## Graph
Product Raw Data
Collimated LEDs for Olympus BX and IX Microscopes
DISCLAIMER: The data presented here are typical. Slight variations in performance data will occur from lot to lot. Please contact Technical Support with any questions regarding the use or reliability of this data.
This data may be used in publications. However, please cite Thorlabs as the source.
Additional Information:
Each Collimated LED consists of a Mounted LED attached to a microscope-port-compatible collimation package. The data presented on the Normalized Spectra tab are for the bare (uncollimated) LEDs. The data in the graph to the left and on the the Normalized Output Spectrum tab has been scaled to the approximate total beam power of the LED through the collimation package for Olympus BX and IX Microscopes.
Due to variations in the manufacturing process and operating parameters such as temperature and current, the actual spectral output of any given LED will vary. Output plots are only intended to be used as a guideline.

## Spectra Scaled to Beam Power
LED Item # |  | M365L2-C1 |  | M365LP1-C1 |  | M385L2-C1 |  | M385LP1-C1 |  | M405L4-C1 |  | M405LP1-C1 |  | M455L4-C1 |  | M470L3-C1 |  | M470L4-C1 |  | M505L4-C1 |  | M530L4-C1 |  | M590L3-C1 |  | M590L4-C1 |  | M617L3-C1 |  | M617L4-C1 |  | M625L4-C1 |  | M660L4-C1 |  | M780L3-C1 |  | M810L3-C1 |  | M850L3-C1 |  | M940L3-C1 |  | MCWHL5-C1 |  | MCWHL6-C1
Approximate Total Beam Power with Collimation Adapter for Olympus BX and IX Microscopes (mW) |  | 120 |  | 505 |  | 170 |  | 795 |  | 510 |  | 750 |  | 630 |  | 350 |  | 420 |  | 220 |  | 200 |  | 80 |  | 130 |  | 320 |  | 360 |  | 630 |  | 590 |  | 210 |  | 245 |  | 480 |  | 430 |  | 440 |  | 548
| Scaling Constant | 12.3473 |  | 37.6496 |  | 13.5329 |  | 59.1858 |  | 31.8175 |  | 45.79 |  | 27.7179 |  | 16.5963 |  | 13.7814 |  | 5.3677 |  | 4.8402 |  | 5.3796 |  | 6.5954 |  | 17.3567 |  | 17.3688 |  | 26.9313 |  | 23.1037 |  | 5.6064 |  | 6.7348 |  | 13.9121 |  | 5.8749 |  | 8.2626 |  | 6.0147
Spectra |  | Wavelength (nm) | Spectral Flux (mW/nm) | Wavelength (nm) | Spectral Flux (mW/nm) | Wavelength (nm) | Spectral Flux (mW/nm) | Wavelength (nm) | Spectral Flux (mW/nm) | Wavelength (nm) | Spectral Flux (mW/nm) | Wavelength (nm) | Spectral Flux (mW/nm) | Wavelength (nm) | Spectral Flux (mW/nm) | Wavelength (nm) | Spectral Flux (mW/nm) | Wavelength (nm) | Spectral Flux (mW/nm) | Wavelength (nm) | Spectral Flux (mW/nm) | Wavelength (nm) | Spectral Flux (mW/nm) | Wavelength (nm) | Spectral Flux (mW/nm) | Wavelength (nm) | Spectral Flux (mW/nm) | Wavelength (nm) | Spectral Flux (mW/nm) | Wavelength (nm) | Spectral Flux (mW/nm) | Wavelength (nm) | Spectral Flux (mW/nm) | Wavelength (nm) | Spectral Flux (mW/nm) | Wavelength (nm) | Spectral Flux (mW/nm) | Wavelength (nm) | Spectral Flux (mW/nm) | Wavelength (nm) | Spectral Flux (mW/nm) | Wavelength (nm) | Spectral Flux (mW/nm) | Wavelength (nm) | Spectral Flux (mW/nm) | Wavelength (nm) | Spectral Flux (mW/nm)
|  | 319.0612 | 0.0037776 | 199.9755 | -0.036061 | 319.0612 | 0.00047047 | 199.9755 | 0 | 192.9252 | 0 | 199.9755 | 0 | 200.0376 | 0 | 194.11 | 0.032746 | 200.0376 | 0 | 200.0376 | 0 | 200.0376 | 5.0119e-05 | 194.11 | 0.0058296 | 200.0376 | 0 | 320.1482 | 0.00020997 | 200.0376 | 0 | 200.0376 | 0.0091691 | 199.9755 | 0 | 498.5586 | 0.0086899 | 199.9755 | 0 | 497.0539 | 9.2755e-05 | 498.5586 | 0.023206 | 199.9755 | 0 | 200.0376 | 0
|  | 319.1756 | 0 | 200.1769 | -0.019071 | 319.1756 | 0 | 200.1769 | 0 | 193.13 | 0 | 200.1769 | 0 | 200.2403 | 0 | 194.31 | -0.055136 | 200.2403 | 0 | 200.2403 | 0 | 200.2403 | 0 | 194.31 | -0.0050134 | 200.2403 | 0 | 320.2569 | 0.00019777 | 200.2403 | 0 | 200.2403 | 0 | 200.1769 | 0 | 498.7121 | 0.011437 | 200.1769 | 0 | 497.2087 | 0.0004174 | 498.7121 | 0.023323 | 200.1769 | 0 | 200.2403 | 0
|  | 319.2899 | 0.0022221 | 200.3784 | 0.003732 | 319.2899 | 0 | 200.3784 | 0 | 193.3348 | 0 | 200.3784 | 0 | 200.443 | 0 | 194.52 | 0.0025189 | 200.443 | 0 | 200.443 | 0 | 200.443 | 6.3932e-05 | 194.52 | 0.003556 | 200.443 | 0 | 320.3656 | 0.00018558 | 200.443 | 0 | 200.443 | 0.0068276 | 200.3784 | 0 | 498.8657 | 0.0097551 | 200.3784 | 0 | 497.3637 | 0 | 498.8657 | 0.022031 | 200.3784 | 0 | 200.443 | 0
|  | 319.4043 | 0.0021815 | 200.5799 | -0.0049469 | 319.4043 | 0.011733 | 200.5799 | 0 | 193.5396 | 0 | 200.5799 | 0 | 200.6458 | 0 | 194.72 | -0.0097957 | 200.6458 | 0 | 200.6458 | 0 | 200.6458 | 0 | 194.72 | -0.0036143 | 200.6458 | 0 | 320.4742 | 0.00019208 | 200.6458 | 0 | 200.6458 | 0 | 200.5799 | 0 | 499.0192 | 0.011045 | 200.5799 | 0 | 497.5186 | 0 | 499.0192 | 0.023264 | 200.5799 | 0 | 200.6458 | 0
|  | 319.5186 | 0.0068884 | 200.7814 | 0.031596 | 319.5186 | 0 | 200.7814 | 0 | 193.7444 | 0 | 200.7814 | 0 | 200.8485 | 0 | 194.92 | 0.050657 | 200.8485 | 0 | 200.8485 | 0 | 200.8485 | 7.9198e-05 | 194.92 | -0.0048385 | 200.8485 | 0 | 320.583 | 0.00016362 | 200.8485 | 0 | 200.8485 | 0.013135 | 200.7814 | 0 | 499.1728 | 0.010428 | 200.7814 | 0 | 497.6735 | 0 | 499.1728 | 0.022383 | 200.7814 | 0 | 200.8485 | 0
|  | 319.633 | 0.0019596 | 200.9829 | 0.0066238 | 319.633 | 0.0051626 | 200.9829 | 0 | 193.9493 | 0 | 200.9829 | 0 | 201.0513 | 0 | 195.12 | 0.02211 | 201.0513 | 0 | 201.0513 | 0 | 201.0513 | 0 | 195.12 | 0.003556 | 201.0513 | 0 | 320.6917 | 0.00014106 | 201.0513 | 0 | 201.0513 | 0 | 200.9829 | 0 | 499.3263 | 0.0039433 | 200.9829 | 0 | 497.8284 | 0.0004174 | 499.3263 | 0.023264 | 200.9829 | 0 | 201.0513 | 0
|  | 319.7473 | 0 | 201.1845 | 0.020259 | 319.7473 | 0 | 201.1845 | 0 | 194.1542 | 0 | 201.1845 | 0 | 201.2541 | 0 | 195.33 | 0.0092359 | 201.2541 | 0 | 201.2541 | 0 | 201.2541 | 6.0993e-05 | 195.33 | -0.0030897 | 201.2541 | 0 | 320.8004 | 0.00012501 | 201.2541 | 0 | 201.2541 | 0.0056461 | 201.1845 | 0 | 499.4799 | 0.0075125 | 201.1845 | 0 | 497.9833 | 0 | 499.4799 | 0.021972 | 201.1845 | 0 | 201.2541 | 0
|  | 319.8616 | 0 | 201.3861 | -0.024246 | 319.8616 | 0.0044586 | 201.3861 | 0 | 194.359 | 0 | 201.3861 | 0 | 201.4569 | 0 | 195.53 | -0.035543 | 201.4569 | 0 | 201.4569 | 0 | 201.4569 | 0 | 195.53 | -0.0062376 | 201.4569 | 0 | 320.9091 | 0.00013639 | 201.4569 | 0 | 201.4569 | 0 | 201.3861 | 0 | 499.6335 | 0.0072883 | 201.3861 | 0 | 498.1383 | 0.0004174 | 499.6335 | 0.022971 | 201.3861 | 0 | 201.4569 | 0
|  | 319.976 | 0.0028887 | 201.5876 | 0.032352 | 319.976 | 0 | 201.5876 | 0 | 194.5639 | 0 | 201.5876 | 0 | 201.6597 | 0 | 195.73 | -0.0086761 | 201.6598 | 0 | 201.6597 | 0 | 201.6597 | 8.6821e-05 | 195.73 | 0.0077533 | 201.6597 | 0 | 321.0178 | 0.00013334 | 201.6597 | 0 | 201.6597 | 0.012545 | 201.5876 | 0 | 499.7871 | 0.01239 | 201.5876 | 0 | 498.2932 | 0 | 499.7871 | 0.021972 | 201.5876 | 0 | 201.6597 | 0
|  | 320.0903 | 0 | 201.7892 | -0.01726 | 320.0903 | 0 | 201.7892 | 0 | 194.7688 | 0 | 201.7892 | 0 | 201.8626 | 0 | 195.93 | 0.011475 | 201.8626 | 0 | 201.8626 | 0 | 201.8626 | 0 | 195.93 | -0.014632 | 201.8626 | 0 | 321.1266 | 0.00012907 | 201.8626 | 0 | 201.8626 | 0 | 201.7893 | 0 | 499.9407 | 0.010372 | 201.7892 | 0 | 498.4482 | 0.00013913 | 499.9407 | 0.023206 | 201.7893 | 0 | 201.8626 | 0
|  | 320.2046 | 0 | 201.9909 | 0.086117 | 320.2046 | 0.0018817 | 201.9909 | 0 | 194.9738 | 0 | 201.9909 | 0 | 202.0655 | 0 | 196.13 | 0.014833 | 202.0655 | 0 | 202.0655 | 0 | 202.0655 | 0.00014164 | 196.13 | 0.0018072 | 202.0655 | 0 | 321.2353 | 0.00014106 | 202.0655 | 0 | 202.0655 | 0.016751 | 201.9909 | 0 | 500.0942 | 0.0057185 | 201.9909 | 0 | 498.6032 | 9.2755e-05 | 500.0942 | 0.022266 | 201.9909 | 0 | 202.0655 | 0
|  | 320.3189 | 0.015311 | 202.1925 | -0.008915 | 320.3189 | 0.0061012 | 202.1925 | 0 | 195.1787 | 0 | 202.1925 | 0 | 202.2683 | 0 | 196.34 | 0.017632 | 202.2683 | 0 | 202.2683 | 0 | 202.2683 | 0 | 196.34 | -0.0095602 | 202.2683 | 0 | 321.3441 | 0.00013009 | 202.2683 | 0 | 202.2683 | 0 | 202.1925 | 0 | 500.2479 | 0.0059988 | 202.1925 | 0 | 498.7581 | 0.00069566 | 500.2479 | 0.023793 | 202.1925 | 0 | 202.2683 | 0
|  | 320.4332 | 0.00088884 | 202.3942 | 0.016523 | 320.4332 | 0.0037633 | 202.3942 | 0 | 195.3836 | 0 | 202.3942 | 0 | 202.4712 | 0 | 196.54 | -0.012595 | 202.4712 | 0 | 202.4712 | 0 | 202.4713 | 7.5057e-05 | 196.54 | 0.010726 | 202.4712 | 0 | 321.4528 | 0.00012866 | 202.4712 | 0 | 202.4712 | 0.0072683 | 202.3942 | 0 | 500.4015 | 0.01082 | 202.3942 | 0 | 498.9131 | 0 | 500.4015 | 0.022736 | 202.3942 | 0 | 202.4713 | 0
|  | 320.5475 | 0 | 202.5959 | -0.019188 | 320.5475 | 0 | 202.5959 | 0 | 195.5886 | 0 | 202.5959 | 0 | 202.6742 | 0 | 196.74 | 0.0097957 | 202.6742 | 0 | 202.6742 | 0 | 202.6742 | 0 | 196.74 | -0.014108 | 202.6742 | 0 | 321.5616 | 0.00012216 | 202.6742 | 0 | 202.6742 | 0 | 202.5959 | 0 | 500.5551 | 0.0081853 | 202.5959 | 0 | 499.0681 | 0.0004174 | 500.5551 | 0.024087 | 202.5959 | 0 | 202.6742 | 0
|  | 320.6619 | 0.0033331 | 202.7976 | 0.017056 | 320.6619 | 0 | 202.7976 | 0 | 195.7936 | 0 | 202.7976 | 0 | 202.8771 | 0 | 196.94 | -0.0075566 | 202.8771 | 0 | 202.8771 | 0 | 202.8771 | 9.5491e-05 | 196.94 | -0.0015157 | 202.8771 | 0 | 321.6704 | 0.00015001 | 202.8771 | 0 | 202.8771 | 0.013398 | 202.7976 | 0 | 500.7088 | 0.012222 | 202.7976 | 0 | 499.2231 | 0 | 500.7088 | 0.022501 | 202.7976 | 0 | 202.8771 | 0
|  | 320.7761 | 0 | 202.9993 | -0.016743 | 320.7761 | 0.0044586 | 202.9993 | 0 | 195.9986 | 0 | 202.9993 | 0 | 203.0801 | 0 | 197.15 | 0.0086761 | 203.08 | 0 | 203.0801 | 0 | 203.08 | 0 | 197.15 | -0.017605 | 203.0801 | 0 | 321.7791 | 0.0001618 | 203.0801 | 0 | 203.08 | 0 | 202.9993 | 0 | 500.8624 | 0.010764 | 202.9993 | 0 | 499.3781 | 0.00013913 | 500.8624 | 0.023793 | 202.9993 | 0 | 203.08 | 0
|  | 320.8904 | 0 | 203.201 | 0.0016988 | 320.8904 | 0 | 203.201 | 0 | 196.2036 | 0 | 203.201 | 0 | 203.283 | 0 | 197.35 | 0.036664 | 203.283 | 0 | 203.283 | 0 | 203.283 | 5.6093e-05 | 197.35 | -0.0037892 | 203.283 | 0 | 321.8879 | 0.00017806 | 203.283 | 0 | 203.283 | 0.0092063 | 203.201 | 0 | 501.0161 | 0.018109 | 203.201 | 0 | 499.5331 | 0 | 501.0161 | 0.022795 | 203.201 | 0 | 203.283 | 0
|  | 321.0047 | 0 | 203.4028 | -0.027296 | 321.0047 | 0.0030506 | 203.4028 | 0 | 196.4086 | 0 | 203.4028 | 0 | 203.486 | 0 | 197.55 | -0.02267 | 203.486 | 0 | 203.486 | 0 | 203.486 | 0 | 197.55 | -0.00081612 | 203.486 | 0 | 321.9967 | 0.0001746 | 203.486 | 0 | 203.486 | 0 | 203.4028 | 0 | 501.1698 | 0.009643 | 203.4028 | 0 | 499.6881 | 0.00013913 | 501.1698 | 0.024381 | 203.4028 | 0 | 203.486 | 0
|  | 321.119 | 0 | 203.6046 | 0.0099978 | 321.119 | 0 | 203.6046 | 0 | 196.6136 | 0 | 203.6046 | 0 | 203.689 | 0 | 197.75 | -0.02435 | 203.689 | 0 | 203.689 | 0 | 203.689 | 8.6925e-05 | 197.75 | -0.0034394 | 203.689 | 0 | 322.1055 | 0.00017704 | 203.689 | 0 | 203.689 | 0.011692 | 203.6045 | 0 | 501.3234 | 0.01239 | 203.6046 | 0 | 499.8432 | 9.2755e-05 | 501.3234 | 0.023441 | 203.6045 | 0 | 203.689 | 0
|  | 321.2333 | 0 | 203.8063 | 0.0040096 | 321.2333 | 0.0042239 | 203.8063 | 0 | 196.8187 | 0 | 203.8063 | 0 | 203.892 | 0 | 197.96 | 0.0013994 | 203.892 | 0 | 203.892 | 0 | 203.892 | 0 | 197.96 | 0.00093272 | 203.892 | 0 | 322.2143 | 0.00018456 | 203.892 | 0 | 203.892 | 0 | 203.8064 | 0 | 501.4771 | 0.010372 | 203.8063 | 0 | 499.9982 | 0.00013913 | 501.4771 | 0.024851 | 203.8064 | 0 | 203.892 | 0
|  | 321.3476 | 0.0015555 | 204.0082 | 0.017736 | 321.3476 | 0 | 204.0082 | 0 | 197.0237 | 0 | 204.0082 | 0 | 204.0951 | 0 | 198.16 | 0.015393 | 204.0951 | 0 | 204.0951 | 0 | 204.0951 | 8.9081e-05 | 198.16 | 0.0089776 | 204.0951 | 0 | 322.3231 | 0.00016932 | 204.0951 | 0 | 204.0951 | 0.012403 | 204.0082 | 0 | 501.6308 | 0.013511 | 204.0082 | 0 | 500.1532 | 9.2755e-05 | 501.6308 | 0.023852 | 204.0082 | 0 | 204.0951 | 0.0001005
|  | 321.4619 | 0.013952 | 204.21 | -0.021145 | 321.4619 | 0.017322 | 204.21 | 0 | 197.2288 | 0 | 204.21 | 0 | 204.2981 | 0 | 198.36 | -0.0013994 | 204.2981 | 0 | 204.2981 | 0 | 204.2981 | 0 | 198.36 | -0.004139 | 204.2981 | 0 | 322.4319 | 0.00017379 | 204.2981 | 0 | 204.2981 | 0 | 204.21 | 0 | 501.7845 | 0.0099793 | 204.21 | 0 | 500.3083 | 0.0004174 | 501.7845 | 0.024851 | 204.21 | 0 | 204.2981 | 2.195e-05
|  | 321.5762 | 0 | 204.4118 | -0.0033654 | 321.5762 | 0.0065858 | 204.4118 | 0 | 197.4339 | 0 | 204.4118 | 0 | 204.5012 | 0 | 198.56 | -0.0053177 | 204.5012 | 0 | 204.5012 | 0 | 204.5012 | 5.244e-05 | 198.56 | 0.0088028 | 204.5012 | 0 | 322.5407 | 0.00015956 | 204.5012 | 0 | 204.5012 | 0.006848 | 204.4118 | 0 | 501.9382 | 0.016483 | 204.4118 | 0 | 500.4633 | 0 | 501.9382 | 0.023147 | 204.4118 | 0 | 204.5012 | 9.3912e-05
|  | 321.6904 | 0.00018483 | 204.6137 | -0.0087267 | 321.6904 | 0 | 204.6137 | 0 | 197.639 | 0 | 204.6137 | 0 | 204.7043 | 0 | 198.76 | 0.036104 | 204.7043 | 0 | 204.7043 | 0 | 204.7043 | 0 | 198.76 | -0.00081612 | 204.7043 | 0 | 322.6495 | 0.00016891 | 204.7043 | 0 | 204.7043 | 0 | 204.6137 | 0 | 502.092 | 0.0075686 | 204.6137 | 0 | 500.6184 | 0.0004174 | 502.092 | 0.023793 | 204.6137 | 0 | 204.7043 | 3.7782e-05
|  | 321.8047 | 0.0028887 | 204.8156 | 0.032321 | 321.8047 | 0.010349 | 204.8156 | 0 | 197.8441 | 0 | 204.8156 | 0 | 204.9074 | 0 | 198.97 | 0.019871 | 204.9074 | 0 | 204.9074 | 0 | 204.9074 | 0.00013857 | 198.97 | -0.002565 | 204.9074 | 0 | 322.7584 | 0.00016952 | 204.9074 | 0 | 204.9074 | 0.012588 | 204.8156 | 0 | 502.2457 | 0.01082 | 204.8156 | 0 | 500.7735 | 0 | 502.2457 | 0.022442 | 204.8156 | 0 | 204.9074 | 0.00010479
|  | 321.919 | 0 | 205.0175 | -0.02497 | 321.919 | 0.0070399 | 205.0175 | 0 | 198.0493 | 0 | 205.0175 | 0 | 205.1105 | 0 | 199.17 | -0.02379 | 205.1105 | 0 | 205.1105 | 0 | 205.1105 | 0 | 199.17 | -0.013583 | 205.1105 | 0 | 322.8672 | 0.00015387 | 205.1105 | 0 | 205.1105 | 0 | 205.0175 | 0 | 502.3995 | 0.01211 | 205.0175 | 0 | 500.9286 | 0.0004174 | 502.3995 | 0.024204 | 205.0175 | 0 | 205.1105 | 2.1747e-05
|  | 322.0332 | 0 | 205.2194 | 0.022649 | 322.0332 | 0 | 205.2194 | 0 | 198.2544 | 0 | 205.2194 | 0 | 205.3136 | 0 | 199.37 | 0.011475 | 205.3136 | 0 | 205.3136 | 0 | 205.3136 | 7.6107e-05 | 199.37 | 0.0054798 | 205.3136 | 0 | 322.976 | 0.00014492 | 205.3136 | 0 | 205.3136 | 0.0071482 | 205.2194 | 0 | 502.5532 | 0.013623 | 205.2194 | 0 | 501.0836 | 0 | 502.5532 | 0.022795 | 205.2194 | 0 | 205.3136 | 0.00010526
|  | 322.1475 | 0.0037345 | 205.4214 | -0.0071606 | 322.1475 | 0.005632 | 205.4214 | 0 | 198.4595 | 0 | 205.4214 | 0 | 205.5168 | 0 | 199.57 | 0.0025189 | 205.5168 | 0 | 205.5168 | 0 | 205.5168 | 0 | 199.57 | -0.01026 | 205.5168 | 0 | 323.0849 | 0.00012196 | 205.5168 | 0 | 205.5168 | 0 | 205.4214 | 0 | 502.707 | 0.0059427 | 205.4214 | 0 | 501.2387 | 0 | 502.707 | 0.024087 | 205.4214 | 0 | 205.5168 | 3.1426e-05
|  | 322.2617 | 0 | 205.6233 | -0.016722 | 322.2617 | 0 | 205.6233 | 0 | 198.6647 | 0 | 205.6233 | 0 | 205.72 | 0 | 199.78 | 0.012035 | 205.72 | 0 | 205.72 | 0 | 205.72 | 5.8245e-05 | 199.78 | -0.0034394 | 205.72 | 0 | 323.1938 | 0.00010935 | 205.72 | 0 | 205.72 | 0.0099919 | 205.6233 | 0 | 502.8607 | 0.017324 | 205.6233 | 0 | 501.3938 | 0 | 502.8607 | 0.022501 | 205.6233 | 0 | 205.72 | 9.9631e-05
|  | 322.376 | 0 | 205.8253 | -0.0035566 | 322.376 | 0 | 205.8253 | 0 | 198.8699 | 0 | 205.8253 | 0 | 205.9232 | 0 | 199.98 | -0.02379 | 205.9232 | 0 | 205.9232 | 0 | 205.9232 | 0 | 199.98 | -0.0081612 | 205.9232 | 0 | 323.3026 | 0.00010366 | 205.9232 | 0 | 205.9232 | 0 | 205.8253 | 0 | 503.0145 | 0.0084656 | 205.8253 | 0 | 501.5489 | 0.0004174 | 503.0145 | 0.024087 | 205.8253 | 0 | 205.9232 | 2.4558e-05
|  | 322.4902 | 0.0046664 | 206.0273 | 0.055358 | 322.4902 | 0 | 206.0273 | 0 | 199.0751 | 0 | 206.0273 | 0 | 206.1264 | 0 | 200.18 | -0.014274 | 206.1264 | 0 | 206.1264 | 0 | 206.1264 | 0.00012103 | 200.18 | 0.0018072 | 206.1264 | 0 | 323.4115 | 0.00012033 | 206.1264 | 0 | 206.1264 | 0.010108 | 206.0273 | 0 | 503.1683 | 0.01054 | 206.0273 | 0 | 501.7041 | 0 | 503.1683 | 0.022795 | 206.0273 | 0 | 206.1264 | 0.00010353
|  | 322.6045 | 0 | 206.2293 | 0.0073238 | 322.6045 | 0.018946 | 206.2293 | 0 | 199.2803 | 0 | 206.2293 | 0 | 206.3296 | 0 | 200.39 | -0.0075566 | 206.3296 | 0 | 206.3296 | 0 | 206.3296 | 0 | 200.39 | -0.0018654 | 206.3296 | 0 | 323.5204 | 0.00015041 | 206.3296 | 0 | 206.3296 | 0 | 206.2293 | 0 | 503.3221 | 0.0062231 | 206.2293 | 0 | 501.8592 | 0.00013913 | 503.3221 | 0.023676 | 206.2293 | 0 | 206.3296 | 3.1689e-05
|  | 322.7187 | 0 | 206.4314 | 0.014659 | 322.7187 | 0.004469 | 206.4314 | 0 | 199.4856 | 0 | 206.4314 | 0 | 206.5328 | 0 | 200.59 | 0.010915 | 206.5328 | 0 | 206.5328 | 0 | 206.5328 | 5.1552e-05 | 200.59 | -0.005713 | 206.5328 | 0 | 323.6292 | 0.00015366 | 206.5328 | 0 | 206.5328 | 0.0092608 | 206.4314 | 0 | 503.4759 | 0.01026 | 206.4314 | 0 | 502.0143 | 9.2755e-05 | 503.4759 | 0.022266 | 206.4314 | 0 | 206.5328 | 9.5993e-05
|  | 322.833 | 0 | 206.6334 | 0.002911 | 322.833 | 0.0053973 | 206.6334 | 0 | 199.6908 | 0 | 206.6334 | 0 | 206.7361 | 0 | 200.79 | -0.006437 | 206.7361 | 0 | 206.7361 | 0 | 206.7361 | 0 | 200.79 | -0.0062376 | 206.7361 | 0 | 323.7381 | 0.0001372 | 206.7361 | 0 | 206.7361 | 0 | 206.6334 | 0 | 503.6298 | 0.0059988 | 206.6334 | 0 | 502.1695 | 0.0004174 | 503.6298 | 0.023852 | 206.6334 | 0 | 206.7361 | 2.8303e-05
|  | 322.9472 | 0 | 206.8355 | 0.036954 | 322.9472 | 0 | 206.8355 | 0 | 199.8961 | 0 | 206.8355 | 0 | 206.9394 | 0 | 200.99 | -0.014274 | 206.9394 | 0 | 206.9394 | 0 | 206.9394 | 8.1765e-05 | 200.99 | 0.015448 | 206.9394 | 0 | 323.847 | 0.00013436 | 206.9394 | 0 | 206.9394 | 0.0076056 | 206.8355 | 0 | 503.7836 | 0.013511 | 206.8355 | 0 | 502.3246 | 0 | 503.7836 | 0.022971 | 206.8355 | 0 | 206.9394 | 9.9496e-05
|  | 323.0614 | 0.0041782 | 207.0376 | 0.00021025 | 323.0614 | 0.0058665 | 207.0376 | 0 | 200.1013 | 0 | 207.0376 | 0 | 207.1427 | 0 | 201.2 | -0.047299 | 207.1427 | 0 | 207.1427 | 0 | 207.1427 | 0 | 201.2 | 0.0077533 | 207.1427 | 0 | 323.9559 | 0.00015245 | 207.1427 | 0 | 207.1427 | 0 | 207.0376 | 0 | 503.9374 | 0.0087459 | 207.0376 | 0 | 502.4798 | 0.00013913 | 503.9374 | 0.024322 | 207.0376 | 0 | 207.1427 | 2.8469e-05
|  | 323.1756 | 0.0048885 | 207.2397 | 0.016035 | 323.1756 | 0 | 207.2397 | 0 | 200.3066 | 0 | 207.2397 | 0 | 207.346 | 0 | 201.4 | 0.027708 | 207.346 | 0 | 207.346 | 0 | 207.346 | 5.7823e-05 | 201.4 | 0.0028565 | 207.346 | 0 | 324.0648 | 0.00017501 | 207.346 | 0 | 207.346 | 0.0043114 | 207.2397 | 0 | 504.0913 | 0.016146 | 207.2397 | 0 | 502.6349 | 9.2755e-05 | 504.0913 | 0.022618 | 207.2397 | 0 | 207.346 | 8.637e-05
|  | 323.2899 | 0 | 207.4418 | -0.030145 | 323.2899 | 0.015292 | 207.4418 | 0 | 200.5119 | 0 | 207.4418 | 0 | 207.5493 | 0 | 201.6 | -0.014274 | 207.5493 | 0 | 207.5493 | 0 | 207.5493 | 0 | 201.6 | -0.01061 | 207.5493 | 0 | 324.1737 | 0.0001807 | 207.5493 | 0 | 207.5493 | 0 | 207.4418 | 0 | 504.2451 | 0.0065034 | 207.4418 | 0 | 502.7901 | 0.00013913 | 504.2451 | 0.023734 | 207.4418 | 0 | 207.5493 | 2.8516e-05
|  | 323.4041 | 0 | 207.644 | -0.011848 | 323.4041 | 0 | 207.644 | 0 | 200.7172 | 0 | 207.644 | 0 | 207.7526 | 0 | 201.8 | 0.0025189 | 207.7526 | 0 | 207.7526 | 0 | 207.7526 | 4.3195e-05 | 201.8 | 0.014574 | 207.7526 | 0 | 324.2826 | 0.00018558 | 207.7526 | 0 | 207.7526 | 0.0096136 | 207.644 | 0 | 504.399 | 0.011325 | 207.644 | 0 | 502.9453 | 0.00037102 | 504.399 | 0.022912 | 207.644 | 0 | 207.7526 | 8.9011e-05
|  | 323.5183 | 0 | 207.8462 | -0.0077518 | 323.5183 | 0.0046932 | 207.8462 | 0 | 200.9226 | 0 | 207.8462 | 0 | 207.956 | 0 | 202.01 | -0.034985 | 207.956 | 0 | 207.956 | 0 | 207.956 | 0 | 202.01 | 0.0018072 | 207.956 | 0 | 324.3916 | 0.0002059 | 207.956 | 0 | 207.956 | 0 | 207.8462 | 0 | 504.5529 | 0.012726 | 207.8462 | 0 | 503.1005 | 0.0004174 | 504.5529 | 0.024439 | 207.8462 | 0 | 207.956 | 2.7527e-05
|  | 323.6325 | 0.0015555 | 208.0483 | 0.006694 | 323.6325 | 0 | 208.0483 | 0 | 201.1279 | 0 | 208.0483 | 0 | 208.1594 | 0 | 202.21 | -0.014274 | 208.1594 | 0 | 208.1594 | 0 | 208.1594 | 4.8587e-05 | 202.21 | 0.0042556 | 208.1594 | 0 | 324.5005 | 0.00019635 | 208.1594 | 0 | 208.1594 | 0.0097946 | 208.0483 | 0 | 504.7067 | 0.0089702 | 208.0483 | 0 | 503.2557 | 0.00092755 | 504.7067 | 0.023323 | 208.0483 | 0 | 208.1594 | 9.4057e-05
|  | 323.7467 | 0 | 208.2506 | -0.012777 | 323.7467 | 0.0039893 | 208.2506 | 0 | 201.3333 | 0 | 208.2506 | 0 | 208.3628 | 0 | 202.41 | -0.024908 | 208.3628 | 0 | 208.3628 | 0 | 208.3628 | 0 | 202.41 | 0.00023318 | 208.3628 | 0 | 324.6094 | 0.00020692 | 208.3628 | 0 | 208.3628 | 0 | 208.2506 | 0 | 504.8606 | 0.0058306 | 208.2506 | 0 | 503.4109 | 0.0004174 | 504.8606 | 0.024381 | 208.2506 | 0 | 208.3628 | 2.9946e-05
|  | 323.8609 | 0 | 208.4528 | 0.0018002 | 323.8609 | 0 | 208.4528 | 0 | 201.5386 | 0 | 208.4528 | 0 | 208.5662 | 0 | 202.62 | -0.010915 | 208.5662 | 0 | 208.5662 | 0 | 208.5662 | 9.1544e-05 | 202.62 | -0.0034394 | 208.5662 | 0 | 324.7184 | 0.00018883 | 208.5662 | 0 | 208.5662 | 0.0062771 | 208.4528 | 0 | 505.0145 | 0.016763 | 208.4528 | 0 | 503.5661 | 9.2755e-05 | 505.0145 | 0.023206 | 208.4528 | 0 | 208.5662 | 9.2779e-05
|  | 323.9751 | 0 | 208.655 | -0.030919 | 323.9751 | 0.0011733 | 208.655 | 0 | 201.744 | 0 | 208.655 | 0 | 208.7696 | 0 | 202.82 | -0.012035 | 208.7696 | 0 | 208.7696 | 0 | 208.7696 | 0 | 202.82 | -0.0053632 | 208.7696 | 0 | 324.8273 | 0.00019838 | 208.7696 | 0 | 208.7696 | 0 | 208.655 | 0 | 505.1684 | 0.013399 | 208.655 | 0 | 503.7213 | 0 | 505.1684 | 0.024439 | 208.655 | 0 | 208.7696 | 2.9352e-05
|  | 324.0893 | 0 | 208.8573 | 0.01772 | 324.0893 | 0.005645 | 208.8573 | 0 | 201.9494 | 0 | 208.8573 | 0 | 208.9731 | 0 | 203.02 | -0.0097957 | 208.9731 | 0 | 208.9731 | 0 | 208.9731 | 6.7494e-05 | 203.02 | 0.0030313 | 208.9731 | 0 | 324.9363 | 0.00017846 | 208.9731 | 0 | 208.9731 | 0.011283 | 208.8573 | 0 | 505.3224 | 0.014577 | 208.8573 | 0 | 503.8765 | 9.2755e-05 | 505.3224 | 0.023382 | 208.8573 | 0 | 208.9731 | 9.4626e-05
|  | 324.2035 | 0 | 209.0596 | -0.028671 | 324.2035 | 0.0091518 | 209.0596 | 0 | 202.1548 | 0 | 209.0596 | 0 | 209.1765 | 0 | 203.22 | -0.027148 | 209.1765 | 0 | 209.1765 | 0 | 209.1765 | 0 | 203.22 | -0.0053632 | 209.1765 | 0 | 325.0452 | 0.0001935 | 209.1765 | 0 | 209.1765 | 0 | 209.0596 | 0 | 505.4763 | 0.0081853 | 209.0596 | 0 | 504.0317 | 0.0004174 | 505.4763 | 0.024263 | 209.0596 | 0 | 209.1765 | 2.5621e-05
|  | 324.3177 | 0 | 209.2619 | -0.0037525 | 324.3177 | 0.0037633 | 209.2619 | 0 | 202.3603 | 0 | 209.2619 | 0 | 209.38 | 0 | 203.43 | -0.0041982 | 209.38 | 0 | 209.38 | 0 | 209.38 | 9.3607e-05 | 203.43 | -0.0065873 | 209.38 | 0 | 325.1542 | 0.00017358 | 209.38 | 0 | 209.38 | 0.010211 | 209.2619 | 0 | 505.6302 | 0.015361 | 209.2619 | 0 | 504.187 | 0 | 505.6302 | 0.023323 | 209.2619 | 0 | 209.38 | 0.00010859
|  | 324.4319 | 0 | 209.4642 | -0.048806 | 324.4319 | 0.010325 | 209.4642 | 0 | 202.5657 | 0 | 209.4642 | 0 | 209.5835 | 0 | 203.63 | -0.023229 | 209.5835 | 0 | 209.5835 | 0 | 209.5835 | 0 | 203.63 | -0.010435 | 209.5835 | 0 | 325.2632 | 0.0001685 | 209.5835 | 0 | 209.5835 | 0 | 209.4642 | 0 | 505.7842 | 0.0094748 | 209.4642 | 0 | 504.3422 | 0 | 505.7842 | 0.024557 | 209.4642 | 0 | 209.5835 | 3.6507e-05
|  | 324.5461 | 0 | 209.6665 | 0.026082 | 324.5461 | 0 | 209.6665 | 0 | 202.7712 | 0 | 209.6665 | 0 | 209.787 | 0 | 203.83 | -0.0047579 | 209.787 | 0 | 209.787 | 0 | 209.787 | 8.3687e-05 | 203.83 | -0.0051883 | 209.787 | 0 | 325.3721 | 0.00013009 | 209.787 | 0 | 209.787 | 0.0079725 | 209.6665 | 0 | 505.9381 | 0.0074004 | 209.6665 | 0 | 504.4975 | 0.00037102 | 505.9381 | 0.023676 | 209.6665 | 0 | 209.787 | 0.00010218
|  | 324.6603 | 0.0006286 | 209.8689 | -0.038812 | 324.6603 | 0.00093859 | 209.8689 | 0 | 202.9766 | 0 | 209.8689 | 0 | 209.9905 | 0 | 204.04 | -0.020991 | 209.9905 | 0 | 209.9905 | 0 | 209.9905 | 0 | 204.04 | -0.0037892 | 209.9905 | 0 | 325.4811 | 0.00012501 | 209.9905 | 0 | 209.9905 | 0 | 209.8689 | 0 | 506.0921 | 0.013287 | 209.8689 | 0 | 504.6527 | 0.00013913 | 506.0921 | 0.024439 | 209.8689 | 0 | 209.9905 | 1.9304e-05
|  | 324.7744 | 0.004222 | 210.0712 | 0.047118 | 324.7744 | 0 | 210.0712 | 0 | 203.1821 | 0 | 210.0712 | 0 | 210.1941 | 0 | 204.24 | -0.00083963 | 210.1941 | 0 | 210.1941 | 0 | 210.1941 | 9.1552e-05 | 204.24 | 0.0077533 | 210.1941 | 0 | 325.5901 | 0.00011464 | 210.1941 | 0 | 210.1941 | 0.010852 | 210.0712 | 0 | 506.2461 | 0.016371 | 210.0712 | 0 | 504.808 | 0 | 506.2461 | 0.023088 | 210.0712 | 0 | 210.1941 | 9.9817e-05
|  | 324.8886 | 0.001516 | 210.2736 | -0.021846 | 324.8886 | 0.0023467 | 210.2736 | 0 | 203.3876 | 0 | 210.2736 | 0 | 210.3977 | 0 | 204.44 | -0.013154 | 210.3977 | 0 | 210.3977 | 0 | 210.3977 | 0 | 204.44 | -0.0039641 | 210.3977 | 0 | 325.6991 | 0.00010732 | 210.3977 | 0 | 210.3977 | 0 | 210.2736 | 0 | 506.4001 | 0.0056064 | 210.2736 | 0 | 504.9633 | 0.0004174 | 506.4001 | 0.024439 | 210.2736 | 0 | 210.3977 | 2.6698e-05
|  | 325.0028 | 0.004222 | 210.476 | 0.03665 | 325.0028 | 0 | 210.476 | 0 | 203.5931 | 0 | 210.476 | 0 | 210.6012 | 0 | 204.64 | 0.038343 | 210.6012 | 0 | 210.6012 | 0 | 210.6012 | 0.00010411 | 204.64 | -0.0036143 | 210.6012 | 0 | 325.8081 | 0.00011179 | 210.6012 | 0 | 210.6012 | 0.01132 | 210.476 | 0 | 506.5541 | 0.0048292 | 210.476 | 0 | 505.1186 | 0 | 506.5541 | 0.023617 | 210.476 | 0 | 210.6012 | 0.00010042
|  | 325.1169 | 0 | 210.6785 | 0.0045352 | 325.1169 | 0.0075091 | 210.6785 | 0 | 203.7986 | 0 | 210.6785 | 0 | 210.8048 | 0 | 204.85 | -0.051218 | 210.8048 | 0 | 210.8048 | 0 | 210.8048 | 0 | 204.85 | -0.010959 | 210.8048 | 0 | 325.9171 | 0.00012358 | 210.8048 | 0 | 210.8048 | 0 | 210.6785 | 0 | 506.7081 | 0.0085777 | 210.6785 | 0 | 505.2738 | 0.00013913 | 506.7081 | 0.024851 | 210.6785 | 0 | 210.8048 | 4.1485e-05
|  | 325.2311 | 0.0044442 | 210.8809 | 0.054422 | 325.2311 | 0 | 210.8809 | 0 | 204.0042 | 0 | 210.8809 | 0 | 211.0085 | 0 | 205.05 | 0.020431 | 211.0085 | 0 | 211.0085 | 0 | 211.0085 | 0.00010861 | 205.05 | -0.0030897 | 211.0085 | 0 | 326.0261 | 0.00014899 | 211.0085 | 0 | 211.0085 | 0.015141 | 210.8809 | 0 | 506.8621 | 0.014408 | 210.8809 | 0 | 505.4291 | 0 | 506.8621 | 0.023323 | 210.8809 | 0 | 211.0085 | 0.00010169
|  | 325.3453 | 0.00040678 | 211.0834 | -0.041912 | 325.3453 | 0.015428 | 211.0834 | 0 | 204.2097 | 0 | 211.0834 | 0 | 211.2121 | 0 | 205.25 | -0.0092359 | 211.2121 | 0 | 211.2121 | 0 | 211.2121 | 0 | 205.25 | -0.019354 | 211.2121 | 0 | 326.1352 | 0.0001809 | 211.2121 | 0 | 211.2121 | 0 | 211.0834 | 0 | 507.0161 | 0.0012816 | 211.0834 | 0 | 505.5845 | 0.00013913 | 507.0161 | 0.024792 | 211.0834 | 0 | 211.2121 | 2.0747e-05
|  | 325.4594 | 0 | 211.2859 | 0.014367 | 325.4594 | 0 | 211.2859 | 0 | 204.4153 | 0 | 211.2859 | 0 | 211.4157 | 0 | 205.46 | -0.0047579 | 211.4157 | 0 | 211.4157 | 0 | 211.4157 | 6.061e-05 | 205.46 | 0.0039058 | 211.4157 | 0 | 326.2442 | 0.00017419 | 211.4157 | 0 | 211.4157 | 0.0095863 | 211.2859 | 0 | 507.1701 | 0.0092505 | 211.2859 | 0 | 505.7398 | 9.2755e-05 | 507.1701 | 0.024087 | 211.2859 | 0 | 211.4157 | 0.00010373
|  | 325.5736 | 0 | 211.4884 | -0.023315 | 325.5736 | 0 | 211.4884 | 0 | 204.6209 | 0 | 211.4884 | 0 | 211.6194 | 0 | 205.66 | 0.00027989 | 211.6194 | 0 | 211.6194 | 0 | 211.6194 | 0 | 205.66 | -0.0060627 | 211.6194 | 0 | 326.3532 | 0.00016789 | 211.6194 | 0 | 211.6194 | 0 | 211.4884 | 0 | 507.3241 | 0.011325 | 211.4884 | 0 | 505.8951 | 0 | 507.3241 | 0.025321 | 211.4884 | 0 | 211.6194 | 3.0846e-05
|  | 325.6877 | 0 | 211.6909 | 0.0094206 | 325.6877 | 0 | 211.6909 | 0 | 204.8265 | 0 | 211.6909 | 0 | 211.8231 | 0 | 205.86 | 0.012595 | 211.8231 | 0 | 211.8231 | 0 | 211.8231 | 4.1982e-05 | 205.86 | 0.0077533 | 211.8231 | 0 | 326.4623 | 0.00016383 | 211.8231 | 0 | 211.8231 | 0.0047429 | 211.6909 | 0 | 507.4782 | 0.014016 | 211.6909 | 0 | 506.0504 | 0 | 507.4782 | 0.023793 | 211.6909 | 0 | 211.8231 | 8.8142e-05
|  | 325.8018 | 0 | 211.8934 | 0.011158 | 325.8018 | 0.0065706 | 211.8934 | 0 | 205.0321 | 0 | 211.8934 | 0 | 212.0268 | 0 | 206.07 | 0.0075566 | 212.0268 | 0 | 212.0268 | 0 | 212.0268 | 1.1624e-06 | 206.07 | -0.007462 | 212.0268 | 0 | 326.5713 | 0.00019106 | 212.0268 | 0 | 212.0268 | 0 | 211.8934 | 0 | 507.6322 | 0.014184 | 211.8934 | 0 | 506.2058 | 0.00013913 | 507.6322 | 0.024851 | 211.8934 | 0 | 212.0268 | 3.8002e-05
|  | 325.916 | 0 | 212.096 | 0.0059943 | 325.916 | 0 | 212.096 | 0 | 205.2377 | 0 | 212.096 | 0 | 212.2305 | 0 | 206.27 | 0.044499 | 212.2305 | 0 | 212.2305 | 0 | 212.2305 | 4.6404e-05 | 206.27 | 0.0047802 | 212.2305 | 0 | 326.6804 | 0.00019411 | 212.2305 | 0 | 212.2305 | 0.0081325 | 212.096 | 0 | 507.7863 | 0.0065034 | 212.096 | 0 | 506.3611 | 9.2755e-05 | 507.7863 | 0.024322 | 212.096 | 0 | 212.2305 | 8.5317e-05
|  | 326.0301 | 0 | 212.2986 | -0.020621 | 326.0301 | 0 | 212.2986 | 0 | 205.4434 | 0 | 212.2986 | 0 | 212.4342 | 0 | 206.47 | -0.031627 | 212.4342 | 0 | 212.4342 | 0 | 212.4342 | 0 | 206.47 | -0.0048385 | 212.4342 | 0 | 326.7894 | 0.0001992 | 212.4342 | 0 | 212.4342 | 0 | 212.2986 | 0 | 507.9404 | 0.0072883 | 212.2986 | 0 | 506.5165 | 0.00013913 | 507.9404 | 0.025203 | 212.2986 | 0 | 212.4342 | 3.1208e-05
|  | 326.1442 | 0 | 212.5012 | -7.3225e-05 | 326.1442 | 0 | 212.5012 | 0 | 205.649 | 0 | 212.5012 | 0 | 212.638 | 0 | 206.68 | -0.029946 | 212.638 | 0 | 212.638 | 0 | 212.638 | 4.9226e-05 | 206.68 | -0.005538 | 212.638 | 0 | 326.8985 | 0.00019452 | 212.638 | 0 | 212.638 | 0.012121 | 212.5012 | 0 | 508.0945 | 0.0097551 | 212.5012 | 0 | 506.6718 | 9.2755e-05 | 508.0945 | 0.023793 | 212.5012 | 0 | 212.638 | 8.6858e-05
|  | 326.2584 | 0.0032908 | 212.7038 | -0.0033292 | 326.2584 | 0.0039893 | 212.7038 | 0 | 205.8547 | 0 | 212.7038 | 0 | 212.8418 | 0 | 206.88 | -0.00083963 | 212.8417 | 0 | 212.8418 | 0 | 212.8418 | 0 | 206.88 | -0.007462 | 212.8418 | 0 | 327.0076 | 0.00020204 | 212.8418 | 0 | 212.8417 | 0 | 212.7038 | 0 | 508.2486 | 0.013007 | 212.7038 | 0 | 506.8272 | 0.0004174 | 508.2486 | 0.024674 | 212.7038 | 0 | 212.8418 | 2.5649e-05
|  | 326.3725 | 0 | 212.9064 | -0.043693 | 326.3725 | 0 | 212.9064 | 0 | 206.0603 | 0 | 212.9064 | 0 | 213.0455 | 0 | 207.08 | 0.013154 | 213.0455 | 0 | 213.0455 | 0 | 213.0455 | 2.7851e-05 | 207.08 | -0.014982 | 213.0455 | 0 | 327.1166 | 0.00017928 | 213.0455 | 0 | 213.0455 | 0.0013236 | 212.9064 | 0 | 508.4027 | 0.013119 | 212.9064 | 0 | 506.9826 | 0 | 508.4027 | 0.024028 | 212.9064 | 0 | 213.0455 | 0.00010015
|  | 326.4866 | 0.0019596 | 213.1091 | -0.016587 | 326.4866 | 0.0042239 | 213.1091 | 0 | 206.2661 | 0 | 213.1091 | 0 | 213.2493 | 0 | 207.29 | 0.0019591 | 213.2493 | 0 | 213.2493 | 0 | 213.2493 | 0 | 207.29 | -0.0069371 | 213.2493 | 0 | 327.2257 | 0.00018537 | 213.2493 | 0 | 213.2493 | 0 | 213.1091 | 0 | 508.5568 | 0.0071762 | 213.1091 | 0 | 507.1379 | 0.00069566 | 508.5568 | 0.024674 | 213.1091 | 0 | 213.2493 | 2.8672e-05
|  | 326.6008 | 0 | 213.3117 | 0.088133 | 326.6008 | 0.0016465 | 213.3117 | 0 | 206.4718 | 0 | 213.3117 | 0 | 213.4532 | 0 | 207.49 | -0.02155 | 213.4532 | 0 | 213.4532 | 0 | 213.4532 | 0.00012867 | 207.49 | -0.00099105 | 213.4532 | 0 | 327.3348 | 0.00015184 | 213.4532 | 0 | 213.4532 | 0.0087816 | 213.3117 | 0 | 508.7109 | 0.013007 | 213.3117 | 0 | 507.2933 | 0 | 508.7109 | 0.02303 | 213.3117 | 0 | 213.4532 | 9.6592e-05
|  | 326.7149 | 0 | 213.5144 | -0.023863 | 326.7149 | 0.013668 | 213.5144 | 0 | 206.6775 | 0 | 213.5144 | 0 | 213.657 | 0 | 207.69 | -0.019871 | 213.657 | 0 | 213.657 | 0 | 213.657 | 0 | 207.69 | -0.010435 | 213.657 | 0 | 327.4439 | 0.00015671 | 213.657 | 0 | 213.657 | 0 | 213.5144 | 0 | 508.865 | 0.0053234 | 213.5144 | 0 | 507.4487 | 0.00013913 | 508.865 | 0.024087 | 213.5144 | 0 | 213.657 | 3.0419e-05
|  | 326.829 | 0 | 213.7171 | 0.0083222 | 326.829 | 0.0091731 | 213.7171 | 0 | 206.8832 | 0 | 213.7171 | 0 | 213.8608 | 0 | 207.89 | -0.0081163 | 213.8608 | 0 | 213.8608 | 0 | 213.8608 | 3.1163e-05 | 207.89 | -0.00011659 | 213.8608 | 0 | 327.553 | 0.00014045 | 213.8608 | 0 | 213.8608 | 0.0062919 | 213.7171 | 0 | 509.0192 | 0.01026 | 213.7171 | 0 | 507.6041 | 9.2755e-05 | 509.0192 | 0.023382 | 213.7171 | 0 | 213.8608 | 8.4581e-05
|  | 326.9431 | 0.0026252 | 213.9199 | -0.0201 | 326.9431 | 0.00352 | 213.9199 | 0 | 207.089 | 0 | 213.9199 | 0 | 214.0647 | 0 | 208.1 | -0.032746 | 214.0647 | 0 | 214.0647 | 0 | 214.0647 | 0 | 208.1 | -0.0053632 | 214.0647 | 0 | 327.6621 | 0.00017318 | 214.0647 | 0 | 214.0647 | 0 | 213.9199 | 0 | 509.1733 | 0.013007 | 213.9199 | 0 | 507.7595 | 0.0004174 | 509.1733 | 0.024733 | 213.9199 | 0 | 214.0647 | 2.3291e-05
|  | 327.0572 | 0 | 214.1226 | 0.045231 | 327.0572 | 0 | 214.1226 | 0 | 207.2947 | 0 | 214.1226 | 0 | 214.2686 | 0 | 208.3 | -0.0053177 | 214.2686 | 0 | 214.2686 | 0 | 214.2686 | 7.7826e-05 | 208.3 | -0.005538 | 214.2686 | 0 | 327.7712 | 0.00015854 | 214.2686 | 0 | 214.2686 | 0.0073247 | 214.1226 | 0 | 509.3275 | 0.011942 | 214.1226 | 0 | 507.915 | 0 | 509.3275 | 0.023206 | 214.1226 | 0 | 214.2686 | 0.00011119
|  | 327.1713 | 0 | 214.3254 | 0.0078995 | 327.1713 | 0.010794 | 214.3254 | 0 | 207.5005 | 0 | 214.3254 | 0 | 214.4725 | 0 | 208.5 | -0.030506 | 214.4725 | 0 | 214.4725 | 0 | 214.4725 | 0 | 208.5 | -0.011659 | 214.4725 | 0 | 327.8803 | 0.0001685 | 214.4725 | 0 | 214.4725 | 0 | 214.3254 | 0 | 509.4816 | 0.012839 | 214.3254 | 0 | 508.0704 | 0 | 509.4816 | 0.024028 | 214.3254 | 0 | 214.4725 | 2.8944e-05
|  | 327.2854 | 0 | 214.5281 | 0.0094706 | 327.2854 | 0.0039985 | 214.5281 | 0 | 207.7063 | 0 | 214.5281 | 0 | 214.6764 | 0 | 208.71 | 0.0097957 | 214.6764 | 0 | 214.6764 | 0 | 214.6764 | 4.8202e-05 | 208.71 | 0.0061793 | 214.6764 | 0 | 327.9895 | 0.00015529 | 214.6764 | 0 | 214.6764 | 0.0076343 | 214.5282 | 0 | 509.6358 | 0.01239 | 214.5281 | 0 | 508.2258 | 9.2755e-05 | 509.6358 | 0.022442 | 214.5282 | 0 | 214.6764 | 0.00010303
|  | 327.3995 | 0 | 214.7309 | -0.035733 | 327.3995 | 0.0042239 | 214.7309 | 0 | 207.9121 | 0 | 214.7309 | 0 | 214.8804 | 0 | 208.91 | -0.0025189 | 214.8804 | 0 | 214.8804 | 0 | 214.8804 | 0 | 208.91 | -0.0013408 | 214.8804 | 0 | 328.0986 | 0.00016932 | 214.8804 | 0 | 214.8804 | 0 | 214.731 | 0 | 509.79 | 0.014464 | 214.7309 | 0 | 508.3813 | 0.00013913 | 509.79 | 0.023734 | 214.731 | 0 | 214.8804 | 2.277e-05
|  | 327.5136 | 0 | 214.9338 | 0.015218 | 327.5136 | 0.0021168 | 214.9338 | 0 | 208.1179 | 0 | 214.9338 | 0 | 215.0843 | 0 | 209.12 | 0.011475 | 215.0843 | 0 | 215.0843 | 0 | 215.0843 | 4.7449e-05 | 209.12 | 0.0011076 | 215.0843 | 0 | 328.2077 | 0.00015895 | 215.0843 | 0 | 215.0843 | 0.0060456 | 214.9338 | 0 | 509.9442 | 0.015866 | 214.9338 | 0 | 508.5367 | 0 | 509.9442 | 0.02303 | 214.9338 | 0 | 215.0843 | 0.00010079
|  | 327.6277 | 0.0012942 | 215.1366 | -0.045557 | 327.6277 | 0 | 215.1366 | 0 | 208.3238 | 0 | 215.1366 | 0 | 215.2883 | 0 | 209.32 | -0.018752 | 215.2883 | 0 | 215.2883 | 0 | 215.2883 | 0 | 209.32 | -0.0039641 | 215.2883 | 0 | 328.3169 | 0.00017704 | 215.2883 | 0 | 215.2883 | 0 | 215.1366 | 0 | 510.0984 | 0.015193 | 215.1366 | 0 | 508.6922 | 0 | 510.0984 | 0.024968 | 215.1366 | 0 | 215.2883 | 4.2295e-05
|  | 327.7418 | 0.0019999 | 215.3395 | 0.00014088 | 327.7418 | 0.0068211 | 215.3395 | 0 | 208.5296 | 0 | 215.3395 | 0 | 215.4923 | 0 | 209.52 | -0.012035 | 215.4923 | 0 | 215.4923 | 0 | 215.4923 | 5.2672e-05 | 209.52 | 0.012125 | 215.4923 | 0 | 328.426 | 0.00019391 | 215.4923 | 0 | 215.4923 | 0.0065922 | 215.3395 | 0 | 510.2526 | 0.013287 | 215.3395 | 0 | 508.8476 | 9.2755e-05 | 510.2526 | 0.024028 | 215.3395 | 0 | 215.4923 | 8.8243e-05
|  | 327.8558 | 0.013088 | 215.5423 | -0.0091639 | 327.8558 | 0.0089172 | 215.5423 | 0 | 208.7355 | 0 | 215.5423 | 0 | 215.6963 | 0 | 209.73 | -0.0019591 | 215.6963 | 0 | 215.6963 | 0 | 215.6963 | 0 | 209.73 | -0.00029147 | 215.6963 | 0 | 328.5352 | 0.00020834 | 215.6963 | 0 | 215.6963 | 0 | 215.5423 | 0 | 510.4068 | 0.013231 | 215.5423 | 0 | 509.0031 | 0.00013913 | 510.4068 | 0.025438 | 215.5423 | 0 | 215.6963 | 1.4177e-05
|  | 327.9699 | 0 | 215.7452 | 0.0016253 | 327.9699 | 0 | 215.7452 | 0 | 208.9413 | 0 | 215.7452 | 0 | 215.9003 | 0 | 209.93 | 0.015953 | 215.9003 | 0 | 215.9003 | 0 | 215.9003 | 3.0836e-05 | 209.93 | -0.011659 | 215.9003 | 0 | 328.6443 | 0.00019676 | 215.9003 | 0 | 215.9003 | 0.0058327 | 215.7452 | 0 | 510.5611 | 0 | 215.7452 | 0 | 509.1586 | 9.2755e-05 | 510.5611 | 0.024087 | 215.7452 | 0 | 215.9003 | 9.797e-05
|  | 328.084 | 0 | 215.9481 | -0.017504 | 328.084 | 0.0049279 | 215.9481 | 0 | 209.1472 | 0 | 215.9481 | 0 | 216.1043 | 0 | 210.13 | 0.0053177 | 216.1043 | 0 | 216.1043 | 0 | 216.1043 | 0 | 210.13 | 0.0026815 | 216.1043 | 0 | 328.7535 | 0.00018842 | 216.1043 | 0 | 216.1043 | 0 | 215.9481 | 0 | 510.7153 | 0.0075686 | 215.9481 | 0 | 509.3141 | 0.0004174 | 510.7153 | 0.025673 | 215.9481 | 0 | 216.1043 | 1.6142e-05
|  | 328.1981 | 0 | 216.1511 | 0.0027947 | 328.1981 | 0.0096436 | 216.1511 | 0 | 209.3531 | 0 | 216.1511 | 0 | 216.3084 | 0 | 210.34 | -0.0019591 | 216.3084 | 0 | 216.3084 | 0 | 216.3084 | 5.609e-05 | 210.34 | 0.0033811 | 216.3084 | 0 | 328.8627 | 0.00018212 | 216.3084 | 0 | 216.3084 | 0.013188 | 216.1511 | 0 | 510.8695 | 0.011605 | 216.1511 | 0 | 509.4696 | 0 | 510.8695 | 0.024381 | 216.1511 | 0 | 216.3084 | 9.6261e-05
|  | 328.3121 | 0 | 216.354 | 0.0028114 | 328.3121 | 0.0072746 | 216.354 | 0 | 209.5591 | 0 | 216.354 | 0 | 216.5125 | 0 | 210.54 | -0.037783 | 216.5125 | 0 | 216.5125 | 0 | 216.5125 | 0 | 210.54 | -0.011659 | 216.5125 | 0 | 328.9719 | 0.0001992 | 216.5125 | 0 | 216.5125 | 0 | 216.354 | 0 | 511.0238 | 0.010652 | 216.354 | 0 | 509.6251 | 0.00069566 | 511.0238 | 0.026261 | 216.354 | 0 | 216.5125 | 3.5239e-05
|  | 328.4262 | 0.0017777 | 216.557 | 0.0072305 | 328.4262 | 0 | 216.557 | 0 | 209.765 | 0 | 216.557 | 0 | 216.7166 | 0 | 210.74 | 0.017072 | 216.7166 | 0 | 216.7166 | 0 | 216.7166 | 6.6353e-05 | 210.74 | 0.0082777 | 216.7166 | 0 | 329.0811 | 0.00018883 | 216.7166 | 0 | 216.7166 | 0.0075088 | 216.557 | 0 | 511.1781 | 0.013231 | 216.557 | 0 | 509.7806 | 9.2755e-05 | 511.1781 | 0.024674 | 216.557 | 0 | 216.7166 | 8.7347e-05
|  | 328.5403 | 0 | 216.76 | -0.02594 | 328.5403 | 0 | 216.76 | 0 | 209.9709 | 0 | 216.76 | 0 | 216.9207 | 0 | 210.95 | -0.047299 | 216.9207 | 0 | 216.9207 | 0 | 216.9207 | 0 | 210.95 | -0.005713 | 216.9207 | 0 | 329.1903 | 0.00017379 | 216.9207 | 0 | 216.9206 | 0 | 216.76 | 0 | 511.3323 | 0.0099793 | 216.76 | 0 | 509.9361 | 0 | 511.3323 | 0.025732 | 216.76 | 0 | 216.9207 | 2.4586e-05
|  | 328.6543 | 0.0071106 | 216.963 | 0.010415 | 328.6543 | 0 | 216.963 | 0 | 210.1769 | 0 | 216.963 | 0 | 217.1248 | 0 | 211.15 | -0.024908 | 217.1248 | 0 | 217.1248 | 0 | 217.1248 | 7.8407e-05 | 211.15 | 0.0091524 | 217.1248 | 0 | 329.2995 | 0.00015753 | 217.1248 | 0 | 217.1248 | 0.010127 | 216.963 | 0 | 511.4866 | 0.0090823 | 216.963 | 0 | 510.0916 | 0.00037102 | 511.4866 | 0.023676 | 216.963 | 0 | 217.1248 | 9.3179e-05
|  | 328.7684 | 0 | 217.166 | 0.0011057 | 328.7684 | 0.013804 | 217.166 | 0 | 210.3829 | 0 | 217.166 | 0 | 217.3289 | 0 | 211.35 | -0.018752 | 217.3289 | 0 | 217.3289 | 0 | 217.3289 | 0 | 211.35 | 0.0018072 | 217.3289 | 0 | 329.4087 | 0.00017033 | 217.3289 | 0 | 217.3289 | 0 | 217.166 | 0 | 511.6409 | 0.0037462 | 217.166 | 0 | 510.2471 | 0.0004174 | 511.6409 | 0.024851 | 217.166 | 0 | 217.3289 | 1.4699e-05
|  | 328.8824 | 0 | 217.369 | 0.030854 | 328.8824 | 0.00070556 | 217.369 | 0 | 210.5889 | 0 | 217.369 | 0 | 217.5331 | 0 | 211.56 | 0.02435 | 217.5331 | 0 | 217.5331 | 0 | 217.5331 | 6.7442e-05 | 211.56 | -0.00029147 | 217.5331 | 0 | 329.5179 | 0.00018497 | 217.5331 | 0 | 217.5331 | 0.0093044 | 217.369 | 0 | 511.7952 | 0.01082 | 217.369 | 0 | 510.4027 | 0 | 511.7952 | 0.023852 | 217.369 | 0 | 217.5331 | 9.0978e-05
|  | 328.9965 | 0.011499 | 217.5721 | -0.030362 | 328.9965 | 0.0063359 | 217.5721 | 0 | 210.7948 | 0 | 217.5721 | 0 | 217.7372 | 0 | 211.76 | -0.041701 | 217.7372 | 0 | 217.7372 | 0 | 217.7372 | 0 | 211.76 | -0.0027399 | 217.7372 | 0 | 329.6271 | 0.00019676 | 217.7372 | 0 | 217.7372 | 0 | 217.5721 | 0 | 511.9495 | 0 | 217.5721 | 0 | 510.5582 | 0 | 511.9495 | 0.024851 | 217.5721 | 0 | 217.7372 | 2.5058e-05
|  | 329.1105 | 0 | 217.7752 | 0.033497 | 329.1105 | 0 | 217.7752 | 0 | 211.0009 | 0 | 217.7752 | 0 | 217.9414 | 0 | 211.96 | -0.0097957 | 217.9414 | 0 | 217.9414 | 0 | 217.9414 | 6.9425e-05 | 211.96 | 0.0044305 | 217.9414 | 0 | 329.7363 | 0.00018029 | 217.9414 | 0 | 217.9414 | 0.0070632 | 217.7752 | 0 | 512.1038 | 0.0088581 | 217.7752 | 0 | 510.7138 | 0.00037102 | 512.1038 | 0.023441 | 217.7752 | 0 | 217.9414 | 7.5919e-05
|  | 329.2246 | 0.0039563 | 217.9783 | -0.031454 | 329.2246 | 0.0023467 | 217.9783 | 0 | 211.2069 | 0 | 217.9783 | 0 | 218.1456 | 0 | 212.17 | -0.042262 | 218.1456 | 0 | 218.1456 | 0 | 218.1456 | 0 | 212.17 | -0.0085115 | 218.1456 | 0 | 329.8455 | 0.00017806 | 218.1456 | 0 | 218.1456 | 0 | 217.9783 | 0 | 512.2582 | 0.0094748 | 217.9783 | 0 | 510.8693 | 0.00013913 | 512.2582 | 0.024498 | 217.9783 | 0 | 218.1456 | 1.1115e-05
|  | 329.3386 | 0 | 218.1814 | 0.0071849 | 329.3386 | 0 | 218.1814 | 0 | 211.4129 | 0 | 218.1814 | 0 | 218.3499 | 0 | 212.37 | -0.028827 | 218.3499 | 0 | 218.3499 | 0 | 218.3499 | 4.9203e-05 | 212.37 | 0.0079281 | 218.3499 | 0 | 329.9548 | 0.0001618 | 218.3499 | 0 | 218.3499 | 0.0082314 | 218.1814 | 0 | 512.4125 | 0.016483 | 218.1814 | 0 | 511.0249 | 9.2755e-05 | 512.4125 | 0.023617 | 218.1814 | 0 | 218.3499 | 9.9607e-05
|  | 329.4526 | 0 | 218.3845 | -0.041114 | 329.4526 | 0 | 218.3845 | 0 | 211.619 | 0 | 218.3845 | 0 | 218.5541 | 0 | 212.58 | 0.0013994 | 218.5541 | 0 | 218.5541 | 0 | 218.5541 | 0 | 212.58 | -0.0064125 | 218.5541 | 0 | 330.064 | 0.00016749 | 218.5541 | 0 | 218.5541 | 0 | 218.3845 | 0 | 512.5669 | 0.011605 | 218.3845 | 0 | 511.1805 | 0.00013913 | 512.5669 | 0.024968 | 218.3845 | 0 | 218.5541 | 1.0296e-05
|  | 329.5667 | 0.010444 | 218.5877 | 0.0078809 | 329.5667 | 0 | 218.5877 | 0 | 211.8251 | 0 | 218.5877 | 0 | 218.7584 | 0 | 212.78 | -0.020991 | 218.7584 | 0 | 218.7584 | 0 | 218.7584 | 7.8144e-05 | 212.78 | 0.0016322 | 218.7584 | 0 | 330.1733 | 0.00015895 | 218.7584 | 0 | 218.7584 | 0.0061178 | 218.5877 | 0 | 512.7212 | 0.016875 | 218.5877 | 0 | 511.3361 | 0 | 512.7212 | 0.024028 | 218.5877 | 0 | 218.7584 | 7.7577e-05
|  | 329.6807 | 0.0041782 | 218.7908 | -0.017617 | 329.6807 | 0.0049279 | 218.7908 | 0 | 212.0311 | 0 | 218.7908 | 0 | 218.9626 | 0 | 212.98 | -0.039462 | 218.9626 | 0 | 218.9626 | 0 | 218.9626 | 0 | 212.98 | -0.0053632 | 218.9626 | 0 | 330.2825 | 0.00017501 | 218.9626 | 0 | 218.9626 | 0 | 218.7908 | 0 | 512.8756 | 0.014577 | 218.7908 | 0 | 511.4917 | 0.00013913 | 512.8756 | 0.025086 | 218.7908 | 0 | 218.9626 | 2.547e-05
|  | 329.7947 | 0 | 218.994 | 0.0093991 | 329.7947 | 0 | 218.994 | 0 | 212.2372 | 0 | 218.994 | 0 | 219.1669 | 0 | 213.19 | -0.010355 | 219.1669 | 0 | 219.1669 | 0 | 219.1669 | 6.9788e-05 | 213.19 | -0.002565 | 219.1669 | 0 | 330.3918 | 0.00016932 | 219.1669 | 0 | 219.1669 | 0.0098535 | 218.994 | 0 | 513.0299 | 0.021865 | 218.994 | 0 | 511.6473 | 0 | 513.0299 | 0.023499 | 218.994 | 0 | 219.1669 | 7.4969e-05
|  | 329.9087 | 0.0072841 | 219.1972 | -0.057128 | 329.9087 | 0.010325 | 219.1972 | 0 | 212.4434 | 0 | 219.1972 | 0 | 219.3712 | 0 | 213.39 | -0.018752 | 219.3712 | 0 | 219.3712 | 0 | 219.3712 | 0 | 213.39 | -0.0065873 | 219.3712 | 0 | 330.5011 | 0.00017277 | 219.3712 | 0 | 219.3713 | 0 | 219.1972 | 0 | 513.1843 | 0.007008 | 219.1972 | 0 | 511.8029 | 0 | 513.1843 | 0.024909 | 219.1972 | 0 | 219.3712 | 3.2796e-05
|  | 330.0227 | 0 | 219.4004 | 0.027974 | 330.0227 | 0 | 219.4004 | 0 | 212.6495 | 0 | 219.4004 | 0 | 219.5756 | 0 | 213.59 | 0.02379 | 219.5756 | 0 | 219.5756 | 0 | 219.5756 | 9.229e-05 | 213.59 | -0.0015157 | 219.5756 | 0 | 330.6103 | 0.00015509 | 219.5756 | 0 | 219.5756 | 0.0098136 | 219.4005 | 0 | 513.3387 | 0.011998 | 219.4004 | 0 | 511.9585 | 0 | 513.3387 | 0.023441 | 219.4005 | 0 | 219.5756 | 9.9707e-05
|  | 330.1368 | 0 | 219.6037 | -0.027032 | 330.1368 | 0.011733 | 219.6037 | 0 | 212.8556 | 0 | 219.6037 | 0 | 219.7799 | 0 | 213.8 | -0.014274 | 219.7799 | 0 | 219.7799 | 0 | 219.7799 | 0 | 213.8 | -0.0027399 | 219.7799 | 0 | 330.7196 | 0.00015814 | 219.7799 | 0 | 219.7799 | 0 | 219.6037 | 0 | 513.4931 | 0.011717 | 219.6037 | 0 | 512.1141 | 0.00013913 | 513.4931 | 0.025144 | 219.6037 | 0 | 219.7799 | 2.6049e-05
|  | 330.2508 | 0.001111 | 219.807 | 0.0041131 | 330.2508 | 0.0096436 | 219.807 | 0 | 213.0618 | 0 | 219.807 | 0 | 219.9843 | 0 | 214 | -0.014833 | 219.9843 | 0 | 219.9843 | 0 | 219.9843 | 4.4817e-05 | 214 | -0.0065873 | 219.9843 | 0 | 330.8289 | 0.0001557 | 219.9843 | 0 | 219.9843 | 0.0049545 | 219.807 | 0 | 513.6475 | 0.0097551 | 219.807 | 0 | 512.2697 | 0.00064928 | 513.6475 | 0.023264 | 219.807 | 0 | 219.9843 | 0.00010148
|  | 330.3648 | 0 | 220.0102 | 0.0011255 | 330.3648 | 0.0039893 | 220.0102 | 0 | 213.268 | 0 | 220.0102 | 0 | 220.1886 | 0 | 214.21 | 0.006437 | 220.1886 | 0 | 220.1886 | 0 | 220.1886 | 0 | 214.21 | -0.0076368 | 220.1886 | 0 | 330.9382 | 0.00017785 | 220.1886 | 0 | 220.1886 | 0 | 220.0102 | 0 | 513.802 | 0.012054 | 220.0102 | 0 | 512.4254 | 0.00013913 | 513.802 | 0.024616 | 220.0102 | 0 | 220.1886 | 2.5228e-05
|  | 330.4788 | 0.011333 | 220.2135 | 0.0059516 | 330.4788 | 0.0016465 | 220.2135 | 0 | 213.4741 | 0 | 220.2135 | 0 | 220.393 | 0 | 214.41 | -0.0097957 | 220.393 | 0 | 220.393 | 0 | 220.393 | 2.725e-05 | 214.41 | -0.0051883 | 220.393 | 0 | 331.0475 | 0.00017379 | 220.393 | 0 | 220.393 | 0.0026671 | 220.2135 | 0 | 513.9564 | 0.011942 | 220.2135 | 0 | 512.581 | 9.2755e-05 | 513.9564 | 0.023323 | 220.2135 | 0 | 220.393 | 8.6122e-05
|  | 330.5928 | 0 | 220.4168 | -0.030379 | 330.5928 | 0.0037546 | 220.4168 | 0 | 213.6803 | 0 | 220.4168 | 0 | 220.5974 | 0 | 214.61 | -0.010355 | 220.5974 | 0 | 220.5974 | 0 | 220.5974 | 0 | 214.61 | 0.0049551 | 220.5974 | 0 | 331.1568 | 0.00017562 | 220.5974 | 0 | 220.5974 | 0 | 220.4169 | 0 | 514.1108 | 0.011717 | 220.4168 | 0 | 512.7367 | 0.00013913 | 514.1108 | 0.024733 | 220.4169 | 0 | 220.5974 | 1.3218e-05
|  | 330.7068 | 0.0095549 | 220.6202 | 0.019216 | 330.7068 | 0 | 220.6202 | 0 | 213.8865 | 0 | 220.6202 | 0 | 220.8019 | 0 | 214.82 | 0.02155 | 220.8019 | 0 | 220.8019 | 0 | 220.8019 | 4.9475e-05 | 214.82 | -0.0078116 | 220.8019 | 0 | 331.2661 | 0.00015793 | 220.8019 | 0 | 220.8019 | 0.0064387 | 220.6202 | 0 | 514.2653 | 0.011998 | 220.6202 | 0 | 512.8923 | 9.2755e-05 | 514.2653 | 0.023676 | 220.6202 | 0 | 220.8019 | 8.025e-05
|  | 330.8208 | 0 | 220.8235 | -0.045024 | 330.8208 | 0.00070405 | 220.8235 | 0 | 214.0928 | 0 | 220.8235 | 0 | 221.0063 | 0 | 215.02 | -0.020991 | 221.0063 | 0 | 221.0063 | 0 | 221.0063 | 0 | 215.02 | -0.012009 | 221.0063 | 0 | 331.3754 | 0.00015895 | 221.0063 | 0 | 221.0063 | 0 | 220.8235 | 0 | 514.4197 | 0.0055206 | 220.8235 | 0 | 513.048 | 0 | 514.4197 | 0.024674 | 220.8235 | 0 | 221.0063 | 2.1468e-05
|  | 330.9348 | 0.0053329 | 221.0269 | 0.019085 | 330.9348 | 0.00094079 | 221.0269 | 0 | 214.299 | 0 | 221.0269 | 0 | 221.2108 | 0 | 215.23 | 0.041701 | 221.2108 | 0 | 221.2108 | 0 | 221.2108 | 7.6846e-05 | 215.23 | -0.0029147 | 221.2108 | 0 | 331.4847 | 0.00015285 | 221.2108 | 0 | 221.2108 | 0.0081115 | 221.0269 | 0 | 514.5742 | 0.01211 | 221.0269 | 0 | 513.2037 | 9.2755e-05 | 514.5742 | 0.023676 | 221.0269 | 0 | 221.2108 | 8.3656e-05
|  | 331.0488 | 0.0012942 | 221.2303 | -0.021261 | 331.0488 | 0 | 221.2303 | 0 | 214.5053 | 0 | 221.2303 | 0 | 221.4152 | 0 | 215.43 | 0.015393 | 221.4152 | 0 | 221.4152 | 0 | 221.4153 | 0 | 215.43 | -0.00081612 | 221.4152 | 0 | 331.594 | 0.00014492 | 221.4152 | 0 | 221.4152 | 0 | 221.2303 | 0 | 514.7287 | 0.0092505 | 221.2303 | 0 | 513.3593 | 0.00013913 | 514.7287 | 0.024733 | 221.2303 | 0 | 221.4153 | 2.8034e-05
|  | 331.1628 | 0.0077772 | 221.4337 | 0.047613 | 331.1628 | 0 | 221.4337 | 0 | 214.7115 | 0 | 221.4337 | 0 | 221.6197 | 0 | 215.63 | -0.013154 | 221.6197 | 0 | 221.6197 | 0 | 221.6197 | 5.5279e-05 | 215.63 | -0.00029147 | 221.6197 | 0 | 331.7034 | 0.00016525 | 221.6197 | 0 | 221.6197 | 0.0074653 | 221.4337 | 0 | 514.8831 | 0.019342 | 221.4337 | 0 | 513.515 | 9.2755e-05 | 514.8831 | 0.023441 | 221.4337 | 0 | 221.6197 | 9.5663e-05
|  | 331.2767 | 0.0030689 | 221.6371 | -0.0094394 | 331.2767 | 0.0032853 | 221.6371 | 0 | 214.9178 | 0 | 221.6371 | 0 | 221.8242 | 0 | 215.84 | 0.0036384 | 221.8243 | 0 | 221.8242 | 0 | 221.8242 | 0 | 215.84 | 0.0021569 | 221.8242 | 0 | 331.8127 | 0.0001624 | 221.8242 | 0 | 221.8243 | 0 | 221.6371 | 0 | 515.0376 | 0.0071201 | 221.6371 | 0 | 513.6707 | 0.0004174 | 515.0376 | 0.024909 | 221.6371 | 0 | 221.8242 | 2.2476e-05
|  | 331.3907 | 0 | 221.8406 | 0.021343 | 331.3907 | 0.01129 | 221.8406 | 0 | 215.1241 | 0 | 221.8406 | 0 | 222.0288 | 0 | 216.04 | 0.013714 | 222.0288 | 0 | 222.0288 | 0 | 222.0288 | 7.7288e-05 | 216.04 | 0.018072 | 222.0288 | 0 | 331.9221 | 0.00015143 | 222.0288 | 0 | 222.0288 | 0.0085908 | 221.8406 | 0 | 515.1921 | 0.01026 | 221.8406 | 0 | 513.8264 | 9.2755e-05 | 515.1921 | 0.023676 | 221.8406 | 0 | 222.0288 | 9.6652e-05
|  | 331.5047 | 0.0050655 | 222.044 | -0.0099317 | 331.5047 | 0.017593 | 222.044 | 0 | 215.3304 | 0 | 222.044 | 0 | 222.2333 | 0 | 216.25 | -0.028267 | 222.2333 | 0 | 222.2333 | 0 | 222.2333 | 0 | 216.25 | -0.0067623 | 222.2333 | 0 | 332.0314 | 0.0001496 | 222.2333 | 0 | 222.2333 | 0 | 222.044 | 0 | 515.3466 | 0.0077929 | 222.044 | 0 | 513.9821 | 0.0004174 | 515.3466 | 0.024674 | 222.044 | 0 | 222.2333 | 1.144e-05
|  | 331.6187 | 0 | 222.2475 | 0.026836 | 331.6187 | 0 | 222.2475 | 0 | 215.5367 | 0 | 222.2475 | 0 | 222.4379 | 0 | 216.45 | -0.0097957 | 222.4379 | 0 | 222.4379 | 0 | 222.4379 | 5.2946e-05 | 216.45 | 0.0023318 | 222.4379 | 0 | 332.1408 | 0.00014391 | 222.4379 | 0 | 222.4379 | 0.0086657 | 222.2475 | 0 | 515.5012 | 0.01082 | 222.2475 | 0 | 514.1378 | 0 | 515.5012 | 0.022677 | 222.2475 | 0 | 222.4379 | 7.2052e-05
|  | 331.7326 | 0.0028471 | 222.451 | -0.0088912 | 331.7326 | 0.015698 | 222.451 | 0 | 215.7431 | 0 | 222.451 | 0 | 222.6425 | 0 | 216.65 | -0.010355 | 222.6425 | 0 | 222.6425 | 0 | 222.6425 | 0 | 216.65 | -0.0046636 | 222.6425 | 0 | 332.2501 | 0.00015387 | 222.6425 | 0 | 222.6425 | 0 | 222.451 | 0 | 515.6557 | 0.012222 | 222.451 | 0 | 514.2936 | 0.00013913 | 515.6557 | 0.023911 | 222.451 | 0 | 222.6425 | 2.7869e-05
|  | 331.8466 | 0 | 222.6545 | 0.040283 | 331.8466 | 0 | 222.6545 | 0 | 215.9494 | 0 | 222.6545 | 0 | 222.8471 | 0 | 216.86 | 0.0058775 | 222.847 | 0 | 222.8471 | 0 | 222.847 | 6.9601e-05 | 216.86 | -0.009735 | 222.8471 | 0 | 332.3595 | 0.00013822 | 222.8471 | 0 | 222.847 | 0.0053802 | 222.6546 | 0 | 515.8102 | 0.016146 | 222.6545 | 0 | 514.4493 | 9.2755e-05 | 515.8102 | 0.022971 | 222.6546 | 0 | 222.847 | 8.7133e-05
|  | 331.9606 | 0.0024034 | 222.8581 | 0.0057195 | 331.9606 | 0 | 222.8581 | 0 | 216.1558 | 0 | 222.8581 | 0 | 223.0517 | 0 | 217.06 | 0.012595 | 223.0517 | 0 | 223.0517 | 0 | 223.0517 | 5.3246e-06 | 217.06 | -0.009735 | 223.0517 | 0 | 332.4689 | 0.00015712 | 223.0517 | 0 | 223.0517 | 0 | 222.8581 | 0 | 515.9647 | 0.012446 | 222.8581 | 0 | 514.605 | 0.0004174 | 515.9647 | 0.024498 | 222.8581 | 0 | 223.0517 | 3.8092e-05
|  | 332.0745 | 0.0055551 | 223.0616 | 0.008717 | 332.0745 | 0 | 223.0616 | 0 | 216.3622 | 0 | 223.0616 | 0 | 223.2563 | 0 | 217.27 | -0.017072 | 223.2563 | 0 | 223.2563 | 0 | 223.2563 | 4.9847e-05 | 217.27 | -0.0011659 | 223.2563 | 0 | 332.5783 | 0.00015509 | 223.2563 | 0 | 223.2563 | 0.0096584 | 223.0616 | 0 | 516.1193 | 0.015698 | 223.0616 | 0 | 514.7608 | 0 | 516.1193 | 0.023147 | 223.0616 | 0 | 223.2563 | 7.6924e-05
|  | 332.1885 | 0 | 223.2652 | -0.025516 | 332.1885 | 0.00070405 | 223.2652 | 0 | 216.5685 | 0 | 223.2652 | 0 | 223.4609 | 0 | 217.47 | -0.035543 | 223.4609 | 0 | 223.4609 | 0 | 223.4609 | 0 | 217.47 | -0.0072872 | 223.4609 | 0 | 332.6877 | 0.0001624 | 223.4609 | 0 | 223.4609 | 0 | 223.2652 | 0 | 516.2739 | 0.01026 | 223.2652 | 0 | 514.9165 | 0.0004174 | 516.2739 | 0.024792 | 223.2652 | 0 | 223.4609 | 1.4554e-05
|  | 332.3024 | 0 | 223.4688 | 0.0035973 | 332.3024 | 0 | 223.4688 | 0 | 216.7749 | 0 | 223.4688 | 0 | 223.6656 | 0 | 217.67 | 0.012595 | 223.6656 | 0 | 223.6656 | 0 | 223.6656 | 2.4836e-05 | 217.67 | 0.0023318 | 223.6656 | 0 | 332.7971 | 0.00014635 | 223.6656 | 0 | 223.6656 | 0.0024551 | 223.4688 | 0 | 516.4284 | 0.015754 | 223.4688 | 0 | 515.0723 | 0 | 516.4284 | 0.023499 | 223.4688 | 0 | 223.6656 | 9.0492e-05
|  | 332.4164 | 0.0006286 | 223.6724 | 0.003157 | 332.4164 | 0.018134 | 223.6724 | 0 | 216.9814 | 0 | 223.6724 | 0 | 223.8703 | 0 | 217.88 | -0.026587 | 223.8703 | 0 | 223.8703 | 0 | 223.8703 | 0 | 217.88 | -0.0020404 | 223.8703 | 0 | 332.9065 | 0.00017419 | 223.8703 | 0 | 223.8703 | 0 | 223.6724 | 0 | 516.583 | 0.017324 | 223.6724 | 0 | 515.2281 | 0.0004174 | 516.583 | 0.025556 | 223.6724 | 0 | 223.8703 | 1.5213e-05
|  | 332.5303 | 0.0037776 | 223.876 | 0.015008 | 332.5303 | 0 | 223.876 | 0 | 217.1878 | 0 | 223.876 | 0 | 224.075 | 0 | 218.08 | 0.0013994 | 224.075 | 0 | 224.075 | 0 | 224.075 | 8.1242e-05 | 218.08 | 0.0044305 | 224.075 | 0 | 333.0159 | 0.00017216 | 224.075 | 0 | 224.075 | 0.0042753 | 223.876 | 0 | 516.7376 | 0.013623 | 223.876 | 0 | 515.3839 | 0 | 516.7376 | 0.023911 | 223.876 | 0 | 224.075 | 8.4916e-05
|  | 332.6442 | 0 | 224.0797 | -0.054002 | 332.6442 | 0.0058665 | 224.0797 | 0 | 217.3943 | 0 | 224.0797 | 0 | 224.2797 | 0 | 218.29 | -0.02435 | 224.2797 | 0 | 224.2797 | 0 | 224.2797 | 0 | 218.29 | -0.0065873 | 224.2797 | 0 | 333.1253 | 0.00020123 | 224.2797 | 0 | 224.2797 | 0 | 224.0797 | 0 | 516.8922 | 0.011942 | 224.0797 | 0 | 515.5396 | 0.00013913 | 516.8922 | 0.025791 | 224.0797 | 0 | 224.2797 | 3.1537e-05
|  | 332.7582 | 0.0033331 | 224.2834 | -0.0031231 | 332.7582 | 0.0042338 | 224.2834 | 0 | 217.6007 | 0 | 224.2834 | 0 | 224.4844 | 0 | 218.49 | -0.02267 | 224.4844 | 0 | 224.4844 | 0 | 224.4844 | 2.7711e-05 | 218.49 | -0.00011659 | 224.4844 | 0 | 333.2347 | 0.00018781 | 224.4844 | 0 | 224.4844 | 0 | 224.2834 | 0 | 517.0468 | 0.011942 | 224.2834 | 0 | 515.6954 | 0 | 517.0468 | 0.023676 | 224.2834 | 0 | 224.4844 | 7.8287e-05
|  | 332.8721 | 0 | 224.487 | 0.0093836 | 332.8721 | 0 | 224.487 | 0 | 217.8072 | 0 | 224.487 | 0 | 224.6891 | 0 | 218.7 | 0.00083963 | 224.6892 | 0 | 224.6891 | 0 | 224.6891 | 0 | 218.7 | 0.0093272 | 224.6891 | 0 | 333.3441 | 0.00018781 | 224.6891 | 0 | 224.6892 | 0 | 224.487 | 0 | 517.2014 | 0.0086899 | 224.487 | 0 | 515.8512 | 0.0004174 | 517.2014 | 0.025203 | 224.487 | 0 | 224.6891 | 1.5746e-05
|  | 332.9861 | 0.0055551 | 224.6907 | -0.0081442 | 332.9861 | 0 | 224.6907 | 0 | 218.0137 | 0 | 224.6907 | 0 | 224.8939 | 0 | 218.9 | 0.039462 | 224.8939 | 0 | 224.8939 | 0 | 224.8939 | 4.3304e-05 | 218.9 | -0.0030897 | 224.8939 | 0 | 333.4535 | 0.00017745 | 224.8939 | 0 | 224.8939 | 0.0099028 | 224.6908 | 0 | 517.3561 | 0.0080732 | 224.6907 | 0 | 516.007 | 0 | 517.3561 | 0.023676 | 224.6908 | 0 | 224.8939 | 8.3764e-05
|  | 333.1 | 0 | 224.8945 | -0.021795 | 333.1 | 0.018134 | 224.8945 | 0 | 218.2202 | 0 | 224.8945 | 0 | 225.0987 | 0 | 219.1 | -0.0097957 | 225.0987 | 0 | 225.0987 | 0 | 225.0987 | 0 | 219.1 | 0.0042556 | 225.0987 | 0 | 333.563 | 0.00017948 | 225.0987 | 0 | 225.0987 | 0 | 224.8945 | 0 | 517.5107 | 0.0065034 | 224.8945 | 0 | 516.1628 | 0.0004174 | 517.5107 | 0.025556 | 224.8945 | 0 | 225.0987 | 2.2876e-05
|  | 333.2139 | 0 | 225.0982 | 0.024543 | 333.2139 | 0.016645 | 225.0982 | 0 | 218.4267 | 0 | 225.0982 | 0 | 225.3035 | 0 | 219.31 | -0.013714 | 225.3035 | 0 | 225.3035 | 0 | 225.3035 | 7.7373e-05 | 219.31 | -0.0043139 | 225.3035 | 0 | 333.6724 | 0.00018558 | 225.3035 | 0 | 225.3035 | 0.015893 | 225.0982 | 0 | 517.6653 | 0.0086899 | 225.0982 | 0 | 516.3187 | 0 | 517.6653 | 0.024498 | 225.0982 | 0 | 225.3035 | 9.0985e-05
|  | 333.3278 | 0.00040678 | 225.302 | -0.053127 | 333.3278 | 0.012202 | 225.302 | 0 | 218.6332 | 0 | 225.302 | 0 | 225.5083 | 0 | 219.51 | 0.00083963 | 225.5083 | 0 | 225.5083 | 0 | 225.5083 | 0 | 219.51 | -0.012009 | 225.5083 | 0 | 333.7819 | 0.00018923 | 225.5083 | 0 | 225.5083 | 0 | 225.302 | 0 | 517.82 | 0.014184 | 225.302 | 0 | 516.4745 | 0.0004174 | 517.82 | 0.025438 | 225.302 | 0 | 225.5083 | 7.5514e-06
|  | 333.4418 | 0.0037776 | 225.5057 | 0.0045207 | 333.4418 | 0 | 225.5057 | 0 | 218.8398 | 0 | 225.5057 | 0 | 225.7131 | 0 | 219.72 | 0.0019591 | 225.7131 | 0 | 225.7131 | 0 | 225.7131 | 4.3618e-05 | 219.72 | -0.0018654 | 225.7131 | 0 | 333.8913 | 0.00017216 | 225.7131 | 0 | 225.7131 | 0.0066819 | 225.5057 | 0 | 517.9746 | 0.0056064 | 225.5057 | 0 | 516.6303 | 0 | 517.9746 | 0.023969 | 225.5057 | 0 | 225.7131 | 9.0954e-05
|  | 333.5557 | 0 | 225.7095 | -0.018734 | 333.5557 | 0.0061012 | 225.7095 | 0 | 219.0463 | 0 | 225.7095 | 0 | 225.918 | 0 | 219.92 | -0.027708 | 225.918 | 0 | 225.918 | 0 | 225.918 | 0 | 219.92 | -0.0060627 | 225.918 | 0 | 334.0008 | 0.00015184 | 225.918 | 0 | 225.918 | 0 | 225.7095 | 0 | 518.1293 | 0.01026 | 225.7095 | 0 | 516.7862 | 0.00013913 | 518.1293 | 0.024851 | 225.7095 | 0 | 225.918 | 2.3593e-05
|  | 333.6696 | 0.004222 | 225.9133 | 0.023511 | 333.6696 | 0.0065858 | 225.9133 | 0 | 219.2529 | 0 | 225.9133 | 0 | 226.1228 | 0 | 220.13 | 0.031627 | 226.1228 | 0 | 226.1228 | 0 | 226.1228 | 7.9809e-05 | 220.13 | 0.010377 | 226.1228 | 0 | 334.1103 | 0.00014899 | 226.1228 | 0 | 226.1228 | 0.010366 | 225.9133 | 0 | 518.284 | 0.011605 | 225.9133 | 0 | 516.942 | 9.2755e-05 | 518.284 | 0.023206 | 225.9133 | 0 | 226.1228 | 0.00010166
|  | 333.7835 | 0 | 226.1172 | -0.02998 | 333.7835 | 0.011733 | 226.1172 | 0 | 219.4595 | 0 | 226.1172 | 0 | 226.3277 | 0 | 220.33 | 0.006437 | 226.3277 | 0 | 226.3277 | 0 | 226.3277 | 0 | 220.33 | -0.0072872 | 226.3277 | 0 | 334.2197 | 0.00016993 | 226.3277 | 0 | 226.3277 | 0 | 226.1172 | 0 | 518.4387 | 0.0071762 | 226.1172 | 0 | 517.0979 | 0.00013913 | 518.4387 | 0.024322 | 226.1172 | 0 | 226.3277 | 2.6776e-05
|  | 333.8974 | 0.0046664 | 226.321 | 0.029523 | 333.8974 | 0 | 226.321 | 0 | 219.6661 | 0 | 226.321 | 0 | 226.5326 | 0 | 220.53 | -0.019871 | 226.5326 | 0 | 226.5326 | 0 | 226.5326 | 6.8114e-05 | 220.53 | -0.0020404 | 226.5326 | 0 | 334.3292 | 0.00018497 | 226.5326 | 0 | 226.5326 | 0.0096945 | 226.321 | 0 | 518.5934 | 0.012334 | 226.321 | 0 | 517.2537 | 0 | 518.5934 | 0.02303 | 226.321 | 0 | 226.5326 | 8.925e-05
|  | 334.0113 | 0.011056 | 226.5249 | -0.0061549 | 334.0113 | 0.0082132 | 226.5249 | 0 | 219.8727 | 0 | 226.5249 | 0 | 226.7375 | 0 | 220.74 | -0.020991 | 226.7375 | 0 | 226.7375 | 0 | 226.7375 | 0 | 220.74 | -0.0058878 | 226.7375 | 0 | 334.4387 | 0.00019879 | 226.7375 | 0 | 226.7375 | 0 | 226.5249 | 0 | 518.7481 | 0.0038447 | 226.5249 | 0 | 517.4096 | 0 | 518.7481 | 0.024674 | 226.5249 | 0 | 226.7375 | 2.429e-05
|  | 334.1252 | 0 | 226.7288 | 0.039802 | 334.1252 | 0 | 226.7288 | 0 | 220.0793 | 0 | 226.7288 | 0 | 226.9424 | 0 | 220.94 | -0.013714 | 226.9424 | 0 | 226.9424 | 0 | 226.9424 | 6.4436e-05 | 220.94 | -0.005713 | 226.9424 | 0 | 334.5482 | 0.00017277 | 226.9424 | 0 | 226.9424 | 0.0083093 | 226.7288 | 0 | 518.9028 | 0.0063913 | 226.7288 | 0 | 517.5655 | 0 | 518.9028 | 0.023676 | 226.7288 | 0 | 226.9424 | 8.553e-05
|  | 334.2391 | 0 | 226.9327 | -0.021698 | 334.2391 | 0.001408 | 226.9327 | 0 | 220.286 | 0 | 226.9327 | 0 | 227.1474 | 0 | 221.15 | -0.037783 | 227.1474 | 0 | 227.1474 | 0 | 227.1474 | 0 | 221.15 | -0.008861 | 227.1474 | 0 | 334.6577 | 0.00017074 | 227.1474 | 0 | 227.1474 | 0 | 226.9327 | 0 | 519.0575 | 0.013399 | 226.9327 | 0 | 517.7214 | 0 | 519.0575 | 0.024909 | 226.9327 | 0 | 227.1474 | 1.5914e-05
|  | 334.353 | 0.006444 | 227.1366 | -0.0012094 | 334.353 | 0 | 227.1366 | 0 | 220.4926 | 0 | 227.1366 | 0 | 227.3524 | 0 | 221.35 | 0.0041982 | 227.3524 | 0 | 227.3524 | 0 | 227.3524 | 5.2832e-05 | 221.35 | 0.00058296 | 227.3524 | 0 | 334.7672 | 0.00014106 | 227.3524 | 0 | 227.3524 | 0.0061371 | 227.1366 | 0 | 519.2123 | 0.017716 | 227.1366 | 0 | 517.8773 | 9.2755e-05 | 519.2123 | 0.023558 | 227.1366 | 0 | 227.3524 | 8.2685e-05
|  | 334.4669 | 0.0035126 | 227.3405 | -0.012375 | 334.4669 | 0.010794 | 227.3405 | 0 | 220.6993 | 0 | 227.3405 | 0 | 227.5573 | 0 | 221.56 | -0.032185 | 227.5573 | 0 | 227.5573 | 0 | 227.5573 | 0 | 221.56 | -0.0032645 | 227.5573 | 0 | 334.8767 | 0.00017602 | 227.5573 | 0 | 227.5573 | 0 | 227.3405 | 0 | 519.367 | 0.004732 | 227.3405 | 0 | 518.0332 | 0 | 519.367 | 0.024263 | 227.3405 | 0 | 227.5573 | 3.4423e-05
|  | 334.5808 | 0 | 227.5445 | 0.023866 | 334.5808 | 0 | 227.5445 | 0 | 220.906 | 0 | 227.5445 | 0 | 227.7623 | 0 | 221.76 | 0.00083963 | 227.7623 | 0 | 227.7623 | 0 | 227.7623 | 4.5291e-05 | 221.76 | -0.0036143 | 227.7623 | 0 | 334.9862 | 0.00015793 | 227.7623 | 0 | 227.7623 | 0.0033316 | 227.5445 | 0 | 519.5217 | 0.018445 | 227.5445 | 0 | 518.1891 | 9.2755e-05 | 519.5217 | 0.022853 | 227.5445 | 0 | 227.7623 | 9.5391e-05
|  | 334.6947 | 0.0048437 | 227.7485 | -0.012618 | 334.6947 | 0.0063359 | 227.7485 | 0 | 221.1127 | 0 | 227.7485 | 0 | 227.9673 | 0 | 221.97 | -0.037783 | 227.9673 | 0 | 227.9673 | 0 | 227.9673 | 0 | 221.97 | -0.014632 | 227.9673 | 0 | 335.0957 | 0.00017745 | 227.9673 | 0 | 227.9673 | 0 | 227.7485 | 0 | 519.6765 | 0.01082 | 227.7485 | 0 | 518.345 | 0 | 519.6765 | 0.024616 | 227.7485 | 0 | 227.9673 | 1.8697e-05
|  | 334.8086 | 0 | 227.9525 | 0.046901 | 334.8086 | 0.004469 | 227.9525 | 0 | 221.3194 | 0 | 227.9525 | 0 | 228.1724 | 0 | 222.17 | 0.019871 | 228.1724 | 0 | 228.1724 | 0 | 228.1724 | 7.5475e-05 | 222.17 | -0.0013408 | 228.1724 | 0 | 335.2052 | 0.00015102 | 228.1724 | 0 | 228.1724 | 0.014734 | 227.9525 | 0 | 519.8313 | 0.023939 | 227.9525 | 0 | 518.5009 | 9.2755e-05 | 519.8313 | 0.023793 | 227.9525 | 0 | 228.1724 | 9.4983e-05
|  | 334.9224 | 0 | 228.1565 | -0.0078156 | 334.9224 | 0 | 228.1565 | 0 | 221.5261 | 0 | 228.1565 | 0 | 228.3774 | 0 | 222.38 | -0.017632 | 228.3774 | 0 | 228.3774 | 0 | 228.3774 | 0 | 222.38 | -0.0036143 | 228.3774 | 0 | 335.3148 | 0.00017785 | 228.3774 | 0 | 228.3774 | 0 | 228.1565 | 0 | 519.986 | 0.016539 | 228.1565 | 0 | 518.6569 | 0.00013913 | 519.986 | 0.025379 | 228.1565 | 0 | 228.3774 | 1.3051e-05
|  | 335.0363 | 0.0028887 | 228.3605 | 0.00010762 | 335.0363 | 0.0075266 | 228.3605 | 0 | 221.7328 | 0 | 228.3605 | 0 | 228.5825 | 0 | 222.58 | 0.0053177 | 228.5825 | 0 | 228.5825 | 0 | 228.5825 | 3.9273e-05 | 222.58 | -0.01131 | 228.5825 | 0 | 335.4243 | 0.00016708 | 228.5825 | 0 | 228.5825 | 0.0054763 | 228.3605 | 0 | 520.1408 | 0.0036465 | 228.3605 | 0 | 518.8128 | 9.2755e-05 | 520.1408 | 0.023441 | 228.3605 | 0 | 228.5825 | 7.8614e-05
|  | 335.1502 | 0 | 228.5646 | -0.0099391 | 335.1502 | 0.023683 | 228.5646 | 0 | 221.9396 | 0 | 228.5646 | 0 | 228.7876 | 0 | 222.78 | 0.013714 | 228.7876 | 0 | 228.7876 | 0 | 228.7876 | 0 | 222.78 | -0.0053632 | 228.7876 | 0 | 335.5339 | 0.00017501 | 228.7876 | 0 | 228.7876 | 0 | 228.5646 | 0 | 520.2956 | 0.0051263 | 228.5646 | 0 | 518.9688 | 0 | 520.2956 | 0.025086 | 228.5646 | 0 | 228.7876 | 3.2848e-05
|  | 335.264 | 0 | 228.7686 | 0.020456 | 335.264 | 0.0075266 | 228.7686 | 0 | 222.1464 | 0 | 228.7686 | 0 | 228.9926 | 0 | 222.99 | 0.011475 | 228.9926 | 0 | 228.9926 | 0 | 228.9926 | 6.5861e-05 | 222.99 | 0.00075785 | 228.9926 | 0 | 335.6434 | 0.00016667 | 228.9926 | 0 | 228.9926 | 0.0080166 | 228.7686 | 0 | 520.4504 | 0.011998 | 228.7686 | 0 | 519.1247 | 9.2755e-05 | 520.4504 | 0.024028 | 228.7686 | 0 | 228.9926 | 8.0129e-05
|  | 335.3779 | 0.001516 | 228.9727 | 0.0092825 | 335.3779 | 0.005632 | 228.9727 | 0 | 222.3531 | 0 | 228.9727 | 0 | 229.1978 | 0 | 223.19 | -0.0086761 | 229.1978 | 0 | 229.1978 | 0 | 229.1978 | 0 | 223.19 | -0.0095602 | 229.1978 | 0 | 335.753 | 0.0001809 | 229.1978 | 0 | 229.1978 | 0 | 228.9727 | 0 | 520.6052 | 0.021024 | 228.9727 | 0 | 519.2807 | 0.0004174 | 520.6052 | 0.025438 | 228.9727 | 0 | 229.1978 | 2.9351e-05
|  | 335.4918 | 0.0019999 | 229.1768 | 0.024665 | 335.4918 | 0 | 229.1768 | 0 | 222.5599 | 0 | 229.1768 | 0 | 229.4029 | 0 | 223.4 | -0.040583 | 229.4029 | 0 | 229.4029 | 0 | 229.4029 | 6.9027e-05 | 223.4 | 0.003556 | 229.4029 | 0 | 335.8625 | 0.0001681 | 229.4029 | 0 | 229.4029 | 0.0066846 | 229.1768 | 0 | 520.7601 | 0.019118 | 229.1768 | 0 | 519.4366 | 0 | 520.7601 | 0.023676 | 229.1768 | 0 | 229.4029 | 9.3434e-05
|  | 335.6056 | 0 | 229.3809 | -0.027886 | 335.6056 | 0 | 229.3809 | 0 | 222.7667 | 0 | 229.3809 | 0 | 229.608 | 0 | 223.6 | -0.048418 | 229.608 | 0 | 229.608 | 0 | 229.608 | 0 | 223.6 | -0.0020404 | 229.608 | 0 | 335.9721 | 0.00017887 | 229.608 | 0 | 229.608 | 0 | 229.381 | 0 | 520.9149 | 0.0082974 | 229.3809 | 0 | 519.5926 | 0.0004174 | 520.9149 | 0.024557 | 229.381 | 0 | 229.608 | 1.6268e-05
|  | 335.7195 | 0.0059995 | 229.5851 | 0.0061539 | 335.7195 | 0.0032928 | 229.5851 | 0 | 222.9736 | 0 | 229.5851 | 0 | 229.8132 | 0 | 223.81 | 0.02435 | 229.8132 | 0 | 229.8132 | 0 | 229.8132 | 4.1211e-05 | 223.81 | 0.0067039 | 229.8132 | 0 | 336.0817 | 0.00015712 | 229.8132 | 0 | 229.8132 | 0.0086534 | 229.5851 | 0 | 521.0697 | 0.015193 | 229.5851 | 0 | 519.7486 | 0 | 521.0697 | 0.023206 | 229.5851 | 0 | 229.8132 | 8.375e-05
|  | 335.8333 | 0.0037345 | 229.7892 | -0.033279 | 335.8333 | 0.0084479 | 229.7892 | 0 | 223.1804 | 0 | 229.7892 | 0 | 230.0184 | 0 | 224.01 | -0.010915 | 230.0184 | 0 | 230.0184 | 0 | 230.0184 | 0 | 224.01 | -0.0023901 | 230.0184 | 0 | 336.1913 | 0.00018415 | 230.0184 | 0 | 230.0184 | 0 | 229.7893 | 0 | 521.2246 | 0.011829 | 229.7892 | 0 | 519.9046 | 0 | 521.2246 | 0.024733 | 229.7893 | 0 | 230.0184 | 2.344e-05
|  | 335.9472 | 0.006444 | 229.9934 | 0.0055525 | 335.9472 | 0 | 229.9934 | 0 | 223.3873 | 0 | 229.9934 | 0 | 230.2236 | 0 | 224.22 | -0.0019591 | 230.2236 | 0 | 230.2236 | 0 | 230.2236 | 6.327e-05 | 224.22 | -0.013058 | 230.2236 | 0 | 336.3009 | 0.00015184 | 230.2236 | 0 | 230.2236 | 0.014157 | 229.9934 | 0 | 521.3794 | 0.015978 | 229.9934 | 0 | 520.0606 | 0 | 521.3794 | 0.023676 | 229.9934 | 0 | 230.2236 | 9.1264e-05
|  | 336.0611 | 0 | 230.1976 | -0.061914 | 336.0611 | 0.020841 | 230.1976 | 0 | 223.5941 | 0 | 230.1976 | 0 | 230.4288 | 0 | 224.42 | 0.0092359 | 230.4288 | 0 | 230.4288 | 0 | 230.4288 | 0 | 224.42 | -0.0029147 | 230.4288 | 0 | 336.4104 | 0.00015143 | 230.4288 | 0 | 230.4288 | 0 | 230.1976 | 0 | 521.5343 | 0.010428 | 230.1976 | 0 | 520.2166 | 0.00013913 | 521.5343 | 0.025144 | 230.1976 | 0 | 230.4288 | 2.3073e-05
|  | 336.1749 | 0.0097771 | 230.4018 | 0.014028 | 336.1749 | 0.0082323 | 230.4018 | 0 | 223.801 | 0 | 230.4018 | 0 | 230.634 | 0 | 224.63 | -0.027148 | 230.634 | 0 | 230.634 | 0 | 230.634 | 4.3179e-05 | 224.63 | -0.013408 | 230.634 | 0 | 336.52 | 0.00014005 | 230.634 | 0 | 230.634 | 0.008709 | 230.4018 | 0 | 521.6892 | 0.011325 | 230.4018 | 0 | 520.3726 | 0 | 521.6892 | 0.023734 | 230.4018 | 0 | 230.634 | 9.7191e-05
|  | 336.2887 | 0.001516 | 230.6061 | 0.00020982 | 336.2887 | 0.01624 | 230.6061 | 0 | 224.0079 | 0 | 230.6061 | 0 | 230.8393 | 0 | 224.83 | -0.037783 | 230.8393 | 0 | 230.8393 | 0 | 230.8393 | 0 | 224.83 | -0.0085115 | 230.8393 | 0 | 336.6297 | 0.0001618 | 230.8393 | 0 | 230.8393 | 0 | 230.6061 | 0 | 521.8441 | 0.011213 | 230.6061 | 0 | 520.5286 | 0.00013913 | 521.8441 | 0.024674 | 230.6061 | 0 | 230.8393 | 2.0602e-05
|  | 336.4026 | 0.0019999 | 230.8103 | 0.022759 | 336.4026 | 0 | 230.8103 | 0 | 224.2148 | 0 | 230.8103 | 0 | 231.0445 | 0 | 225.04 | 0.0013994 | 231.0445 | 0 | 231.0445 | 0 | 231.0445 | 6.4456e-05 | 225.04 | -0.0023901 | 231.0445 | 0 | 336.7393 | 0.00015895 | 231.0445 | 0 | 231.0445 | 0.0047037 | 230.8103 | 0 | 521.9989 | 0.012839 | 230.8103 | 0 | 520.6847 | 9.2755e-05 | 521.9989 | 0.023499 | 230.8103 | 0 | 231.0445 | 9.9399e-05
|  | 336.5164 | 0 | 231.0146 | -0.021994 | 336.5164 | 0.0049279 | 231.0146 | 0 | 224.4217 | 0 | 231.0146 | 0 | 231.2498 | 0 | 225.24 | -0.032746 | 231.2498 | 0 | 231.2498 | 0 | 231.2498 | 0 | 225.24 | -0.005538 | 231.2498 | 0 | 336.8489 | 0.00016789 | 231.2498 | 0 | 231.2498 | 0 | 231.0146 | 0 | 522.1538 | 0.0074004 | 231.0146 | 0 | 520.8407 | 0.00013913 | 522.1538 | 0.024381 | 231.0146 | 0 | 231.2498 | 1.3099e-05
|  | 336.6302 | 0 | 231.2189 | -0.022302 | 336.6302 | 0.0091731 | 231.2189 | 0 | 224.6286 | 0 | 231.2189 | 0 | 231.4551 | 0 | 225.45 | 0.0036384 | 231.4551 | 0 | 231.4551 | 0 | 231.4551 | 9.7348e-06 | 225.45 | 0.0060044 | 231.4551 | 0 | 336.9585 | 0.00017175 | 231.4551 | 0 | 231.4551 | 0.0020949 | 231.2189 | 0 | 522.3088 | 0.0077929 | 231.2189 | 0 | 520.9967 | 0 | 522.3088 | 0.023323 | 231.2189 | 0 | 231.4551 | 9.3013e-05
|  | 336.7441 | 0 | 231.4232 | 0.0013814 | 336.7441 | 0.017322 | 231.4232 | 0 | 224.8356 | 0 | 231.4232 | 0 | 231.6604 | 0 | 225.65 | -0.014833 | 231.6604 | 0 | 231.6604 | 0 | 231.6604 | 0 | 225.65 | -0.005538 | 231.6604 | 0 | 337.0681 | 0.0001931 | 231.6604 | 0 | 231.6604 | 0 | 231.4232 | 0 | 522.4637 | 0.018613 | 231.4232 | 0 | 521.1528 | 0.0004174 | 522.4637 | 0.024439 | 231.4232 | 0 | 231.6604 | 2.2672e-05
|  | 336.8579 | 0 | 231.6275 | -0.013358 | 336.8579 | 0.0014113 | 231.6275 | 0 | 225.0425 | 0 | 231.6275 | 0 | 231.8657 | 0 | 225.86 | -0.0041982 | 231.8657 | 0 | 231.8657 | 0 | 231.8657 | 5.5384e-05 | 225.86 | 5.8296e-05 | 231.8657 | 0 | 337.1778 | 0.00020163 | 231.8657 | 0 | 231.8657 | 0.0083169 | 231.6275 | 0 | 522.6186 | 0.010372 | 231.6275 | 0 | 521.3089 | 0 | 522.6186 | 0.023499 | 231.6275 | 0 | 231.8657 | 8.7073e-05
|  | 336.9717 | 0 | 231.8318 | -0.019794 | 336.9717 | 0.01056 | 231.8318 | 0 | 225.2495 | 0 | 231.8318 | 0 | 232.0711 | 0 | 226.06 | -0.031067 | 232.0711 | 0 | 232.0711 | 0 | 232.0711 | 0 | 226.06 | -0.0036143 | 232.0711 | 0 | 337.2874 | 0.00019167 | 232.0711 | 0 | 232.0711 | 0 | 231.8318 | 0 | 522.7735 | 0.013623 | 231.8318 | 0 | 521.4649 | 0.0004174 | 522.7735 | 0.024616 | 231.8318 | 0 | 232.0711 | 2.3433e-05
|  | 337.0855 | 0 | 232.0362 | 0.020938 | 337.0855 | 0 | 232.0362 | 0 | 225.4565 | 0 | 232.0362 | 0 | 232.2764 | 0 | 226.27 | 0.028267 | 232.2764 | 0 | 232.2764 | 0 | 232.2764 | 4.611e-05 | 226.27 | -0.0013408 | 232.2764 | 0 | 337.397 | 0.0001868 | 232.2764 | 0 | 232.2764 | 0.0096181 | 232.0362 | 0 | 522.9285 | 0.014072 | 232.0362 | 0 | 521.621 | 0 | 522.9285 | 0.023264 | 232.0362 | 0 | 232.2764 | 9.4849e-05
|  | 337.1994 | 0.012165 | 232.2406 | -0.030484 | 337.1994 | 0.0053973 | 232.2406 | 0 | 225.6635 | 0 | 232.2406 | 0 | 232.4818 | 0 | 226.47 | -0.027708 | 232.4818 | 0 | 232.4818 | 0 | 232.4818 | 0 | 226.47 | 0.0056546 | 232.4818 | 0 | 337.5067 | 0.00017562 | 232.4818 | 0 | 232.4818 | 0 | 232.2406 | 0 | 523.0834 | 0.012839 | 232.2406 | 0 | 521.7771 | 0.0004174 | 523.0834 | 0.024557 | 232.2406 | 0 | 232.4818 | 6.113e-06
|  | 337.3132 | 0.0068884 | 232.445 | -0.011561 | 337.3132 | 0.0042338 | 232.445 | 0 | 225.8705 | 0 | 232.445 | 0 | 232.6872 | 0 | 226.68 | 0.031067 | 232.6872 | 0 | 232.6872 | 0 | 232.6872 | 3.1203e-05 | 226.68 | -0.011834 | 232.6872 | 0 | 337.6164 | 0.00018741 | 232.6872 | 0 | 232.6872 | 0.0090946 | 232.445 | 0 | 523.2384 | 0.019006 | 232.445 | 0 | 521.9331 | 0 | 523.2384 | 0.023206 | 232.445 | 0 | 232.6872 | 8.4051e-05
|  | 337.427 | 0 | 232.6494 | -0.016763 | 337.427 | 0.0075091 | 232.6494 | 0 | 226.0775 | 0 | 232.6494 | 0 | 232.8926 | 0 | 226.88 | -0.0069968 | 232.8926 | 0 | 232.8926 | 0 | 232.8926 | 0 | 226.88 | -0.0053632 | 232.8926 | 0 | 337.726 | 0.00018456 | 232.8926 | 0 | 232.8926 | 0 | 232.6494 | 0 | 523.3934 | 0.011942 | 232.6494 | 0 | 522.0892 | 0.0004174 | 523.3934 | 0.024674 | 232.6494 | 0 | 232.8926 | 1.9461e-05
|  | 337.5408 | 0.0035554 | 232.8538 | 0.026649 | 337.5408 | 0 | 232.8538 | 0 | 226.2846 | 0 | 232.8538 | 0 | 233.0981 | 0 | 227.09 | -0.012595 | 233.0981 | 0 | 233.0981 | 0 | 233.0981 | 7.483e-05 | 227.09 | -0.008861 | 233.0981 | 0 | 337.8357 | 0.00019127 | 233.0981 | 0 | 233.0981 | 0.0063146 | 232.8538 | 0 | 523.5483 | 0.011829 | 232.8538 | 0 | 522.2453 | 0 | 523.5483 | 0.023499 | 232.8538 | 0 | 233.0981 | 7.344e-05
|  | 337.6546 | 0 | 233.0583 | -0.025097 | 337.6546 | 0 | 233.0583 | 0 | 226.4916 | 0 | 233.0583 | 0 | 233.3035 | 0 | 227.29 | -0.038343 | 233.3035 | 0 | 233.3035 | 0 | 233.3035 | 0 | 227.29 | -0.0034394 | 233.3035 | 0 | 337.9454 | 0.00017521 | 233.3035 | 0 | 233.3035 | 0 | 233.0583 | 0 | 523.7033 | 0.017436 | 233.0583 | 0 | 522.4014 | 0.00013913 | 523.7033 | 0.024851 | 233.0583 | 0 | 233.3035 | 7.8847e-06
|  | 337.7684 | 0 | 233.2627 | 0.0015549 | 337.7684 | 0.0089379 | 233.2627 | 0 | 226.6987 | 0 | 233.2627 | 0 | 233.509 | 0 | 227.5 | -0.032185 | 233.509 | 0 | 233.509 | 0 | 233.509 | 2.6766e-05 | 227.5 | -0.008861 | 233.509 | 0 | 338.0551 | 0.00017033 | 233.509 | 0 | 233.509 | 0.0031029 | 233.2627 | 0 | 523.8583 | 0.018501 | 233.2627 | 0 | 522.5576 | 0 | 523.8583 | 0.022971 | 233.2627 | 0 | 233.509 | 7.5424e-05
|  | 337.8822 | 0 | 233.4672 | -0.012701 | 337.8822 | 0.00046936 | 233.4672 | 0 | 226.9058 | 0 | 233.4672 | 0 | 233.7144 | 0 | 227.7 | 0.0013994 | 233.7144 | 0 | 233.7144 | 0 | 233.7144 | 0 | 227.7 | -0.0036143 | 233.7144 | 0 | 338.1648 | 0.00015671 | 233.7144 | 0 | 233.7144 | 0 | 233.4672 | 0 | 524.0133 | 0.012054 | 233.4672 | 0 | 522.7137 | 0 | 524.0133 | 0.024557 | 233.4672 | 0 | 233.7144 | 1.2537e-05
|  | 337.996 | 0.0024443 | 233.6717 | 0.014226 | 337.996 | 0 | 233.6717 | 0 | 227.1129 | 0 | 233.6717 | 0 | 233.9199 | 0 | 227.91 | 0.034425 | 233.9199 | 0 | 233.9199 | 0 | 233.9199 | 6.9405e-05 | 227.91 | 0.0018072 | 233.9199 | 0 | 338.2745 | 0.00016891 | 233.9199 | 0 | 233.9199 | 0.006139 | 233.6717 | 0 | 524.1684 | 0.013623 | 233.6717 | 0 | 522.8698 | 9.2755e-05 | 524.1684 | 0.02303 | 233.6717 | 0 | 233.9199 | 8.8853e-05
|  | 338.1098 | 0 | 233.8763 | -0.016804 | 338.1098 | 0.0091518 | 233.8763 | 0 | 227.32 | 0 | 233.8763 | 0 | 234.1255 | 0 | 228.11 | -0.025469 | 234.1255 | 0 | 234.1255 | 0 | 234.1255 | 0 | 228.11 | -0.0011659 | 234.1255 | 0 | 338.3841 | 0.0001681 | 234.1255 | 0 | 234.1255 | 0 | 233.8762 | 0 | 524.3234 | 0.0093626 | 233.8763 | 0 | 523.026 | 0.00013913 | 524.3234 | 0.024792 | 233.8762 | 0 | 234.1255 | 1.5557e-05
|  | 338.2236 | 0 | 234.0808 | 0.0033355 | 338.2236 | 0.011055 | 234.0808 | 0 | 227.5271 | 0 | 234.0808 | 0 | 234.331 | 0 | 228.32 | -0.041701 | 234.331 | 0 | 234.331 | 0 | 234.331 | 5.4657e-05 | 228.32 | -0.0039641 | 234.331 | 0 | 338.4939 | 0.0001557 | 234.331 | 0 | 234.331 | 0.0081899 | 234.0808 | 0 | 524.4784 | 0.01766 | 234.0808 | 0 | 523.1821 | 9.2755e-05 | 524.4784 | 0.022795 | 234.0808 | 0 | 234.331 | 8.7414e-05
|  | 338.3374 | 0 | 234.2854 | -0.013001 | 338.3374 | 0.0039893 | 234.2854 | 0 | 227.7343 | 0 | 234.2854 | 0 | 234.5365 | 0 | 228.52 | -0.04282 | 234.5365 | 0 | 234.5365 | 0 | 234.5365 | 0 | 228.52 | -0.0018654 | 234.5365 | 0 | 338.6036 | 0.00015936 | 234.5365 | 0 | 234.5365 | 0 | 234.2853 | 0 | 524.6335 | 0.0091944 | 234.2854 | 0 | 523.3383 | 0.0004174 | 524.6335 | 0.024322 | 234.2853 | 0 | 234.5365 | 9.8657e-06
|  | 338.4511 | 0.0013333 | 234.4899 | 0.00057429 | 338.4511 | 0 | 234.4899 | 0 | 227.9414 | 0 | 234.4899 | 0 | 234.7421 | 0 | 228.73 | 0.0075566 | 234.7421 | 0 | 234.7421 | 0 | 234.7421 | 2.9575e-05 | 228.73 | 0.0040807 | 234.7421 | 0 | 338.7133 | 0.00016037 | 234.7421 | 0 | 234.7421 | 0.0076985 | 234.4899 | 0 | 524.7885 | 0.01794 | 234.4899 | 0 | 523.4944 | 9.2755e-05 | 524.7885 | 0.022971 | 234.4899 | 0 | 234.7421 | 8.6204e-05
|  | 338.5649 | 0.0095026 | 234.6945 | -0.021193 | 338.5649 | 0.013141 | 234.6945 | 0 | 228.1486 | 0 | 234.6945 | 0 | 234.9477 | 0 | 228.93 | -0.04282 | 234.9477 | 0 | 234.9477 | 0 | 234.9477 | 0 | 228.93 | -0.016381 | 234.9477 | 0 | 338.823 | 0.00017216 | 234.9477 | 0 | 234.9477 | 0 | 234.6945 | 0 | 524.9436 | 0.0087459 | 234.6945 | 0 | 523.6506 | 0.0004174 | 524.9436 | 0.024322 | 234.6945 | 0 | 234.9477 | 2.4927e-05
|  | 338.6787 | 0.0024443 | 234.8991 | -0.029626 | 338.6787 | 0 | 234.8991 | 0 | 228.3558 | 0 | 234.8991 | 0 | 235.1533 | 0 | 229.14 | 0.028827 | 235.1533 | 0 | 235.1533 | 0 | 235.1533 | 4.5302e-05 | 229.14 | -0.0032645 | 235.1533 | 0 | 338.9327 | 0.00017033 | 235.1533 | 0 | 235.1533 | 0.0075312 | 234.8991 | 0 | 525.0986 | 0.015586 | 234.8991 | 0 | 523.8068 | 9.2755e-05 | 525.0986 | 0.022677 | 234.8991 | 0 | 235.1533 | 8.6985e-05
|  | 338.7925 | 0 | 235.1038 | -0.023747 | 338.7925 | 0.005632 | 235.1038 | 0 | 228.563 | 0 | 235.1038 | 0 | 235.3589 | 0 | 229.34 | -0.0041982 | 235.3589 | 0 | 235.3589 | 0 | 235.3589 | 0 | 229.34 | 0.0067039 | 235.3589 | 0 | 339.0425 | 0.00017175 | 235.3589 | 0 | 235.3589 | 0 | 235.1038 | 0 | 525.2537 | 0.0018731 | 235.1038 | 0 | 523.9629 | 0.00013913 | 525.2537 | 0.023793 | 235.1038 | 0 | 235.3589 | 1.534e-05
|  | 338.9062 | 0 | 235.3084 | 0.061603 | 338.9062 | 0 | 235.3084 | 0 | 228.7702 | 0 | 235.3084 | 0 | 235.5645 | 0 | 229.55 | 0.013714 | 235.5645 | 0 | 235.5645 | 0 | 235.5645 | 0.00010434 | 229.55 | 0.003556 | 235.5645 | 0 | 339.1522 | 0.0001624 | 235.5645 | 0 | 235.5645 | 0.007766 | 235.3084 | 0 | 525.4088 | 0.018053 | 235.3084 | 0 | 524.1191 | 0 | 525.4088 | 0.02256 | 235.3084 | 0 | 235.5645 | 8.8974e-05
|  | 339.02 | 0 | 235.5131 | -0.00058042 | 339.02 | 0.0016426 | 235.5131 | 0 | 228.9774 | 0 | 235.5131 | 0 | 235.7701 | 0 | 229.75 | -0.038343 | 235.7701 | 0 | 235.7701 | 0 | 235.7701 | 0 | 229.75 | -0.00029147 | 235.7701 | 0 | 339.262 | 0.00017643 | 235.7701 | 0 | 235.7701 | 0 | 235.5131 | 0 | 525.5639 | 0.015586 | 235.5131 | 0 | 524.2753 | 0.00013913 | 525.5639 | 0.023676 | 235.5131 | 0 | 235.7701 | 3.2391e-05
|  | 339.1338 | 0.0051107 | 235.7178 | 0.0097197 | 339.1338 | 0 | 235.7178 | 0 | 229.1846 | 0 | 235.7178 | 0 | 235.9758 | 0 | 229.96 | -0.0013994 | 235.9758 | 0 | 235.9758 | 0 | 235.9758 | 4.3514e-05 | 229.96 | 0.00058296 | 235.9758 | 0 | 339.3717 | 0.00015651 | 235.9758 | 0 | 235.9758 | 0.010071 | 235.7178 | 0 | 525.719 | 0.014689 | 235.7178 | 0 | 524.4315 | 0.00037102 | 525.719 | 0.022383 | 235.7178 | 0 | 235.9758 | 8.7028e-05
|  | 339.2475 | 0.0052875 | 235.9225 | 0.017153 | 339.2475 | 0.0075091 | 235.9225 | 0 | 229.3919 | 0 | 235.9225 | 0 | 236.1815 | 0 | 230.16 | -0.037783 | 236.1815 | 0 | 236.1815 | 0 | 236.1815 | 0 | 230.16 | -0.0071117 | 236.1815 | 0 | 339.4815 | 0.00016423 | 236.1815 | 0 | 236.1815 | 0 | 235.9225 | 0 | 525.8741 | 0.014577 | 235.9225 | 0 | 524.5877 | 0.00013913 | 525.8741 | 0.023852 | 235.9225 | 0 | 236.1815 | 7.5131e-06
|  | 339.3613 | 0.010444 | 236.1272 | -0.0049287 | 339.3613 | 0 | 236.1272 | 0 | 229.5991 | 0 | 236.1272 | 0 | 236.3872 | 0 | 230.37 | -0.0036384 | 236.3872 | 0 | 236.3872 | 0 | 236.3872 | 2.3447e-05 | 230.37 | -0.0020404 | 236.3872 | 0 | 339.5913 | 0.00015651 | 236.3872 | 0 | 236.3872 | 0.0066459 | 236.1272 | 0 | 526.0292 | 0.016371 | 236.1272 | 0 | 524.744 | 9.2755e-05 | 526.0292 | 0.023147 | 236.1272 | 0 | 236.3872 | 9.0603e-05
|  | 339.4751 | 0 | 236.3319 | 0.002637 | 339.4751 | 0.017322 | 236.3319 | 0 | 229.8064 | 0 | 236.3319 | 0 | 236.5929 | 0 | 230.57 | -0.017632 | 236.5929 | 0 | 236.5929 | 0 | 236.5929 | 0 | 230.57 | -0.0011659 | 236.5929 | 0 | 339.701 | 0.00018497 | 236.5929 | 0 | 236.5929 | 0 | 236.3319 | 0 | 526.1843 | 0.018725 | 236.3319 | 0 | 524.9002 | 0.0004174 | 526.1843 | 0.024792 | 236.3319 | 0 | 236.5929 | 1.5098e-05
|  | 339.5888 | 0.0031109 | 236.5367 | 0.013414 | 339.5888 | 0 | 236.5367 | 0 | 230.0137 | 0 | 236.5367 | 0 | 236.7986 | 0 | 230.78 | 0.018752 | 236.7986 | 0 | 236.7986 | 0 | 236.7986 | 2.8012e-05 | 230.78 | 0.0060044 | 236.7986 | 0 | 339.8108 | 0.00018497 | 236.7986 | 0 | 236.7986 | 0.0064525 | 236.5367 | 0 | 526.3395 | 0.011325 | 236.5367 | 0 | 525.0564 | 0 | 526.3395 | 0.023441 | 236.5367 | 0 | 236.7986 | 8.9778e-05
|  | 339.7026 | 0 | 236.7415 | -0.035329 | 339.7026 | 0 | 236.7415 | 0 | 230.221 | 0 | 236.7415 | 0 | 237.0044 | 0 | 230.98 | -0.041141 | 237.0044 | 0 | 237.0044 | 0 | 237.0044 | 0 | 230.98 | 0.0096767 | 237.0044 | 0 | 339.9206 | 0.00018964 | 237.0044 | 0 | 237.0044 | 0 | 236.7415 | 0 | 526.4946 | 0.0077929 | 236.7415 | 0 | 525.2127 | 0.0004174 | 526.4946 | 0.024381 | 236.7415 | 0 | 237.0044 | 1.7715e-05
|  | 339.8163 | 0 | 236.9463 | 0.02872 | 339.8163 | 0 | 236.9463 | 0 | 230.4283 | 0 | 236.9463 | 0 | 237.2101 | 0 | 231.19 | 0.0030786 | 237.2101 | 0 | 237.2101 | 0 | 237.2101 | 4.3696e-05 | 231.19 | 0.0037309 | 237.2101 | 0 | 340.0304 | 0.0001622 | 237.2101 | 0 | 237.2101 | 0.0066086 | 236.9463 | 0 | 526.6498 | 0.015081 | 236.9463 | 0 | 525.3689 | 9.2755e-05 | 526.6498 | 0.02303 | 236.9463 | 0 | 237.2101 | 8.8245e-05
|  | 339.9301 | 0 | 237.1511 | -0.024723 | 339.9301 | 0.012437 | 237.1511 | 0 | 230.6357 | 0 | 237.1511 | 0 | 237.4159 | 0 | 231.39 | 0.010355 | 237.4159 | 0 | 237.4159 | 0 | 237.4159 | 0 | 231.39 | -0.0046636 | 237.4159 | 0 | 340.1402 | 0.00016383 | 237.4159 | 0 | 237.4159 | 0 | 237.1511 | 0 | 526.8049 | 0.0013802 | 237.1511 | 0 | 525.5252 | 0 | 526.8049 | 0.023969 | 237.1511 | 0 | 237.4159 | 2.7556e-05
|  | 340.0438 | 0.0048885 | 237.3559 | 0.0034841 | 340.0438 | 0.00047047 | 237.3559 | 0 | 230.843 | 0 | 237.3559 | 0 | 237.6217 | 0 | 231.6 | -0.013154 | 237.6217 | 0 | 237.6217 | 0 | 237.6217 | 3.3851e-05 | 231.6 | 0.0032063 | 237.6217 | 0 | 340.25 | 0.00014045 | 237.6217 | 0 | 237.6217 | 0.0054993 | 237.3559 | 0 | 526.9601 | 0.017043 | 237.3559 | 0 | 525.6814 | 9.2755e-05 | 526.9601 | 0.022912 | 237.3559 | 0 | 237.6217 | 9.5056e-05
|  | 340.1576 | 0.0057311 | 237.5608 | -0.006312 | 340.1576 | 0.011498 | 237.5608 | 0 | 231.0504 | 0 | 237.5608 | 0 | 237.8275 | 0 | 231.81 | -0.017632 | 237.8275 | 0 | 237.8275 | 0 | 237.8275 | 0 | 231.81 | -0.0044887 | 237.8275 | 0 | 340.3598 | 0.00014675 | 237.8275 | 0 | 237.8275 | 0 | 237.5608 | 0 | 527.1153 | 0.013119 | 237.5608 | 0 | 525.8377 | 0 | 527.1153 | 0.023969 | 237.5608 | 0 | 237.8275 | 1.4037e-05
|  | 340.2713 | 0.00022221 | 237.7656 | 0.0025564 | 340.2713 | 0 | 237.7656 | 0 | 231.2577 | 0 | 237.7656 | 0 | 238.0333 | 0 | 232.01 | -0.013714 | 238.0333 | 0 | 238.0333 | 0 | 238.0333 | 6.4017e-05 | 232.01 | -0.0044887 | 238.0333 | 0 | 340.4696 | 0.00013395 | 238.0333 | 0 | 238.0333 | 0.006958 | 237.7656 | 0 | 527.2705 | 0.014184 | 237.7656 | 0 | 525.994 | 9.2755e-05 | 527.2705 | 0.023088 | 237.7656 | 0 | 238.0333 | 8.5761e-05
|  | 340.385 | 0.013335 | 237.9705 | 0.0082757 | 340.385 | 0 | 237.9705 | 0 | 231.4651 | 0 | 237.9705 | 0 | 238.2392 | 0 | 232.22 | 0.014833 | 238.2392 | 0 | 238.2392 | 0 | 238.2392 | 0 | 232.22 | -0.0095602 | 238.2392 | 0 | 340.5794 | 0.00015997 | 238.2392 | 0 | 238.2392 | 0 | 237.9705 | 0 | 527.4257 | 0.010428 | 237.9705 | 0 | 526.1503 | 0.0004174 | 527.4257 | 0.023558 | 237.9705 | 0 | 238.2392 | 2.8927e-05
|  | 340.4987 | 0.0019999 | 238.1754 | 0.0068677 | 340.4987 | 0 | 238.1754 | 0 | 231.6725 | 0 | 238.1754 | 0 | 238.445 | 0 | 232.42 | -0.0036384 | 238.445 | 0 | 238.445 | 0 | 238.445 | 4.041e-05 | 232.42 | -0.0062376 | 238.445 | 0 | 340.6893 | 0.00017704 | 238.445 | 0 | 238.445 | 0.0042579 | 238.1754 | 0 | 527.5809 | 0.013904 | 238.1754 | 0 | 526.3065 | 9.2755e-05 | 527.5809 | 0.022266 | 238.1754 | 0 | 238.445 | 8.2013e-05
|  | 340.6125 | 0.0037345 | 238.3803 | -0.017694 | 340.6125 | 0.019758 | 238.3803 | 0 | 231.8799 | 0 | 238.3803 | 0 | 238.6509 | 0 | 232.63 | 0.0075566 | 238.6509 | 0 | 238.6509 | 0 | 238.6509 | 0 | 232.63 | -0.020578 | 238.6509 | 0 | 340.7991 | 0.00019127 | 238.6509 | 0 | 238.6509 | 0 | 238.3803 | 0 | 527.7361 | 0.005422 | 238.3803 | 0 | 526.4628 | 0.00013913 | 527.7361 | 0.023088 | 238.3803 | 0 | 238.6509 | 2.3198e-05
|  | 340.7262 | 0 | 238.5853 | 0.0033532 | 340.7262 | 0 | 238.5853 | 0 | 232.0874 | 0 | 238.5853 | 0 | 238.8568 | 0 | 232.83 | 0.035543 | 238.8568 | 0 | 238.8568 | 0 | 238.8568 | 3.6605e-05 | 232.83 | -0.0020404 | 238.8568 | 0 | 340.9089 | 0.00016566 | 238.8568 | 0 | 238.8568 | 0.0094348 | 238.5853 | 0 | 527.8913 | 0.0095869 | 238.5853 | 0 | 526.6191 | 0 | 527.8913 | 0.022266 | 238.5853 | 0 | 238.8568 | 9.4441e-05
|  | 340.8399 | 0 | 238.7902 | 0.039281 | 340.8399 | 0.012437 | 238.7902 | 0 | 232.2948 | 0 | 238.7902 | 0 | 239.0627 | 0 | 233.04 | 0.0025189 | 239.0627 | 0 | 239.0627 | 0 | 239.0627 | 2.3094e-05 | 233.04 | -0.01131 | 239.0627 | 0 | 341.0188 | 0.00019066 | 239.0627 | 0 | 239.0627 | 0 | 238.7902 | 0 | 528.0466 | 0.0074004 | 238.7902 | 0 | 526.7755 | 0 | 528.0466 | 0.023734 | 238.7902 | 0 | 239.0627 | 3.1771e-05
|  | 340.9536 | 0.0068884 | 238.9952 | 0.015909 | 340.9536 | 0 | 238.9952 | 0 | 232.5023 | 0 | 238.9952 | 0 | 239.2686 | 0 | 233.24 | 0.0025189 | 239.2686 | 0 | 239.2686 | 0 | 239.2686 | 5.2906e-05 | 233.24 | 0.016148 | 239.2686 | 0 | 341.1286 | 0.00017785 | 239.2686 | 0 | 239.2686 | 0.0083513 | 238.9952 | 0 | 528.2018 | 0.017828 | 238.9952 | 0 | 526.9318 | 9.2755e-05 | 528.2018 | 0.022618 | 238.9952 | 0 | 239.2686 | 8.9851e-05
|  | 341.0674 | 0 | 239.2002 | -0.023373 | 341.0674 | 0.0032853 | 239.2002 | 0 | 232.7097 | 0 | 239.2002 | 0 | 239.4746 | 0 | 233.45 | 0.006437 | 239.4746 | 0 | 239.4746 | 0 | 239.4746 | 0 | 233.45 | 0.0016322 | 239.4746 | 0 | 341.2385 | 0.00018171 | 239.4746 | 0 | 239.4746 | 0 | 239.2002 | 0 | 528.3571 | 0.0099793 | 239.2002 | 0 | 527.0881 | 0.00069566 | 528.3571 | 0.023676 | 239.2002 | 0 | 239.4746 | 3.6716e-05
|  | 341.1811 | 0.0059995 | 239.4052 | 0.010644 | 341.1811 | 0 | 239.4052 | 0 | 232.9172 | 0 | 239.4052 | 0 | 239.6805 | 0 | 233.65 | -0.0069968 | 239.6805 | 0 | 239.6805 | 0 | 239.6805 | 5.72e-05 | 233.65 | 0.0084525 | 239.6805 | 0 | 341.3483 | 0.00014391 | 239.6805 | 0 | 239.6805 | 0.010335 | 239.4052 | 0 | 528.5123 | 0.02108 | 239.4052 | 0 | 527.2445 | 0 | 528.5123 | 0.022148 | 239.4052 | 0 | 239.6805 | 8.9961e-05
|  | 341.2948 | 0 | 239.6102 | -0.009016 | 341.2948 | 0.0089172 | 239.6102 | 0 | 233.1247 | 0 | 239.6102 | 0 | 239.8865 | 0 | 233.86 | -0.047299 | 239.8865 | 0 | 239.8865 | 0 | 239.8865 | 0 | 233.86 | -0.014632 | 239.8865 | 0 | 341.4582 | 0.00015895 | 239.8865 | 0 | 239.8865 | 0 | 239.6102 | 0 | 528.6676 | 0.012054 | 239.6102 | 0 | 527.4008 | 0.00013913 | 528.6676 | 0.023206 | 239.6102 | 0 | 239.8865 | 2.3452e-05
|  | 341.4085 | 0 | 239.8153 | 0.016056 | 341.4085 | 0.0037633 | 239.8153 | 0 | 233.3322 | 0 | 239.8153 | 0 | 240.0925 | 0 | 234.07 | -0.014833 | 240.0925 | 0 | 240.0925 | 0 | 240.0925 | 4.6562e-05 | 234.07 | 0.001982 | 240.0925 | 0 | 341.5681 | 0.00017745 | 240.0925 | 0 | 240.0925 | 0.0041027 | 239.8153 | 0 | 528.8229 | 0.015249 | 239.8153 | 0 | 527.5571 | 9.2755e-05 | 528.8229 | 0.022207 | 239.8153 | 0 | 240.0925 | 9.2908e-05
|  | 341.5222 | 0.0061749 | 240.0204 | -0.035471 | 341.5222 | 0 | 240.0204 | 0 | 233.5397 | 0 | 240.0204 | 0 | 240.2985 | 0 | 234.27 | -0.014833 | 240.2985 | 0 | 240.2985 | 0 | 240.2985 | 0 | 234.27 | 0.0011076 | 240.2985 | 0 | 341.678 | 0.00020163 | 240.2985 | 0 | 240.2985 | 0 | 240.0204 | 0 | 528.9782 | 0.0021688 | 240.0204 | 0 | 527.7135 | 0 | 528.9782 | 0.023206 | 240.0204 | 0 | 240.2985 | 2.0019e-05
|  | 341.6359 | 0 | 240.2254 | 0.014465 | 341.6359 | 0 | 240.2254 | 0 | 233.7473 | 0 | 240.2254 | 0 | 240.5045 | 0 | 234.48 | -0.0047579 | 240.5045 | 0 | 240.5045 | 0 | 240.5045 | 3.7566e-05 | 234.48 | 0.00513 | 240.5045 | 0 | 341.7878 | 0.00019493 | 240.5045 | 0 | 240.5045 | 0.0075564 | 240.2254 | 0 | 529.1335 | 0.01794 | 240.2254 | 0 | 527.8699 | 9.2755e-05 | 529.1335 | 0.022031 | 240.2254 | 0 | 240.5045 | 9.3471e-05
|  | 341.7496 | 0 | 240.4305 | -0.0004648 | 341.7496 | 0.0070399 | 240.4305 | 0 | 233.9548 | 0 | 240.4305 | 0 | 240.7106 | 0 | 234.68 | 0.0019591 | 240.7106 | 0 | 240.7106 | 0 | 240.7106 | 0 | 234.68 | 5.8296e-05 | 240.7106 | 0 | 341.8977 | 0.00018273 | 240.7106 | 0 | 240.7106 | 0 | 240.4305 | 0 | 529.2888 | 0.01026 | 240.4305 | 0 | 528.0262 | 0.0004174 | 529.2888 | 0.022971 | 240.4305 | 0 | 240.7106 | 2.901e-05
|  | 341.8633 | 0 | 240.6357 | 0.013787 | 341.8633 | 0 | 240.6357 | 0 | 234.1624 | 0 | 240.6357 | 0 | 240.9166 | 0 | 234.89 | 0.026029 | 240.9166 | 0 | 240.9166 | 0 | 240.9166 | 5.3077e-05 | 234.89 | -0.00081612 | 240.9166 | 0 | 342.0076 | 0.00016505 | 240.9166 | 0 | 240.9166 | 0.006661 | 240.6356 | 0 | 529.4441 | 0.011998 | 240.6357 | 0 | 528.1826 | 0 | 529.4441 | 0.022031 | 240.6356 | 0 | 240.9166 | 7.7546e-05
|  | 341.977 | 0 | 240.8408 | -0.039925 | 341.977 | 0 | 240.8408 | 0 | 234.37 | 0 | 240.8408 | 0 | 241.1227 | 0 | 235.09 | 0.014833 | 241.1227 | 0 | 241.1227 | 0 | 241.1227 | 0 | 235.09 | -0.0018654 | 241.1227 | 0 | 342.1175 | 0.0001681 | 241.1227 | 0 | 241.1227 | 0 | 240.8408 | 0 | 529.5994 | 0.01609 | 240.8408 | 0 | 528.339 | 0 | 529.5994 | 0.023264 | 240.8408 | 0 | 241.1227 | -1.1387e-05
|  | 342.0907 | 0.0015555 | 241.0459 | 0.0206 | 342.0907 | 0 | 241.0459 | 0 | 234.5776 | 0 | 241.0459 | 0 | 241.3288 | 0 | 235.3 | 0.017072 | 241.3288 | 0 | 241.3288 | 0 | 241.3288 | 5.0205e-05 | 235.3 | 0.003556 | 241.3288 | 0 | 342.2274 | 0.00015245 | 241.3288 | 0 | 241.3288 | 0.0075312 | 241.046 | 0 | 529.7547 | 0.016146 | 241.0459 | 0 | 528.4954 | 0 | 529.7547 | 0.022501 | 241.046 | 0 | 241.3288 | 9.8054e-05
|  | 342.2044 | 0 | 241.2511 | -0.028589 | 342.2044 | 0.0025812 | 241.2511 | 0 | 234.7852 | 0 | 241.2511 | 0 | 241.5349 | 0 | 235.51 | -0.032185 | 241.5349 | 0 | 241.5349 | 0 | 241.5349 | 0 | 235.51 | -0.0043139 | 241.5349 | 0 | 342.3374 | 0.0001433 | 241.5349 | 0 | 241.5349 | 0 | 241.2511 | 0 | 529.9101 | 0.0062231 | 241.2511 | 0 | 528.6518 | 0.00013913 | 529.9101 | 0.023676 | 241.2511 | 0 | 241.5349 | 2.1198e-05
|  | 342.318 | 0 | 241.4563 | 0.028955 | 342.318 | 0.0030577 | 241.4563 | 0 | 234.9928 | 0 | 241.4563 | 0 | 241.741 | 0 | 235.71 | -0.019871 | 241.741 | 0 | 241.741 | 0 | 241.741 | 5.5816e-05 | 235.71 | 0.011776 | 241.741 | 0 | 342.4473 | 0.00013354 | 241.741 | 0 | 241.741 | 0.0054788 | 241.4563 | 0 | 530.0654 | 0.020575 | 241.4563 | 0 | 528.8082 | 9.2755e-05 | 530.0654 | 0.022618 | 241.4563 | 0 | 241.741 | 8.393e-05
|  | 342.4317 | 0 | 241.6615 | -0.025581 | 342.4317 | 0.0016426 | 241.6615 | 0 | 235.2004 | 0 | 241.6615 | 0 | 241.9472 | 0 | 235.92 | -0.0019591 | 241.9472 | 0 | 241.9472 | 0 | 241.9472 | 0 | 235.92 | -0.015157 | 241.9472 | 0 | 342.5572 | 0.00015854 | 241.9472 | 0 | 241.9472 | 0 | 241.6615 | 0 | 530.2208 | 0.0063913 | 241.6615 | 0 | 528.9646 | 0 | 530.2208 | 0.023558 | 241.6615 | 0 | 241.9472 | 2.1759e-05
|  | 342.5454 | 0 | 241.8667 | 0.02912 | 342.5454 | 0 | 241.8667 | 0 | 235.4081 | 0 | 241.8667 | 0 | 242.1533 | 0 | 236.12 | -0.0036384 | 242.1533 | 0 | 242.1533 | 0 | 242.1533 | 6.5574e-05 | 236.12 | -0.0039641 | 242.1533 | 0 | 342.6671 | 0.00018537 | 242.1533 | 0 | 242.1533 | 0.0096449 | 241.8667 | 0 | 530.3761 | 0.01923 | 241.8667 | 0 | 529.121 | 0 | 530.3761 | 0.022442 | 241.8667 | 0 | 242.1533 | 0.00011465
|  | 342.6591 | 0 | 242.072 | -0.02314 | 342.6591 | 0.0063359 | 242.072 | 0 | 235.6158 | 0 | 242.072 | 0 | 242.3595 | 0 | 236.33 | -0.017632 | 242.3595 | 0 | 242.3595 | 0 | 242.3595 | 0 | 236.33 | -0.00099105 | 242.3595 | 0 | 342.7771 | 0.00018883 | 242.3595 | 0 | 242.3595 | 0 | 242.072 | 0 | 530.5315 | 0.0062231 | 242.072 | 0 | 529.2775 | 0.00013913 | 530.5315 | 0.023617 | 242.072 | 0 | 242.3595 | 2.5094e-05
|  | 342.7727 | 0 | 242.2773 | 0.029931 | 342.7727 | 0 | 242.2773 | 0 | 235.8234 | 0 | 242.2773 | 0 | 242.5657 | 0 | 236.53 | -0.033306 | 242.5657 | 0 | 242.5657 | 0 | 242.5657 | 4.3181e-05 | 236.53 | 0.0025067 | 242.5657 | 0 | 342.887 | 0.00016647 | 242.5657 | 0 | 242.5657 | 0.0072625 | 242.2773 | 0 | 530.6869 | 0.010428 | 242.2773 | 0 | 529.4339 | 9.2755e-05 | 530.6869 | 0.022266 | 242.2773 | 0 | 242.5657 | 0.00010172
|  | 342.8864 | 0 | 242.4825 | -0.016295 | 342.8864 | 0.0018773 | 242.4825 | 0 | 236.0311 | 0 | 242.4825 | 0 | 242.7719 | 0 | 236.74 | -0.019871 | 242.7719 | 0 | 242.7719 | 0 | 242.7719 | 0 | 236.74 | -0.0013408 | 242.7719 | 0 | 342.997 | 0.00015184 | 242.7719 | 0 | 242.7719 | 0 | 242.4825 | 0 | 530.8423 | 0.0049291 | 242.4825 | 0 | 529.5903 | 0.0004174 | 530.8423 | 0.022971 | 242.4825 | 0 | 242.7719 | 3.3261e-05
|  | 343.0001 | 0 | 242.6878 | 0.035869 | 343.0001 | 0 | 242.6878 | 0 | 236.2388 | 0 | 242.6878 | 0 | 242.9781 | 0 | 236.95 | 0.010355 | 242.9781 | 0 | 242.9781 | 0 | 242.9781 | 8.6083e-05 | 236.95 | -0.0039641 | 242.9781 | 0 | 343.1069 | 0.00014919 | 242.9781 | 0 | 242.9781 | 0.012007 | 242.6878 | 0 | 530.9977 | 0.016875 | 242.6878 | 0 | 529.7468 | 9.2755e-05 | 530.9977 | 0.021913 | 242.6878 | 0 | 242.9781 | 9.4247e-05
|  | 343.1138 | 0.0010722 | 242.8932 | -0.011773 | 343.1138 | 0.014616 | 242.8932 | 0 | 236.4465 | 0 | 242.8932 | 0 | 243.1844 | 0 | 237.15 | 0.0081163 | 243.1844 | 0 | 243.1844 | 0 | 243.1844 | 0 | 237.15 | -0.0090358 | 243.1844 | 0 | 343.2169 | 0.00015651 | 243.1844 | 0 | 243.1844 | 0 | 242.8931 | 0 | 531.1531 | 0.0051263 | 242.8932 | 0 | 529.9032 | 0.00013913 | 531.1531 | 0.023206 | 242.8931 | 0 | 243.1844 | 2.779e-05
|  | 343.2274 | 0.0028887 | 243.0985 | 0.0076209 | 343.2274 | 0 | 243.0985 | 0 | 236.6543 | 0 | 243.0985 | 0 | 243.3906 | 0 | 237.36 | -0.010355 | 243.3906 | 0 | 243.3906 | 0 | 243.3906 | 4.9934e-05 | 237.36 | -0.007462 | 243.3906 | 0 | 343.3269 | 0.00016952 | 243.3906 | 0 | 243.3906 | 0.0075455 | 243.0985 | 0 | 531.3085 | 0.016539 | 243.0985 | 0 | 530.0597 | 0 | 531.3085 | 0.022325 | 243.0985 | 0 | 243.3906 | 9.2902e-05
|  | 343.3411 | 0.012347 | 243.3038 | -0.031503 | 343.3411 | 0.0037546 | 243.3038 | 0 | 236.862 | 0 | 243.3038 | 0 | 243.5969 | 0 | 237.56 | 0.0092359 | 243.5969 | 0 | 243.5969 | 0 | 243.5969 | 0 | 237.56 | -0.0011659 | 243.5969 | 0 | 343.4368 | 0.00018395 | 243.5969 | 0 | 243.5969 | 0 | 243.3038 | 0 | 531.4639 | 0.014969 | 243.3038 | 0 | 530.2162 | 0.0004174 | 531.4639 | 0.023558 | 243.3038 | 0 | 243.5969 | 2.3094e-05
|  | 343.4547 | 0 | 243.5092 | -0.017986 | 343.4547 | 0.001176 | 243.5092 | 0 | 237.0698 | 0 | 243.5092 | 0 | 243.8032 | 0 | 237.77 | -0.012035 | 243.8032 | 0 | 243.8032 | 0 | 243.8032 | 1.8933e-05 | 237.77 | -0.0050134 | 243.8032 | 0 | 343.5468 | 0.00017358 | 243.8032 | 0 | 243.8032 | 0.0054568 | 243.5092 | 0 | 531.6194 | 0.016651 | 243.5092 | 0 | 530.3727 | 0 | 531.6194 | 0.022383 | 243.5092 | 0 | 243.8032 | 8.4985e-05
|  | 343.5684 | 0 | 243.7146 | -0.011212 | 343.5684 | 0.0093865 | 243.7146 | 0 | 237.2775 | 0 | 243.7146 | 0 | 244.0095 | 0 | 237.98 | -0.0086761 | 244.0095 | 0 | 244.0095 | 0 | 244.0095 | 0 | 237.98 | -0.013408 | 244.0095 | 0 | 343.6568 | 0.00015041 | 244.0095 | 0 | 244.0095 | 0 | 243.7146 | 0 | 531.7748 | 0.0098672 | 243.7146 | 0 | 530.5292 | 0.0004174 | 531.7748 | 0.023382 | 243.7146 | 0 | 244.0095 | 1.3758e-05
|  | 343.682 | 0 | 243.92 | 0.01544 | 343.682 | 0 | 243.92 | 0 | 237.4853 | 0 | 243.92 | 0 | 244.2158 | 0 | 238.18 | -0.0041982 | 244.2158 | 0 | 244.2158 | 0 | 244.2158 | 2.4487e-05 | 238.18 | -0.005713 | 244.2158 | 0 | 343.7668 | 0.00013049 | 244.2158 | 0 | 244.2158 | 0.0048977 | 243.92 | 0 | 531.9303 | 0.018445 | 243.92 | 0 | 530.6857 | 9.2755e-05 | 531.9303 | 0.022148 | 243.92 | 0 | 244.2158 | 8.4139e-05
|  | 343.7957 | 0 | 244.1254 | -0.021866 | 343.7957 | 0.0037546 | 244.1254 | 0 | 237.6931 | 0 | 244.1254 | 0 | 244.4221 | 0 | 238.39 | -0.0092359 | 244.4221 | 0 | 244.4221 | 0 | 244.4221 | 0 | 238.39 | -0.0032645 | 244.4221 | 0 | 343.8768 | 0.00015671 | 244.4221 | 0 | 244.4221 | 0 | 244.1254 | 0 | 532.0857 | 0.0088581 | 244.1254 | 0 | 530.8421 | 0.00013913 | 532.0857 | 0.023264 | 244.1254 | 0 | 244.4221 | 3.3802e-05
|  | 343.9093 | 0 | 244.3309 | -0.01604 | 343.9093 | 0.0021168 | 244.3309 | 0 | 237.9009 | 0 | 244.3309 | 0 | 244.6285 | 0 | 238.59 | -0.0075566 | 244.6285 | 0 | 244.6285 | 0 | 244.6285 | 2.3576e-05 | 238.59 | 0.0075785 | 244.6285 | 0 | 343.9868 | 0.00017074 | 244.6285 | 0 | 244.6285 | 0.0080038 | 244.3309 | 0 | 532.2412 | 0.01368 | 244.3309 | 0 | 530.9987 | 0 | 532.2412 | 0.022207 | 244.3309 | 0 | 244.6285 | 7.5876e-05
|  | 344.023 | 0 | 244.5363 | 0.021276 | 344.023 | 0.0046932 | 244.5363 | 0 | 238.1088 | 0 | 244.5363 | 0 | 244.8349 | 0 | 238.8 | -0.02211 | 244.8349 | 0 | 244.8349 | 0 | 244.8349 | 0 | 238.8 | 0.0096767 | 244.8349 | 0 | 344.0968 | 0.00018781 | 244.8349 | 0 | 244.8349 | 0 | 244.5363 | 0 | 532.3967 | 0.01368 | 244.5363 | 0 | 531.1552 | 0.0004174 | 532.3967 | 0.02303 | 244.5363 | 0 | 244.8349 | 2.6456e-05
|  | 344.1366 | 0.0044442 | 244.7418 | -0.0046343 | 344.1366 | 0 | 244.7418 | 0 | 238.3166 | 0 | 244.7418 | 0 | 245.0413 | 0 | 239.01 | 0.034425 | 245.0413 | 0 | 245.0413 | 0 | 245.0413 | 3.3033e-05 | 239.01 | 0.0047802 | 245.0413 | 0 | 344.2068 | 0.00018822 | 245.0413 | 0 | 245.0413 | 0.0059337 | 244.7418 | 0 | 532.5522 | 0.017324 | 244.7418 | 0 | 531.3117 | 0 | 532.5522 | 0.02162 | 244.7418 | 0 | 245.0413 | 9.6212e-05
|  | 344.2502 | 0 | 244.9473 | 0.0087763 | 344.2502 | 0.0089172 | 244.9473 | 0 | 238.5244 | 0 | 244.9473 | 0 | 245.2477 | 0 | 239.21 | -0.0013994 | 245.2477 | 0 | 245.2477 | 0 | 245.2477 | 0 | 239.21 | 0.0033811 | 245.2477 | 0 | 344.3169 | 0.00019411 | 245.2477 | 0 | 245.2477 | 0 | 244.9473 | 0 | 532.7077 | 0.011549 | 244.9473 | 0 | 531.4682 | 0.00013913 | 532.7077 | 0.02303 | 244.9473 | 0 | 245.2477 | 1.0609e-05
|  | 344.3639 | 0.0028887 | 245.1528 | 0.041054 | 344.3639 | 0 | 245.1528 | 0 | 238.7323 | 0 | 245.1528 | 0 | 245.4541 | 0 | 239.42 | 0.0069968 | 245.4541 | 0 | 245.4541 | 0 | 245.4541 | 7.986e-05 | 239.42 | -0.0081612 | 245.4541 | 0 | 344.4269 | 0.00019025 | 245.4541 | 0 | 245.4541 | 0.0099986 | 245.1528 | 0 | 532.8632 | 0.016483 | 245.1528 | 0 | 531.6248 | 0 | 532.8632 | 0.021913 | 245.1528 | 0 | 245.4541 | 8.7688e-05
|  | 344.4775 | 0 | 245.3584 | -0.056669 | 344.4775 | 0.01624 | 245.3584 | 0 | 238.9402 | 0 | 245.3584 | 0 | 245.6605 | 0 | 239.62 | -0.0013994 | 245.6605 | 0 | 245.6605 | 0 | 245.6605 | 0 | 239.62 | -0.0048385 | 245.6605 | 0 | 344.5369 | 0.0001685 | 245.6605 | 0 | 245.6605 | 0 | 245.3584 | 0 | 533.0187 | 0.0080732 | 245.3584 | 0 | 531.7813 | 0.00013913 | 533.0187 | 0.023382 | 245.3584 | 0 | 245.6605 | 2.4258e-05
|  | 344.5911 | 0 | 245.5639 | -0.0054945 | 344.5911 | 0.0072914 | 245.5639 | 0 | 239.1481 | 0 | 245.5639 | 0 | 245.867 | 0 | 239.83 | 0.0097957 | 245.867 | 0 | 245.867 | 0 | 245.867 | 5.014e-05 | 239.83 | 0.0033811 | 245.867 | 0 | 344.647 | 0.0001557 | 245.867 | 0 | 245.867 | 0.0074023 | 245.5639 | 0 | 533.1742 | 0.01979 | 245.5639 | 0 | 531.9379 | 0 | 533.1742 | 0.022031 | 245.5639 | 0 | 245.867 | 9.0912e-05
|  | 344.7048 | 0.0017378 | 245.7695 | -0.0037405 | 344.7048 | 0.010325 | 245.7695 | 0 | 239.356 | 0 | 245.7695 | 0 | 246.0734 | 0 | 240.04 | 0.014833 | 246.0734 | 0 | 246.0734 | 0 | 246.0734 | 0 | 240.04 | -0.010784 | 246.0734 | 0 | 344.757 | 0.00016749 | 246.0734 | 0 | 246.0734 | 0 | 245.7695 | 0 | 533.3297 | 0.0081853 | 245.7695 | 0 | 532.0944 | 0 | 533.3297 | 0.023323 | 245.7695 | 0 | 246.0734 | 2.7402e-05
|  | 344.8184 | 0 | 245.9751 | 0.0027783 | 344.8184 | 0 | 245.9751 | 0 | 239.5639 | 0 | 245.9751 | 0 | 246.2799 | 0 | 240.24 | 0.042262 | 246.2799 | 0 | 246.2799 | 0 | 246.2799 | 5.4244e-05 | 240.24 | -0.0076368 | 246.2799 | 0 | 344.8671 | 0.00018741 | 246.2799 | 0 | 246.2799 | 0.005998 | 245.9751 | 0 | 533.4853 | 0.021472 | 245.9751 | 0 | 532.251 | 0 | 533.4853 | 0.02209 | 245.9751 | 0 | 246.2799 | 9.9414e-05
|  | 344.932 | 0.0061749 | 246.1807 | -0.0049738 | 344.932 | 0.0089172 | 246.1807 | 0 | 239.7719 | 0 | 246.1807 | 0 | 246.4864 | 0 | 240.45 | 0.014274 | 246.4864 | 0 | 246.4864 | 0 | 246.4864 | 0 | 240.45 | -0.0092106 | 246.4864 | 0 | 344.9771 | 0.00018354 | 246.4864 | 0 | 246.4864 | 0 | 246.1807 | 0 | 533.6408 | 0.010148 | 246.1807 | 0 | 532.4076 | 0.00013913 | 533.6408 | 0.023382 | 246.1807 | 0 | 246.4864 | 2.0462e-05
|  | 345.0456 | 0.00088884 | 246.3863 | -0.0058617 | 345.0456 | 0 | 246.3863 | 0 | 239.9798 | 0 | 246.3863 | 0 | 246.693 | 0 | 240.65 | 0.00083963 | 246.6929 | 0 | 246.693 | 0 | 246.6929 | 6.8221e-05 | 240.65 | -0.0058878 | 246.693 | 0 | 345.0872 | 0.00018171 | 246.693 | 0 | 246.6929 | 0.0072744 | 246.3863 | 0 | 533.7964 | 0.016258 | 246.3863 | 0 | 532.5642 | 0 | 533.7964 | 0.022148 | 246.3863 | 0 | 246.6929 | 8.8811e-05
|  | 345.1592 | 0 | 246.5919 | -0.01872 | 345.1592 | 0.0030506 | 246.5919 | 0 | 240.1878 | 0 | 246.5919 | 0 | 246.8995 | 0 | 240.86 | -0.0025189 | 246.8995 | 0 | 246.8995 | 0 | 246.8995 | 0 | 240.86 | -0.0036143 | 246.8995 | 0 | 345.1972 | 0.00018314 | 246.8995 | 0 | 246.8995 | 0 | 246.5919 | 0 | 533.9519 | 0.015305 | 246.5919 | 0 | 532.7207 | 0.00013913 | 533.9519 | 0.022853 | 246.5919 | 0 | 246.8995 | 2.4635e-05
|  | 345.2729 | 0 | 246.7976 | 0.014754 | 345.2729 | 0 | 246.7976 | 0 | 240.3958 | 0 | 246.7976 | 0 | 247.106 | 0 | 241.07 | 0.020991 | 247.106 | 0 | 247.106 | 0 | 247.106 | 6.5356e-05 | 241.07 | -0.0039641 | 247.106 | 0 | 345.3073 | 0.00018253 | 247.106 | 0 | 247.106 | 0.0058753 | 246.7976 | 0 | 534.1075 | 0.016371 | 246.7976 | 0 | 532.8773 | 0.00037102 | 534.1075 | 0.021678 | 246.7976 | 0 | 247.106 | 0.00011271
|  | 345.3865 | 0 | 247.0033 | -0.0197 | 345.3865 | 0.00070405 | 247.0033 | 0 | 240.6037 | 0 | 247.0033 | 0 | 247.3126 | 0 | 241.27 | -0.024908 | 247.3126 | 0 | 247.3126 | 0 | 247.3126 | 0 | 241.27 | -0.0044887 | 247.3126 | 0 | 345.4174 | 0.00018497 | 247.3126 | 0 | 247.3126 | 0 | 247.0033 | 0 | 534.2631 | 0.020631 | 247.0033 | 0 | 533.0339 | 0.00013913 | 534.2631 | 0.022736 | 247.0033 | 0 | 247.3126 | 1.6089e-05
|  | 345.5001 | 0 | 247.209 | 0.011276 | 345.5001 | 0.0082323 | 247.209 | 0 | 240.8117 | 0 | 247.209 | 0 | 247.5192 | 0 | 241.48 | -0.0041982 | 247.5192 | 0 | 247.5192 | 0 | 247.5192 | 7.9615e-05 | 241.48 | 0.0011076 | 247.5192 | 0 | 345.5275 | 0.00015814 | 247.5192 | 0 | 247.5192 | 0.0072225 | 247.2089 | 0 | 534.4187 | 0.010372 | 247.209 | 0 | 533.1906 | 0 | 534.4187 | 0.021972 | 247.2089 | 0 | 247.5192 | 0.00010132
|  | 345.6137 | 0 | 247.4147 | 0.0032189 | 345.6137 | 0.0053973 | 247.4147 | 0 | 241.0198 | 0 | 247.4147 | 0 | 247.7258 | 0 | 241.69 | -0.02155 | 247.7258 | 0 | 247.7258 | 0 | 247.7258 | 0 | 241.69 | -0.0050134 | 247.7258 | 0 | 345.6376 | 0.00017175 | 247.7258 | 0 | 247.7258 | 0 | 247.4147 | 0 | 534.5743 | 0.014408 | 247.4147 | 0 | 533.3472 | 0.0004174 | 534.5743 | 0.022853 | 247.4147 | 0 | 247.7258 | 5.3329e-05
|  | 345.7273 | 0.001111 | 247.6204 | 0.027941 | 345.7273 | 0 | 247.6204 | 0 | 241.2278 | 0 | 247.6204 | 0 | 247.9324 | 0 | 241.89 | 0.0030786 | 247.9324 | 0 | 247.9324 | 0 | 247.9324 | 7.8646e-05 | 241.89 | -0.0069371 | 247.9324 | 0 | 345.7477 | 0.00018029 | 247.9324 | 0 | 247.9324 | 0.0079154 | 247.6204 | 0 | 534.7299 | 0.0027595 | 247.6204 | 0 | 533.5038 | 0.00037102 | 534.7299 | 0.021855 | 247.6204 | 0 | 247.9324 | 9.748e-05
|  | 345.8409 | 0.0006286 | 247.8261 | -0.019483 | 345.8409 | 0.0093865 | 247.8261 | 0 | 241.4358 | 0 | 247.8261 | 0 | 248.139 | 0 | 242.1 | -0.020991 | 248.139 | 0 | 248.139 | 0 | 248.139 | 0 | 242.1 | -0.0036143 | 248.139 | 0 | 345.8578 | 0.00020163 | 248.139 | 0 | 248.139 | 0 | 247.8261 | 0 | 534.8855 | 0.010035 | 247.8261 | 0 | 533.6604 | 0.0004174 | 534.8855 | 0.023382 | 247.8261 | 0 | 248.139 | 4.233e-05
|  | 345.9545 | 0.0028887 | 248.0319 | -0.0045463 | 345.9545 | 0 | 248.0319 | 0 | 241.6439 | 0 | 248.0319 | 0 | 248.3457 | 0 | 242.3 | -0.0058775 | 248.3457 | 0 | 248.3457 | 0 | 248.3457 | 8.2123e-06 | 242.3 | 0.0067039 | 248.3457 | 0 | 345.9679 | 0.00020448 | 248.3457 | 0 | 248.3457 | 0.0076315 | 248.0319 | 0 | 535.0411 | 0.012839 | 248.0319 | 0 | 533.8171 | 9.2755e-05 | 535.0411 | 0.022266 | 248.0319 | 0 | 248.3457 | 9.8447e-05
|  | 346.0681 | 0.0030689 | 248.2377 | -0.020887 | 346.0681 | 0.0093865 | 248.2377 | 0 | 241.852 | 0 | 248.2377 | 0 | 248.5524 | 0 | 242.51 | 0.020991 | 248.5524 | 0 | 248.5524 | 0 | 248.5524 | 0 | 242.51 | -0.0099105 | 248.5524 | 0 | 346.078 | 0.00018781 | 248.5524 | 0 | 248.5523 | 0 | 248.2377 | 0 | 535.1967 | 0.0045348 | 248.2377 | 0 | 533.9737 | 0.0004174 | 535.1967 | 0.023382 | 248.2377 | 0 | 248.5524 | 3.987e-05
|  | 346.1816 | 0 | 248.4435 | -0.0067188 | 346.1816 | 0.0039985 | 248.4435 | 0 | 242.06 | 0 | 248.4435 | 0 | 248.759 | 0 | 242.72 | -0.00027989 | 248.759 | 0 | 248.759 | 0 | 248.759 | 5.848e-05 | 242.72 | -0.0067623 | 248.759 | 0 | 346.1881 | 0.00017602 | 248.759 | 0 | 248.7591 | 0.0069695 | 248.4435 | 0 | 535.3524 | 0.01211 | 248.4435 | 0 | 534.1304 | 9.2755e-05 | 535.3524 | 0.021972 | 248.4435 | 0 | 248.759 | 9.3705e-05
|  | 346.2952 | 0 | 248.6493 | -0.010632 | 346.2952 | 0.00093859 | 248.6493 | 0 | 242.2681 | 0 | 248.6493 | 0 | 248.9657 | 0 | 242.92 | -0.034425 | 248.9657 | 0 | 248.9657 | 0 | 248.9657 | 0 | 242.92 | -0.011659 | 248.9657 | 0 | 346.2983 | 0.00016708 | 248.9657 | 0 | 248.9657 | 0 | 248.6493 | 0 | 535.508 | 0.012054 | 248.6493 | 0 | 534.287 | 0 | 535.508 | 0.023206 | 248.6493 | 0 | 248.9657 | 3.9032e-05
|  | 346.4088 | 0 | 248.8551 | 0.010064 | 346.4088 | 0 | 248.8551 | 0 | 242.4763 | 0 | 248.8551 | 0 | 249.1725 | 0 | 243.13 | 0.015393 | 249.1725 | 0 | 249.1725 | 0 | 249.1725 | 6.1148e-05 | 243.13 | 0.0033811 | 249.1725 | 0 | 346.4084 | 0.00015814 | 249.1725 | 0 | 249.1724 | 0.01074 | 248.8551 | 0 | 535.6637 | 0.01794 | 248.8551 | 0 | 534.4437 | 9.2755e-05 | 535.6637 | 0.02209 | 248.8551 | 0 | 249.1725 | 0.0001042
|  | 346.5224 | 0 | 249.061 | -0.0085034 | 346.5224 | 0.0046932 | 249.061 | 0 | 242.6844 | 0 | 249.061 | 0 | 249.3792 | 0 | 243.34 | -0.028267 | 249.3792 | 0 | 249.3792 | 0 | 249.3792 | 0 | 243.34 | -0.0071117 | 249.3792 | 0 | 346.5185 | 0.00015041 | 249.3792 | 0 | 249.3792 | 0 | 249.061 | 0 | 535.8194 | 0.012054 | 249.061 | 0 | 534.6004 | 0.00013913 | 535.8194 | 0.023323 | 249.061 | 0 | 249.3792 | 3.8723e-05
|  | 346.636 | 0.00022221 | 249.2669 | -0.0028806 | 346.636 | 0 | 249.2669 | 0 | 242.8925 | 0 | 249.2669 | 0 | 249.5859 | 0 | 243.54 | 0.0047579 | 249.5859 | 0 | 249.5859 | 0 | 249.5859 | 4.8689e-05 | 243.54 | 0.0065291 | 249.5859 | 0 | 346.6287 | 0.00014066 | 249.5859 | 0 | 249.5859 | 0.0029351 | 249.2669 | 0 | 535.9751 | 0.013904 | 249.2669 | 0 | 534.7571 | 9.2755e-05 | 535.9751 | 0.022266 | 249.2669 | 0 | 249.5859 | 0.00010144
|  | 346.7496 | 0 | 249.4728 | -0.051616 | 346.7496 | 0 | 249.4728 | 0 | 243.1007 | 0 | 249.4728 | 0 | 249.7927 | 0 | 243.75 | 0.0075566 | 249.7927 | 0 | 249.7927 | 0 | 249.7927 | 0 | 243.75 | 0.003556 | 249.7927 | 0 | 346.7388 | 0.00014492 | 249.7927 | 0 | 249.7927 | 0 | 249.4728 | 0 | 536.1307 | 0.012502 | 249.4728 | 0 | 534.9137 | 0.00013913 | 536.1307 | 0.023206 | 249.4728 | 0 | 249.7927 | 2.8108e-05
|  | 346.8631 | 0.0077772 | 249.6787 | -0.014263 | 346.8631 | 0 | 249.6787 | 0 | 243.3089 | 0 | 249.6787 | 0 | 249.9995 | 0 | 243.96 | -0.015393 | 249.9995 | 0 | 249.9995 | 0 | 249.9995 | 4.1467e-05 | 243.96 | -0.0065873 | 249.9995 | 0 | 346.849 | 0.00015997 | 249.9995 | 0 | 249.9995 | 0.0042889 | 249.6787 | 0 | 536.2864 | 0.011605 | 249.6787 | 0 | 535.0704 | 9.2755e-05 | 536.2864 | 0.021737 | 249.6787 | 0 | 249.9995 | 9.6406e-05
|  | 346.9767 | 0 | 249.8846 | -0.012059 | 346.9767 | 0.017593 | 249.8846 | 0 | 243.517 | 0 | 249.8846 | 0 | 250.2063 | 0 | 244.16 | -0.035543 | 250.2063 | 0 | 250.2063 | 0 | 250.2063 | 0 | 244.16 | -0.013408 | 250.2063 | 0 | 346.9592 | 0.00016464 | 250.2063 | 0 | 250.2063 | 0 | 249.8846 | 0 | 536.4421 | 0.01082 | 249.8846 | 0 | 535.2271 | 0.00013913 | 536.4421 | 0.022618 | 249.8846 | 0 | 250.2063 | 3.8059e-05
|  | 347.0903 | 0 | 250.0905 | 0.0029538 | 347.0903 | 0 | 250.0905 | 0 | 243.7252 | 0 | 250.0905 | 0 | 250.4131 | 0 | 244.37 | 0.0069968 | 250.4131 | 0 | 250.4131 | 0 | 250.4131 | 4.6141e-05 | 244.37 | -0.0086863 | 250.4131 | 0 | 347.0693 | 0.00017277 | 250.4131 | 0 | 250.4131 | 0.011388 | 250.0905 | 0 | 536.5978 | 0.01979 | 250.0905 | 0 | 535.3839 | 0 | 536.5978 | 0.02115 | 250.0905 | 0 | 250.4131 | 0.00010284
|  | 347.2038 | 0.0010722 | 250.2965 | -0.003255 | 347.2038 | 0.0023467 | 250.2965 | 0 | 243.9334 | 0 | 250.2965 | 0 | 250.6199 | 0 | 244.58 | 0.032746 | 250.6199 | 0 | 250.6199 | 0 | 250.6199 | 0 | 244.58 | -0.0020404 | 250.6199 | 0 | 347.1795 | 0.00018415 | 250.6199 | 0 | 250.6199 | 0 | 250.2965 | 0 | 536.7536 | 0.017324 | 250.2965 | 0 | 535.5406 | 0 | 536.7536 | 0.022501 | 250.2965 | 0 | 250.6199 | 2.3703e-05
|  | 347.3174 | 0 | 250.5025 | -0.0023283 | 347.3174 | 0 | 250.5025 | 0 | 244.1416 | 0 | 250.5025 | 0 | 250.8268 | 0 | 244.78 | 0.048418 | 250.8268 | 0 | 250.8268 | 0 | 250.8268 | 3.9972e-05 | 244.78 | 0.0028565 | 250.8268 | 0 | 347.2897 | 0.0001868 | 250.8268 | 0 | 250.8268 | 0.0086145 | 250.5025 | 0 | 536.9093 | 0.015754 | 250.5025 | 0 | 535.6973 | 9.2755e-05 | 536.9093 | 0.021561 | 250.5025 | 0 | 250.8268 | 9.9844e-05
|  | 347.431 | 0.010834 | 250.7085 | -0.024392 | 347.431 | 0.002112 | 250.7085 | 0 | 244.3499 | 0 | 250.7085 | 0 | 251.0336 | 0 | 244.99 | -0.017632 | 251.0336 | 0 | 251.0336 | 0 | 251.0336 | 0 | 244.99 | -0.0027399 | 251.0336 | 0 | 347.3999 | 0.00018171 | 251.0336 | 0 | 251.0336 | 0 | 250.7085 | 0 | 537.065 | 0.013007 | 250.7085 | 0 | 535.854 | 0.00013913 | 537.065 | 0.02303 | 250.7085 | 0 | 251.0336 | 3.3358e-05
|  | 347.5445 | 0 | 250.9145 | 0.0064595 | 347.5445 | 0 | 250.9145 | 0 | 244.5581 | 0 | 250.9145 | 0 | 251.2405 | 0 | 245.19 | 0.019311 | 251.2405 | 0 | 251.2405 | 0 | 251.2405 | 2.9351e-05 | 245.19 | 0.003556 | 251.2405 | 0 | 347.5101 | 0.00015509 | 251.2405 | 0 | 251.2405 | 0.0039562 | 250.9145 | 0 | 537.2208 | 0.016931 | 250.9145 | 0 | 536.0108 | 9.2755e-05 | 537.2208 | 0.021737 | 250.9145 | 0 | 251.2405 | 8.0033e-05
|  | 347.6581 | 0 | 251.1205 | 0.015417 | 347.6581 | 0.0011733 | 251.1205 | 0 | 244.7664 | 0 | 251.1205 | 0 | 251.4474 | 0 | 245.4 | 0.010915 | 251.4474 | 0 | 251.4474 | 0 | 251.4474 | 0 | 245.4 | -0.013233 | 251.4474 | 0 | 347.6203 | 0.00016383 | 251.4474 | 0 | 251.4474 | 0 | 251.1205 | 0 | 537.3765 | 0.010652 | 251.1205 | 0 | 536.1675 | 0.0004174 | 537.3765 | 0.022442 | 251.1205 | 0 | 251.4474 | 3.1307e-05
|  | 347.7716 | 0 | 251.3266 | -0.024392 | 347.7716 | 0.0025873 | 251.3266 | 0 | 244.9747 | 0 | 251.3266 | 0 | 251.6543 | 0 | 245.61 | -0.017632 | 251.6543 | 0 | 251.6543 | 0 | 251.6543 | 9.3542e-06 | 245.61 | -0.015856 | 251.6543 | 0 | 347.7305 | 0.00016647 | 251.6543 | 0 | 251.6543 | 0.0086229 | 251.3266 | 0 | 537.5323 | 0.015978 | 251.3266 | 0 | 536.3243 | 9.2755e-05 | 537.5323 | 0.021091 | 251.3266 | 0 | 251.6543 | 9.6139e-05
|  | 347.8852 | 0 | 251.5326 | -0.0052278 | 347.8852 | 0.00093859 | 251.5326 | 0 | 245.183 | 0 | 251.5326 | 0 | 251.8613 | 0 | 245.81 | -0.026587 | 251.8613 | 0 | 251.8613 | 0 | 251.8613 | 0 | 245.81 | -0.01708 | 251.8613 | 0 | 347.8407 | 0.00019493 | 251.8613 | 0 | 251.8613 | 0 | 251.5326 | 0 | 537.688 | 0.011605 | 251.5326 | 0 | 536.481 | 0.00013913 | 537.688 | 0.021972 | 251.5326 | 0 | 251.8613 | 3.7142e-05
|  | 347.9987 | 0.0099993 | 251.7387 | 0.030703 | 347.9987 | 0.0039985 | 251.7387 | 0 | 245.3913 | 0 | 251.7387 | 0 | 252.0682 | 0 | 246.02 | -0.0081163 | 252.0682 | 0 | 252.0682 | 0 | 252.0682 | 7.7577e-05 | 246.02 | -0.0029147 | 252.0682 | 0 | 347.9509 | 0.00019106 | 252.0682 | 0 | 252.0682 | 0.0089067 | 251.7387 | 0 | 537.8438 | 0.022594 | 251.7387 | 0 | 536.6378 | 0 | 537.8438 | 0.021032 | 251.7387 | 0 | 252.0682 | 0.0001003
|  | 348.1123 | 0.0046219 | 251.9448 | -0.021519 | 348.1123 | 0.012437 | 251.9448 | 0 | 245.5996 | 0 | 251.9448 | 0 | 252.2752 | 0 | 246.23 | 0.011475 | 252.2752 | 0 | 252.2752 | 0 | 252.2752 | 0 | 246.23 | 0.00040807 | 252.2752 | 0 | 348.0611 | 0.0001807 | 252.2752 | 0 | 252.2752 | 0 | 251.9448 | 0 | 537.9996 | 0.0097551 | 251.9448 | 0 | 536.7946 | 0.0004174 | 537.9996 | 0.021913 | 251.9448 | 0 | 252.2752 | 4.093e-05
|  | 348.2258 | 0 | 252.1509 | 0.027882 | 348.2258 | 0.0079971 | 252.1509 | 0 | 245.8079 | 0 | 252.1509 | 0 | 252.4821 | 0 | 246.43 | 0.0069968 | 252.4821 | 0 | 252.4821 | 0 | 252.4821 | 6.692e-05 | 246.43 | -0.0032645 | 252.4821 | 0 | 348.1713 | 0.00016078 | 252.4821 | 0 | 252.4821 | 0.010151 | 252.1509 | 0 | 538.1554 | 0.019006 | 252.1509 | 0 | 536.9514 | 0 | 538.1554 | 0.020915 | 252.1509 | 0 | 252.4821 | 0.00010554
|  | 348.3394 | 0 | 252.3571 | 0.0070992 | 348.3394 | 0 | 252.3571 | 0 | 246.0163 | 0 | 252.3571 | 0 | 252.6891 | 0 | 246.64 | -0.0075566 | 252.6891 | 0 | 252.6891 | 0 | 252.6891 | 0 | 246.64 | -0.0078116 | 252.6891 | 0 | 348.2816 | 0.0001561 | 252.6891 | 0 | 252.6891 | 0 | 252.3571 | 0 | 538.3112 | 0.003549 | 252.3571 | 0 | 537.1081 | 0.0004174 | 538.3112 | 0.022325 | 252.3571 | 0 | 252.6891 | 3.0773e-05
|  | 348.4529 | 0 | 252.5632 | 0.020996 | 348.4529 | 0.004469 | 252.5632 | 0 | 246.2246 | 0 | 252.5632 | 0 | 252.8961 | 0 | 246.85 | -0.02267 | 252.8961 | 0 | 252.8961 | 0 | 252.8961 | 4.4779e-05 | 246.85 | 0.0054798 | 252.8961 | 0 | 348.3918 | 0.00015814 | 252.8961 | 0 | 252.8961 | 0.0062282 | 252.5633 | 0 | 538.467 | 0.019006 | 252.5632 | 0 | 537.2649 | 9.2755e-05 | 538.467 | 0.021267 | 252.5633 | 0 | 252.8961 | 9.8827e-05
|  | 348.5664 | 0 | 252.7694 | -0.0054586 | 348.5664 | 0.00093859 | 252.7694 | 0 | 246.433 | 0 | 252.7694 | 0 | 253.1032 | 0 | 247.05 | -0.048418 | 253.1032 | 0 | 253.1032 | 0 | 253.1032 | 0 | 247.05 | -0.021628 | 253.1032 | 0 | 348.502 | 0.00016322 | 253.1032 | 0 | 253.1032 | 0 | 252.7694 | 0 | 538.6228 | 0.0068958 | 252.7694 | 0 | 537.4217 | 0.0004174 | 538.6228 | 0.022031 | 252.7694 | 0 | 253.1032 | 1.8545e-05
|  | 348.68 | 0 | 252.9756 | 0.023277 | 348.68 | 0 | 252.9756 | 0 | 246.6414 | 0 | 252.9756 | 0 | 253.3102 | 0 | 247.26 | 0.0092359 | 253.3102 | 0 | 253.3102 | 0 | 253.3102 | 6.4142e-05 | 247.26 | 0.0070537 | 253.3102 | 0 | 348.6123 | 0.00015427 | 253.3102 | 0 | 253.3102 | 0.01177 | 252.9756 | 0 | 538.7787 | 0.023659 | 252.9756 | 0 | 537.5785 | 0.00037102 | 538.7787 | 0.020621 | 252.9756 | 0 | 253.3102 | 0.00010067
|  | 348.7935 | 0.0070623 | 253.1818 | 0.0064191 | 348.7935 | 0 | 253.1818 | 0 | 246.8498 | 0 | 253.1818 | 0 | 253.5173 | 0 | 247.47 | -0.017072 | 253.5173 | 0 | 253.5173 | 0 | 253.5173 | 0 | 247.47 | -0.00099105 | 253.5173 | 0 | 348.7226 | 0.00015041 | 253.5173 | 0 | 253.5173 | 0 | 253.1818 | 0 | 538.9345 | 0.0093626 | 253.1818 | 0 | 537.7354 | 0.00013913 | 538.9345 | 0.021796 | 253.1818 | 0 | 253.5173 | 3.232e-05
|  | 348.907 | 0 | 253.3881 | -0.010438 | 348.907 | 0.0037633 | 253.3881 | 0 | 247.0582 | 0 | 253.3881 | 0 | 253.7243 | 0 | 247.67 | -0.0086761 | 253.7243 | 0 | 253.7243 | 0 | 253.7243 | 2.3349e-05 | 247.67 | -0.0037892 | 253.7243 | 0 | 348.8328 | 0.0001557 | 253.7243 | 0 | 253.7243 | 0.00521 | 253.388 | 0 | 539.0904 | 0.019398 | 253.3881 | 0 | 537.8922 | 0.00037102 | 539.0904 | 0.021267 | 253.388 | 0 | 253.7243 | 9.3475e-05
|  | 349.0205 | 0 | 253.5943 | -0.020757 | 349.0205 | 0.0077438 | 253.5943 | 0 | 247.2666 | 0 | 253.5943 | 0 | 253.9314 | 0 | 247.88 | -0.0081163 | 253.9314 | 0 | 253.9314 | 0 | 253.9314 | 0 | 247.88 | 5.8296e-05 | 253.9314 | 0 | 348.9431 | 0.00016891 | 253.9314 | 0 | 253.9314 | 0 | 253.5943 | 0 | 539.2462 | 0.013904 | 253.5943 | 0 | 538.049 | 0.0004174 | 539.2462 | 0.021972 | 253.5943 | 0 | 253.9314 | 2.4996e-05
|  | 349.1341 | 0.0037776 | 253.8006 | 0.025952 | 349.1341 | 0.0061154 | 253.8006 | 0 | 247.4751 | 0 | 253.8006 | 0 | 254.1385 | 0 | 248.09 | 0.011475 | 254.1385 | 0 | 254.1385 | 0 | 254.1385 | 6.012e-05 | 248.09 | 0.0032063 | 254.1385 | 0 | 349.0534 | 0.00016362 | 254.1385 | 0 | 254.1385 | 0.011641 | 253.8006 | 0 | 539.4021 | 0.02265 | 253.8006 | 0 | 538.2059 | 0 | 539.4021 | 0.021091 | 253.8006 | 0 | 254.1385 | 0.00010546
|  | 349.2476 | 0 | 254.0068 | -0.015455 | 349.2476 | 0.005632 | 254.0068 | 0 | 247.6835 | 0 | 254.0068 | 0 | 254.3457 | 0 | 248.3 | 0.0069968 | 254.3457 | 0 | 254.3457 | 0 | 254.3457 | 0 | 248.3 | -0.0093854 | 254.3457 | 0 | 349.1637 | 0.00016749 | 254.3457 | 0 | 254.3457 | 0 | 254.0068 | 0 | 539.558 | 0.012222 | 254.0068 | 0 | 538.3627 | 0.00013913 | 539.558 | 0.02209 | 254.0068 | 0 | 254.3457 | 1.5961e-05
|  | 349.3611 | 0.0017777 | 254.2131 | 0.028573 | 349.3611 | 0 | 254.2131 | 0 | 247.892 | 0 | 254.2131 | 0 | 254.5528 | 0 | 248.5 | 0.0075566 | 254.5528 | 0 | 254.5528 | 0 | 254.5528 | 5.3385e-05 | 248.5 | 0.010726 | 254.5528 | 0 | 349.2739 | 0.00016566 | 254.5528 | 0 | 254.5528 | 0.0093308 | 254.2131 | 0 | 539.7138 | 0.014577 | 254.2131 | 0 | 538.5196 | 9.2755e-05 | 539.7138 | 0.021267 | 254.2131 | 0 | 254.5528 | 9.0087e-05
|  | 349.4746 | 0.013088 | 254.4195 | -0.0027343 | 349.4746 | 0.0086826 | 254.4195 | 0 | 248.1004 | 0 | 254.4195 | 0 | 254.76 | 0 | 248.71 | -0.020991 | 254.76 | 0 | 254.76 | 0 | 254.76 | 0 | 248.71 | -0.010435 | 254.76 | 0 | 349.3842 | 0.00017846 | 254.76 | 0 | 254.76 | 0 | 254.4195 | 0 | 539.8697 | 0.0080732 | 254.4195 | 0 | 538.6764 | 0.00013913 | 539.8697 | 0.022325 | 254.4195 | 0 | 254.76 | 1.2663e-05
|  | 349.5881 | 0 | 254.6258 | -0.040194 | 349.5881 | 0 | 254.6258 | 0 | 248.3089 | 0 | 254.6258 | 0 | 254.9671 | 0 | 248.92 | 0.04786 | 254.9671 | 0 | 254.9671 | 0 | 254.9671 | 5.9985e-05 | 248.92 | 0.0023318 | 254.9671 | 0 | 349.4945 | 0.00016749 | 254.9671 | 0 | 254.9671 | 0.003384 | 254.6258 | 0 | 540.0256 | 0.015474 | 254.6258 | 0 | 538.8333 | 9.2755e-05 | 540.0256 | 0.021091 | 254.6258 | 0 | 254.9671 | 0.00010036
|  | 349.7016 | 0.0030689 | 254.8321 | -0.022044 | 349.7016 | 0 | 254.8321 | 0 | 248.5175 | 0 | 254.8321 | 0 | 255.1743 | 0 | 249.12 | -0.025469 | 255.1743 | 0 | 255.1743 | 0 | 255.1743 | 0 | 249.12 | -0.00029147 | 255.1743 | 0 | 349.6048 | 0.00017236 | 255.1743 | 0 | 255.1743 | 0 | 254.8321 | 0 | 540.1815 | 0.0027603 | 254.8321 | 0 | 538.9902 | 0.00013913 | 540.1815 | 0.022266 | 254.8321 | 0 | 255.1743 | 3.0952e-05
|  | 349.8151 | 0.0022221 | 255.0385 | 0.012002 | 349.8151 | 0 | 255.0385 | 0 | 248.726 | 0 | 255.0385 | 0 | 255.3815 | 0 | 249.33 | -0.020431 | 255.3815 | 0 | 255.3815 | 0 | 255.3815 | 3.0002e-05 | 249.33 | 0.001982 | 255.3815 | 0 | 349.7151 | 0.00016322 | 255.3815 | 0 | 255.3815 | 0.0081439 | 255.0385 | 0 | 540.3374 | 0.022762 | 255.0385 | 0 | 539.1471 | 9.2755e-05 | 540.3374 | 0.020915 | 255.0385 | 0 | 255.3815 | 8.868e-05
|  | 349.9286 | 0 | 255.2449 | -0.0084335 | 349.9286 | 0 | 255.2449 | 0 | 248.9345 | 0 | 255.2449 | 0 | 255.5888 | 0 | 249.54 | -0.018192 | 255.5888 | 0 | 255.5888 | 0 | 255.5888 | 0 | 249.54 | -0.0058878 | 255.5888 | 0 | 349.8254 | 0.00017501 | 255.5888 | 0 | 255.5888 | 0 | 255.2449 | 0 | 540.4934 | 0.013231 | 255.2449 | 0 | 539.3039 | 0.00013913 | 540.4934 | 0.021913 | 255.2449 | 0 | 255.5888 | 3.3294e-05
|  | 350.0421 | 0 | 255.4513 | 0.0048474 | 350.0421 | 0 | 255.4513 | 0 | 249.1431 | 0 | 255.4513 | 0 | 255.796 | 0 | 249.74 | 0.013154 | 255.796 | 0 | 255.796 | 0 | 255.796 | 3.5385e-05 | 249.74 | 0.0033811 | 255.796 | 0 | 349.9358 | 0.00017236 | 255.796 | 0 | 255.796 | 0.0077313 | 255.4513 | 0 | 540.6493 | 0.011549 | 255.4513 | 0 | 539.4608 | 0 | 540.6493 | 0.020562 | 255.4513 | 0 | 255.796 | 9.6912e-05
|  | 350.1556 | 0.0077278 | 255.6577 | 0.0042031 | 350.1556 | 0.0025812 | 255.6577 | 0 | 249.3516 | 0 | 255.6577 | 0 | 256.0032 | 0 | 249.95 | 0.0092359 | 256.0032 | 0 | 256.0032 | 0 | 256.0032 | 0 | 249.95 | -0.010435 | 256.0032 | 0 | 350.0461 | 0.00018497 | 256.0032 | 0 | 256.0032 | 0 | 255.6577 | 0 | 540.8053 | 0.0099793 | 255.6577 | 0 | 539.6178 | 0.0004174 | 540.8053 | 0.021913 | 255.6577 | 0 | 256.0032 | 2.3636e-05
|  | 350.2691 | 0 | 255.8642 | 0.051119 | 350.2691 | 0 | 255.8642 | 0 | 249.5602 | 0 | 255.8642 | 0 | 256.2105 | 0 | 250.16 | 0.027148 | 256.2105 | 0 | 256.2105 | 0 | 256.2105 | 9.6792e-05 | 250.16 | -0.00064125 | 256.2105 | 0 | 350.1564 | 0.00016708 | 256.2105 | 0 | 256.2105 | 0.0076846 | 255.8642 | 0 | 540.9612 | 0.013007 | 255.8642 | 0 | 539.7747 | 0 | 540.9612 | 0.02115 | 255.8642 | 0 | 256.2105 | 8.4096e-05
|  | 350.3826 | 0.0037345 | 256.0706 | -0.024938 | 350.3826 | 0.014074 | 256.0706 | 0 | 249.7688 | 0 | 256.0706 | 0 | 256.4178 | 0 | 250.36 | -0.026029 | 256.4178 | 0 | 256.4178 | 0 | 256.4178 | 0 | 250.36 | -0.012358 | 256.4178 | 0 | 350.2668 | 0.00016464 | 256.4178 | 0 | 256.4178 | 0 | 256.0706 | 0 | 541.1172 | 0.015193 | 256.0706 | 0 | 539.9316 | 0.0004174 | 541.1172 | 0.022266 | 256.0706 | 0 | 256.4178 | 2.4212e-05
|  | 350.4961 | 0.011555 | 256.2771 | -0.008763 | 350.4961 | 0 | 256.2771 | 0 | 249.9774 | 0 | 256.2771 | 0 | 256.6251 | 0 | 250.57 | 0.013714 | 256.6251 | 0 | 256.6251 | 0 | 256.6251 | 3.0704e-05 | 250.57 | 0.0047802 | 256.6251 | 0 | 350.3771 | 0.00014858 | 256.6251 | 0 | 256.6251 | 0.0071824 | 256.2771 | 0 | 541.2731 | 0.021472 | 256.2771 | 0 | 540.0885 | 0 | 541.2731 | 0.020973 | 256.2771 | 0 | 256.6251 | 9.7084e-05
|  | 350.6096 | 0.0052875 | 256.4836 | -0.0022814 | 350.6096 | 0 | 256.4836 | 0 | 250.186 | 0 | 256.4836 | 0 | 256.8324 | 0 | 250.78 | -0.020991 | 256.8324 | 0 | 256.8324 | 0 | 256.8324 | 0 | 250.78 | -0.0090358 | 256.8324 | 0 | 350.4875 | 0.00016647 | 256.8324 | 0 | 256.8324 | 0 | 256.4836 | 0 | 541.4291 | 0.014689 | 256.4836 | 0 | 540.2454 | 0.0004174 | 541.4291 | 0.021972 | 256.4836 | 0 | 256.8324 | 3.4682e-05
|  | 350.7231 | 0.0082216 | 256.6901 | 0.024941 | 350.7231 | 0 | 256.6901 | 0 | 250.3946 | 0 | 256.6901 | 0 | 257.0398 | 0 | 250.99 | 0.049539 | 257.0398 | 0 | 257.0398 | 0 | 257.0398 | 4.8374e-05 | 250.99 | -0.007462 | 257.0398 | 0 | 350.5978 | 0.00018029 | 257.0398 | 0 | 257.0398 | 0.0053566 | 256.6901 | 0 | 541.5851 | 0.018445 | 256.6901 | 0 | 540.4024 | 0.00037102 | 541.5851 | 0.020915 | 256.6901 | 0 | 257.0398 | 0.00010484
|  | 350.8366 | 0.013335 | 256.8966 | -0.016478 | 350.8366 | 0.0077438 | 256.8966 | 0 | 250.6033 | 0 | 256.8966 | 0 | 257.2471 | 0 | 251.19 | -0.019311 | 257.2471 | 0 | 257.2471 | 0 | 257.2471 | 0 | 251.19 | -0.0099105 | 257.2471 | 0 | 350.7082 | 0.00021342 | 257.2471 | 0 | 257.2471 | 0 | 256.8966 | 0 | 541.7411 | 0.019342 | 256.8966 | 0 | 540.5593 | 0.00013913 | 541.7411 | 0.02209 | 256.8966 | 0 | 257.2471 | 3.5619e-05
|  | 350.9501 | 0 | 257.1032 | 0.00078932 | 350.9501 | 0 | 257.1032 | 0 | 250.8119 | 0 | 257.1032 | 0 | 257.4545 | 0 | 251.4 | -0.00083963 | 257.4545 | 0 | 257.4545 | 0 | 257.4545 | 8.1076e-05 | 251.4 | 0.010551 | 257.4545 | 0 | 350.8186 | 0.00020346 | 257.4545 | 0 | 257.4545 | 0.01141 | 257.1032 | 0 | 541.8971 | 0.014689 | 257.1032 | 0 | 540.7163 | 0 | 541.8971 | 0.020915 | 257.1032 | 0 | 257.4545 | 9.6513e-05
|  | 351.0635 | 0.0041782 | 257.3098 | -0.036268 | 351.0635 | 0.0044586 | 257.3098 | 0 | 251.0206 | 0 | 257.3098 | 0 | 257.6619 | 0 | 251.61 | -0.02267 | 257.6619 | 0 | 257.6619 | 0 | 257.6619 | 0 | 251.61 | -0.0018654 | 257.6619 | 0 | 350.9289 | 0.00019737 | 257.6619 | 0 | 257.6619 | 0 | 257.3098 | 0 | 542.0531 | 0.010148 | 257.3098 | 0 | 540.8732 | 0 | 542.0531 | 0.022383 | 257.3098 | 0 | 257.6619 | 3.5879e-05
|  | 351.177 | 0.0086661 | 257.5163 | 0.001358 | 351.177 | 0.0018817 | 257.5163 | 0 | 251.2293 | 0 | 257.5163 | 0 | 257.8693 | 0 | 251.81 | 0.02379 | 257.8693 | 0 | 257.8693 | 0 | 257.8693 | 4.3605e-05 | 251.81 | 0.0096767 | 257.8693 | 0 | 351.0393 | 0.00016383 | 257.8693 | 0 | 257.8693 | 0.008993 | 257.5163 | 0 | 542.2091 | 0.023042 | 257.5163 | 0 | 541.0302 | 0.00037102 | 542.2091 | 0.02115 | 257.5163 | 0 | 257.8693 | 0.00010296
|  | 351.2905 | 0.0055093 | 257.7229 | 0.0039693 | 351.2905 | 0.011733 | 257.7229 | 0 | 251.438 | 0 | 257.7229 | 0 | 258.0767 | 0 | 252.02 | -0.014274 | 258.0767 | 0 | 258.0767 | 0 | 258.0767 | 0 | 252.02 | -0.0062376 | 258.0767 | 0 | 351.1497 | 0.00017501 | 258.0767 | 0 | 258.0767 | 0 | 257.7229 | 0 | 542.3651 | 0.015586 | 257.7229 | 0 | 541.1872 | 0 | 542.3651 | 0.021855 | 257.7229 | 0 | 258.0767 | 2.3556e-05
|  | 351.404 | 0.012221 | 257.9296 | -0.028184 | 351.404 | 0.019352 | 257.9296 | 0 | 251.6467 | 0 | 257.9296 | 0 | 258.2841 | 0 | 252.23 | -0.011475 | 258.2841 | 0 | 258.2841 | 0 | 258.2841 | 3.246e-05 | 252.23 | 0.010726 | 258.2841 | 0 | 351.2601 | 0.00016932 | 258.2841 | 0 | 258.2841 | 0.012169 | 257.9296 | 0 | 542.5212 | 0.01211 | 257.9296 | 0 | 541.3442 | 9.2755e-05 | 542.5212 | 0.02021 | 257.9296 | 0 | 258.2841 | 9.7004e-05
|  | 351.5174 | 0.011056 | 258.1362 | 0.017239 | 351.5174 | 0.005632 | 258.1362 | 0 | 251.8554 | 0 | 258.1362 | 0 | 258.4916 | 0 | 252.44 | 0.0036384 | 258.4916 | 0 | 258.4916 | 0 | 258.4916 | 0 | 252.44 | 0.0065291 | 258.4916 | 0 | 351.3705 | 0.0001931 | 258.4916 | 0 | 258.4916 | 0 | 258.1362 | 0 | 542.6772 | 0.0089702 | 258.1362 | 0 | 541.5012 | 0.00013913 | 542.6772 | 0.020856 | 258.1362 | 0 | 258.4916 | 4.6571e-05
|  | 351.6309 | 0.0071106 | 258.3428 | -0.012336 | 351.6309 | 0 | 258.3428 | 0 | 252.0642 | 0 | 258.3428 | 0 | 258.699 | 0 | 252.64 | 0.0092359 | 258.699 | 0 | 258.699 | 0 | 258.699 | 3.6951e-05 | 252.64 | 0.00093272 | 258.699 | 0 | 351.4809 | 0.00016749 | 258.699 | 0 | 258.699 | 0.007878 | 258.3428 | 0 | 542.8333 | 0.011942 | 258.3428 | 0 | 541.6581 | 0.00064928 | 542.8333 | 0.020033 | 258.3428 | 0 | 258.699 | 8.8684e-05
|  | 351.7444 | 0.01039 | 258.5495 | -0.00095939 | 351.7444 | 0 | 258.5495 | 0 | 252.2729 | 0 | 258.5495 | 0 | 258.9065 | 0 | 252.85 | -0.020991 | 258.9065 | 0 | 258.9065 | 0 | 258.9065 | 0 | 252.85 | 0.0014574 | 258.9065 | 0 | 351.5913 | 0.00017379 | 258.9065 | 0 | 258.9065 | 0 | 258.5495 | 0 | 542.9893 | 0.0091944 | 258.5495 | 0 | 541.8152 | 0 | 542.9893 | 0.021443 | 258.5495 | 0 | 258.9065 | 4.3485e-05
|  | 351.8578 | 0.0068884 | 258.7562 | 0.006206 | 351.8578 | 0.0025873 | 258.7562 | 0 | 252.4817 | 0 | 258.7562 | 0 | 259.114 | 0 | 253.06 | 0.0025189 | 259.114 | 0 | 259.114 | 0 | 259.114 | 3.4114e-05 | 253.06 | -0.00099105 | 259.114 | 0 | 351.7017 | 0.00017318 | 259.114 | 0 | 259.114 | 0.0088171 | 258.7562 | 0 | 543.1454 | 0.016483 | 258.7562 | 0 | 541.9722 | 0 | 543.1454 | 0.020915 | 258.7562 | 0 | 259.114 | 0.00010041
|  | 351.9713 | 0.0077278 | 258.9629 | -0.015602 | 351.9713 | 0.0051626 | 258.9629 | 0 | 252.6904 | 0 | 258.9629 | 0 | 259.3215 | 0 | 253.26 | 0.043941 | 259.3215 | 0 | 259.3215 | 0 | 259.3215 | 0 | 253.26 | -0.0086863 | 259.3215 | 0 | 351.8121 | 0.00017216 | 259.3215 | 0 | 259.3215 | 0 | 258.9629 | 0 | 543.3015 | 0.016483 | 258.9629 | 0 | 542.1292 | 0 | 543.3015 | 0.022207 | 258.9629 | 0 | 259.3215 | 3.2452e-05
|  | 352.0847 | 0.006444 | 259.1696 | 0.0046483 | 352.0847 | 0 | 259.1696 | 0 | 252.8992 | 0 | 259.1696 | 0 | 259.5291 | 0 | 253.47 | 0.012595 | 259.5291 | 0 | 259.5291 | 0 | 259.5291 | 6.2947e-05 | 253.47 | 0.0023318 | 259.5291 | 0 | 351.9225 | 0.0001681 | 259.5291 | 0 | 259.529 | 0.0074109 | 259.1696 | 0 | 543.4575 | 0.025733 | 259.1696 | 0 | 542.2862 | 0.00037102 | 543.4575 | 0.020915 | 259.1696 | 0 | 259.5291 | 8.2166e-05
|  | 352.1982 | 0.011721 | 259.3764 | 0.015204 | 352.1982 | 0 | 259.3764 | 0 | 253.108 | 0 | 259.3764 | 0 | 259.7366 | 0 | 253.68 | -0.006437 | 259.7366 | 0 | 259.7366 | 0 | 259.7366 | 0 | 253.68 | -0.008861 | 259.7366 | 0 | 352.033 | 0.0001618 | 259.7366 | 0 | 259.7366 | 0 | 259.3764 | 0 | 543.6136 | 0.012726 | 259.3764 | 0 | 542.4432 | 0.00013913 | 543.6136 | 0.02162 | 259.3764 | 0 | 259.7366 | 4.0433e-05
|  | 352.3116 | 0.014693 | 259.5831 | 0.0020314 | 352.3116 | 0.0049393 | 259.5831 | 0 | 253.3169 | 0 | 259.5831 | 0 | 259.9442 | 0 | 253.89 | 0.028267 | 259.9442 | 0 | 259.9442 | 0 | 259.9442 | 6.1715e-05 | 253.89 | -0.0030897 | 259.9442 | 0 | 352.1434 | 0.00017663 | 259.9442 | 0 | 259.9442 | 0.010013 | 259.5831 | 0 | 543.7697 | 0.013904 | 259.5831 | 0 | 542.6003 | 0 | 543.7697 | 0.020445 | 259.5831 | 0 | 259.9442 | 0.00010299
|  | 352.4251 | 0.013705 | 259.7899 | -0.012276 | 352.4251 | 0.0032853 | 259.7899 | 0 | 253.5257 | 0 | 259.7899 | 0 | 260.1517 | 0 | 254.09 | -0.013714 | 260.1517 | 0 | 260.1517 | 0 | 260.1518 | 0 | 254.09 | -0.011484 | 260.1517 | 0 | 352.2539 | 0.0001561 | 260.1517 | 0 | 260.1518 | 0 | 259.7899 | 0 | 543.9258 | 0.016258 | 259.7899 | 0 | 542.7573 | 0.00013913 | 543.9258 | 0.021561 | 259.7899 | 0 | 260.1518 | 3.1214e-05
|  | 352.5385 | 0.030868 | 259.9967 | -0.011118 | 352.5385 | 0.012231 | 259.9967 | 0 | 253.7345 | 0 | 259.9967 | 0 | 260.3593 | 0 | 254.3 | 0.031627 | 260.3594 | 0 | 260.3593 | 0 | 260.3593 | 3.4271e-05 | 254.3 | -0.0032645 | 260.3593 | 0 | 352.3643 | 0.00014106 | 260.3593 | 0 | 260.3593 | 0.0081887 | 259.9967 | 0 | 544.082 | 0.015586 | 259.9967 | 0 | 542.9144 | 0 | 544.082 | 0.020738 | 259.9967 | 0 | 260.3593 | 0.00010611
|  | 352.652 | 0.024324 | 260.2035 | -0.014259 | 352.652 | 0.0070399 | 260.2035 | 0 | 253.9434 | 0 | 260.2035 | 0 | 260.567 | 0 | 254.51 | -0.032185 | 260.567 | 0 | 260.567 | 0 | 260.567 | 0 | 254.51 | -0.00011659 | 260.567 | 0 | 352.4748 | 0.00014492 | 260.567 | 0 | 260.567 | 0 | 260.2035 | 0 | 544.2381 | 0.015081 | 260.2035 | 0 | 543.0714 | 0 | 544.2381 | 0.021443 | 260.2035 | 0 | 260.567 | 2.9041e-05
|  | 352.7654 | 0.025065 | 260.4103 | 0.017123 | 352.7654 | 0 | 260.4103 | 0 | 254.1523 | 0 | 260.4103 | 0 | 260.7746 | 0 | 254.72 | 0.010915 | 260.7746 | 0 | 260.7746 | 0 | 260.7746 | 4.6049e-05 | 254.72 | 0.0089776 | 260.7746 | 0 | 352.5852 | 0.00015245 | 260.7746 | 0 | 260.7746 | 0.0077928 | 260.4103 | 0 | 544.3942 | 0.024163 | 260.4103 | 0 | 543.2285 | 0.00037102 | 544.3942 | 0.020386 | 260.4103 | 0 | 260.7746 | 0.00010633
|  | 352.8789 | 0.03877 | 260.6172 | -0.019547 | 352.8789 | 0.0011733 | 260.6172 | 0 | 254.3612 | 0 | 260.6172 | 0 | 260.9822 | 0 | 254.92 | -0.010915 | 260.9822 | 0 | 260.9822 | 0 | 260.9822 | 0 | 254.92 | -0.005538 | 260.9822 | 0 | 352.6957 | 0.0001868 | 260.9822 | 0 | 260.9822 | 0 | 260.6172 | 0 | 544.5504 | 0.014913 | 260.6172 | 0 | 543.3856 | 0.00013913 | 544.5504 | 0.021267 | 260.6172 | 0 | 260.9822 | 2.3623e-05
|  | 352.9923 | 0.042845 | 260.8241 | 0.029822 | 352.9923 | 0.0082323 | 260.8241 | 0 | 254.5701 | 0 | 260.8241 | 0 | 261.1899 | 0 | 255.13 | -0.0097957 | 261.1899 | 0 | 261.1899 | 0 | 261.1899 | 5.9707e-05 | 255.13 | 0.0054798 | 261.1899 | 0 | 352.8062 | 0.00016505 | 261.1899 | 0 | 261.1899 | 0.00602 | 260.8241 | 0 | 544.7065 | 0.017436 | 260.8241 | 0 | 543.5427 | 9.2755e-05 | 544.7065 | 0.020503 | 260.8241 | 0 | 261.1899 | 9.3905e-05
|  | 353.1057 | 0.046796 | 261.0309 | -0.025825 | 353.1057 | 0.012437 | 261.0309 | 0 | 254.779 | 0 | 261.0309 | 0 | 261.3976 | 0 | 255.34 | 0.0097957 | 261.3976 | 0 | 261.3976 | 0 | 261.3976 | 0 | 255.34 | -0.0092106 | 261.3976 | 0 | 352.9166 | 0.00017602 | 261.3976 | 0 | 261.3976 | 0 | 261.0309 | 0 | 544.8627 | 0.016763 | 261.0309 | 0 | 543.6997 | 0.00013913 | 544.8627 | 0.021502 | 261.0309 | 0 | 261.3976 | 2.1798e-05
|  | 353.2192 | 0.052229 | 261.2378 | 0.053534 | 353.2192 | 0 | 261.2378 | 0 | 254.9879 | 0 | 261.2378 | 0 | 261.6053 | 0 | 255.54 | 0.010355 | 261.6053 | 0 | 261.6053 | 0 | 261.6053 | 9.2297e-05 | 255.54 | -0.0034394 | 261.6053 | 0 | 353.0271 | 0.00015245 | 261.6053 | 0 | 261.6053 | 0.011626 | 261.2378 | 0 | 545.0189 | 0.017043 | 261.2378 | 0 | 543.8568 | 9.2755e-05 | 545.0189 | 0.020092 | 261.2378 | 0 | 261.6053 | 9.5442e-05
|  | 353.3326 | 0.042351 | 261.4448 | -0.00067475 | 353.3326 | 0.0016426 | 261.4448 | 0 | 255.1969 | 0 | 261.4448 | 0 | 261.813 | 0 | 255.75 | -0.028267 | 261.813 | 0 | 261.813 | 0 | 261.813 | 0 | 255.75 | 0.010027 | 261.813 | 0 | 353.1376 | 0.0001807 | 261.813 | 0 | 261.813 | 0 | 261.4448 | 0 | 545.175 | 0.018053 | 261.4448 | 0 | 544.014 | 0 | 545.175 | 0.021267 | 261.4448 | 0 | 261.813 | 2.4731e-05
|  | 353.446 | 0.05581 | 261.6517 | 0.0049247 | 353.446 | 0 | 261.6517 | 0 | 255.4058 | 0 | 261.6517 | 0 | 262.0207 | 0 | 255.96 | 0.018192 | 262.0207 | 0 | 262.0207 | 0 | 262.0207 | 5.8809e-05 | 255.96 | 0.0012825 | 262.0207 | 0 | 353.2481 | 0.00016525 | 262.0207 | 0 | 262.0207 | 0.010756 | 261.6517 | 0 | 545.3312 | 0.018725 | 261.6517 | 0 | 544.1711 | 0 | 545.3312 | 0.019798 | 261.6517 | 0 | 262.0207 | 0.0001065
|  | 353.5594 | 0.063218 | 261.8586 | 0.013939 | 353.5594 | 0.0077438 | 261.8586 | 0 | 255.6148 | 0 | 261.8586 | 0 | 262.2284 | 0 | 256.17 | 0.011475 | 262.2284 | 0 | 262.2284 | 0 | 262.2284 | 0 | 256.17 | -0.0029147 | 262.2284 | 0 | 353.3586 | 0.00017948 | 262.2284 | 0 | 262.2284 | 0 | 261.8586 | 0 | 545.4874 | 0.010148 | 261.8586 | 0 | 544.3282 | 0.00013913 | 545.4874 | 0.021326 | 261.8586 | 0 | 262.2284 | 4.0312e-05
|  | 353.6729 | 0.077788 | 262.0656 | 0.019017 | 353.6729 | 0 | 262.0656 | 0 | 255.8238 | 0 | 262.0656 | 0 | 262.4362 | 0 | 256.37 | 0.010915 | 262.4362 | 0 | 262.4362 | 0 | 262.4362 | 3.5309e-05 | 256.37 | 0.0084525 | 262.4362 | 0 | 353.4691 | 0.00017033 | 262.4362 | 0 | 262.4362 | 0.0086902 | 262.0656 | 0 | 545.6436 | 0.023939 | 262.0656 | 0 | 544.4853 | 0 | 545.6436 | 0.020033 | 262.0656 | 0 | 262.4362 | 9.7105e-05
|  | 353.7863 | 0.092481 | 262.2726 | 0.0010365 | 353.7863 | 0.0091518 | 262.2726 | 0 | 256.0327 | 0 | 262.2726 | 0 | 262.644 | 0 | 256.58 | -0.02211 | 262.644 | 0 | 262.644 | 0 | 262.644 | 0 | 256.58 | 5.8296e-05 | 262.644 | 0 | 353.5796 | 0.00019208 | 262.644 | 0 | 262.644 | 0 | 262.2726 | 0 | 545.7998 | 0.014577 | 262.2726 | 0 | 544.6424 | 0.00013913 | 545.7998 | 0.021443 | 262.2726 | 0 | 262.644 | 2.8326e-05
|  | 353.8997 | 0.084208 | 262.4796 | -0.005904 | 353.8997 | 0.004469 | 262.4796 | 0 | 256.2418 | 0 | 262.4796 | 0 | 262.8518 | 0 | 256.79 | -0.014833 | 262.8518 | 0 | 262.8518 | 0 | 262.8517 | 3.0502e-05 | 256.79 | 0.0054798 | 262.8518 | 0 | 353.6901 | 0.00018923 | 262.8518 | 0 | 262.8517 | 0.0089137 | 262.4796 | 0 | 545.9561 | 0.0081853 | 262.4796 | 0 | 544.7996 | 9.2755e-05 | 545.9561 | 0.019857 | 262.4796 | 0 | 262.8517 | 0.00010415
|  | 354.0131 | 0.12594 | 262.6866 | -0.023315 | 354.0131 | 0.012906 | 262.6866 | 0 | 256.4508 | 0 | 262.6866 | 0 | 263.0596 | 0 | 257 | -0.02211 | 263.0596 | 0 | 263.0596 | 0 | 263.0596 | 0 | 257 | 0.0054798 | 263.0596 | 0 | 353.8007 | 0.00017643 | 263.0596 | 0 | 263.0596 | 0 | 262.6866 | 0 | 546.1123 | 0.01054 | 262.6866 | 0 | 544.9567 | 0 | 546.1123 | 0.020621 | 262.6866 | 0 | 263.0596 | 2.8846e-05
|  | 354.1265 | 0.14915 | 262.8937 | 0.021365 | 354.1265 | 0 | 262.8937 | 0 | 256.6598 | 0 | 262.8937 | 0 | 263.2674 | 0 | 257.2 | -0.020991 | 263.2674 | 0 | 263.2674 | 0 | 263.2674 | 4.458e-05 | 257.2 | 0.00513 | 263.2674 | 0 | 353.9112 | 0.00015854 | 263.2674 | 0 | 263.2674 | 0.0097372 | 262.8937 | 0 | 546.2685 | 0.011717 | 262.8937 | 0 | 545.1139 | 9.2755e-05 | 546.2685 | 0.019446 | 262.8937 | 0 | 263.2674 | 0.0001054
|  | 354.2399 | 0.17076 | 263.1007 | 0.017385 | 354.2399 | 0 | 263.1007 | 0 | 256.8689 | 0 | 263.1007 | 0 | 263.4752 | 0 | 257.41 | -0.047299 | 263.4752 | 0 | 263.4752 | 0 | 263.4752 | 0 | 257.41 | -0.0065873 | 263.4752 | 0 | 354.0217 | 0.00015062 | 263.4752 | 0 | 263.4752 | 0 | 263.1007 | 0 | 546.4248 | 0.014016 | 263.1007 | 0 | 545.271 | 0.0004174 | 546.4248 | 0.020621 | 263.1007 | 0 | 263.4752 | 3.6809e-05
|  | 354.3533 | 0.17484 | 263.3078 | 0.0055289 | 354.3533 | 0 | 263.3078 | 0 | 257.0779 | 0 | 263.3078 | 0 | 263.6831 | 0 | 257.62 | -0.0092359 | 263.6831 | 0 | 263.6831 | 0 | 263.6831 | 4.8407e-05 | 257.62 | 0.007229 | 263.6831 | 0 | 354.1323 | 0.0001618 | 263.6831 | 0 | 263.6831 | 0.0076168 | 263.3078 | 0 | 546.581 | 0.017828 | 263.3078 | 0 | 545.4282 | 0 | 546.581 | 0.020151 | 263.3078 | 0 | 263.6831 | 8.0611e-05
|  | 354.4667 | 0.19607 | 263.5149 | 0.00067975 | 354.4667 | 0.0075091 | 263.5149 | 0 | 257.287 | 0 | 263.5149 | 0 | 263.8909 | 0 | 257.83 | -0.033306 | 263.8909 | 0 | 263.8909 | 0 | 263.891 | 0 | 257.83 | -0.0030897 | 263.8909 | 0 | 354.2428 | 0.00017602 | 263.8909 | 0 | 263.891 | 0 | 263.5149 | 0 | 546.7373 | 0.017043 | 263.5149 | 0 | 545.5854 | 0.0004174 | 546.7373 | 0.021561 | 263.5149 | 0 | 263.891 | 3.657e-05
|  | 354.5802 | 0.22781 | 263.722 | 0.059528 | 354.5802 | 0.00070556 | 263.722 | 0 | 257.4961 | 0 | 263.722 | 0 | 264.0988 | 0 | 258.04 | -0.015393 | 264.0988 | 0 | 264.0988 | 0 | 264.0988 | 6.7805e-05 | 258.04 | -0.0046636 | 264.0988 | 0 | 354.3534 | 0.00018558 | 264.0988 | 0 | 264.0989 | 0.011736 | 263.722 | 0 | 546.8936 | 0.01923 | 263.722 | 0 | 545.7426 | 0 | 546.8936 | 0.020621 | 263.722 | 0 | 264.0988 | 0.00010139
|  | 354.6936 | 0.29164 | 263.9291 | 0.015484 | 354.6936 | 0.0037546 | 263.9291 | 0 | 257.7052 | 0 | 263.9291 | 0 | 264.3067 | 0 | 258.24 | -0.04786 | 264.3067 | 0 | 264.3067 | 0 | 264.3067 | 0 | 258.24 | 0.0016322 | 264.3067 | 0 | 354.4639 | 0.00019594 | 264.3067 | 0 | 264.3067 | 0 | 263.9291 | 0 | 547.0498 | 0.011605 | 263.9291 | 0 | 545.8997 | 0.0004174 | 547.0498 | 0.021267 | 263.9291 | 0 | 264.3067 | 3.7293e-05
|  | 354.8069 | 0.30597 | 264.1363 | 0.035507 | 354.8069 | 0 | 264.1363 | 0 | 257.9143 | 0 | 264.1363 | 0 | 264.5147 | 0 | 258.45 | 0.030506 | 264.5147 | 0 | 264.5147 | 0 | 264.5146 | 7.6148e-05 | 258.45 | -0.0030897 | 264.5147 | 0 | 354.5745 | 0.0001746 | 264.5147 | 0 | 264.5147 | 0.0095 | 264.1363 | 0 | 547.2061 | 0.021192 | 264.1363 | 0 | 546.0569 | 0.00064928 | 547.2061 | 0.019857 | 264.1363 | 0 | 264.5146 | 9.4558e-05
|  | 354.9203 | 0.37116 | 264.3434 | -0.025136 | 354.9203 | 0.0058665 | 264.3434 | 0 | 258.1234 | 0 | 264.3434 | 0 | 264.7226 | 0 | 258.66 | -0.028267 | 264.7226 | 0 | 264.7226 | 0 | 264.7226 | 0 | 258.66 | 0.0023318 | 264.7226 | 0 | 354.6851 | 0.00018456 | 264.7226 | 0 | 264.7226 | 0 | 264.3435 | 0 | 547.3624 | 0.016258 | 264.3434 | 0 | 546.2141 | 0.0004174 | 547.3624 | 0.020797 | 264.3435 | 0 | 264.7226 | 3.8971e-05
|  | 355.0337 | 0.38956 | 264.5506 | 0.02218 | 355.0337 | 0 | 264.5506 | 0 | 258.3326 | 0 | 264.5506 | 0 | 264.9305 | 0 | 258.87 | -0.00083963 | 264.9305 | 0 | 264.9305 | 0 | 264.9305 | 8.5791e-05 | 258.87 | 0.0098522 | 264.9305 | 0 | 354.7956 | 0.00016322 | 264.9305 | 0 | 264.9305 | 0.0092344 | 264.5506 | 0 | 547.5187 | 0.021585 | 264.5506 | 0 | 546.3713 | 0 | 547.5187 | 0.019681 | 264.5506 | 0 | 264.9305 | 0.00010503
|  | 355.1471 | 0.43574 | 264.7578 | -0.043843 | 355.1471 | 0.018811 | 264.7578 | 0 | 258.5417 | 0 | 264.7578 | 0 | 265.1385 | 0 | 259.07 | -0.0041982 | 265.1385 | 0 | 265.1385 | 0 | 265.1385 | 0 | 259.07 | -0.0037892 | 265.1385 | 0 | 354.9062 | 0.00019269 | 265.1385 | 0 | 265.1385 | 0 | 264.7578 | 0 | 547.675 | 0.018333 | 264.7578 | 0 | 546.5286 | 0 | 547.675 | 0.020973 | 264.7578 | 0 | 265.1385 | 3.2326e-05
|  | 355.2605 | 0.51179 | 264.965 | 0.0090464 | 355.2605 | 0.0014113 | 264.965 | 0 | 258.7509 | 0 | 264.965 | 0 | 265.3465 | 0 | 259.28 | 0.048418 | 265.3465 | 0 | 265.3465 | 0 | 265.3465 | 4.8547e-05 | 259.28 | -0.01061 | 265.3465 | 0 | 355.0168 | 0.00016932 | 265.3465 | 0 | 265.3465 | 0.0022686 | 264.9651 | 0 | 547.8314 | 0.01794 | 264.965 | 0 | 546.6858 | 9.2755e-05 | 547.8314 | 0.019622 | 264.9651 | 0 | 265.3465 | 8.9045e-05
|  | 355.3739 | 0.53377 | 265.1723 | -0.04486 | 355.3739 | 0.011733 | 265.1723 | 0 | 258.9601 | 0 | 265.1723 | 0 | 265.5545 | 0 | 259.49 | -0.010915 | 265.5545 | 0 | 265.5545 | 0 | 265.5545 | 0 | 259.49 | -0.010784 | 265.5545 | 0 | 355.1274 | 0.00018415 | 265.5545 | 0 | 265.5545 | 0 | 265.1723 | 0 | 547.9877 | 0.010652 | 265.1723 | 0 | 546.843 | 0.0004174 | 547.9877 | 0.020445 | 265.1723 | 0 | 265.5545 | 3.3824e-05
|  | 355.4873 | 0.58946 | 265.3795 | 0.012801 | 355.4873 | 0.0054098 | 265.3795 | 0 | 259.1693 | 0 | 265.3795 | 0 | 265.7625 | 0 | 259.7 | 0.037222 | 265.7625 | 0 | 265.7625 | 0 | 265.7625 | 2.5848e-05 | 259.7 | -0.0013408 | 265.7625 | 0 | 355.238 | 0.00015997 | 265.7625 | 0 | 265.7625 | 0.0034305 | 265.3795 | 0 | 548.144 | 0.015866 | 265.3795 | 0 | 547.0003 | 0.00037102 | 548.144 | 0.019093 | 265.3795 | 0 | 265.7625 | 0.00011371
|  | 355.6007 | 0.66749 | 265.5868 | -0.022127 | 355.6007 | 0.0068052 | 265.5868 | 0 | 259.3785 | 0 | 265.5868 | 0 | 265.9705 | 0 | 259.9 | 0.00083963 | 265.9705 | 0 | 265.9705 | 0 | 265.9706 | 0 | 259.9 | -0.0016906 | 265.9705 | 0 | 355.3486 | 0.0001622 | 265.9705 | 0 | 265.9706 | 0 | 265.5868 | 0 | 548.3004 | 0.011942 | 265.5868 | 0 | 547.1575 | 0.00069566 | 548.3004 | 0.02068 | 265.5868 | 0 | 265.9706 | 2.2802e-05
|  | 355.714 | 0.7191 | 265.7941 | -0.00057773 | 355.714 | 0 | 265.7941 | 0 | 259.5877 | 0 | 265.7941 | 0 | 266.1786 | 0 | 260.11 | -0.012035 | 266.1786 | 0 | 266.1786 | 0 | 266.1786 | 7.2109e-05 | 260.11 | -0.008861 | 266.1786 | 0 | 355.4592 | 0.00017988 | 266.1786 | 0 | 266.1786 | 0.0091198 | 265.7941 | 0 | 548.4567 | 0.022762 | 265.7941 | 0 | 547.3147 | 9.2755e-05 | 548.4567 | 0.019975 | 265.7941 | 0 | 266.1786 | 9.6993e-05
|  | 355.8274 | 0.76109 | 266.0014 | -0.012973 | 355.8274 | 0.013668 | 266.0014 | 0 | 259.797 | 0 | 266.0014 | 0 | 266.3867 | 0 | 260.32 | -0.0058775 | 266.3867 | 0 | 266.3867 | 0 | 266.3867 | 0 | 260.32 | -0.0027399 | 266.3867 | 0 | 355.5698 | 0.00019127 | 266.3867 | 0 | 266.3867 | 0 | 266.0014 | 0 | 548.6131 | 0.012054 | 266.0014 | 0 | 547.472 | 0.00013913 | 548.6131 | 0.02115 | 266.0014 | 0 | 266.3867 | 2.1931e-05
|  | 355.9408 | 0.8206 | 266.2087 | 0.002048 | 355.9408 | 0 | 266.2087 | 0 | 260.0062 | 0 | 266.2087 | 0 | 266.5947 | 0 | 260.53 | -0.00027989 | 266.5947 | 0 | 266.5947 | 0 | 266.5947 | 4.8554e-05 | 260.53 | -0.00011659 | 266.5947 | 0 | 355.6805 | 0.00018415 | 266.5947 | 0 | 266.5947 | 0.0057635 | 266.2087 | 0 | 548.7694 | 0.011213 | 266.2087 | 0 | 547.6293 | 0 | 548.7694 | 0.020092 | 266.2087 | 0 | 266.5947 | 0.00010501
|  | 356.0542 | 0.89332 | 266.4161 | 0.0084701 | 356.0542 | 0.015428 | 266.4161 | 0 | 260.2155 | 0 | 266.4161 | 0 | 266.8028 | 0 | 260.74 | -0.019871 | 266.8028 | 0 | 266.8028 | 0 | 266.8028 | 0 | 260.74 | -0.0043139 | 266.8028 | 0 | 355.7911 | 0.0001624 | 266.8028 | 0 | 266.8028 | 0 | 266.416 | 0 | 548.9258 | 0.013007 | 266.4161 | 0 | 547.7865 | 0.0004174 | 548.9258 | 0.020915 | 266.416 | 0 | 266.8028 | 3.8121e-05
|  | 356.1675 | 0.92814 | 266.6234 | 0.014927 | 356.1675 | 0.0047041 | 266.6234 | 0 | 260.4248 | 0 | 266.6234 | 0 | 267.0109 | 0 | 260.94 | 0.012035 | 267.0109 | 0 | 267.0109 | 0 | 267.011 | 2.7579e-05 | 260.94 | -0.0048385 | 267.0109 | 0 | 355.9017 | 0.0001557 | 267.0109 | 0 | 267.011 | 0.0085273 | 266.6234 | 0 | 549.0822 | 0.012502 | 266.6234 | 0 | 547.9438 | 9.2755e-05 | 549.0822 | 0.019622 | 266.6234 | 0 | 267.011 | 0.00010443
|  | 356.2809 | 1.0121 | 266.8308 | -0.040253 | 356.2809 | 0.011029 | 266.8308 | 0 | 260.6341 | 0 | 266.8308 | 0 | 267.2191 | 0 | 261.15 | -0.0092359 | 267.2191 | 0 | 267.2191 | 0 | 267.2191 | 0 | 261.15 | -0.009735 | 267.2191 | 0 | 356.0124 | 0.00015387 | 267.2191 | 0 | 267.2191 | 0 | 266.8308 | 0 | 549.2386 | 0.01794 | 266.8308 | 0 | 548.1011 | 0.00013913 | 549.2386 | 0.020445 | 266.8308 | 0 | 267.2191 | 2.9729e-05
|  | 356.3943 | 1.0588 | 267.0382 | 0.00067187 | 356.3943 | 0 | 267.0382 | 0 | 260.8434 | 0 | 267.0382 | 0 | 267.4272 | 0 | 261.36 | 0.030506 | 267.4272 | 0 | 267.4272 | 0 | 267.4272 | 2.688e-05 | 261.36 | 0.0053049 | 267.4272 | 0 | 356.123 | 0.0001624 | 267.4272 | 0 | 267.4272 | 0.0027887 | 267.0382 | 0 | 549.395 | 0.017268 | 267.0382 | 0 | 548.2584 | 0 | 549.395 | 0.019387 | 267.0382 | 0 | 267.4272 | 9.4483e-05
|  | 356.5076 | 1.1147 | 267.2456 | 0.004259 | 356.5076 | 0.0089172 | 267.2456 | 0 | 261.0527 | 0 | 267.2456 | 0 | 267.6354 | 0 | 261.57 | -0.059613 | 267.6354 | 0 | 267.6354 | 0 | 267.6354 | 0 | 261.57 | -0.01061 | 267.6354 | 0 | 356.2336 | 0.00020062 | 267.6354 | 0 | 267.6354 | 0 | 267.2456 | 0 | 549.5514 | 0.020127 | 267.2456 | 0 | 548.4157 | 0.00013913 | 549.5514 | 0.020621 | 267.2456 | 0 | 267.6354 | 3.4012e-05
|  | 356.621 | 1.1566 | 267.453 | 0.018375 | 356.621 | 0.0072914 | 267.453 | 0 | 261.262 | 0 | 267.453 | 0 | 267.8436 | 0 | 261.78 | 0.0069968 | 267.8436 | 0 | 267.8436 | 0 | 267.8436 | 4.789e-05 | 261.78 | 0.0012825 | 267.8436 | 0 | 356.3443 | 0.00018842 | 267.8436 | 0 | 267.8436 | 0.0083773 | 267.453 | 0 | 549.7078 | 0.020407 | 267.453 | 0 | 548.573 | 9.2755e-05 | 549.7078 | 0.019563 | 267.453 | 0 | 267.8436 | 0.00010854
|  | 356.7344 | 1.2168 | 267.6605 | -0.01025 | 356.7344 | 0.0070399 | 267.6605 | 0 | 261.4713 | 0 | 267.6605 | 0 | 268.0518 | 0 | 261.98 | -0.015393 | 268.0518 | 0 | 268.0518 | 0 | 268.0518 | 0 | 261.98 | 0.0037309 | 268.0518 | 0 | 356.455 | 0.00018415 | 268.0518 | 0 | 268.0518 | 0 | 267.6605 | 0 | 549.8643 | 0.014913 | 267.6605 | 0 | 548.7303 | 0 | 549.8643 | 0.020797 | 267.6605 | 0 | 268.0518 | 2.1687e-05
|  | 356.8477 | 1.331 | 267.8679 | 0.01531 | 356.8477 | 0 | 267.8679 | 0 | 261.6807 | 0 | 267.8679 | 0 | 268.26 | 0 | 262.19 | 0.019871 | 268.26 | 0 | 268.26 | 0 | 268.2599 | 6.8275e-05 | 262.19 | 0.00058296 | 268.26 | 0 | 356.5656 | 0.00013862 | 268.26 | 0 | 268.26 | 0.0085403 | 267.8679 | 0 | 550.0207 | 0.016763 | 267.8679 | 0 | 548.8876 | 9.2755e-05 | 550.0207 | 0.01974 | 267.8679 | 0 | 268.2599 | 9.2837e-05
|  | 356.9611 | 1.3455 | 268.0754 | -0.031904 | 356.9611 | 0.024359 | 268.0754 | 0 | 261.8901 | 0 | 268.0754 | 0 | 268.4682 | 0 | 262.4 | 0.0041982 | 268.4682 | 0 | 268.4682 | 0 | 268.4682 | 0 | 262.4 | -0.012709 | 268.4682 | 0 | 356.6763 | 0.00016362 | 268.4682 | 0 | 268.4682 | 0 | 268.0754 | 0 | 550.1772 | 0.017828 | 268.0754 | 0 | 549.045 | 0 | 550.1772 | 0.020973 | 268.0754 | 0 | 268.4682 | 1.3172e-05
|  | 357.0744 | 1.4441 | 268.2829 | 0.048498 | 357.0744 | 0 | 268.2829 | 0 | 262.0995 | 0 | 268.2829 | 0 | 268.6764 | 0 | 262.61 | 0.018192 | 268.6764 | 0 | 268.6764 | 0 | 268.6764 | 6.8672e-05 | 262.61 | -0.00099105 | 268.6764 | 0 | 356.787 | 0.00015387 | 268.6764 | 0 | 268.6764 | 0.0062404 | 268.2829 | 0 | 550.3336 | 0.018221 | 268.2829 | 0 | 549.2023 | 9.2755e-05 | 550.3336 | 0.019622 | 268.2829 | 0 | 268.6764 | 9.6512e-05
|  | 357.1878 | 1.4717 | 268.4904 | -0.0044003 | 357.1878 | 0 | 268.4904 | 0 | 262.3089 | 0 | 268.4904 | 0 | 268.8847 | 0 | 262.82 | -0.032746 | 268.8847 | 0 | 268.8847 | 0 | 268.8847 | 0 | 262.82 | -0.0095602 | 268.8847 | 0 | 356.8977 | 0.00016647 | 268.8847 | 0 | 268.8847 | 0 | 268.4904 | 0 | 550.4901 | 0.018221 | 268.4904 | 0 | 549.3596 | 0.0004174 | 550.4901 | 0.020503 | 268.4904 | 0 | 268.8847 | 3.1093e-05
|  | 357.3011 | 1.5839 | 268.6979 | 0.018227 | 357.3011 | 0 | 268.6979 | 0 | 262.5183 | 0 | 268.6979 | 0 | 269.093 | 0 | 263.02 | 0.0058775 | 269.093 | 0 | 269.093 | 0 | 269.093 | 5.3165e-05 | 263.02 | -0.0022152 | 269.093 | 0 | 357.0084 | 0.00016566 | 269.093 | 0 | 269.093 | 0.0067484 | 268.6979 | 0 | 550.6465 | 0.023154 | 268.6979 | 0 | 549.517 | 0 | 550.6465 | 0.019211 | 268.6979 | 0 | 269.093 | 0.00010836
|  | 357.4145 | 1.6365 | 268.9055 | -0.028271 | 357.4145 | 0.012906 | 268.9055 | 0 | 262.7277 | 0 | 268.9055 | 0 | 269.3013 | 0 | 263.23 | -0.010355 | 269.3012 | 0 | 269.3013 | 0 | 269.3012 | 0 | 263.23 | -0.0078116 | 269.3013 | 0 | 357.1191 | 0.00017643 | 269.3013 | 0 | 269.3012 | 0 | 268.9055 | 0 | 550.803 | 0.017548 | 268.9055 | 0 | 549.6744 | 0 | 550.803 | 0.020327 | 268.9055 | 0 | 269.3012 | 2.9735e-05
|  | 357.5278 | 1.7539 | 269.113 | 0.009631 | 357.5278 | 0.00047047 | 269.113 | 0 | 262.9371 | 0 | 269.113 | 0 | 269.5096 | 0 | 263.44 | 0.049539 | 269.5096 | 0 | 269.5096 | 0 | 269.5096 | 5.5298e-05 | 263.44 | 0.013349 | 269.5096 | 0 | 357.2298 | 0.00019594 | 269.5096 | 0 | 269.5095 | 0 | 269.113 | 0 | 550.9595 | 0.020127 | 269.113 | 0 | 549.8317 | 9.2755e-05 | 550.9595 | 0.019387 | 269.113 | 0 | 269.5096 | 9.896e-05
|  | 357.6411 | 1.8069 | 269.3206 | -0.019458 | 357.6411 | 0 | 269.3206 | 0 | 263.1466 | 0 | 269.3206 | 0 | 269.7179 | 0 | 263.65 | -0.02211 | 269.7179 | 0 | 269.7179 | 0 | 269.7179 | 0 | 263.65 | -0.0043139 | 269.7179 | 0 | 357.3405 | 0.00020529 | 269.7179 | 0 | 269.7179 | 0 | 269.3206 | 0 | 551.116 | 0.01082 | 269.3206 | 0 | 549.9891 | 0.00013913 | 551.116 | 0.020738 | 269.3206 | 0 | 269.7179 | 4.2023e-05
|  | 357.7545 | 1.869 | 269.5282 | 0.05146 | 357.7545 | 0.005645 | 269.5282 | 0 | 263.3561 | 0 | 269.5282 | 0 | 269.9262 | 0 | 263.86 | -0.033306 | 269.9262 | 0 | 269.9262 | 0 | 269.9262 | 8.2353e-05 | 263.86 | 0.00040807 | 269.9262 | 0 | 357.4512 | 0.00020346 | 269.9262 | 0 | 269.9262 | 0.012823 | 269.5282 | 0 | 551.2725 | 0.020295 | 269.5282 | 0 | 550.1465 | 9.2755e-05 | 551.2725 | 0.019798 | 269.5282 | 0 | 269.9262 | 0.00010212
|  | 357.8678 | 1.9737 | 269.7359 | -0.0033633 | 357.8678 | 0.0093865 | 269.7359 | 0 | 263.5656 | 0 | 269.7359 | 0 | 270.1346 | 0 | 264.06 | -0.014274 | 270.1346 | 0 | 270.1346 | 0 | 270.1346 | 0 | 264.06 | -0.00029147 | 270.1346 | 0 | 357.5619 | 0.00019167 | 270.1346 | 0 | 270.1346 | 0 | 269.7359 | 0 | 551.429 | 0.015978 | 269.7359 | 0 | 550.3039 | 0.00013913 | 551.429 | 0.021032 | 269.7359 | 0 | 270.1346 | 2.4389e-05
|  | 357.9812 | 2.0745 | 269.9435 | -0.0066229 | 357.9812 | 0 | 269.9435 | 0 | 263.775 | 0 | 269.9435 | 0 | 270.3429 | 0 | 264.27 | 0.013714 | 270.3429 | 0 | 270.3429 | 0 | 270.3429 | 4.7662e-05 | 264.27 | 0.0044305 | 270.3429 | 0 | 357.6726 | 0.00018212 | 270.3429 | 0 | 270.3429 | 0.0039818 | 269.9435 | 0 | 551.5855 | 0.019903 | 269.9435 | 0 | 550.4612 | 9.2755e-05 | 551.5855 | 0.01974 | 269.9435 | 0 | 270.3429 | 0.00010874
|  | 358.0945 | 2.1455 | 270.1511 | -0.0025201 | 358.0945 | 0.0049279 | 270.1511 | 0 | 263.9846 | 0 | 270.1511 | 0 | 270.5513 | 0 | 264.48 | 0.0069968 | 270.5513 | 0 | 270.5513 | 0 | 270.5513 | 0 | 264.48 | -0.0018654 | 270.5513 | 0 | 357.7833 | 0.00017745 | 270.5513 | 0 | 270.5513 | 0 | 270.1511 | 0 | 551.7421 | 0.020015 | 270.1511 | 0 | 550.6186 | 0.00013913 | 551.7421 | 0.020621 | 270.1511 | 0 | 270.5513 | 3.3641e-05
|  | 358.2078 | 2.2245 | 270.3588 | 0.037528 | 358.2078 | 0.0091731 | 270.3588 | 0 | 264.1941 | 0 | 270.3588 | 0 | 270.7597 | 0 | 264.69 | 0.015393 | 270.7597 | 0 | 270.7597 | 0 | 270.7597 | 3.9258e-05 | 264.69 | -0.002565 | 270.7597 | 0 | 357.8941 | 0.00016505 | 270.7597 | 0 | 270.7597 | 0.010058 | 270.3588 | 0 | 551.8986 | 0.022257 | 270.3588 | 0 | 550.7761 | 0 | 551.8986 | 0.019622 | 270.3588 | 0 | 270.7597 | 9.5516e-05
|  | 358.3211 | 2.3125 | 270.5665 | 0.0089748 | 358.3211 | 0.0051626 | 270.5665 | 0 | 264.4036 | 0 | 270.5665 | 0 | 270.9681 | 0 | 264.9 | 0.00083963 | 270.9681 | 0 | 270.9681 | 0 | 270.9681 | 0 | 264.9 | 0.0060044 | 270.9681 | 0 | 358.0048 | 0.00015326 | 270.9681 | 0 | 270.9681 | 0 | 270.5665 | 0 | 552.0552 | 0.014969 | 270.5665 | 0 | 550.9335 | 0 | 552.0552 | 0.020562 | 270.5665 | 0 | 270.9681 | 3.5891e-05
|  | 358.4345 | 2.4496 | 270.7742 | 0.0037462 | 358.4345 | 0 | 270.7742 | 0 | 264.6132 | 0 | 270.7742 | 0 | 271.1766 | 0 | 265.11 | 0.006437 | 271.1766 | 0 | 271.1766 | 0 | 271.1766 | 4.362e-05 | 265.11 | 0.011426 | 271.1766 | 0 | 358.1156 | 0.00016078 | 271.1766 | 0 | 271.1766 | 0.011435 | 270.7742 | 0 | 552.2117 | 0.019734 | 270.7742 | 0 | 551.0909 | 0 | 552.2117 | 0.019328 | 270.7742 | 0 | 271.1766 | 9.4652e-05
|  | 358.5478 | 2.5923 | 270.9819 | -0.030454 | 358.5478 | 0.0086826 | 270.9819 | 0 | 264.8227 | 0 | 270.9819 | 0 | 271.385 | 0 | 265.31 | 0.013154 | 271.385 | 0 | 271.385 | 0 | 271.385 | 0 | 265.31 | 0.0016322 | 271.385 | 0 | 358.2263 | 0.00018212 | 271.385 | 0 | 271.385 | 0 | 270.9819 | 0 | 552.3683 | 0.0059427 | 270.9819 | 0 | 551.2483 | 0.00013913 | 552.3683 | 0.01974 | 270.9819 | 0 | 271.385 | 3.2873e-05
|  | 358.6611 | 2.6969 | 271.1897 | 0.0085663 | 358.6611 | 0.0039985 | 271.1897 | 0 | 265.0323 | 0 | 271.1897 | 0 | 271.5935 | 0 | 265.52 | -0.012595 | 271.5935 | 0 | 271.5935 | 0 | 271.5935 | 4.9242e-05 | 265.52 | -0.0060627 | 271.5935 | 0 | 358.3371 | 0.0001746 | 271.5935 | 0 | 271.5935 | 0.0054957 | 271.1897 | 0 | 552.5248 | 0.01368 | 271.1897 | 0 | 551.4057 | 0 | 552.5248 | 0.018506 | 271.1897 | 0 | 271.5935 | 8.7642e-05
|  | 358.7744 | 2.7671 | 271.3974 | -0.021112 | 358.7744 | 0.0030506 | 271.3974 | 0 | 265.2419 | 0 | 271.3974 | 0 | 271.802 | 0 | 265.73 | -0.038904 | 271.802 | 0 | 271.802 | 0 | 271.802 | 0 | 265.73 | -0.0085115 | 271.802 | 0 | 358.4479 | 0.00017358 | 271.802 | 0 | 271.802 | 0 | 271.3974 | 0 | 552.6814 | 0.016651 | 271.3974 | 0 | 551.5632 | 0.00069566 | 552.6814 | 0.019857 | 271.3974 | 0 | 271.802 | 4.2137e-05
|  | 358.8877 | 2.9242 | 271.6052 | 0.0012627 | 358.8877 | 0 | 271.6052 | 0 | 265.4515 | 0 | 271.6052 | 0 | 272.0105 | 0 | 265.94 | -0.0058775 | 272.0105 | 0 | 272.0105 | 0 | 272.0105 | 6.1551e-05 | 265.94 | 0.00058296 | 272.0105 | 0 | 358.5586 | 0.00014188 | 272.0105 | 0 | 272.0105 | 0.0093222 | 271.6052 | 0 | 552.838 | 0.013399 | 271.6052 | 0 | 551.7206 | 9.2755e-05 | 552.838 | 0.018976 | 271.6052 | 0 | 272.0105 | 0.00010062
|  | 359.0011 | 3.0479 | 271.813 | -0.052581 | 359.0011 | 0.015292 | 271.813 | 0 | 265.6611 | 0 | 271.813 | 0 | 272.219 | 0 | 266.15 | 0.0019591 | 272.219 | 0 | 272.219 | 0 | 272.219 | 0 | 266.15 | 0.0044305 | 272.219 | 0 | 358.6694 | 0.00015062 | 272.219 | 0 | 272.219 | 0 | 271.813 | 0 | 552.9946 | 0.014913 | 271.813 | 0 | 551.8781 | 0.0004174 | 552.9946 | 0.020327 | 271.813 | 0 | 272.219 | 3.4924e-05
|  | 359.1144 | 3.1525 | 272.0208 | -0.0085704 | 359.1144 | 0 | 272.0208 | 0 | 265.8707 | 0 | 272.0208 | 0 | 272.4275 | 0 | 266.35 | -0.014274 | 272.4275 | 0 | 272.4275 | 0 | 272.4275 | 2.829e-05 | 266.35 | 0.00075785 | 272.4275 | 0 | 358.7802 | 0.00014716 | 272.4275 | 0 | 272.4275 | 0.0061485 | 272.0208 | 0 | 553.1512 | 0.024163 | 272.0208 | 0 | 552.0355 | 0 | 553.1512 | 0.019035 | 272.0208 | 0 | 272.4275 | 0.00010181
|  | 359.2277 | 3.3594 | 272.2286 | -0.016484 | 359.2277 | 0.012906 | 272.2286 | 0 | 266.0804 | 0 | 272.2286 | 0 | 272.6361 | 0 | 266.56 | -0.015393 | 272.6361 | 0 | 272.6361 | 0 | 272.6361 | 0 | 266.56 | -0.016906 | 272.6361 | 0 | 358.891 | 0.0001681 | 272.6361 | 0 | 272.6361 | 0 | 272.2286 | 0 | 553.3078 | 0.026126 | 272.2286 | 0 | 552.193 | 0 | 553.3078 | 0.019916 | 272.2286 | 0 | 272.6361 | 2.2271e-05
|  | 359.341 | 3.4849 | 272.4365 | 0.025602 | 359.341 | 0.0035281 | 272.4365 | 0 | 266.29 | 0 | 272.4365 | 0 | 272.8446 | 0 | 266.77 | 0.018192 | 272.8446 | 0 | 272.8446 | 0 | 272.8446 | 4.2047e-05 | 266.77 | -0.00046636 | 272.8446 | 0 | 359.0018 | 0.00017562 | 272.8446 | 0 | 272.8446 | 0.0069242 | 272.4365 | 0 | 553.4644 | 0.024163 | 272.4365 | 0 | 552.3505 | 0 | 553.4644 | 0.018447 | 272.4365 | 0 | 272.8446 | 0.00010507
|  | 359.4543 | 3.6119 | 272.6443 | -0.0049591 | 359.4543 | 0.0025812 | 272.6443 | 0 | 266.4997 | 0 | 272.6443 | 0 | 273.0532 | 0 | 266.98 | -0.023229 | 273.0532 | 0 | 273.0532 | 0 | 273.0532 | 0 | 266.98 | 0.00093272 | 273.0532 | 0 | 359.1126 | 0.00017562 | 273.0532 | 0 | 273.0532 | 0 | 272.6443 | 0 | 553.6211 | 0.007008 | 272.6443 | 0 | 552.508 | 0.00013913 | 553.6211 | 0.019857 | 272.6443 | 0 | 273.0532 | 3.9659e-05
|  | 359.5676 | 3.8279 | 272.8522 | 0.011259 | 359.5676 | 0.0016465 | 272.8522 | 0 | 266.7094 | 0 | 272.8522 | 0 | 273.2618 | 0 | 267.19 | 0.0019591 | 273.2618 | 0 | 273.2618 | 0 | 273.2618 | 5.5614e-05 | 267.19 | -0.00081612 | 273.2618 | 0 | 359.2234 | 0.00017419 | 273.2618 | 0 | 273.2618 | 0.0116 | 272.8522 | 0 | 553.7777 | 0.017043 | 272.8522 | 0 | 552.6655 | 0 | 553.7777 | 0.018976 | 272.8522 | 0 | 273.2618 | 9.2403e-05
|  | 359.6809 | 4.0024 | 273.0601 | -0.034018 | 359.6809 | 0.012906 | 273.0601 | 0 | 266.919 | 0 | 273.0601 | 0 | 273.4704 | 0 | 267.4 | -0.032185 | 273.4704 | 0 | 273.4704 | 0 | 273.4704 | 0 | 267.4 | -0.0067623 | 273.4704 | 0 | 359.3342 | 0.00017236 | 273.4704 | 0 | 273.4704 | 0 | 273.0601 | 0 | 553.9343 | 0.016763 | 273.0601 | 0 | 552.823 | 0.0004174 | 553.9343 | 0.02021 | 273.0601 | 0 | 273.4704 | 4.0824e-05
|  | 359.7942 | 4.1641 | 273.268 | 0.016749 | 359.7942 | 0 | 273.268 | 0 | 267.1288 | 0 | 273.268 | 0 | 273.679 | 0 | 267.61 | 0.0047579 | 273.6791 | 0 | 273.679 | 0 | 273.679 | 6.7538e-05 | 267.61 | -0.0013408 | 273.679 | 0 | 359.445 | 0.00016281 | 273.679 | 0 | 273.6791 | 0.0096853 | 273.268 | 0 | 554.091 | 0.018837 | 273.268 | 0 | 552.9805 | 9.2755e-05 | 554.091 | 0.0188 | 273.268 | 0 | 273.679 | 0.00010133
|  | 359.9075 | 4.3427 | 273.476 | 0.0061637 | 359.9075 | 0 | 273.476 | 0 | 267.3385 | 0 | 273.476 | 0 | 273.8877 | 0 | 267.81 | 0.0025189 | 273.8877 | 0 | 273.8877 | 0 | 273.8877 | 0 | 267.81 | -0.012358 | 273.8877 | 0 | 359.5558 | 0.00017236 | 273.8877 | 0 | 273.8877 | 0 | 273.476 | 0 | 554.2477 | 0.019622 | 273.476 | 0 | 553.138 | 0.00013913 | 554.2477 | 0.01974 | 273.476 | 0 | 273.8877 | 4.6341e-05
|  | 360.0208 | 4.5233 | 273.6839 | 0.035647 | 360.0208 | 0 | 273.6839 | 0 | 267.5482 | 0 | 273.6839 | 0 | 274.0963 | 0 | 268.02 | 0.0047579 | 274.0963 | 0 | 274.0963 | 0 | 274.0963 | 6.2888e-05 | 268.02 | -0.00064125 | 274.0963 | 0 | 359.6666 | 0.00017379 | 274.0963 | 0 | 274.0963 | 0.0055402 | 273.6839 | 0 | 554.4043 | 0.022201 | 273.6839 | 0 | 553.2955 | 0 | 554.4043 | 0.018858 | 273.6839 | 0 | 274.0963 | 9.3438e-05
|  | 360.1341 | 4.7943 | 273.8919 | -0.02889 | 360.1341 | 0 | 273.8919 | 0 | 267.758 | 0 | 273.8919 | 0 | 274.305 | 0 | 268.23 | -0.031627 | 274.305 | 0 | 274.305 | 0 | 274.305 | 0 | 268.23 | -0.0044887 | 274.305 | 0 | 359.7775 | 0.00020976 | 274.305 | 0 | 274.305 | 0 | 273.8919 | 0 | 554.561 | 0.0093626 | 273.8919 | 0 | 553.453 | 0.00013913 | 554.561 | 0.02021 | 273.8919 | 0 | 274.305 | 3.6257e-05
|  | 360.2474 | 4.9897 | 274.0999 | 0.021852 | 360.2474 | 0 | 274.0999 | 0 | 267.9677 | 0 | 274.0999 | 0 | 274.5137 | 0 | 268.44 | 0.032746 | 274.5137 | 0 | 274.5137 | 0 | 274.5137 | 4.851e-05 | 268.44 | 0.0056546 | 274.5137 | 0 | 359.8883 | 0.0001935 | 274.5137 | 0 | 274.5137 | 0.010497 | 274.0999 | 0 | 554.7177 | 0.014464 | 274.0999 | 0 | 553.6105 | 9.2755e-05 | 554.7177 | 0.019093 | 274.0999 | 0 | 274.5137 | 0.00010894
|  | 360.3607 | 5.1351 | 274.3079 | -0.022837 | 360.3607 | 0.0028159 | 274.3079 | 0 | 268.1775 | 0 | 274.3079 | 0 | 274.7224 | 0 | 268.65 | 0.015393 | 274.7224 | 0 | 274.7224 | 0 | 274.7224 | 0 | 268.65 | -0.0048385 | 274.7224 | 0 | 359.9992 | 0.00020123 | 274.7224 | 0 | 274.7224 | 0 | 274.3079 | 0 | 554.8744 | 0.019622 | 274.3079 | 0 | 553.7681 | 0.0004174 | 554.8744 | 0.01974 | 274.3079 | 0 | 274.7224 | 3.374e-05
|  | 360.4739 | 5.4029 | 274.5159 | 0.041582 | 360.4739 | 0.005645 | 274.5159 | 0 | 268.3873 | 0 | 274.5159 | 0 | 274.9311 | 0 | 268.86 | 0.0092359 | 274.9311 | 0 | 274.9311 | 0 | 274.9312 | 0.00011518 | 268.86 | 0.0091524 | 274.9311 | 0 | 360.11 | 0.00017501 | 274.9311 | 0 | 274.9312 | 0.012036 | 274.5159 | 0 | 555.0311 | 0.015193 | 274.5159 | 0 | 553.9256 | 0 | 555.0311 | 0.018271 | 274.5159 | 0 | 274.9312 | 9.7243e-05
|  | 360.5872 | 5.6479 | 274.7239 | -0.014337 | 360.5872 | 0 | 274.7239 | 0 | 268.5971 | 0 | 274.7239 | 0 | 275.1399 | 0 | 269.06 | -0.0097957 | 275.1399 | 0 | 275.1399 | 0 | 275.1399 | 0 | 269.06 | -0.0076368 | 275.1399 | 0 | 360.2209 | 0.00018964 | 275.1399 | 0 | 275.1399 | 0 | 274.7239 | 0 | 555.1878 | 0.01368 | 274.7239 | 0 | 554.0832 | 0.00013913 | 555.1878 | 0.019387 | 274.7239 | 0 | 275.1399 | 3.8101e-05
|  | 360.7005 | 5.7985 | 274.932 | 0.015451 | 360.7005 | 0 | 274.932 | 0 | 268.8069 | 0 | 274.932 | 0 | 275.3486 | 0 | 269.27 | -0.019871 | 275.3486 | 0 | 275.3486 | 0 | 275.3486 | 6.0035e-05 | 269.27 | 0.007229 | 275.3486 | 0 | 360.3317 | 0.00017419 | 275.3486 | 0 | 275.3486 | 0.0094364 | 274.932 | 0 | 555.3445 | 0.0282 | 274.932 | 0 | 554.2407 | 9.2755e-05 | 555.3445 | 0.018565 | 274.932 | 0 | 275.3486 | 0.00010807
|  | 360.8138 | 5.9567 | 275.14 | -0.0066346 | 360.8138 | 0 | 275.14 | 0 | 269.0167 | 0 | 275.14 | 0 | 275.5574 | 0 | 269.48 | -0.050097 | 275.5574 | 0 | 275.5574 | 0 | 275.5574 | 0 | 269.48 | -0.0072872 | 275.5574 | 0 | 360.4426 | 0.0001807 | 275.5574 | 0 | 275.5574 | 0 | 275.14 | 0 | 555.5013 | 0.015754 | 275.14 | 0 | 554.3983 | 0.00013913 | 555.5013 | 0.019857 | 275.14 | 0 | 275.5574 | 5.1889e-05
|  | 360.9271 | 6.1798 | 275.3481 | 0.034319 | 360.9271 | 0 | 275.3481 | 0 | 269.2266 | 0 | 275.3481 | 0 | 275.7662 | 0 | 269.69 | 0.031067 | 275.7662 | 0 | 275.7662 | 0 | 275.7662 | 4.741e-05 | 269.69 | 0.0053049 | 275.7662 | 0 | 360.5535 | 0.00016362 | 275.7662 | 0 | 275.7662 | 0.0040524 | 275.3481 | 0 | 555.658 | 0.021192 | 275.3481 | 0 | 554.5559 | 9.2755e-05 | 555.658 | 0.018506 | 275.3481 | 0 | 275.7662 | 0.00010315
|  | 361.0403 | 6.2798 | 275.5562 | -0.062722 | 361.0403 | 0.00070405 | 275.5562 | 0 | 269.4364 | 0 | 275.5562 | 0 | 275.975 | 0 | 269.9 | -0.0086761 | 275.975 | 0 | 275.975 | 0 | 275.975 | 0 | 269.9 | -0.0060627 | 275.975 | 0 | 360.6643 | 0.00017562 | 275.975 | 0 | 275.975 | 0 | 275.5562 | 0 | 555.8147 | 0.005422 | 275.5562 | 0 | 554.7135 | 0.0004174 | 555.8147 | 0.019387 | 275.5562 | 0 | 275.975 | 3.5992e-05
|  | 361.1536 | 6.4344 | 275.7644 | 0.020709 | 361.1536 | 0 | 275.7644 | 0 | 269.6463 | 0 | 275.7644 | 0 | 276.1838 | 0 | 270.11 | 0.043381 | 276.1838 | 0 | 276.1838 | 0 | 276.1838 | 5.3798e-05 | 270.11 | -0.0078116 | 276.1838 | 0 | 360.7752 | 0.00017419 | 276.1838 | 0 | 276.1838 | 0.0081364 | 275.7644 | 0 | 555.9715 | 0.017324 | 275.7644 | 0 | 554.871 | 9.2755e-05 | 555.9715 | 0.017977 | 275.7644 | 0 | 276.1838 | 9.3032e-05
|  | 361.2669 | 6.6985 | 275.9725 | -0.022133 | 361.2669 | 0.0072746 | 275.9725 | 0 | 269.8562 | 0 | 275.9725 | 0 | 276.3926 | 0 | 270.32 | -0.041141 | 276.3927 | 0 | 276.3926 | 0 | 276.3926 | 0 | 270.32 | -0.013758 | 276.3926 | 0 | 360.8861 | 0.00019777 | 276.3926 | 0 | 276.3926 | 0 | 275.9725 | 0 | 556.1282 | 0.024836 | 275.9725 | 0 | 555.0286 | 0 | 556.1282 | 0.019152 | 275.9725 | 0 | 276.3926 | 2.7828e-05
|  | 361.3801 | 6.8513 | 276.1807 | 0.0056839 | 361.3801 | 0.0058801 | 276.1807 | 0 | 270.0661 | 0 | 276.1807 | 0 | 276.6015 | 0 | 270.52 | 0.0013994 | 276.6015 | 0 | 276.6015 | 0 | 276.6015 | 2.4699e-05 | 270.52 | 0.0074037 | 276.6015 | 0 | 360.997 | 0.00020387 | 276.6015 | 0 | 276.6015 | 0.0097761 | 276.1807 | 0 | 556.285 | 0.022986 | 276.1807 | 0 | 555.1862 | 0 | 556.285 | 0.018447 | 276.1807 | 0 | 276.6015 | 9.5089e-05
|  | 361.4934 | 7.0142 | 276.3888 | -0.013937 | 361.4934 | 0 | 276.3888 | 0 | 270.276 | 0 | 276.3888 | 0 | 276.8104 | 0 | 270.73 | 0.018192 | 276.8104 | 0 | 276.8104 | 0 | 276.8104 | 0 | 270.73 | -0.007462 | 276.8104 | 0 | 361.1079 | 0.0001746 | 276.8104 | 0 | 276.8104 | 0 | 276.3888 | 0 | 556.4418 | 0.018445 | 276.3888 | 0 | 555.3438 | 0.0004174 | 556.4418 | 0.01974 | 276.3888 | 0 | 276.8104 | 2.9158e-05
|  | 361.6067 | 7.2561 | 276.597 | 0.037136 | 361.6067 | 0 | 276.597 | 0 | 270.4859 | 0 | 276.597 | 0 | 277.0192 | 0 | 270.94 | -0.0041982 | 277.0192 | 0 | 277.0192 | 0 | 277.0193 | 5.3907e-05 | 270.94 | -0.0069371 | 277.0192 | 0 | 361.2188 | 0.00015387 | 277.0192 | 0 | 277.0193 | 0.007019 | 276.597 | 0 | 556.5986 | 0.014969 | 276.597 | 0 | 555.5015 | 9.2755e-05 | 556.5986 | 0.018682 | 276.597 | 0 | 277.0193 | 0.00011114
|  | 361.7199 | 7.5023 | 276.8052 | -0.020302 | 361.7199 | 0.012202 | 276.8052 | 0 | 270.6958 | 0 | 276.8052 | 0 | 277.2281 | 0 | 271.15 | 0.024908 | 277.2282 | 0 | 277.2281 | 0 | 277.2281 | 0 | 271.15 | -0.0037892 | 277.2281 | 0 | 361.3297 | 0.00014431 | 277.2281 | 0 | 277.2282 | 0 | 276.8052 | 0 | 556.7554 | 0.011605 | 276.8052 | 0 | 555.6591 | 0.0004174 | 556.7554 | 0.019798 | 276.8052 | 0 | 277.2281 | 3.3772e-05
|  | 361.8332 | 7.6793 | 277.0135 | 0.032947 | 361.8332 | 0 | 277.0135 | 0 | 270.9058 | 0 | 277.0135 | 0 | 277.4371 | 0 | 271.36 | 0.0025189 | 277.4371 | 0 | 277.4371 | 0 | 277.4371 | 5.2301e-05 | 271.36 | -0.0032645 | 277.4371 | 0 | 361.4407 | 0.00014777 | 277.4371 | 0 | 277.4371 | 0.0086452 | 277.0135 | 0 | 556.9122 | 0.020407 | 277.0135 | 0 | 555.8167 | 0 | 556.9122 | 0.018682 | 277.0135 | 0 | 277.4371 | 0.00010287
|  | 361.9465 | 7.89 | 277.2217 | -0.011243 | 361.9465 | 0 | 277.2217 | 0 | 271.1158 | 0 | 277.2217 | 0 | 277.646 | 0 | 271.57 | -0.0025189 | 277.646 | 0 | 277.646 | 0 | 277.646 | 0 | 271.57 | 0.00093272 | 277.646 | 0 | 361.5516 | 0.00014614 | 277.646 | 0 | 277.646 | 0 | 277.2217 | 0 | 557.069 | 0.0099793 | 277.2217 | 0 | 555.9743 | 0.00013913 | 557.069 | 0.020151 | 277.2217 | 0 | 277.646 | 3.8519e-05
|  | 362.0597 | 8.1014 | 277.43 | 0.019871 | 362.0597 | 0 | 277.43 | 0 | 271.3257 | 0 | 277.43 | 0 | 277.8549 | 0 | 271.78 | -0.015393 | 277.8549 | 0 | 277.8549 | 0 | 277.8549 | 4.7813e-05 | 271.78 | 0.00023318 | 277.8549 | 0 | 361.6625 | 0.00015712 | 277.8549 | 0 | 277.8549 | 0.00898 | 277.43 | 0 | 557.2258 | 0.016146 | 277.43 | 0 | 556.132 | 9.2755e-05 | 557.2258 | 0.0188 | 277.43 | 0 | 277.8549 | 9.8953e-05
|  | 362.173 | 8.2806 | 277.6383 | -0.017249 | 362.173 | 0.012437 | 277.6383 | 0 | 271.5357 | 0 | 277.6383 | 0 | 278.0639 | 0 | 271.99 | 0.015953 | 278.0639 | 0 | 278.0639 | 0 | 278.0639 | 0 | 271.99 | 0.0014574 | 278.0639 | 0 | 361.7734 | 0.00020346 | 278.0639 | 0 | 278.0639 | 0 | 277.6383 | 0 | 557.3826 | 0.014969 | 277.6383 | 0 | 556.2897 | 0.00013913 | 557.3826 | 0.01974 | 277.6383 | 0 | 278.0639 | 3.4741e-05
|  | 362.2862 | 8.4899 | 277.8465 | 0.023996 | 362.2862 | 0 | 277.8465 | 0 | 271.7457 | 0 | 277.8465 | 0 | 278.2729 | 0 | 272.19 | -0.00027989 | 278.2729 | 0 | 278.2729 | 0 | 278.2729 | 5.3801e-05 | 272.19 | 0.0081029 | 278.2729 | 0 | 361.8844 | 0.00020387 | 278.2729 | 0 | 278.2729 | 0.010976 | 277.8465 | 0 | 557.5394 | 0.026238 | 277.8465 | 0 | 556.4473 | 9.2755e-05 | 557.5394 | 0.018271 | 277.8465 | 0 | 278.2729 | 9.669e-05
|  | 362.3995 | 8.7033 | 278.0549 | -0.02392 | 362.3995 | 0.0079785 | 278.0549 | 0 | 271.9557 | 0 | 278.0549 | 0 | 278.4819 | 0 | 272.4 | 0.0081163 | 278.4819 | 0 | 278.4819 | 0 | 278.4819 | 0 | 272.4 | -0.0048385 | 278.4819 | 0 | 361.9953 | 0.00019391 | 278.4819 | 0 | 278.4819 | 0 | 278.0549 | 0 | 557.6963 | 0.012054 | 278.0549 | 0 | 556.605 | 0 | 557.6963 | 0.019152 | 278.0549 | 0 | 278.4819 | 3.0264e-05
|  | 362.5127 | 8.8197 | 278.2632 | 0.027652 | 362.5127 | 0.0072914 | 278.2632 | 0 | 272.1657 | 0 | 278.2632 | 0 | 278.6909 | 0 | 272.61 | -0.0097957 | 278.6909 | 0 | 278.6909 | 0 | 278.6909 | 3.5288e-05 | 272.61 | 0.0053049 | 278.6909 | 0 | 362.1063 | 0.0001618 | 278.6909 | 0 | 278.6909 | 0.012912 | 278.2632 | 0 | 557.8532 | 0.019006 | 278.2632 | 0 | 556.7626 | 9.2755e-05 | 557.8532 | 0.018153 | 278.2632 | 0 | 278.6909 | 0.00010144
|  | 362.626 | 9.0155 | 278.4715 | -0.0095764 | 362.626 | 0.0049279 | 278.4715 | 0 | 272.3758 | 0 | 278.4715 | 0 | 278.8999 | 0 | 272.82 | -0.0097957 | 278.8999 | 0 | 278.8999 | 0 | 278.8999 | 0 | 272.82 | -0.0034394 | 278.8999 | 0 | 362.2172 | 0.00016464 | 278.8999 | 0 | 278.8999 | 0 | 278.4715 | 0 | 558.01 | 0.018557 | 278.4715 | 0 | 556.9203 | 0.0004174 | 558.01 | 0.0188 | 278.4715 | 0 | 278.8999 | 2.8593e-05
|  | 362.7392 | 9.1538 | 278.6799 | -0.011057 | 362.7392 | 0.0035281 | 278.6799 | 0 | 272.5858 | 0 | 278.6799 | 0 | 279.109 | 0 | 273.03 | 0.00027989 | 279.1089 | 0 | 279.109 | 0 | 279.1089 | 2.9953e-05 | 273.03 | -0.0085115 | 279.109 | 0 | 362.3282 | 0.00016139 | 279.109 | 0 | 279.1089 | 0.008242 | 278.6799 | 0 | 558.1669 | 0.027303 | 278.6799 | 0 | 557.078 | 9.2755e-05 | 558.1669 | 0.018212 | 278.6799 | 0 | 279.1089 | 0.00010593
|  | 362.8524 | 9.3782 | 278.8883 | -0.024641 | 362.8524 | 0.00023468 | 278.8883 | 0 | 272.7959 | 0 | 278.8883 | 0 | 279.318 | 0 | 273.24 | -0.0013994 | 279.318 | 0 | 279.318 | 0 | 279.318 | 0 | 273.24 | -0.00029147 | 279.318 | 0 | 362.4392 | 0.00019106 | 279.318 | 0 | 279.318 | 0 | 278.8883 | 0 | 558.3238 | 0.013119 | 278.8883 | 0 | 557.2357 | 0.00013913 | 558.3238 | 0.019152 | 278.8883 | 0 | 279.318 | 3.745e-05
|  | 362.9657 | 9.5231 | 279.0967 | 0.018673 | 362.9657 | 0.0096436 | 279.0967 | 0 | 273.006 | 0 | 279.0967 | 0 | 279.5271 | 0 | 273.45 | 0.014833 | 279.5271 | 0 | 279.5271 | 0 | 279.5271 | 6.2036e-05 | 273.45 | 0.0058296 | 279.5271 | 0 | 362.5501 | 0.00017948 | 279.5271 | 0 | 279.5271 | 0.0049781 | 279.0967 | 0 | 558.4806 | 0.017548 | 279.0967 | 0 | 557.3934 | 0 | 558.4806 | 0.018565 | 279.0967 | 0 | 279.5271 | 9.616e-05
|  | 363.0789 | 9.743 | 279.3051 | -0.0057891 | 363.0789 | 0.0079785 | 279.3051 | 0 | 273.2161 | 0 | 279.3051 | 0 | 279.7362 | 0 | 273.66 | -0.028267 | 279.7362 | 0 | 279.7362 | 0 | 279.7362 | 0 | 273.66 | -0.00099105 | 279.7362 | 0 | 362.6611 | 0.00018273 | 279.7362 | 0 | 279.7362 | 0 | 279.3051 | 0 | 558.6375 | 0.013231 | 279.3051 | 0 | 557.5511 | 0.0004174 | 558.6375 | 0.019035 | 279.3051 | 0 | 279.7362 | 4.211e-05
|  | 363.1922 | 9.9746 | 279.5135 | -0.0032909 | 363.1922 | 0 | 279.5135 | 0 | 273.4262 | 0 | 279.5135 | 0 | 279.9453 | 0 | 273.87 | -0.010355 | 279.9453 | 0 | 279.9453 | 0 | 279.9453 | 3.6102e-05 | 273.87 | -0.0015157 | 279.9453 | 0 | 362.7721 | 0.00015753 | 279.9453 | 0 | 279.9453 | 0.0084986 | 279.5135 | 0 | 558.7944 | 0.018333 | 279.5135 | 0 | 557.7088 | 9.2755e-05 | 558.7944 | 0.018153 | 279.5135 | 0 | 279.9453 | 0.00010156
|  | 363.3054 | 10.1512 | 279.722 | -0.0063198 | 363.3054 | 0.0053973 | 279.722 | 0 | 273.6363 | 0 | 279.722 | 0 | 280.1544 | 0 | 274.07 | -0.026029 | 280.1544 | 0 | 280.1544 | 0 | 280.1544 | 0 | 274.07 | -0.009735 | 280.1544 | 0 | 362.8831 | 0.00016383 | 280.1544 | 0 | 280.1544 | 0 | 279.722 | 0 | 558.9513 | 0.015474 | 279.722 | 0 | 557.8665 | 0 | 558.9513 | 0.01927 | 279.722 | 0 | 280.1544 | 5.0754e-05
|  | 363.4186 | 10.3528 | 279.9305 | 0.010065 | 363.4186 | 0.0049393 | 279.9305 | 0 | 273.8465 | 0 | 279.9305 | 0 | 280.3635 | 0 | 274.28 | -0.010915 | 280.3635 | 0 | 280.3635 | 0 | 280.3635 | 4.9275e-05 | 274.28 | 0.0032063 | 280.3635 | 0 | 362.9941 | 0.00015102 | 280.3635 | 0 | 280.3635 | 0.010898 | 279.9305 | 0 | 559.1082 | 0.022201 | 279.9305 | 0 | 558.0243 | 0 | 559.1082 | 0.018858 | 279.9305 | 0 | 280.3635 | 0.0001057
|  | 363.5319 | 10.6151 | 280.1389 | -0.025557 | 363.5319 | 0.0070399 | 280.1389 | 0 | 274.0566 | 0 | 280.1389 | 0 | 280.5727 | 0 | 274.49 | -0.035543 | 280.5727 | 0 | 280.5727 | 0 | 280.5727 | 0 | 274.49 | -0.0037892 | 280.5727 | 0 | 363.1051 | 0.00015102 | 280.5727 | 0 | 280.5727 | 0 | 280.1389 | 0 | 559.2652 | 0.020631 | 280.1389 | 0 | 558.182 | 0.0004174 | 559.2652 | 0.019857 | 280.1389 | 0 | 280.5727 | 2.0316e-05
|  | 363.6451 | 10.7983 | 280.3474 | 0.015299 | 363.6451 | 0.0014113 | 280.3474 | 0 | 274.2668 | 0 | 280.3474 | 0 | 280.7819 | 0 | 274.7 | -0.031627 | 280.7819 | 0 | 280.7819 | 0 | 280.7819 | 4.7707e-05 | 274.7 | -0.0051883 | 280.7819 | 0 | 363.2161 | 0.0001624 | 280.7819 | 0 | 280.7819 | 0.0021365 | 280.3474 | 0 | 559.4221 | 0.026238 | 280.3474 | 0 | 558.3397 | 9.2755e-05 | 559.4221 | 0.018565 | 280.3474 | 0 | 280.7819 | 0.00010337
|  | 363.7583 | 10.9297 | 280.556 | -0.04713 | 363.7583 | 0.00093859 | 280.556 | 0 | 274.4769 | 0 | 280.556 | 0 | 280.991 | 0 | 274.91 | -0.00083963 | 280.991 | 0 | 280.991 | 0 | 280.9911 | 0 | 274.91 | 0.0030313 | 280.991 | 0 | 363.3271 | 0.0001685 | 280.991 | 0 | 280.9911 | 0 | 280.556 | 0 | 559.579 | 0.016763 | 280.556 | 0 | 558.4975 | 0 | 559.579 | 0.019446 | 280.556 | 0 | 280.9911 | 1.9832e-05
|  | 363.8715 | 11.2132 | 280.7645 | 0.02742 | 363.8715 | 0 | 280.7645 | 0 | 274.6871 | 0 | 280.7645 | 0 | 281.2002 | 0 | 275.12 | -0.0086761 | 281.2002 | 0 | 281.2002 | 0 | 281.2003 | 6.046e-05 | 275.12 | -0.0064125 | 281.2002 | 0 | 363.4381 | 0.00015936 | 281.2002 | 0 | 281.2003 | 0.0083466 | 280.7645 | 0 | 559.736 | 0.016763 | 280.7645 | 0 | 558.6552 | 0 | 559.736 | 0.017977 | 280.7645 | 0 | 281.2003 | 0.00011383
|  | 363.9848 | 11.3663 | 280.9731 | 0.0020544 | 363.9848 | 0 | 280.9731 | 0 | 274.8973 | 0 | 280.9731 | 0 | 281.4095 | 0 | 275.33 | -0.031627 | 281.4095 | 0 | 281.4095 | 0 | 281.4095 | 0 | 275.33 | -0.012709 | 281.4095 | 0 | 363.5492 | 0.00016423 | 281.4095 | 0 | 281.4094 | 0 | 280.9731 | 0 | 559.893 | 0.016258 | 280.9731 | 0 | 558.813 | 0.00013913 | 559.893 | 0.018976 | 280.9731 | 0 | 281.4095 | 2.7685e-05
|  | 364.098 | 11.4994 | 281.1816 | 0.023528 | 364.098 | 0 | 281.1816 | 0 | 275.1075 | 0 | 281.1816 | 0 | 281.6187 | 0 | 275.54 | 0.019311 | 281.6187 | 0 | 281.6187 | 0 | 281.6187 | 3.9479e-05 | 275.54 | 0.0012825 | 281.6187 | 0 | 363.6602 | 0.00015509 | 281.6187 | 0 | 281.6187 | 0.0079056 | 281.1816 | 0 | 560.0499 | 0.023266 | 281.1816 | 0 | 558.9707 | 0 | 560.0499 | 0.017683 | 281.1816 | 0 | 281.6187 | 0.00011651
|  | 364.2112 | 11.6798 | 281.3902 | 0.011945 | 364.2112 | 0.0025812 | 281.3902 | 0 | 275.3178 | 0 | 281.3902 | 0 | 281.8279 | 0 | 275.75 | -0.026587 | 281.8279 | 0 | 281.8279 | 0 | 281.8279 | 0 | 275.75 | -0.012534 | 281.8279 | 0 | 363.7712 | 0.00017358 | 281.8279 | 0 | 281.8279 | 0 | 281.3902 | 0 | 560.2069 | 0.007008 | 281.3902 | 0 | 559.1285 | 0 | 560.2069 | 0.019328 | 281.3902 | 0 | 281.8279 | 3.6648e-05
|  | 364.3244 | 11.8736 | 281.5988 | 0.024174 | 364.3244 | 0 | 281.5988 | 0 | 275.528 | 0 | 281.5988 | 0 | 282.0372 | 0 | 275.96 | -0.023229 | 282.0372 | 0 | 282.0372 | 0 | 282.0372 | 5.5366e-05 | 275.96 | -0.0043139 | 282.0372 | 0 | 363.8823 | 0.00013639 | 282.0372 | 0 | 282.0372 | 0.005819 | 281.5988 | 0 | 560.3639 | 0.01951 | 281.5988 | 0 | 559.2863 | 9.2755e-05 | 560.3639 | 0.018271 | 281.5988 | 0 | 282.0372 | 8.2514e-05
|  | 364.4376 | 11.9987 | 281.8075 | 0.0057443 | 364.4376 | 0.00352 | 281.8075 | 0 | 275.7383 | 0 | 281.8075 | 0 | 282.2465 | 0 | 276.17 | -0.029946 | 282.2465 | 0 | 282.2465 | 0 | 282.2465 | 7.3336e-06 | 276.17 | -0.0079864 | 282.2465 | 0 | 363.9933 | 0.0001624 | 282.2465 | 0 | 282.2465 | 0 | 281.8075 | 0 | 560.5209 | 0.007008 | 281.8075 | 0 | 559.4441 | 0.0004174 | 560.5209 | 0.019622 | 281.8075 | 0 | 282.2465 | 3.5221e-05
|  | 364.5508 | 12.1243 | 282.0161 | 0.020684 | 364.5508 | 0.0082323 | 282.0161 | 0 | 275.9485 | 0 | 282.0161 | 0 | 282.4558 | 0 | 276.37 | 0.0019591 | 282.4558 | 0 | 282.4558 | 0 | 282.4558 | 3.878e-05 | 276.37 | -0.0013408 | 282.4558 | 0 | 364.1044 | 0.00014391 | 282.4558 | 0 | 282.4558 | 0.004915 | 282.0161 | 0 | 560.6779 | 0.015754 | 282.0161 | 0 | 559.6019 | 9.2755e-05 | 560.6779 | 0.018095 | 282.0161 | 0 | 282.4558 | 9.6819e-05
|  | 364.664 | 12.2175 | 282.2247 | -0.050922 | 364.664 | 0.0079785 | 282.2247 | 0 | 276.1588 | 0 | 282.2247 | 0 | 282.6651 | 0 | 276.58 | -0.031067 | 282.6651 | 0 | 282.6651 | 0 | 282.6651 | 0 | 276.58 | -0.0058878 | 282.6651 | 0 | 364.2154 | 0.00017704 | 282.6651 | 0 | 282.6651 | 0 | 282.2247 | 0 | 560.8349 | 0.013904 | 282.2247 | 0 | 559.7597 | 0.0004174 | 560.8349 | 0.019211 | 282.2247 | 0 | 282.6651 | 2.2702e-05
|  | 364.7772 | 12.2585 | 282.4334 | 0.0012539 | 364.7772 | 0 | 282.4334 | 0 | 276.3691 | 0 | 282.4334 | 0 | 282.8744 | 0 | 276.79 | 0.015393 | 282.8744 | 0 | 282.8744 | 0 | 282.8744 | 3.7434e-05 | 276.79 | -0.0053632 | 282.8744 | 0 | 364.3265 | 0.00016362 | 282.8744 | 0 | 282.8744 | 0.0072526 | 282.4334 | 0 | 560.9919 | 0.024051 | 282.4334 | 0 | 559.9175 | 9.2755e-05 | 560.9919 | 0.017918 | 282.4334 | 0 | 282.8744 | 8.5902e-05
|  | 364.8904 | 12.3473 | 282.6421 | -0.035194 | 364.8904 | 0.018811 | 282.6421 | 0 | 276.5794 | 0 | 282.6421 | 0 | 283.0838 | 0 | 277 | -0.029946 | 283.0838 | 0 | 283.0838 | 0 | 283.0838 | 0 | 277 | -0.005538 | 283.0838 | 0 | 364.4376 | 0.00019594 | 283.0838 | 0 | 283.0838 | 0 | 282.6421 | 0 | 561.1489 | 0.014577 | 282.6421 | 0 | 560.0753 | 0.00069566 | 561.1489 | 0.018917 | 282.6421 | 0 | 283.0838 | 3.11e-05
|  | 365.0036 | 12.32 | 282.8508 | 0.034437 | 365.0036 | 0.0051746 | 282.8508 | 0 | 276.7897 | 0 | 282.8508 | 0 | 283.2931 | 0 | 277.21 | 0.020431 | 283.2931 | 0 | 283.2931 | 0 | 283.2931 | 7.2762e-05 | 277.21 | -0.0090358 | 283.2931 | 0 | 364.5487 | 0.00019493 | 283.2931 | 0 | 283.2931 | 0.0062463 | 282.8508 | 0 | 561.3059 | 0.01895 | 282.8508 | 0 | 560.2331 | 0 | 561.3059 | 0.01786 | 282.8508 | 0 | 283.2931 | 0.00010167
|  | 365.1168 | 12.2679 | 283.0596 | -0.0083903 | 365.1168 | 0.0061012 | 283.0596 | 0 | 277.0001 | 0 | 283.0596 | 0 | 283.5025 | 0 | 277.42 | -0.037222 | 283.5025 | 0 | 283.5025 | 0 | 283.5025 | 0 | 277.42 | -0.0099105 | 283.5025 | 0 | 364.6597 | 0.00019737 | 283.5025 | 0 | 283.5025 | 0 | 283.0596 | 0 | 561.463 | 0.01794 | 283.0596 | 0 | 560.391 | 0.00013913 | 561.463 | 0.018917 | 283.0596 | 0 | 283.5025 | 3.6136e-05
|  | 365.2301 | 12.2682 | 283.2683 | 0.039903 | 365.2301 | 0 | 283.2683 | 0 | 277.2104 | 0 | 283.2683 | 0 | 283.7119 | 0 | 277.63 | 0.0025189 | 283.7119 | 0 | 283.7119 | 0 | 283.7119 | 6.095e-05 | 277.63 | 0.0039058 | 283.7119 | 0 | 364.7708 | 0.00018537 | 283.7119 | 0 | 283.7119 | 0.0074462 | 283.2683 | 0 | 561.62 | 0.017324 | 283.2683 | 0 | 560.5488 | 0 | 561.62 | 0.018153 | 283.2683 | 0 | 283.7119 | 9.6082e-05
|  | 365.3433 | 12.3124 | 283.4771 | -0.018661 | 365.3433 | 0.020435 | 283.4771 | 0 | 277.4208 | 0 | 283.4771 | 0 | 283.9213 | 0 | 277.84 | -0.02267 | 283.9213 | 0 | 283.9213 | 0 | 283.9213 | 0 | 277.84 | 0.008628 | 283.9213 | 0 | 364.8819 | 0.00017236 | 283.9213 | 0 | 283.9213 | 0 | 283.4771 | 0 | 561.7771 | 0.016371 | 283.4771 | 0 | 560.7066 | 0.0004174 | 561.7771 | 0.019035 | 283.4771 | 0 | 283.9213 | 4.6177e-05
|  | 365.4564 | 12.1243 | 283.6858 | 0.041855 | 365.4564 | 0 | 283.6858 | 0 | 277.6312 | 0 | 283.6858 | 0 | 284.1307 | 0 | 278.05 | 0.019871 | 284.1307 | 0 | 284.1307 | 0 | 284.1307 | 7.9197e-05 | 278.05 | 0.0028565 | 284.1307 | 0 | 364.993 | 0.00017135 | 284.1307 | 0 | 284.1307 | 0.0079473 | 283.6858 | 0 | 561.9341 | 0.024836 | 283.6858 | 0 | 560.8645 | 0 | 561.9341 | 0.017801 | 283.6858 | 0 | 284.1307 | 0.00010889
|  | 365.5696 | 11.9981 | 283.8946 | -0.0045807 | 365.5696 | 0.0037546 | 283.8946 | 0 | 277.8416 | 0 | 283.8946 | 0 | 284.3402 | 0 | 278.26 | 0.0086761 | 284.3402 | 0 | 284.3402 | 0 | 284.3402 | 0 | 278.26 | 0.00023318 | 284.3402 | 0 | 365.1041 | 0.00016606 | 284.3402 | 0 | 284.3402 | 0 | 283.8946 | 0 | 562.0912 | 0.0092505 | 283.8946 | 0 | 561.0223 | 0.0004174 | 562.0912 | 0.01833 | 283.8946 | 0 | 284.3402 | 3.4747e-05
|  | 365.6828 | 11.9145 | 284.1034 | -0.00021388 | 365.6828 | 0.005645 | 284.1034 | 0 | 278.052 | 0 | 284.1034 | 0 | 284.5496 | 0 | 278.47 | 0.013714 | 284.5496 | 0 | 284.5496 | 0 | 284.5496 | 3.9483e-05 | 278.47 | 0.0026815 | 284.5496 | 0 | 365.2152 | 0.00016383 | 284.5496 | 0 | 284.5496 | 0.010607 | 284.1035 | 0 | 562.2483 | 0.023771 | 284.1034 | 0 | 561.1802 | 0.00037102 | 562.2483 | 0.017507 | 284.1035 | 0 | 284.5496 | 9.5347e-05
|  | 365.796 | 11.7564 | 284.3123 | -0.01845 | 365.796 | 0.0070399 | 284.3123 | 0 | 278.2624 | 0 | 284.3123 | 0 | 284.7591 | 0 | 278.68 | -0.00027989 | 284.7591 | 0 | 284.7591 | 0 | 284.7591 | 0 | 278.68 | 0.0053049 | 284.7591 | 0 | 365.3263 | 0.00016281 | 284.7591 | 0 | 284.7591 | 0 | 284.3123 | 0 | 562.4054 | 0.014689 | 284.3123 | 0 | 561.3381 | 0 | 562.4054 | 0.018388 | 284.3123 | 0 | 284.7591 | 4.558e-05
|  | 365.9092 | 11.543 | 284.5211 | -0.047962 | 365.9092 | 0 | 284.5211 | 0 | 278.4728 | 0 | 284.5211 | 0 | 284.9686 | 0 | 278.89 | 0.033306 | 284.9686 | 0 | 284.9686 | 0 | 284.9686 | 5.1184e-05 | 278.89 | 0.0063542 | 284.9686 | 0 | 365.4375 | 0.00015712 | 284.9686 | 0 | 284.9686 | 0.0066932 | 284.5211 | 0 | 562.5625 | 0.012839 | 284.5211 | 0 | 561.496 | 9.2755e-05 | 562.5625 | 0.017448 | 284.5211 | 0 | 284.9686 | 9.5812e-05
|  | 366.0224 | 11.2485 | 284.73 | -0.00418 | 366.0224 | 0.018811 | 284.73 | 0 | 278.6832 | 0 | 284.73 | 0 | 285.1781 | 0 | 279.09 | -0.014833 | 285.1781 | 0 | 285.1781 | 0 | 285.1781 | 0 | 279.09 | -0.0044887 | 285.1781 | 0 | 365.5486 | 0.00017521 | 285.1781 | 0 | 285.1781 | 0 | 284.73 | 0 | 562.7196 | 0.014577 | 284.73 | 0 | 561.6539 | 0.00013913 | 562.7196 | 0.018447 | 284.73 | 0 | 285.1781 | 2.8865e-05
|  | 366.1356 | 11.0341 | 284.9389 | 0.0067391 | 366.1356 | 0 | 284.9389 | 0 | 278.8937 | 0 | 284.9389 | 0 | 285.3876 | 0 | 279.3 | -0.0086761 | 285.3876 | 0 | 285.3876 | 0 | 285.3876 | 3.9608e-05 | 279.3 | 0.007229 | 285.3876 | 0 | 365.6597 | 0.00017602 | 285.3876 | 0 | 285.3876 | 0.0079619 | 284.9389 | 0 | 562.8767 | 0.022874 | 284.9389 | 0 | 561.8117 | 0 | 562.8767 | 0.017448 | 284.9389 | 0 | 285.3876 | 0.00010795
|  | 366.2488 | 10.7022 | 285.1478 | -0.033045 | 366.2488 | 0.0030506 | 285.1478 | 0 | 279.1042 | 0 | 285.1478 | 0 | 285.5971 | 0 | 279.51 | 0.015393 | 285.5971 | 0 | 285.5971 | 0 | 285.5971 | 0 | 279.51 | 0.013175 | 285.5971 | 0 | 365.7709 | 0.00018171 | 285.5971 | 0 | 285.5971 | 0 | 285.1478 | 0 | 563.0338 | 0.012222 | 285.1478 | 0 | 561.9696 | 0.00013913 | 563.0338 | 0.018623 | 285.1478 | 0 | 285.5971 | 3.7793e-05
|  | 366.3619 | 10.4906 | 285.3567 | 0.022561 | 366.3619 | 0 | 285.3567 | 0 | 279.3146 | 0 | 285.3567 | 0 | 285.8067 | 0 | 279.72 | -0.006437 | 285.8067 | 0 | 285.8067 | 0 | 285.8067 | 6.4542e-05 | 279.72 | 0.0037309 | 285.8067 | 0 | 365.882 | 0.00016139 | 285.8067 | 0 | 285.8067 | 0.0084464 | 285.3567 | 0 | 563.1909 | 0.024163 | 285.3567 | 0 | 562.1276 | 9.2755e-05 | 563.1909 | 0.017625 | 285.3567 | 0 | 285.8067 | 8.9913e-05
|  | 366.4751 | 10.1877 | 285.5656 | -0.012196 | 366.4751 | 0 | 285.5656 | 0 | 279.5251 | 0 | 285.5656 | 0 | 286.0163 | 0 | 279.93 | 0.0058775 | 286.0163 | 0 | 286.0163 | 0 | 286.0163 | 0 | 279.93 | -0.01061 | 286.0163 | 0 | 365.9932 | 0.00017277 | 286.0163 | 0 | 286.0163 | 0 | 285.5656 | 0 | 563.348 | 0.015698 | 285.5656 | 0 | 562.2855 | 0.00013913 | 563.348 | 0.018447 | 285.5656 | 0 | 286.0163 | 3.2027e-05
|  | 366.5883 | 9.9333 | 285.7746 | -0.0024269 | 366.5883 | 0.0049393 | 285.7746 | 0 | 279.7357 | 0 | 285.7746 | 0 | 286.2258 | 0 | 280.14 | 0.0013994 | 286.2258 | 0 | 286.2258 | 0 | 286.2258 | 2.9843e-05 | 280.14 | 0.0040807 | 286.2258 | 0 | 366.1043 | 0.00015936 | 286.2258 | 0 | 286.2258 | 0.0047832 | 285.7746 | 0 | 563.5052 | 0.018837 | 285.7746 | 0 | 562.4434 | 0 | 563.5052 | 0.01739 | 285.7746 | 0 | 286.2258 | 9.4636e-05
|  | 366.7015 | 9.5994 | 285.9835 | 0.0025179 | 366.7015 | 0.015428 | 285.9835 | 0 | 279.9462 | 0 | 285.9835 | 0 | 286.4354 | 0 | 280.35 | 0.0036384 | 286.4354 | 0 | 286.4354 | 0 | 286.4354 | 0 | 280.35 | 0.0039058 | 286.4354 | 0 | 366.2155 | 0.00017216 | 286.4354 | 0 | 286.4354 | 0 | 285.9835 | 0 | 563.6623 | 0.017155 | 285.9835 | 0 | 562.6013 | 0.00013913 | 563.6623 | 0.017742 | 285.9835 | 0 | 286.4354 | 3.2225e-05
|  | 366.8146 | 9.3355 | 286.1925 | 0.010254 | 366.8146 | 0.0021168 | 286.1925 | 0 | 280.1567 | 0 | 286.1925 | 0 | 286.645 | 0 | 280.56 | 0.0058775 | 286.6451 | 0 | 286.645 | 0 | 286.6451 | 3.2955e-05 | 280.56 | 0.007229 | 286.645 | 0 | 366.3266 | 0.00017704 | 286.645 | 0 | 286.6451 | 0.0088866 | 286.1925 | 0 | 563.8195 | 0.028705 | 286.1925 | 0 | 562.7592 | 0 | 563.8195 | 0.017037 | 286.1925 | 0 | 286.6451 | 9.3379e-05
|  | 366.9278 | 9.0854 | 286.4015 | -0.013149 | 366.9278 | 0.0011733 | 286.4015 | 0 | 280.3672 | 0 | 286.4015 | 0 | 286.8547 | 0 | 280.77 | 0.027148 | 286.8547 | 0 | 286.8547 | 0 | 286.8547 | 0 | 280.77 | 0.00513 | 286.8547 | 0 | 366.4378 | 0.00019127 | 286.8547 | 0 | 286.8547 | 0 | 286.4015 | 0 | 563.9767 | 0.018165 | 286.4015 | 0 | 562.9172 | 0 | 563.9767 | 0.018095 | 286.4015 | 0 | 286.8547 | 3.9714e-05
|  | 367.041 | 8.6774 | 286.6105 | 0.013028 | 367.041 | 0.011055 | 286.6105 | 0 | 280.5778 | 0 | 286.6105 | 0 | 287.0643 | 0 | 280.98 | -0.0025189 | 287.0643 | 0 | 287.0643 | 0 | 287.0643 | 2.9499e-05 | 280.98 | -0.0030897 | 287.0643 | 0 | 366.549 | 0.00018131 | 287.0643 | 0 | 287.0643 | 0.0047066 | 286.6105 | 0 | 564.1339 | 0.020519 | 286.6105 | 0 | 563.0751 | 9.2755e-05 | 564.1339 | 0.017625 | 286.6105 | 0 | 287.0643 | 0.00011782
|  | 367.1542 | 8.3684 | 286.8196 | 0.0096399 | 367.1542 | 0 | 286.8196 | 0 | 280.7884 | 0 | 286.8196 | 0 | 287.274 | 0 | 281.19 | -0.0075566 | 287.274 | 0 | 287.274 | 0 | 287.274 | 0 | 281.19 | -0.0032645 | 287.274 | 0 | 366.6602 | 0.00014106 | 287.274 | 0 | 287.274 | 0 | 286.8196 | 0 | 564.291 | 0.022257 | 286.8196 | 0 | 563.2331 | 0 | 564.291 | 0.01833 | 286.8196 | 0 | 287.274 | 4.0918e-05
|  | 367.2673 | 8.2739 | 287.0286 | -0.011573 | 367.2673 | 0.0037633 | 287.0286 | 0 | 280.999 | 0 | 287.0286 | 0 | 287.4837 | 0 | 281.4 | -0.032746 | 287.4837 | 0 | 287.4837 | 0 | 287.4836 | 1.8629e-05 | 281.4 | 0.010202 | 287.4837 | 0 | 366.7713 | 0.00013822 | 287.4837 | 0 | 287.4836 | 0.010395 | 287.0286 | 0 | 564.4482 | 0.029489 | 287.0286 | 0 | 563.391 | 9.2755e-05 | 564.4482 | 0.017272 | 287.0286 | 0 | 287.4836 | 9.4076e-05
|  | 367.3805 | 7.969 | 287.2377 | 0.014598 | 367.3805 | 0.0079785 | 287.2377 | 0 | 281.2096 | 0 | 287.2377 | 0 | 287.6934 | 0 | 281.61 | 0.011475 | 287.6934 | 0 | 287.6934 | 0 | 287.6934 | 0 | 281.61 | -0.023376 | 287.6934 | 0 | 366.8825 | 0.00012765 | 287.6934 | 0 | 287.6934 | 0 | 287.2377 | 0 | 564.6054 | 0.018725 | 287.2377 | 0 | 563.549 | 0.00069566 | 564.6054 | 0.018388 | 287.2377 | 0 | 287.6934 | 2.6532e-05
|  | 367.4936 | 7.7312 | 287.4468 | 0.020216 | 367.4936 | 0.0054098 | 287.4468 | 0 | 281.4202 | 0 | 287.4468 | 0 | 287.9031 | 0 | 281.82 | 0.020431 | 287.9031 | 0 | 287.9031 | 0 | 287.903 | 5.332e-05 | 281.82 | -0.0013408 | 287.9031 | 0 | 366.9937 | 0.00014147 | 287.9031 | 0 | 287.9031 | 0.003619 | 287.4468 | 0 | 564.7626 | 0.01951 | 287.4468 | 0 | 563.707 | 0 | 564.7626 | 0.017683 | 287.4468 | 0 | 287.903 | 0.0001025
|  | 367.6068 | 7.4668 | 287.6559 | 0.017889 | 367.6068 | 0 | 287.6559 | 0 | 281.6308 | 0 | 287.6559 | 0 | 288.1128 | 0 | 282.03 | -0.020431 | 288.1128 | 0 | 288.1128 | 0 | 288.1128 | 0 | 282.03 | 0.003556 | 288.1128 | 0 | 367.1049 | 0.0001496 | 288.1128 | 0 | 288.1128 | 0 | 287.6559 | 0 | 564.9198 | 0.016931 | 287.6559 | 0 | 563.865 | 0.00013913 | 564.9198 | 0.018506 | 287.6559 | 0 | 288.1128 | 3.7532e-05
|  | 367.7199 | 7.2357 | 287.865 | 0.021366 | 367.7199 | 0 | 287.865 | 0 | 281.8415 | 0 | 287.865 | 0 | 288.3225 | 0 | 282.24 | -0.020431 | 288.3225 | 0 | 288.3225 | 0 | 288.3225 | 6.6312e-05 | 282.24 | -0.0015157 | 288.3225 | 0 | 367.2162 | 0.00016891 | 288.3225 | 0 | 288.3225 | 0.0061532 | 287.865 | 0 | 565.0771 | 0.021753 | 287.865 | 0 | 564.0229 | 9.2755e-05 | 565.0771 | 0.017448 | 287.865 | 0 | 288.3225 | 9.0497e-05
|  | 367.8331 | 7.0251 | 288.0741 | -0.01422 | 367.8331 | 0.0037546 | 288.0741 | 0 | 282.0521 | 0 | 288.0741 | 0 | 288.5323 | 0 | 282.45 | -0.0053177 | 288.5323 | 0 | 288.5323 | 0 | 288.5323 | 0 | 282.45 | -0.0036143 | 288.5323 | 0 | 367.3274 | 0.00018781 | 288.5323 | 0 | 288.5323 | 0 | 288.0741 | 0 | 565.2343 | 0.016539 | 288.0741 | 0 | 564.1809 | 0 | 565.2343 | 0.018036 | 288.0741 | 0 | 288.5323 | 4.8032e-05
|  | 367.9463 | 6.9078 | 288.2833 | 0.034363 | 367.9463 | 0 | 288.2833 | 0 | 282.2628 | 0 | 288.2833 | 0 | 288.742 | 0 | 282.66 | 0.032185 | 288.7421 | 0 | 288.742 | 0 | 288.742 | 7.7882e-05 | 282.66 | 0.0067039 | 288.742 | 0 | 367.4386 | 0.00016037 | 288.742 | 0 | 288.742 | 0.015741 | 288.2833 | 0 | 565.3916 | 0.018109 | 288.2833 | 0 | 564.3389 | 9.2755e-05 | 565.3916 | 0.01692 | 288.2833 | 0 | 288.742 | 9.1751e-05
|  | 368.0594 | 6.7347 | 288.4925 | -0.0025239 | 368.0594 | 0.0098558 | 288.4925 | 0 | 282.4734 | 0 | 288.4925 | 0 | 288.9518 | 0 | 282.87 | -0.010915 | 288.9518 | 0 | 288.9518 | 0 | 288.9518 | 0 | 282.87 | -0.0081612 | 288.9518 | 0 | 367.5498 | 0.00018171 | 288.9518 | 0 | 288.9518 | 0 | 288.4925 | 0 | 565.5488 | 0.011605 | 288.4925 | 0 | 564.4969 | 0.0004174 | 565.5488 | 0.017977 | 288.4925 | 0 | 288.9518 | 3.914e-05
|  | 368.1726 | 6.5447 | 288.7017 | 0.021023 | 368.1726 | 0 | 288.7017 | 0 | 282.6841 | 0 | 288.7017 | 0 | 289.1616 | 0 | 283.08 | -0.020431 | 289.1616 | 0 | 289.1616 | 0 | 289.1617 | 4.5372e-05 | 283.08 | 0.0018072 | 289.1616 | 0 | 367.661 | 0.00017745 | 289.1616 | 0 | 289.1617 | 0.012204 | 288.7017 | 0 | 565.7061 | 0.030555 | 288.7017 | 0 | 564.655 | 9.2755e-05 | 565.7061 | 0.017331 | 288.7017 | 0 | 289.1617 | 0.0001078
|  | 368.2857 | 6.3435 | 288.9109 | -0.062974 | 368.2857 | 0.019758 | 288.9109 | 0 | 282.8948 | 0 | 288.9109 | 0 | 289.3715 | 0 | 283.29 | 0.020431 | 289.3715 | 0 | 289.3715 | 0 | 289.3715 | 0 | 283.29 | 0.0011076 | 289.3715 | 0 | 367.7723 | 0.00019452 | 289.3715 | 0 | 289.3715 | 0 | 288.9109 | 0 | 565.8633 | 0.0089702 | 288.9109 | 0 | 564.813 | 0.0004174 | 565.8633 | 0.018447 | 288.9109 | 0 | 289.3715 | 1.8391e-05
|  | 368.3989 | 6.2523 | 289.1201 | -0.0039661 | 368.3989 | 0.0018817 | 289.1201 | 0 | 283.1056 | 0 | 289.1201 | 0 | 289.5813 | 0 | 283.5 | 0.027148 | 289.5813 | 0 | 289.5813 | 0 | 289.5813 | 4.4269e-05 | 283.5 | 0.010202 | 289.5813 | 0 | 367.8835 | 0.00016423 | 289.5813 | 0 | 289.5813 | 0.0055358 | 289.1201 | 0 | 566.0206 | 0.018053 | 289.1201 | 0 | 564.971 | 0 | 566.0206 | 0.017331 | 289.1201 | 0 | 289.5813 | 0.00010055
|  | 368.512 | 6.1654 | 289.3293 | 0.045459 | 368.512 | 0.0098558 | 289.3293 | 0 | 283.3163 | 0 | 289.3293 | 0 | 289.7911 | 0 | 283.7 | -0.013154 | 289.7911 | 0 | 289.7911 | 0 | 289.7911 | 2.6696e-06 | 283.7 | -0.013583 | 289.7911 | 0 | 367.9948 | 0.0001561 | 289.7911 | 0 | 289.7911 | 0 | 289.3293 | 0 | 566.1779 | 0.014577 | 289.3293 | 0 | 565.1291 | 0.0004174 | 566.1779 | 0.018036 | 289.3293 | 0 | 289.7911 | 4.1804e-05
|  | 368.6252 | 6.0678 | 289.5386 | 0.024005 | 368.6252 | 0.0065858 | 289.5386 | 0 | 283.527 | 0 | 289.5386 | 0 | 290.001 | 0 | 283.91 | -0.013154 | 290.001 | 0 | 290.001 | 0 | 290.001 | 3.9623e-05 | 283.91 | -0.0058878 | 290.001 | 0 | 368.106 | 0.00015387 | 290.001 | 0 | 290.001 | 0.0079664 | 289.5386 | 0 | 566.3352 | 0.022089 | 289.5386 | 0 | 565.2871 | 0 | 566.3352 | 0.01692 | 289.5386 | 0 | 290.001 | 0.00010164
|  | 368.7383 | 5.9258 | 289.7479 | -0.024429 | 368.7383 | 0.0068052 | 289.7479 | 0 | 283.7378 | 0 | 289.7479 | 0 | 290.2109 | 0 | 284.12 | 0.027708 | 290.2109 | 0 | 290.2109 | 0 | 290.2109 | 0 | 284.12 | -0.0060627 | 290.2109 | 0 | 368.2173 | 0.00018558 | 290.2109 | 0 | 290.2109 | 0 | 289.7479 | 0 | 566.4924 | 0.011045 | 289.7479 | 0 | 565.4451 | 0 | 566.4924 | 0.01786 | 289.7479 | 0 | 290.2109 | 2.3771e-05
|  | 368.8514 | 5.8456 | 289.9572 | 0.0083051 | 368.8514 | 0.012936 | 289.9572 | 0 | 283.9486 | 0 | 289.9572 | 0 | 290.4208 | 0 | 284.33 | 0.027148 | 290.4208 | 0 | 290.4208 | 0 | 290.4208 | 2.3424e-05 | 284.33 | -0.00011659 | 290.4208 | 0 | 368.3286 | 0.00019737 | 290.4208 | 0 | 290.4208 | 0.014594 | 289.9572 | 0 | 566.6498 | 0.02108 | 289.9572 | 0 | 565.6032 | 0 | 566.6498 | 0.017037 | 289.9572 | 0 | 290.4208 | 9.447e-05
|  | 368.9646 | 5.7212 | 290.1665 | -0.0086063 | 368.9646 | 0.021653 | 290.1665 | 0 | 284.1594 | 0 | 290.1665 | 0 | 290.6307 | 0 | 284.54 | -0.006437 | 290.6307 | 0 | 290.6307 | 0 | 290.6307 | 0 | 284.54 | 0.00075785 | 290.6307 | 0 | 368.4398 | 0.00020346 | 290.6307 | 0 | 290.6307 | 0 | 290.1665 | 0 | 566.8071 | 0.016763 | 290.1665 | 0 | 565.7613 | 0.0004174 | 566.8071 | 0.018565 | 290.1665 | 0 | 290.6307 | 2.5626e-05
|  | 369.0777 | 5.6407 | 290.3758 | 0.018111 | 369.0777 | 0.013939 | 290.3758 | 0 | 284.3701 | 0 | 290.3758 | 0 | 290.8406 | 0 | 284.75 | -0.010355 | 290.8406 | 0 | 290.8406 | 0 | 290.8406 | 9.1738e-05 | 284.75 | -0.0039641 | 290.8406 | 0 | 368.5511 | 0.0001807 | 290.8406 | 0 | 290.8406 | 0.012063 | 290.3758 | 0 | 566.9644 | 0.023659 | 290.3758 | 0 | 565.9193 | 9.2755e-05 | 566.9644 | 0.017448 | 290.3758 | 0 | 290.8406 | 0.00010347
|  | 369.1908 | 5.5766 | 290.5851 | 0.038443 | 369.1908 | 0 | 290.5851 | 0 | 284.581 | 0 | 290.5851 | 0 | 291.0506 | 0 | 284.96 | 0.026587 | 291.0506 | 0 | 291.0506 | 0 | 291.0506 | 1.666e-05 | 284.96 | -0.0046636 | 291.0506 | 0 | 368.6624 | 0.00020102 | 291.0506 | 0 | 291.0506 | 0 | 290.5851 | 0 | 567.1217 | 0.01794 | 290.5851 | 0 | 566.0774 | 0.0004174 | 567.1217 | 0.018623 | 290.5851 | 0 | 291.0506 | 3.159e-05
|  | 369.304 | 5.4993 | 290.7945 | 0.010993 | 369.304 | 0.0077619 | 290.7945 | 0 | 284.7918 | 0 | 290.7945 | 0 | 291.2605 | 0 | 285.17 | 0.02379 | 291.2605 | 0 | 291.2605 | 0 | 291.2605 | 2.1339e-05 | 285.17 | 0.011776 | 291.2605 | 0 | 368.7737 | 0.00019777 | 291.2605 | 0 | 291.2605 | 0.011266 | 290.7945 | 0 | 567.2791 | 0.02422 | 290.7945 | 0 | 566.2355 | 0 | 567.2791 | 0.016743 | 290.7945 | 0 | 291.2605 | 9.6134e-05
|  | 369.4171 | 5.3951 | 291.0039 | -0.023001 | 369.4171 | 0.0044586 | 291.0039 | 0 | 285.0026 | 0 | 291.0039 | 0 | 291.4705 | 0 | 285.38 | -0.046181 | 291.4705 | 0 | 291.4705 | 0 | 291.4705 | 0 | 285.38 | -0.0086863 | 291.4705 | 0 | 368.885 | 0.00018822 | 291.4705 | 0 | 291.4705 | 0 | 291.0039 | 0 | 567.4364 | 0.010932 | 291.0039 | 0 | 566.3936 | 0.00013913 | 567.4364 | 0.017742 | 291.0039 | 0 | 291.4705 | 3.557e-05
|  | 369.5302 | 5.3692 | 291.2133 | 0.043371 | 369.5302 | 0.005645 | 291.2133 | 0 | 285.2135 | 0 | 291.2133 | 0 | 291.6805 | 0 | 285.59 | 0.020431 | 291.6805 | 0 | 291.6805 | 0 | 291.6805 | 6.1492e-05 | 285.59 | -0.0016906 | 291.6805 | 0 | 368.9963 | 0.00015529 | 291.6805 | 0 | 291.6805 | 0.0044832 | 291.2133 | 0 | 567.5938 | 0.021753 | 291.2133 | 0 | 566.5517 | 9.2755e-05 | 567.5938 | 0.016626 | 291.2133 | 0 | 291.6805 | 0.00010558
|  | 369.6433 | 5.2949 | 291.4227 | -0.0020132 | 369.6433 | 0.012437 | 291.4227 | 0 | 285.4243 | 0 | 291.4227 | 0 | 291.8905 | 0 | 285.8 | -0.0092359 | 291.8905 | 0 | 291.8905 | 0 | 291.8905 | 0 | 285.8 | -0.009735 | 291.8905 | 0 | 369.1076 | 0.00014574 | 291.8905 | 0 | 291.8905 | 0 | 291.4227 | 0 | 567.7511 | 0.012446 | 291.4227 | 0 | 566.7098 | 0.0004174 | 567.7511 | 0.018153 | 291.4227 | 0 | 291.8905 | 4.2567e-05
|  | 369.7565 | 5.2892 | 291.6321 | 0.010299 | 369.7565 | 0.0089379 | 291.6321 | 0 | 285.6352 | 0 | 291.6321 | 0 | 292.1005 | 0 | 286.01 | 0.012595 | 292.1005 | 0 | 292.1005 | 0 | 292.1005 | 3.4048e-05 | 286.01 | -0.00081612 | 292.1005 | 0 | 369.2189 | 0.00013781 | 292.1005 | 0 | 292.1005 | 0.0087295 | 291.6321 | 0 | 567.9085 | 0.020519 | 291.6321 | 0 | 566.8679 | 0 | 567.9085 | 0.01692 | 291.6321 | 0 | 292.1005 | 0.00011341
|  | 369.8696 | 5.1502 | 291.8416 | -0.047375 | 369.8696 | 0.017322 | 291.8416 | 0 | 285.8461 | 0 | 291.8416 | 0 | 292.3106 | 0 | 286.22 | 0.006437 | 292.3106 | 0 | 292.3106 | 0 | 292.3106 | 0 | 286.22 | -0.00029147 | 292.3106 | 0 | 369.3302 | 0.00014431 | 292.3106 | 0 | 292.3106 | 0 | 291.8416 | 0 | 568.0659 | 0.015698 | 291.8416 | 0 | 567.026 | 0.00069566 | 568.0659 | 0.018095 | 291.8416 | 0 | 292.3106 | 3.4643e-05
|  | 369.9827 | 5.1463 | 292.051 | 0.010788 | 369.9827 | 0.0077619 | 292.051 | 0 | 286.057 | 0 | 292.051 | 0 | 292.5206 | 0 | 286.43 | -0.0075566 | 292.5206 | 0 | 292.5206 | 0 | 292.5206 | 5.5069e-05 | 286.43 | 0.0039058 | 292.5206 | 0 | 369.4415 | 0.00013476 | 292.5206 | 0 | 292.5206 | 0.0072299 | 292.051 | 0 | 568.2232 | 0.022594 | 292.051 | 0 | 567.1841 | 0 | 568.2232 | 0.016685 | 292.051 | 0 | 292.5206 | 0.00010364
|  | 370.0958 | 5.0178 | 292.2605 | -0.013386 | 370.0958 | 0.014345 | 292.2605 | 0 | 286.2679 | 0 | 292.2605 | 0 | 292.7307 | 0 | 286.64 | -0.006437 | 292.7307 | 0 | 292.7307 | 0 | 292.7307 | 0 | 286.64 | -0.0039641 | 292.7307 | 0 | 369.5529 | 0.0001496 | 292.7307 | 0 | 292.7307 | 0 | 292.2605 | 0 | 568.3806 | 0.01951 | 292.2605 | 0 | 567.3423 | 0.00013913 | 568.3806 | 0.017801 | 292.2605 | 0 | 292.7307 | 3.379e-05
|  | 370.209 | 4.9346 | 292.47 | 0.046984 | 370.209 | 0.0054098 | 292.47 | 0 | 286.4789 | 0 | 292.47 | 0 | 292.9408 | 0 | 286.85 | 0.035543 | 292.9408 | 0 | 292.9408 | 0 | 292.9408 | 5.9979e-05 | 286.85 | -0.0037892 | 292.9408 | 0 | 369.6642 | 0.00013578 | 292.9408 | 0 | 292.9408 | 0.0052997 | 292.47 | 0 | 568.538 | 0.016539 | 292.47 | 0 | 567.5004 | 0 | 568.538 | 0.016685 | 292.47 | 0 | 292.9408 | 0.00011587
|  | 370.3221 | 4.919 | 292.6795 | -0.022794 | 370.3221 | 0.021382 | 292.6795 | 0 | 286.6898 | 0 | 292.6795 | 0 | 293.1509 | 0 | 287.06 | -0.012035 | 293.1509 | 0 | 293.1509 | 0 | 293.1509 | 0 | 287.06 | -0.008861 | 293.1509 | 0 | 369.7755 | 0.0001618 | 293.1509 | 0 | 293.1509 | 0 | 292.6795 | 0 | 568.6955 | 0.018445 | 292.6795 | 0 | 567.6585 | 0.0004174 | 568.6955 | 0.01786 | 292.6795 | 0 | 293.1509 | 2.2891e-05
|  | 370.4352 | 4.8549 | 292.889 | 0.011333 | 370.4352 | 0.015022 | 292.889 | 0 | 286.9008 | 0 | 292.889 | 0 | 293.361 | 0 | 287.27 | -0.013154 | 293.361 | 0 | 293.361 | 0 | 293.361 | 3.1378e-05 | 287.27 | -0.0039641 | 293.361 | 0 | 369.8869 | 0.00016932 | 293.361 | 0 | 293.361 | 0.0011952 | 292.889 | 0 | 568.8529 | 0.027303 | 292.889 | 0 | 567.8167 | 0.00064928 | 568.8529 | 0.016978 | 292.889 | 0 | 293.361 | 0.00011086
|  | 370.5483 | 4.7615 | 293.0986 | 0.033329 | 370.5483 | 0.025307 | 293.0986 | 0 | 287.1118 | 0 | 293.0986 | 0 | 293.5711 | 0 | 287.48 | 0.02267 | 293.5711 | 0 | 293.5711 | 0 | 293.5711 | 0 | 287.48 | -0.011484 | 293.5711 | 0 | 369.9982 | 0.00020529 | 293.5711 | 0 | 293.5711 | 0 | 293.0986 | 0 | 569.0103 | 0.011045 | 293.0986 | 0 | 567.9748 | 0.00013913 | 569.0103 | 0.017448 | 293.0986 | 0 | 293.5711 | 2.8431e-05
|  | 370.6614 | 4.7039 | 293.3082 | 0.047558 | 370.6614 | 0.021653 | 293.3082 | 0 | 287.3227 | 0 | 293.3082 | 0 | 293.7813 | 0 | 287.69 | 0.02267 | 293.7813 | 0 | 293.7813 | 0 | 293.7813 | 7.5317e-05 | 287.69 | 0.0014574 | 293.7813 | 0 | 370.1096 | 0.00017562 | 293.7813 | 0 | 293.7813 | 0.008371 | 293.3082 | 0 | 569.1677 | 0.023939 | 293.3082 | 0 | 568.133 | 9.2755e-05 | 569.1677 | 0.016743 | 293.3082 | 0 | 293.7813 | 9.8315e-05
|  | 370.7745 | 4.6196 | 293.5177 | 0.013156 | 370.7745 | 0.025848 | 293.5177 | 0 | 287.5337 | 0 | 293.5177 | 0 | 293.9915 | 0 | 287.9 | -0.0041982 | 293.9915 | 0 | 293.9915 | 0 | 293.9915 | 6.3277e-07 | 287.9 | -0.0037892 | 293.9915 | 0 | 370.2209 | 0.00016078 | 293.9915 | 0 | 293.9915 | 0 | 293.5177 | 0 | 569.3252 | 0.019903 | 293.5177 | 0 | 568.2912 | 0.00013913 | 569.3252 | 0.017742 | 293.5177 | 0 | 293.9915 | 3.1353e-05
|  | 370.8876 | 4.567 | 293.7273 | -0.015412 | 370.8876 | 0.025171 | 293.7273 | 0 | 287.7448 | 0 | 293.7273 | 0 | 294.2016 | 0 | 288.11 | 0.020431 | 294.2016 | 0 | 294.2016 | 0 | 294.2016 | 4.7356e-05 | 288.11 | 0.0014574 | 294.2016 | 0 | 370.3323 | 0.00014005 | 294.2016 | 0 | 294.2016 | 0.0061085 | 293.7273 | 0 | 569.4826 | 0.01895 | 293.7273 | 0 | 568.4494 | 0 | 569.4826 | 0.017096 | 293.7273 | 0 | 294.2016 | 0.00010406
|  | 371.0007 | 4.4167 | 293.9369 | -0.0010984 | 371.0007 | 0.016916 | 293.9369 | 0 | 287.9557 | 0 | 293.9369 | 0 | 294.4118 | 0 | 288.32 | -0.035543 | 294.4118 | 0 | 294.4118 | 0 | 294.4118 | 0 | 288.32 | 0.0068789 | 294.4118 | 0 | 370.4437 | 0.00015936 | 294.4118 | 0 | 294.4118 | 0 | 293.937 | 0 | 569.6401 | 0.015866 | 293.9369 | 0 | 568.6075 | 0.0004174 | 569.6401 | 0.018212 | 293.937 | 0 | 294.4118 | 3.8437e-05
|  | 371.1138 | 4.3417 | 294.1466 | 0.021419 | 371.1138 | 0.025442 | 294.1466 | 0 | 288.1668 | 0 | 294.1466 | 0 | 294.622 | 0 | 288.53 | 0.0081163 | 294.6221 | 0 | 294.622 | 0 | 294.622 | 4.8837e-05 | 288.53 | -0.0062376 | 294.622 | 0 | 370.5551 | 0.00017216 | 294.622 | 0 | 294.622 | 0.011087 | 294.1466 | 0 | 569.7975 | 0.027976 | 294.1466 | 0 | 568.7657 | 0 | 569.7975 | 0.01739 | 294.1466 | 0 | 294.622 | 0.00011217
|  | 371.2269 | 4.2198 | 294.3562 | 0.0076538 | 371.2269 | 0.032885 | 294.3562 | 0 | 288.3778 | 0 | 294.3562 | 0 | 294.8323 | 0 | 288.74 | -0.006437 | 294.8323 | 0 | 294.8323 | 0 | 294.8323 | 0 | 288.74 | -0.0081612 | 294.8323 | 0 | 370.6664 | 0.00014858 | 294.8323 | 0 | 294.8323 | 0 | 294.3562 | 0 | 569.955 | 0.009643 | 294.3562 | 0 | 568.9239 | 0.00013913 | 569.955 | 0.018506 | 294.3562 | 0 | 294.8323 | 1.706e-05
|  | 371.34 | 4.1499 | 294.5659 | 0.027917 | 371.34 | 0.031261 | 294.5659 | 0 | 288.5889 | 0 | 294.5659 | 0 | 295.0425 | 0 | 288.95 | 0.014274 | 295.0425 | 0 | 295.0425 | 0 | 295.0425 | 5.2407e-05 | 288.95 | 0.0049551 | 295.0425 | 0 | 370.7778 | 0.00015427 | 295.0425 | 0 | 295.0425 | 0.0063023 | 294.5659 | 0 | 570.1125 | 0.02136 | 294.5659 | 0 | 569.0821 | 0 | 570.1125 | 0.017037 | 294.5659 | 0 | 295.0425 | 9.8586e-05
|  | 371.4531 | 4.1129 | 294.7756 | -0.019236 | 371.4531 | 0.045335 | 294.7756 | 0 | 288.8 | 0 | 294.7756 | 0 | 295.2528 | 0 | 289.16 | 0.027148 | 295.2528 | 0 | 295.2528 | 0 | 295.2528 | 0 | 289.16 | -0.0048385 | 295.2528 | 0 | 370.8892 | 0.00013822 | 295.2528 | 0 | 295.2528 | 0 | 294.7756 | 0 | 570.27 | 0.014913 | 294.7756 | 0 | 569.2404 | 0 | 570.27 | 0.017683 | 294.7756 | 0 | 295.2528 | 2.5969e-05
|  | 371.5662 | 3.9559 | 294.9853 | 0.0098101 | 371.5662 | 0.033697 | 294.9853 | 0 | 289.0111 | 0 | 294.9853 | 0 | 295.4631 | 0 | 289.37 | 0.0047579 | 295.4631 | 0 | 295.4631 | 0 | 295.463 | 6.3822e-05 | 289.37 | 0.0040807 | 295.4631 | 0 | 371.0006 | 0.00017216 | 295.4631 | 0 | 295.463 | 0.0093247 | 294.9853 | 0 | 570.4275 | 0.022201 | 294.9853 | 0 | 569.3986 | 9.2755e-05 | 570.4275 | 0.016215 | 294.9853 | 0 | 295.463 | 0.00010603
|  | 371.6793 | 3.8431 | 295.195 | 0.013334 | 371.6793 | 0.043847 | 295.195 | 0 | 289.2222 | 0 | 295.195 | 0 | 295.6733 | 0 | 289.58 | -0.012595 | 295.6733 | 0 | 295.6733 | 0 | 295.6733 | 0 | 289.58 | -0.0058878 | 295.6733 | 0 | 371.112 | 0.00020245 | 295.6733 | 0 | 295.6733 | 0 | 295.195 | 0 | 570.585 | 0.016763 | 295.195 | 0 | 569.5568 | 0.00013913 | 570.585 | 0.017625 | 295.195 | 0 | 295.6733 | 4.8034e-05
|  | 371.7924 | 3.7889 | 295.4047 | 0.013687 | 371.7924 | 0.036404 | 295.4047 | 0 | 289.4333 | 0 | 295.4047 | 0 | 295.8837 | 0 | 289.79 | 0.023229 | 295.8836 | 0 | 295.8837 | 0 | 295.8836 | 3.0995e-05 | 289.79 | -0.005538 | 295.8837 | 0 | 371.2234 | 0.00020021 | 295.8837 | 0 | 295.8836 | 0.0072473 | 295.4047 | 0 | 570.7425 | 0.030162 | 295.4047 | 0 | 569.715 | 9.2755e-05 | 570.7425 | 0.016508 | 295.4047 | 0 | 295.8836 | 0.00010363
|  | 371.9055 | 3.6563 | 295.6145 | -0.001908 | 371.9055 | 0.059545 | 295.6145 | 0 | 289.6444 | 0 | 295.6145 | 0 | 296.094 | 0 | 290 | -0.015953 | 296.094 | 0 | 296.094 | 0 | 296.094 | 0 | 290 | -0.004139 | 296.094 | 0 | 371.3349 | 0.00018131 | 296.094 | 0 | 296.094 | 0 | 295.6145 | 0 | 570.9 | 0.0092505 | 295.6145 | 0 | 569.8733 | 0.00013913 | 570.9 | 0.017448 | 295.6145 | 0 | 296.094 | 2.8919e-05
|  | 372.0186 | 3.6094 | 295.8242 | 0.025155 | 372.0186 | 0.05359 | 295.8242 | 0 | 289.8556 | 0 | 295.8242 | 0 | 296.3043 | 0 | 290.21 | 0.0019591 | 296.3043 | 0 | 296.3043 | 0 | 296.3043 | 6.2294e-05 | 290.21 | -0.0050134 | 296.3043 | 0 | 371.4463 | 0.00013334 | 296.3043 | 0 | 296.3043 | 0.0079322 | 295.8243 | 0 | 571.0575 | 0.0208 | 295.8242 | 0 | 570.0315 | 0 | 571.0575 | 0.016567 | 295.8243 | 0 | 296.3043 | 0.00011357
|  | 372.1317 | 3.536 | 296.034 | 0.0025207 | 372.1317 | 0.058192 | 296.034 | 0 | 290.0667 | 0 | 296.034 | 0 | 296.5147 | 0 | 290.43 | -0.02379 | 296.5147 | 0 | 296.5147 | 0 | 296.5146 | 0 | 290.43 | -0.004139 | 296.5147 | 0 | 371.5577 | 0.00014431 | 296.5147 | 0 | 296.5147 | 0 | 296.034 | 0 | 571.2151 | 0.022594 | 296.034 | 0 | 570.1898 | 0 | 571.2151 | 0.017683 | 296.034 | 0 | 296.5146 | 2.7783e-05
|  | 372.2448 | 3.4297 | 296.2438 | -0.0022097 | 372.2448 | 0.071318 | 296.2438 | 0 | 290.2779 | 0 | 296.2438 | 0 | 296.725 | 0 | 290.64 | -0.0097957 | 296.725 | 0 | 296.725 | 0 | 296.725 | 2.379e-05 | 290.64 | 0.003556 | 296.725 | 0 | 371.6691 | 0.00015529 | 296.725 | 0 | 296.725 | 0.0084551 | 296.2438 | 0 | 571.3726 | 0.023547 | 296.2438 | 0 | 570.348 | 0.00037102 | 571.3726 | 0.016685 | 296.2438 | 0 | 296.725 | 9.0852e-05
|  | 372.3579 | 3.3617 | 296.4537 | -0.027917 | 372.3579 | 0.07998 | 296.4537 | 0 | 290.4891 | 0 | 296.4537 | 0 | 296.9354 | 0 | 290.85 | -0.029946 | 296.9354 | 0 | 296.9354 | 0 | 296.9354 | 0 | 290.85 | -0.0053632 | 296.9354 | 0 | 371.7806 | 0.00017562 | 296.9354 | 0 | 296.9354 | 0 | 296.4537 | 0 | 571.5302 | 0.016651 | 296.4537 | 0 | 570.5063 | 0.00013913 | 571.5302 | 0.01692 | 296.4537 | 0 | 296.9354 | 2.8928e-05
|  | 372.471 | 3.2809 | 296.6635 | 0.00034015 | 372.471 | 0.088641 | 296.6635 | 0 | 290.7003 | 0 | 296.6635 | 0 | 297.1458 | 0 | 291.06 | -0.036104 | 297.1458 | 0 | 297.1458 | 0 | 297.1458 | 3.9281e-05 | 291.06 | -0.007462 | 297.1458 | 0 | 371.892 | 0.00019594 | 297.1458 | 0 | 297.1458 | 0.0075882 | 296.6635 | 0 | 571.6877 | 0.021865 | 296.6635 | 0 | 570.6646 | 9.2755e-05 | 571.6877 | 0.016038 | 296.6635 | 0 | 297.1458 | 0.00011273
|  | 372.584 | 3.231 | 296.8733 | -0.011044 | 372.584 | 0.096219 | 296.8733 | 0 | 290.9115 | 0 | 296.8733 | 0 | 297.3562 | 0 | 291.27 | -0.013714 | 297.3562 | 0 | 297.3562 | 0 | 297.3562 | 0 | 291.27 | -0.0023901 | 297.3562 | 0 | 372.0035 | 0.0001998 | 297.3562 | 0 | 297.3562 | 0 | 296.8733 | 0 | 571.8453 | 0.012054 | 296.8733 | 0 | 570.8229 | 0.00013913 | 571.8453 | 0.017448 | 296.8733 | 0 | 297.3562 | 2.873e-05
|  | 372.6971 | 3.1281 | 297.0832 | -0.00026275 | 372.6971 | 0.1065 | 297.0832 | 0 | 291.1227 | 0 | 297.0832 | 0 | 297.5667 | 0 | 291.48 | 0.019871 | 297.5667 | 0 | 297.5667 | 0 | 297.5667 | 2.7334e-05 | 291.48 | -0.00029147 | 297.5667 | 0 | 372.1149 | 0.00020875 | 297.5667 | 0 | 297.5666 | 0.0063625 | 297.0832 | 0 | 572.0029 | 0.02265 | 297.0832 | 0 | 570.9811 | 0 | 572.0029 | 0.016685 | 297.0832 | 0 | 297.5667 | 0.00010362
|  | 372.8102 | 3.0813 | 297.2931 | -0.0053849 | 372.8102 | 0.12599 | 297.2931 | 0 | 291.3339 | 0 | 297.2931 | 0 | 297.7771 | 0 | 291.69 | -0.0019591 | 297.7771 | 0 | 297.7771 | 0 | 297.7771 | 0 | 291.69 | -0.0081612 | 297.7771 | 0 | 372.2264 | 0.00019066 | 297.7771 | 0 | 297.7771 | 0 | 297.2931 | 0 | 572.1604 | 0.017043 | 297.2931 | 0 | 571.1394 | 0.00013913 | 572.1604 | 0.017331 | 297.2931 | 0 | 297.7771 | 3.7092e-05
|  | 372.9233 | 3.0511 | 297.503 | 0.03898 | 372.9233 | 0.11503 | 297.503 | 0 | 291.5452 | 0 | 297.503 | 0 | 297.9876 | 0 | 291.9 | -0.0053177 | 297.9876 | 0 | 297.9876 | 0 | 297.9876 | 6.9706e-05 | 291.9 | 0.0011076 | 297.9876 | 0 | 372.3378 | 0.00019106 | 297.9876 | 0 | 297.9876 | 0.0078328 | 297.503 | 0 | 572.318 | 0.025341 | 297.503 | 0 | 571.2977 | 0 | 572.318 | 0.01598 | 297.503 | 0 | 297.9876 | 0.00010003
|  | 373.0364 | 2.9401 | 297.7129 | -0.011158 | 373.0364 | 0.15766 | 297.7129 | 0 | 291.7564 | 0 | 297.7129 | 0 | 298.1981 | 0 | 292.11 | -0.051218 | 298.1981 | 0 | 298.1981 | 0 | 298.1981 | 0 | 292.11 | -0.0078116 | 298.1981 | 0 | 372.4493 | 0.00016423 | 298.1981 | 0 | 298.1981 | 0 | 297.7129 | 0 | 572.4756 | 0.0097551 | 297.7129 | 0 | 571.4561 | 0.00013913 | 572.4756 | 0.01739 | 297.7129 | 0 | 298.1981 | 3.7801e-05
|  | 373.1494 | 2.8867 | 297.9229 | 0.0068312 | 373.1494 | 0.15049 | 297.9229 | 0 | 291.9677 | 0 | 297.9229 | 0 | 298.4085 | 0 | 292.32 | 0.0075566 | 298.4085 | 0 | 298.4085 | 0 | 298.4085 | 7.0497e-05 | 292.32 | -0.00081612 | 298.4085 | 0 | 372.5608 | 0.00015936 | 298.4085 | 0 | 298.4085 | 0.0094013 | 297.9229 | 0 | 572.6332 | 0.024724 | 297.9229 | 0 | 571.6144 | 0 | 572.6332 | 0.016743 | 297.9229 | 0 | 298.4085 | 9.3519e-05
|  | 373.2625 | 2.8234 | 298.1328 | -0.0079074 | 373.2625 | 0.1854 | 298.1328 | 0 | 292.179 | 0 | 298.1328 | 0 | 298.6191 | 0 | 292.53 | -0.016513 | 298.6191 | 0 | 298.6191 | 0 | 298.619 | 0 | 292.53 | -0.0011659 | 298.6191 | 0 | 372.6723 | 0.00013923 | 298.6191 | 0 | 298.6191 | 0 | 298.1328 | 0 | 572.7909 | 0.016875 | 298.1328 | 0 | 571.7727 | 0 | 572.7909 | 0.017918 | 298.1328 | 0 | 298.619 | 3.3989e-05
|  | 373.3756 | 2.7685 | 298.3428 | 0.010609 | 373.3756 | 0.19244 | 298.3428 | 0 | 292.3903 | 0 | 298.3428 | 0 | 298.8296 | 0 | 292.74 | 0.033306 | 298.8296 | 0 | 298.8296 | 0 | 298.8296 | 4.3464e-05 | 292.74 | 0.0096767 | 298.8296 | 0 | 372.7838 | 0.00015143 | 298.8296 | 0 | 298.8296 | 0.0055115 | 298.3428 | 0 | 572.9485 | 0.020127 | 298.3428 | 0 | 571.931 | 0.00037102 | 572.9485 | 0.016391 | 298.3428 | 0 | 298.8296 | 8.5925e-05
|  | 373.4886 | 2.7187 | 298.5528 | -0.015526 | 373.4886 | 0.24034 | 298.5528 | 0 | 292.6016 | 0 | 298.5528 | 0 | 299.0401 | 0 | 292.95 | -0.0019591 | 299.0401 | 0 | 299.0401 | 0 | 299.0401 | 0 | 292.95 | -0.00081612 | 299.0401 | 0 | 372.8952 | 0.00016749 | 299.0401 | 0 | 299.0401 | 0 | 298.5528 | 0 | 573.1061 | 0.01368 | 298.5528 | 0 | 572.0893 | 0.00013913 | 573.1061 | 0.017507 | 298.5528 | 0 | 299.0401 | 2.3655e-05
|  | 373.6017 | 2.656 | 298.7628 | 0.015898 | 373.6017 | 0.26985 | 298.7628 | 0 | 292.8129 | 0 | 298.7628 | 0 | 299.2507 | 0 | 293.16 | 0.036104 | 299.2507 | 0 | 299.2507 | 0 | 299.2507 | 4.6304e-05 | 293.16 | -0.016031 | 299.2507 | 0 | 373.0068 | 0.00015285 | 299.2507 | 0 | 299.2507 | 0.0073535 | 298.7628 | 0 | 573.2638 | 0.019006 | 298.7628 | 0 | 572.2477 | 9.2755e-05 | 573.2638 | 0.01645 | 298.7628 | 0 | 299.2507 | 9.9572e-05
|  | 373.7148 | 2.6113 | 298.9728 | 0.027671 | 373.7148 | 0.29028 | 298.9728 | 0 | 293.0243 | 0 | 298.9728 | 0 | 299.4613 | 0 | 293.37 | -0.0075566 | 299.4613 | 0 | 299.4613 | 0 | 299.4612 | 0 | 293.37 | -0.0067623 | 299.4613 | 0 | 373.1182 | 0.00017236 | 299.4613 | 0 | 299.4612 | 0 | 298.9728 | 0 | 573.4214 | 0.011157 | 298.9728 | 0 | 572.406 | 0.00013913 | 573.4214 | 0.01739 | 298.9728 | 0 | 299.4612 | 4.1278e-05
|  | 373.8278 | 2.6013 | 299.1828 | 0.0024475 | 373.8278 | 0.32953 | 299.1828 | 0 | 293.2356 | 0 | 299.1828 | 0 | 299.6718 | 0 | 293.58 | 0.028827 | 299.6718 | 0 | 299.6718 | 0 | 299.6718 | 3.9687e-05 | 293.58 | -0.013058 | 299.6718 | 0 | 373.2298 | 0.00015224 | 299.6718 | 0 | 299.6718 | 0.0060591 | 299.1828 | 0 | 573.5791 | 0.017548 | 299.1828 | 0 | 572.5644 | 0 | 573.5791 | 0.016156 | 299.1828 | 0 | 299.6718 | 0.00010247
|  | 373.9409 | 2.4911 | 299.3929 | -0.027405 | 373.9409 | 0.38975 | 299.3929 | 0 | 293.447 | 0 | 299.3929 | 0 | 299.8824 | 0 | 293.79 | -0.013154 | 299.8825 | 0 | 299.8824 | 0 | 299.8824 | 0 | 293.79 | 0.00093272 | 299.8824 | 0 | 373.3413 | 0.00018171 | 299.8824 | 0 | 299.8825 | 0 | 299.3929 | 0 | 573.7367 | 0.022257 | 299.3929 | 0 | 572.7228 | 0.0004174 | 573.7367 | 0.016743 | 299.3929 | 0 | 299.8824 | 2.8215e-05
|  | 374.0539 | 2.4849 | 299.603 | 0.016077 | 374.0539 | 0.38691 | 299.603 | 0 | 293.6584 | 0.00021208 | 299.603 | 0 | 300.0931 | 0 | 294 | 0.00027989 | 300.0931 | 0 | 300.0931 | 0 | 300.0931 | 7.0045e-05 | 294 | 0.0070537 | 300.0931 | 0 | 373.4528 | 0.00015366 | 300.0931 | 0 | 300.0931 | 0.0071615 | 299.603 | 0 | 573.8944 | 0.019006 | 299.603 | 0 | 572.8811 | 9.2755e-05 | 573.8944 | 0.015803 | 299.603 | 0 | 300.0931 | 0.00010653
|  | 374.167 | 2.4436 | 299.8131 | -0.052353 | 374.167 | 0.49368 | 299.8131 | 0 | 293.8698 | -0.00017075 | 299.8131 | 0 | 300.3037 | 0 | 294.21 | -0.017632 | 300.3037 | 0 | 300.3037 | 0 | 300.3037 | 0 | 294.21 | -0.016906 | 300.3037 | 0 | 373.5643 | 0.00016891 | 300.3037 | 0 | 300.3037 | 0 | 299.8131 | 0 | 574.0521 | 0.015474 | 299.8131 | 0 | 573.0395 | 0 | 574.0521 | 0.017213 | 299.8131 | 0 | 300.3037 | 2.5807e-05
|  | 374.2801 | 2.3694 | 300.0232 | 0.052541 | 374.2801 | 0.51154 | 300.0232 | 0 | 294.0812 | 0.00015988 | 300.0232 | 0 | 300.5144 | 0 | 294.42 | -0.0058775 | 300.5143 | 0 | 300.5144 | 0 | 300.5143 | 7.7444e-05 | 294.42 | -0.00081612 | 300.5144 | 0 | 373.6759 | 0.00015427 | 300.5144 | 0 | 300.5143 | 0.0082754 | 300.0232 | 0 | 574.2098 | 0.01951 | 300.0232 | 0 | 573.1979 | 0.00037102 | 574.2098 | 0.016567 | 300.0232 | 0 | 300.5143 | 9.6673e-05
|  | 374.3931 | 2.3167 | 300.2333 | 0.0081625 | 374.3931 | 0.54822 | 300.2333 | 0 | 294.2926 | -0.00011791 | 300.2333 | 0 | 300.725 | 0 | 294.63 | -0.0041982 | 300.725 | 0 | 300.725 | 0 | 300.725 | 0 | 294.63 | 0.0032063 | 300.725 | 0 | 373.7874 | 0.00016667 | 300.725 | 0 | 300.725 | 0 | 300.2333 | 0 | 574.3675 | 0.012895 | 300.2333 | 0 | 573.3563 | 0.00013913 | 574.3675 | 0.017566 | 300.2333 | 0 | 300.725 | 4.6802e-05
|  | 374.5062 | 2.2476 | 300.4434 | 0.041898 | 374.5062 | 0.57867 | 300.4434 | 0 | 294.504 | 0.00030628 | 300.4434 | 0 | 300.9357 | 0 | 294.84 | 0.0086761 | 300.9357 | 0 | 300.9357 | 0 | 300.9357 | 4.5793e-05 | 294.84 | 0.0088028 | 300.9357 | 0 | 373.8989 | 0.00015184 | 300.9357 | 0 | 300.9357 | 0.0090041 | 300.4434 | 0 | 574.5252 | 0.023266 | 300.4434 | 0 | 573.5147 | 9.2755e-05 | 574.5252 | 0.015921 | 300.4434 | 0 | 300.9357 | 0.00012216
|  | 374.6192 | 2.1774 | 300.6536 | 0.00094243 | 374.6192 | 0.67678 | 300.6536 | 0 | 294.7155 | -0.00019463 | 300.6536 | 0 | 301.1464 | 0 | 295.06 | -0.040583 | 301.1464 | 0 | 301.1464 | 0 | 301.1464 | 0 | 295.06 | -0.011834 | 301.1464 | 0 | 374.0105 | 0.0001557 | 301.1464 | 0 | 301.1464 | 0 | 300.6536 | 0 | 574.6829 | 0.024556 | 300.6536 | 0 | 573.6731 | 0 | 574.6829 | 0.01645 | 300.6536 | 0 | 301.1464 | 2.8373e-05
|  | 374.7323 | 2.1325 | 300.8638 | 0.021654 | 374.7323 | 0.71603 | 300.8638 | 0 | 294.9269 | 0.00022777 | 300.8638 | 0 | 301.3571 | 0 | 295.27 | 0.0036384 | 301.3571 | 0 | 301.3571 | 0 | 301.3571 | 3.9511e-05 | 295.27 | -0.0020404 | 301.3571 | 0 | 374.122 | 0.00013781 | 301.3571 | 0 | 301.3571 | 0.003982 | 300.8638 | 0 | 574.8406 | 0.024163 | 300.8638 | 0 | 573.8315 | 0 | 574.8406 | 0.015157 | 300.8638 | 0 | 301.3571 | 0.00010369
|  | 374.8453 | 2.1313 | 301.0739 | 0.029748 | 374.8453 | 0.75838 | 301.0739 | 0 | 295.1384 | -0.00013621 | 301.0739 | 0 | 301.5678 | 0 | 295.48 | -0.019871 | 301.5678 | 0 | 301.5678 | 0 | 301.5678 | 1.1444e-05 | 295.48 | -0.0029147 | 301.5678 | 0 | 374.2336 | 0.00013761 | 301.5678 | 0 | 301.5678 | 0 | 301.074 | 0 | 574.9983 | 0.014969 | 301.0739 | 0 | 573.9899 | 0.0004174 | 574.9983 | 0.016391 | 301.074 | 0 | 301.5678 | 3.3557e-05
|  | 374.9584 | 2.0401 | 301.2842 | 0.017373 | 374.9584 | 0.83755 | 301.2842 | 0 | 295.3499 | 0.00018091 | 301.2842 | 0 | 301.7786 | 0 | 295.69 | -0.02155 | 301.7786 | 0 | 301.7786 | 0 | 301.7786 | 4.6655e-05 | 295.69 | 0.0054798 | 301.7786 | 0 | 374.3452 | 0.00014208 | 301.7786 | 0 | 301.7786 | 0.003954 | 301.2842 | 0 | 575.1561 | 0.019118 | 301.2842 | 0 | 574.1483 | 9.2755e-05 | 575.1561 | 0.015803 | 301.2842 | 0 | 301.7786 | 9.5607e-05
|  | 375.0714 | 1.9901 | 301.4944 | -0.0080178 | 375.0714 | 0.88045 | 301.4944 | 0 | 295.5614 | -6.7526e-05 | 301.4944 | 0 | 301.9893 | 0 | 295.9 | 0.028267 | 301.9893 | 0 | 301.9893 | 0 | 301.9893 | 0 | 295.9 | 0.010901 | 301.9893 | 0 | 374.4567 | 0.00015997 | 301.9893 | 0 | 301.9894 | 0 | 301.4944 | 0 | 575.3138 | 0.013119 | 301.4944 | 0 | 574.3067 | 0.00013913 | 575.3138 | 0.016978 | 301.4944 | 0 | 301.9893 | 4.7378e-05
|  | 375.1845 | 1.981 | 301.7046 | 0.019214 | 375.1845 | 0.99846 | 301.7046 | 0 | 295.7729 | 0.00032531 | 301.7046 | 0 | 302.2001 | 0 | 296.11 | 0.0030786 | 302.2001 | 0 | 302.2001 | 0 | 302.2001 | 2.5445e-05 | 296.11 | -0.0086863 | 302.2001 | 0 | 374.5683 | 0.00016423 | 302.2001 | 0 | 302.2001 | 0.0033939 | 301.7046 | 0 | 575.4715 | 0.014016 | 301.7046 | 0 | 574.4652 | 0 | 575.4715 | 0.015921 | 301.7046 | 0 | 302.2001 | 0.00011455
|  | 375.2975 | 1.9396 | 301.9149 | 0.0087583 | 375.2975 | 1.0595 | 301.9149 | 0 | 295.9844 | -7.3015e-05 | 301.9149 | 0 | 302.4109 | 0 | 296.32 | -0.016513 | 302.4109 | 0 | 302.4109 | 0 | 302.4109 | 0 | 296.32 | 0.010726 | 302.4109 | 0 | 374.6799 | 0.00016708 | 302.4109 | 0 | 302.4109 | 0 | 301.9149 | 0 | 575.6293 | 0.022874 | 301.9149 | 0 | 574.6236 | 0.0004174 | 575.6293 | 0.017331 | 301.9149 | 0 | 302.4109 | 2.5837e-05
|  | 375.4106 | 1.8574 | 302.1252 | 0.018359 | 375.4106 | 1.1365 | 302.1252 | 0 | 296.1959 | 0.00028796 | 302.1252 | 0 | 302.6217 | 0 | 296.53 | -0.013154 | 302.6217 | 0 | 302.6217 | 0 | 302.6217 | 3.7033e-05 | 296.53 | 0.010202 | 302.6217 | 0 | 374.7915 | 0.00016606 | 302.6217 | 0 | 302.6217 | 0.0073079 | 302.1252 | 0 | 575.7871 | 0.020127 | 302.1252 | 0 | 574.7821 | 9.2755e-05 | 575.7871 | 0.016273 | 302.1252 | 0 | 302.6217 | 9.8963e-05
|  | 375.5236 | 1.799 | 302.3354 | -0.0054143 | 375.5236 | 1.258 | 302.3354 | 0 | 296.4075 | -0.00029245 | 302.3354 | 0 | 302.8325 | 0 | 296.74 | -0.019871 | 302.8325 | 0 | 302.8325 | 0 | 302.8326 | 0 | 296.74 | -0.0030897 | 302.8325 | 0 | 374.9031 | 0.00017785 | 302.8325 | 0 | 302.8326 | 0 | 302.3354 | 0 | 575.9448 | 0.017155 | 302.3354 | 0 | 574.9405 | 0.0004174 | 575.9448 | 0.017037 | 302.3354 | 0 | 302.8326 | 3.6085e-05
|  | 375.6366 | 1.7548 | 302.5458 | 0.046976 | 375.6366 | 1.2671 | 302.5458 | 0 | 296.619 | 0.0001568 | 302.5458 | 0 | 303.0434 | 0 | 296.95 | 0.020431 | 303.0434 | 0 | 303.0434 | 0 | 303.0434 | 5.2795e-05 | 296.95 | 0.0070537 | 303.0434 | 0 | 375.0147 | 0.0001557 | 303.0434 | 0 | 303.0434 | 0.0077405 | 302.5457 | 0 | 576.1026 | 0.011325 | 302.5458 | 0 | 575.099 | 9.2755e-05 | 576.1026 | 0.015862 | 302.5457 | 0 | 303.0434 | 0.00010054
|  | 375.7497 | 1.7164 | 302.7561 | -0.01137 | 375.7497 | 1.3361 | 302.7561 | 0 | 296.8306 | -0.00013018 | 302.7561 | 0 | 303.2542 | 0 | 297.16 | -0.043381 | 303.2542 | 0 | 303.2542 | 0 | 303.2542 | 0 | 297.16 | -0.0099105 | 303.2542 | 0 | 375.1263 | 0.0001681 | 303.2542 | 0 | 303.2542 | 0 | 302.7561 | 0 | 576.2604 | 0.016258 | 302.7561 | 0 | 575.2574 | 0.0004174 | 576.2604 | 0.017155 | 302.7561 | 0 | 303.2542 | 4.0067e-05
|  | 375.8627 | 1.6264 | 302.9664 | -0.0073027 | 375.8627 | 1.3706 | 302.9664 | 0 | 297.0422 | 0.0001661 | 302.9664 | 0 | 303.4651 | 0 | 297.37 | -0.027148 | 303.4651 | 0 | 303.4651 | 0 | 303.4651 | 9.3504e-06 | 297.37 | 0.0026815 | 303.4651 | 0 | 375.2379 | 0.00015245 | 303.4651 | 0 | 303.4651 | 0.0071212 | 302.9664 | 0 | 576.4182 | 0.020183 | 302.9664 | 0 | 575.4159 | 0 | 576.4182 | 0.016391 | 302.9664 | 0 | 303.4651 | 0.00011381
|  | 375.9757 | 1.5906 | 303.1768 | -0.021435 | 375.9757 | 1.5153 | 303.1768 | 0 | 297.2538 | -0.0001814 | 303.1768 | 0 | 303.676 | 0 | 297.58 | -0.020991 | 303.676 | 0 | 303.676 | 0 | 303.676 | 0 | 297.58 | 0.0033811 | 303.676 | 0 | 375.3495 | 0.00018822 | 303.676 | 0 | 303.676 | 0 | 303.1768 | 0 | 576.576 | 0.013287 | 303.1768 | 0 | 575.5744 | 0.0004174 | 576.576 | 0.016626 | 303.1768 | 0 | 303.676 | 2.9341e-05
|  | 376.0888 | 1.5659 | 303.3872 | 0.032645 | 376.0888 | 1.5851 | 303.3872 | 0 | 297.4654 | 6.9034e-05 | 303.3872 | 0 | 303.8869 | 0 | 297.79 | -0.013154 | 303.8869 | 0 | 303.8869 | 0 | 303.8869 | 4.434e-05 | 297.79 | -0.0050134 | 303.8869 | 0 | 375.4611 | 0.00018171 | 303.8869 | 0 | 303.8869 | 0.01049 | 303.3872 | 0 | 576.7338 | 0.0098672 | 303.3872 | 0 | 575.7329 | 0 | 576.7338 | 0.014981 | 303.3872 | 0 | 303.8869 | 0.00010348
|  | 376.2018 | 1.5019 | 303.5975 | -0.025877 | 376.2018 | 1.6643 | 303.5975 | 0 | 297.6771 | 7.3162e-06 | 303.5975 | 0 | 304.0978 | 0 | 298.01 | -0.013714 | 304.0978 | 0 | 304.0978 | 0 | 304.0978 | 0 | 298.01 | -0.008336 | 304.0978 | 0 | 375.5727 | 0.00021139 | 304.0978 | 0 | 304.0978 | 0 | 303.5976 | 0 | 576.8916 | 0.01766 | 303.5975 | 0 | 575.8914 | 0.0004174 | 576.8916 | 0.015862 | 303.5976 | 0 | 304.0978 | 3.3052e-05
|  | 376.3148 | 1.441 | 303.808 | -0.020357 | 376.3148 | 1.7145 | 303.808 | 0 | 297.8887 | 0.0001729 | 303.808 | 0 | 304.3087 | 0 | 298.22 | -0.00083963 | 304.3087 | 0 | 304.3087 | 0 | 304.3087 | 5.5172e-05 | 298.22 | -0.015157 | 304.3087 | 0 | 375.6844 | 0.00020265 | 304.3087 | 0 | 304.3087 | 0.0062938 | 303.808 | 0 | 577.0495 | 0.0208 | 303.808 | 0 | 576.0499 | 0 | 577.0495 | 0.015333 | 303.808 | 0 | 304.3087 | 0.00010748
|  | 376.4279 | 1.3954 | 304.0184 | 0.0055671 | 376.4279 | 1.8196 | 304.0184 | 0 | 298.1003 | -9.1875e-05 | 304.0184 | 0 | 304.5197 | 0 | 298.43 | -0.025469 | 304.5197 | 0 | 304.5197 | 0 | 304.5197 | 0 | 298.43 | 0.0058296 | 304.5197 | 0 | 375.796 | 0.00019594 | 304.5197 | 0 | 304.5197 | 0 | 304.0184 | 0 | 577.2073 | 0.021304 | 304.0184 | 0 | 576.2084 | 0 | 577.2073 | 0.01645 | 304.0184 | 0 | 304.5197 | 3.7385e-05
|  | 376.5409 | 1.3313 | 304.2288 | 0.084038 | 376.5409 | 1.8918 | 304.2288 | 0 | 298.312 | 0.00014572 | 304.2288 | 0 | 304.7306 | 0 | 298.64 | -0.0030786 | 304.7306 | 0 | 304.7306 | 0 | 304.7307 | 0.00011869 | 298.64 | 0.00513 | 304.7306 | 0 | 375.9076 | 0.00018354 | 304.7306 | 0 | 304.7307 | 0.01041 | 304.2288 | 0 | 577.3651 | 0.020183 | 304.2288 | 0 | 576.3669 | 0 | 577.3651 | 0.015275 | 304.2288 | 0 | 304.7307 | 0.00010803
|  | 376.6539 | 1.2647 | 304.4393 | -0.029646 | 376.6539 | 1.9421 | 304.4393 | 0 | 298.5237 | -0.00013099 | 304.4393 | 0 | 304.9416 | 0 | 298.85 | -0.012035 | 304.9416 | 0 | 304.9416 | 0 | 304.9416 | 0 | 298.85 | 0.007229 | 304.9416 | 0 | 376.0193 | 0.00018923 | 304.9416 | 0 | 304.9416 | 0 | 304.4393 | 0 | 577.523 | 0.017772 | 304.4393 | 0 | 576.5254 | 0.0004174 | 577.523 | 0.016038 | 304.4393 | 0 | 304.9416 | 5.0921e-05
|  | 376.7669 | 1.2344 | 304.6498 | 0.0064333 | 376.7669 | 2.0237 | 304.6498 | 0 | 298.7354 | 8.1756e-05 | 304.6498 | 0 | 305.1526 | 0 | 299.06 | 0.04506 | 305.1526 | 0 | 305.1526 | 0 | 305.1526 | 4.3238e-05 | 299.06 | -0.0030897 | 305.1526 | 0 | 376.1309 | 0.0001685 | 305.1526 | 0 | 305.1526 | 0.012098 | 304.6498 | 0 | 577.6809 | 0.025453 | 304.6498 | 0 | 576.684 | 9.2755e-05 | 577.6809 | 0.015275 | 304.6498 | 0 | 305.1526 | 9.9509e-05
|  | 376.88 | 1.1715 | 304.8603 | -0.015401 | 376.88 | 2.1276 | 304.8603 | 0 | 298.9471 | -0.00011387 | 304.8603 | 0 | 305.3636 | 0 | 299.27 | 0.0013994 | 305.3636 | 0 | 305.3636 | 0 | 305.3636 | 0 | 299.27 | 0.0039058 | 305.3636 | 0 | 376.2426 | 0.00015224 | 305.3636 | 0 | 305.3636 | 0 | 304.8603 | 0 | 577.8387 | 0.016539 | 304.8603 | 0 | 576.8425 | 0.00013913 | 577.8387 | 0.016215 | 304.8603 | 0 | 305.3636 | 4.3341e-05
|  | 376.993 | 1.0708 | 305.0708 | 0.032434 | 376.993 | 2.2354 | 305.0708 | 0 | 299.1588 | 0.00027146 | 305.0708 | 0 | 305.5746 | 0 | 299.48 | 0.0092359 | 305.5746 | 0 | 305.5746 | 0 | 305.5746 | 6.2669e-05 | 299.48 | 0.017197 | 305.5746 | 0 | 376.3543 | 0.0001311 | 305.5746 | 0 | 305.5747 | 0.0063069 | 305.0708 | 0 | 577.9966 | 0.0208 | 305.0708 | 0 | 577.001 | 0 | 577.9966 | 0.015451 | 305.0708 | 0 | 305.5746 | 0.00011858
|  | 377.106 | 1.0679 | 305.2813 | -0.035165 | 377.106 | 2.289 | 305.2813 | 0 | 299.3705 | -0.00010916 | 305.2813 | 0 | 305.7857 | 0 | 299.69 | -0.010915 | 305.7857 | 0 | 305.7857 | 0 | 305.7857 | 0 | 299.69 | -0.0039641 | 305.7857 | 0 | 376.4659 | 0.00014614 | 305.7857 | 0 | 305.7857 | 0 | 305.2813 | 0 | 578.1545 | 0.017828 | 305.2813 | 0 | 577.1596 | 0.0004174 | 578.1545 | 0.016097 | 305.2813 | 0 | 305.7857 | 4.0275e-05
|  | 377.219 | 1.0362 | 305.4918 | 0.020759 | 377.219 | 2.4029 | 305.4918 | 0 | 299.5823 | 0.00022785 | 305.4918 | 0 | 305.9967 | 0 | 299.9 | -0.0019591 | 305.9967 | 0 | 305.9967 | 0 | 305.9967 | 4.7008e-05 | 299.9 | -0.002565 | 305.9967 | 0 | 376.5776 | 0.00017236 | 305.9967 | 0 | 305.9967 | 0.0074866 | 305.4918 | 0 | 578.3124 | 0.017828 | 305.4918 | 0 | 577.3182 | 0 | 578.3124 | 0.015451 | 305.4918 | 0 | 305.9967 | 9.9244e-05
|  | 377.332 | 0.99963 | 305.7024 | -0.0055165 | 377.332 | 2.4745 | 305.7024 | 0 | 299.794 | -0.00012523 | 305.7024 | 0 | 306.2078 | 0 | 300.12 | -0.043941 | 306.2078 | 0 | 306.2078 | 0 | 306.2078 | 0 | 300.12 | -0.012534 | 306.2078 | 0 | 376.6893 | 0.0001935 | 306.2078 | 0 | 306.2078 | 0 | 305.7024 | 0 | 578.4703 | 0.01368 | 305.7024 | 0 | 577.4767 | 0 | 578.4703 | 0.016626 | 305.7024 | 0 | 306.2078 | 2.9484e-05
|  | 377.445 | 0.96086 | 305.913 | -0.01094 | 377.445 | 2.5852 | 305.913 | 0 | 300.0058 | 0.00015436 | 305.913 | 0 | 306.4189 | 0 | 300.33 | 0.027148 | 306.4189 | 0 | 306.4189 | 0 | 306.4189 | 3.9236e-05 | 300.33 | 0.003556 | 306.4189 | 0 | 376.801 | 0.00018537 | 306.4189 | 0 | 306.4189 | 0.0068156 | 305.913 | 0 | 578.6282 | 0.021472 | 305.913 | 0 | 577.6353 | 0 | 578.6282 | 0.01598 | 305.913 | 0 | 306.4189 | 9.8992e-05
|  | 377.5581 | 0.92148 | 306.1236 | -0.0030326 | 377.5581 | 2.6797 | 306.1236 | 0 | 300.2176 | -0.00016761 | 306.1236 | 0 | 306.63 | 0 | 300.54 | -0.018752 | 306.63 | 0 | 306.63 | 0 | 306.63 | 0 | 300.54 | -0.010959 | 306.63 | 0 | 376.9126 | 0.0001681 | 306.63 | 0 | 306.63 | 0 | 306.1236 | 0 | 578.7861 | 0.01895 | 306.1236 | 0 | 577.7939 | 0.00013913 | 578.7861 | 0.017213 | 306.1236 | 0 | 306.63 | 3.8016e-05
|  | 377.6711 | 0.89925 | 306.3342 | 0.024973 | 377.6711 | 2.8485 | 306.3342 | 0 | 300.4294 | 0.00032735 | 306.3342 | 0 | 306.8411 | 0 | 300.75 | -0.037222 | 306.8411 | 0 | 306.8411 | 0 | 306.8411 | 4.178e-05 | 300.75 | 0.0039058 | 306.8411 | 0 | 377.0244 | 0.00013862 | 306.8411 | 0 | 306.8411 | 0.012292 | 306.3342 | 0 | 578.944 | 0.023435 | 306.3342 | 0 | 577.9524 | 0 | 578.944 | 0.01598 | 306.3342 | 0 | 306.8411 | 9.6393e-05
|  | 377.7841 | 0.86159 | 306.5448 | -0.0085344 | 377.7841 | 2.8795 | 306.5448 | 0 | 300.6412 | -0.00013349 | 306.5448 | 0 | 307.0522 | 0 | 300.96 | 0.016513 | 307.0523 | 0 | 307.0522 | 0 | 307.0522 | 0 | 300.96 | 0.0026815 | 307.0522 | 0 | 377.1361 | 0.00016139 | 307.0522 | 0 | 307.0523 | 0 | 306.5448 | 0 | 579.1019 | 0.01895 | 306.5448 | 0 | 578.111 | 0.0004174 | 579.1019 | 0.016626 | 306.5448 | 0 | 307.0522 | 3.5813e-05
|  | 377.8971 | 0.8406 | 306.7554 | 0.038016 | 377.8971 | 3.0219 | 306.7554 | 0 | 300.853 | 0.00019665 | 306.7554 | 0 | 307.2634 | 0 | 301.17 | 0.024908 | 307.2634 | 0 | 307.2634 | 0 | 307.2634 | 5.2792e-05 | 301.17 | 0.0061793 | 307.2634 | 0 | 377.2478 | 0.00017033 | 307.2634 | 0 | 307.2634 | 0.011805 | 306.7554 | 0 | 579.2599 | 0.0208 | 306.7554 | 0 | 578.2696 | 0 | 579.2599 | 0.015392 | 306.7554 | 0 | 307.2634 | 0.00011495
|  | 378.0101 | 0.79924 | 306.9661 | 0.0073046 | 378.0101 | 3.1069 | 306.9661 | 0 | 301.0649 | 2.7788e-05 | 306.9661 | 0 | 307.4746 | 0 | 301.38 | 0.0097957 | 307.4746 | 0 | 307.4746 | 0 | 307.4745 | 0 | 301.38 | -0.0015157 | 307.4746 | 0 | 377.3595 | 0.00017745 | 307.4746 | 0 | 307.4746 | 0 | 306.9661 | 0 | 579.4178 | 0.01609 | 306.9661 | 0 | 578.4282 | 0.00013913 | 579.4178 | 0.015862 | 306.9661 | 0 | 307.4745 | 3.4913e-05
|  | 378.1231 | 0.76664 | 307.1768 | 0.0068576 | 378.1231 | 3.2863 | 307.1768 | 0 | 301.2767 | 0.00018166 | 307.1768 | 0 | 307.6857 | 0 | 301.59 | 0.029946 | 307.6857 | 0 | 307.6857 | 0 | 307.6857 | 2.5049e-05 | 301.59 | 0.00023318 | 307.6857 | 0 | 377.4712 | 0.00016708 | 307.6857 | 0 | 307.6857 | 0.0090241 | 307.1768 | 0 | 579.5758 | 0.025341 | 307.1768 | 0 | 578.5869 | 0.00037102 | 579.5758 | 0.015157 | 307.1768 | 0 | 307.6857 | 0.00010238
|  | 378.2361 | 0.73763 | 307.3875 | 0.0017533 | 378.2361 | 3.4605 | 307.3875 | 0 | 301.4886 | -5.6321e-05 | 307.3875 | 0 | 307.8969 | 0 | 301.8 | -0.050657 | 307.8969 | 0 | 307.8969 | 0 | 307.8969 | 0 | 301.8 | -0.0048385 | 307.8969 | 0 | 377.5829 | 0.0001681 | 307.8969 | 0 | 307.8969 | 0 | 307.3875 | 0 | 579.7337 | 0.0208 | 307.3875 | 0 | 578.7455 | 0.00013913 | 579.7337 | 0.015745 | 307.3875 | 0 | 307.8969 | 6.4102e-06
|  | 378.3491 | 0.72145 | 307.5982 | 0.010402 | 378.3491 | 3.5413 | 307.5982 | 0 | 301.7005 | 2.1793e-05 | 307.5982 | 0 | 308.1081 | 0 | 302.02 | 0.02211 | 308.1082 | 0 | 308.1081 | 0 | 308.1082 | 3.7738e-05 | 302.02 | 0.0011076 | 308.1081 | 0 | 377.6946 | 0.00019208 | 308.1081 | 0 | 308.1082 | 0.0079532 | 307.5982 | 0 | 579.8917 | 0.029153 | 307.5982 | 0 | 578.9041 | 9.2755e-05 | 579.8917 | 0.015392 | 307.5982 | 0 | 308.1082 | 9.0298e-05
|  | 378.4621 | 0.69552 | 307.8089 | 0.0095842 | 378.4621 | 3.7124 | 307.8089 | 0 | 301.9124 | -1.5628e-05 | 307.8089 | 0 | 308.3194 | 0 | 302.23 | 0.0047579 | 308.3194 | 0 | 308.3194 | 0 | 308.3194 | 0 | 302.23 | -0.0020404 | 308.3194 | 0 | 377.8064 | 0.0002055 | 308.3194 | 0 | 308.3194 | 0 | 307.8089 | 0 | 580.0497 | 0.019622 | 307.8089 | 0 | 579.0627 | 0.00013913 | 580.0497 | 0.01645 | 307.8089 | 0 | 308.3194 | 4.0364e-05
|  | 378.5751 | 0.64996 | 308.0197 | 0.0075378 | 378.5751 | 3.7707 | 308.0197 | 0 | 302.1242 | 0.00015337 | 308.0197 | 0 | 308.5306 | 0 | 302.44 | -0.00027989 | 308.5306 | 0 | 308.5306 | 0 | 308.5306 | 3.9469e-05 | 302.44 | -0.0072872 | 308.5306 | 0 | 377.9181 | 0.00018842 | 308.5306 | 0 | 308.5306 | 0.00524 | 308.0197 | 0 | 580.2077 | 0.029546 | 308.0197 | 0 | 579.2214 | 9.2755e-05 | 580.2077 | 0.015686 | 308.0197 | 0 | 308.5306 | 9.8953e-05
|  | 378.6881 | 0.64095 | 308.2304 | -0.010404 | 378.6881 | 3.9332 | 308.2304 | 0 | 302.3362 | 4.1721e-05 | 308.2304 | 0 | 308.7419 | 0 | 302.65 | -0.019871 | 308.7419 | 0 | 308.7419 | 0 | 308.7419 | 0 | 302.65 | -0.0034394 | 308.7419 | 0 | 378.0299 | 0.00016891 | 308.7419 | 0 | 308.7419 | 0 | 308.2304 | 0 | 580.3657 | 0.015081 | 308.2304 | 0 | 579.38 | 0.00013913 | 580.3657 | 0.016332 | 308.2304 | 0 | 308.7419 | 4.5064e-05
|  | 378.8011 | 0.62823 | 308.4412 | -0.0044743 | 378.8011 | 4.0564 | 308.4412 | 0 | 302.5481 | 0.00023172 | 308.4412 | 0 | 308.9531 | 0 | 302.86 | 0.0013994 | 308.9531 | 0 | 308.9531 | 0 | 308.9532 | 3.1032e-05 | 302.86 | -0.0018654 | 308.9531 | 0 | 378.1416 | 0.00014919 | 308.9531 | 0 | 308.9532 | 0.0070761 | 308.4412 | 0 | 580.5237 | 0.026518 | 308.4412 | 0 | 579.5386 | 9.2755e-05 | 580.5237 | 0.015216 | 308.4412 | 0 | 308.9532 | 0.00010007
|  | 378.9141 | 0.56834 | 308.652 | -0.00090535 | 378.9141 | 4.2765 | 308.652 | 0 | 302.76 | -0.00016752 | 308.652 | 0 | 309.1644 | 0 | 303.07 | -0.034425 | 309.1644 | 0 | 309.1644 | 0 | 309.1644 | 0 | 303.07 | -0.0076368 | 309.1644 | 0 | 378.2534 | 0.00015245 | 309.1644 | 0 | 309.1644 | 0 | 308.652 | 0 | 580.6817 | 0.018837 | 308.652 | 0 | 579.6973 | 0 | 580.6817 | 0.016273 | 308.652 | 0 | 309.1644 | 3.5662e-05
|  | 379.0271 | 0.54958 | 308.8628 | 0.0080262 | 379.0271 | 4.4544 | 308.8628 | 0 | 302.972 | 0.00018809 | 308.8628 | 0 | 309.3757 | 0 | 303.28 | 0.015393 | 309.3757 | 0 | 309.3757 | 0 | 309.3757 | 4.4204e-05 | 303.28 | 5.8296e-05 | 309.3757 | 0 | 378.3651 | 0.00015387 | 309.3757 | 0 | 309.3757 | 0.006098 | 308.8628 | 0 | 580.8397 | 0.02265 | 308.8628 | 0 | 579.856 | 9.2755e-05 | 580.8397 | 0.015333 | 308.8628 | 0 | 309.3757 | 0.00011033
|  | 379.1401 | 0.54945 | 309.0736 | 0.022878 | 379.1401 | 4.6318 | 309.0736 | 0 | 303.184 | -0.00014042 | 309.0736 | 0 | 309.5871 | 0 | 303.49 | -0.00027989 | 309.587 | 0 | 309.5871 | 0 | 309.5871 | 0 | 303.49 | 0.0044305 | 309.5871 | 0 | 378.4769 | 0.0001433 | 309.5871 | 0 | 309.5871 | 0 | 309.0736 | 0 | 580.9977 | 0.020407 | 309.0736 | 0 | 580.0146 | 0.00013913 | 580.9977 | 0.01598 | 309.0736 | 0 | 309.5871 | 5.3629e-05
|  | 379.2531 | 0.51747 | 309.2845 | 0.007151 | 379.2531 | 4.8131 | 309.2845 | 0 | 303.3959 | 0.00016907 | 309.2845 | 0 | 309.7984 | 0 | 303.71 | 0.02435 | 309.7984 | 0 | 309.7984 | 0 | 309.7984 | 1.2889e-05 | 303.71 | 0.014399 | 309.7984 | 0 | 378.5887 | 0.00015997 | 309.7984 | 0 | 309.7984 | 0.0029685 | 309.2845 | 0 | 581.1558 | 0.024724 | 309.2845 | 0 | 580.1733 | 0 | 581.1558 | 0.014628 | 309.2845 | 0 | 309.7984 | 8.6544e-05
|  | 379.3661 | 0.51599 | 309.4953 | -0.017715 | 379.3661 | 4.9505 | 309.4953 | 0 | 303.6079 | -1.4495e-05 | 309.4953 | 0 | 310.0097 | 0 | 303.92 | -0.0053177 | 310.0097 | 0 | 310.0097 | 0 | 310.0097 | 0 | 303.92 | -0.009735 | 310.0097 | 0 | 378.7004 | 0.00017175 | 310.0097 | 0 | 310.0097 | 0 | 309.4953 | 0 | 581.3138 | 0.017268 | 309.4953 | 0 | 580.332 | 0.00013913 | 581.3138 | 0.015568 | 309.4953 | 0 | 310.0097 | 2.4396e-05
|  | 379.4791 | 0.48549 | 309.7062 | 0.0058855 | 379.4791 | 5.2221 | 309.7062 | 0 | 303.8199 | 0.00011048 | 309.7062 | 0 | 310.2211 | 0 | 304.13 | 0.043381 | 310.2211 | 0 | 310.2211 | 0 | 310.2211 | 2.9436e-05 | 304.13 | 0.0091524 | 310.2211 | 0 | 378.8122 | 0.0001685 | 310.2211 | 0 | 310.2211 | 0.010666 | 309.7062 | 0 | 581.4718 | 0.029377 | 309.7062 | 0 | 580.4907 | 9.2755e-05 | 581.4718 | 0.014863 | 309.7062 | 0 | 310.2211 | 0.00010603
|  | 379.592 | 0.45166 | 309.9171 | 0.016837 | 379.592 | 5.3972 | 309.9171 | 0 | 304.032 | -3.0828e-05 | 309.9171 | 0 | 310.4325 | 0 | 304.34 | -0.02267 | 310.4325 | 0 | 310.4325 | 0 | 310.4325 | 0 | 304.34 | 0.0049551 | 310.4325 | 0 | 378.924 | 0.00017236 | 310.4325 | 0 | 310.4325 | 0 | 309.9171 | 0 | 581.6299 | 0.019342 | 309.9171 | 0 | 580.6494 | 0.00013913 | 581.6299 | 0.015745 | 309.9171 | 0 | 310.4325 | 4.4879e-05
|  | 379.705 | 0.4382 | 310.128 | 0.03579 | 379.705 | 5.6928 | 310.128 | 0 | 304.244 | 6.6696e-05 | 310.128 | 0 | 310.6439 | 0 | 304.55 | 0.02379 | 310.6439 | 0 | 310.6439 | 0 | 310.6439 | 5.2837e-05 | 304.55 | -0.007462 | 310.6439 | 0 | 379.0358 | 0.00016789 | 310.6439 | 0 | 310.6439 | 0.0084135 | 310.128 | 0 | 581.788 | 0.022762 | 310.128 | 0 | 580.8081 | 0 | 581.788 | 0.014922 | 310.128 | 0 | 310.6439 | 9.2478e-05
|  | 379.818 | 0.40413 | 310.3389 | -0.026258 | 379.818 | 5.815 | 310.3389 | 0 | 304.456 | -0.0001343 | 310.3389 | 0 | 310.8553 | 0 | 304.76 | -0.0092359 | 310.8553 | 0 | 310.8553 | 0 | 310.8553 | 0 | 304.76 | -0.011659 | 310.8553 | 0 | 379.1476 | 0.00020123 | 310.8553 | 0 | 310.8553 | 0 | 310.339 | 0 | 581.946 | 0.020015 | 310.3389 | 0 | 580.9668 | 0 | 581.946 | 0.01598 | 310.339 | 0 | 310.8553 | 3.3537e-05
|  | 379.931 | 0.41215 | 310.5499 | 0.00053062 | 379.931 | 6.0251 | 310.5499 | 0 | 304.6681 | 0.00018721 | 310.5499 | 0 | 311.0667 | 0 | 304.97 | -0.023229 | 311.0667 | 0 | 311.0667 | 0 | 311.0667 | 5.4743e-06 | 304.97 | 0.0061793 | 311.0667 | 0 | 379.2594 | 0.00017887 | 311.0667 | 0 | 311.0667 | 0.0021262 | 310.5499 | 0 | 582.1041 | 0.027808 | 310.5499 | 0 | 581.1255 | 0 | 582.1041 | 0.015275 | 310.5499 | 0 | 311.0667 | 0.00010316
|  | 380.044 | 0.40264 | 310.7609 | -0.028597 | 380.044 | 6.2486 | 310.7609 | 0 | 304.8802 | -4.1535e-05 | 310.7609 | 0 | 311.2782 | 0 | 305.18 | -0.048418 | 311.2782 | 0 | 311.2782 | 0 | 311.2782 | 0 | 305.18 | -0.0053632 | 311.2782 | 0 | 379.3712 | 0.00019025 | 311.2782 | 0 | 311.2782 | 0 | 310.7609 | 0 | 582.2622 | 0.023379 | 310.7609 | 0 | 581.2842 | 0 | 582.2622 | 0.016097 | 310.7609 | 0 | 311.2782 | 4.122e-05
|  | 380.157 | 0.38709 | 310.9718 | -0.0050205 | 380.157 | 6.5058 | 310.9718 | 0 | 305.0923 | 9.0002e-05 | 310.9718 | 0 | 311.4896 | 0 | 305.4 | 0.027708 | 311.4896 | 0 | 311.4896 | 0 | 311.4896 | 2.5878e-05 | 305.4 | 0.0044305 | 311.4896 | 0 | 379.483 | 0.00017074 | 311.4896 | 0 | 311.4896 | 0.0002538 | 310.9718 | 0 | 582.4203 | 0.023435 | 310.9718 | 0 | 581.443 | 0 | 582.4203 | 0.01504 | 310.9718 | 0 | 311.4896 | 9.7947e-05
|  | 380.2699 | 0.36708 | 311.1828 | -0.02722 | 380.2699 | 6.7264 | 311.1828 | 0 | 305.3044 | -0.00020281 | 311.1828 | 0 | 311.7011 | 0 | 305.61 | -0.02155 | 311.7011 | 0 | 311.7011 | 0 | 311.7011 | 0 | 305.61 | -0.01743 | 311.7011 | 0 | 379.5949 | 0.00015936 | 311.7011 | 0 | 311.7011 | 0 | 311.1828 | 0 | 582.5784 | 0.024724 | 311.1828 | 0 | 581.6017 | 0.0004174 | 582.5784 | 0.015862 | 311.1828 | 0 | 311.7011 | 4.3115e-05
|  | 380.3829 | 0.35437 | 311.3938 | 0.035634 | 380.3829 | 6.9609 | 311.3938 | 0 | 305.5164 | 0.00024194 | 311.3938 | 0 | 311.9126 | 0 | 305.82 | 0.00027989 | 311.9126 | 0 | 311.9126 | 0 | 311.9126 | 5.3251e-05 | 305.82 | 0.0012825 | 311.9126 | 0 | 379.7067 | 0.00014289 | 311.9126 | 0 | 311.9126 | 0.0093979 | 311.3938 | 0 | 582.7365 | 0.016371 | 311.3938 | 0 | 581.7604 | 9.2755e-05 | 582.7365 | 0.014922 | 311.3938 | 0 | 311.9126 | 0.00010529
|  | 380.4959 | 0.32387 | 311.6049 | -0.0018922 | 380.4959 | 7.2393 | 311.6049 | 0 | 305.7286 | -7.5024e-05 | 311.6049 | 0 | 312.1241 | 0 | 306.03 | -0.0041982 | 312.1241 | 0 | 312.1241 | 0 | 312.1241 | 0 | 306.03 | -0.005713 | 312.1241 | 0 | 379.8185 | 0.00014492 | 312.1241 | 0 | 312.1241 | 0 | 311.6049 | 0 | 582.8946 | 0.015586 | 311.6049 | 0 | 581.9192 | 0.0004174 | 582.8946 | 0.015862 | 311.6049 | 0 | 312.1241 | 2.0894e-05
|  | 380.6089 | 0.3577 | 311.8159 | 0.027228 | 380.6089 | 7.5354 | 311.8159 | 0 | 305.9407 | 0.00023123 | 311.8159 | 0 | 312.3356 | 0 | 306.24 | 0.00027989 | 312.3356 | 0 | 312.3356 | 0 | 312.3356 | 4.5089e-05 | 306.24 | -0.0037892 | 312.3356 | 0 | 379.9303 | 0.00014716 | 312.3356 | 0 | 312.3356 | 0.0069715 | 311.8159 | 0 | 583.0527 | 0.030162 | 311.8159 | 0 | 582.0779 | 0 | 583.0527 | 0.014922 | 311.8159 | 0 | 312.3356 | 0.00011431
|  | 380.7218 | 0.32547 | 312.027 | 0.0095819 | 380.7218 | 7.8223 | 312.027 | 0 | 306.1529 | -0.00013594 | 312.027 | 0 | 312.5471 | 0 | 306.45 | -0.016513 | 312.5471 | 0 | 312.5471 | 0 | 312.5471 | 0 | 306.45 | -0.0015157 | 312.5471 | 0 | 380.0422 | 0.00015041 | 312.5471 | 0 | 312.5471 | 0 | 312.027 | 0 | 583.2109 | 0.015698 | 312.027 | 0 | 582.2367 | 0.00097375 | 583.2109 | 0.015745 | 312.027 | 0 | 312.5471 | 3.4073e-05
|  | 380.8348 | 0.31819 | 312.238 | 0.0044219 | 380.8348 | 8.0119 | 312.238 | 0 | 306.365 | 0.00013504 | 312.238 | 0 | 312.7587 | 0 | 306.67 | 0.04562 | 312.7587 | 0 | 312.7587 | 0 | 312.7587 | 5.0827e-05 | 306.67 | 0.0037309 | 312.7587 | 0 | 380.154 | 0.00016749 | 312.7587 | 0 | 312.7587 | 0.0088091 | 312.238 | 0 | 583.369 | 0.022369 | 312.238 | 0 | 582.3955 | 0 | 583.369 | 0.014511 | 312.238 | 0 | 312.7587 | 9.1684e-05
|  | 380.9478 | 0.32893 | 312.4491 | -0.0088808 | 380.9478 | 8.3033 | 312.4491 | 0 | 306.5772 | -0.00011192 | 312.4491 | 0 | 312.9703 | 0 | 306.88 | -0.013714 | 312.9703 | 0 | 312.9703 | 0 | 312.9703 | 0 | 306.88 | -0.0064125 | 312.9703 | 0 | 380.2659 | 0.00018741 | 312.9703 | 0 | 312.9703 | 0 | 312.4491 | 0 | 583.5272 | 0.023379 | 312.4491 | 0 | 582.5543 | 0.00013913 | 583.5272 | 0.015157 | 312.4491 | 0 | 312.9703 | 4.072e-05
|  | 381.0607 | 0.29572 | 312.6603 | 0.016901 | 381.0607 | 8.5474 | 312.6603 | 0 | 306.7894 | 0.00014682 | 312.6603 | 0 | 313.1818 | 0 | 307.09 | 0.024908 | 313.1818 | 0 | 313.1818 | 0 | 313.1819 | 4.4784e-05 | 307.09 | 0.0091524 | 313.1818 | 0 | 380.3777 | 0.00018639 | 313.1818 | 0 | 313.1818 | 0.0069018 | 312.6603 | 0 | 583.6853 | 0.018725 | 312.6603 | 0 | 582.713 | 0 | 583.6853 | 0.014452 | 312.6603 | 0 | 313.1819 | 0.00010812
|  | 381.1737 | 0.27522 | 312.8714 | -0.042227 | 381.1737 | 8.8614 | 312.8714 | 0 | 307.0016 | -3.293e-05 | 312.8714 | 0 | 313.3934 | 0 | 307.3 | -0.011475 | 313.3934 | 0 | 313.3934 | 0 | 313.3934 | 0 | 307.3 | -0.01848 | 313.3934 | 0 | 380.4896 | 0.00017074 | 313.3934 | 0 | 313.3934 | 0 | 312.8714 | 0 | 583.8435 | 0.021192 | 312.8714 | 0 | 582.8718 | 0 | 583.8435 | 0.015627 | 312.8714 | 0 | 313.3934 | 1.6619e-05
|  | 381.2867 | 0.28683 | 313.0825 | 0.0078749 | 381.2867 | 9.0388 | 313.0825 | 0 | 307.2138 | 0.0001098 | 313.0825 | 0 | 313.6051 | 0 | 307.51 | 0.014274 | 313.6051 | 0 | 313.6051 | 0 | 313.605 | 4.6885e-05 | 307.51 | -0.0027399 | 313.6051 | 0 | 380.6015 | 0.00016037 | 313.6051 | 0 | 313.605 | 0.010963 | 313.0825 | 0 | 584.0016 | 0.017828 | 313.0825 | 0 | 583.0306 | 0 | 584.0016 | 0.014805 | 313.0825 | 0 | 313.605 | 9.6911e-05
|  | 381.3997 | 0.24201 | 313.2937 | 0.00034676 | 381.3997 | 9.302 | 313.2937 | 0 | 307.426 | -7.5893e-05 | 313.2937 | 0 | 313.8167 | 0 | 307.72 | -0.006437 | 313.8167 | 0 | 313.8167 | 0 | 313.8167 | 0 | 307.72 | 0.0016322 | 313.8167 | 0 | 380.7133 | 0.00017135 | 313.8167 | 0 | 313.8167 | 0 | 313.2937 | 0 | 584.1598 | 0.013007 | 313.2937 | 0 | 583.1894 | 0.00069566 | 584.1598 | 0.015392 | 313.2937 | 0 | 313.8167 | 4.6907e-05
|  | 381.5126 | 0.26954 | 313.5049 | 0.033788 | 381.5126 | 9.3979 | 313.5049 | 0 | 307.6383 | 0.00018195 | 313.5049 | 0 | 314.0283 | 0 | 307.93 | 0.010915 | 314.0283 | 0 | 314.0283 | 0 | 314.0283 | 4.2726e-05 | 307.93 | 5.8296e-05 | 314.0283 | 0 | 380.8252 | 0.00016423 | 314.0283 | 0 | 314.0283 | 0.011248 | 313.5049 | 0 | 584.318 | 0.02422 | 313.5049 | 0 | 583.3482 | 0 | 584.318 | 0.014452 | 313.5049 | 0 | 314.0283 | 9.6432e-05
|  | 381.6256 | 0.2362 | 313.7161 | -0.017594 | 381.6256 | 9.73 | 313.7161 | 0 | 307.8505 | -0.00023357 | 313.7161 | 0 | 314.24 | 0 | 308.15 | -0.016513 | 314.24 | 0 | 314.24 | 0 | 314.24 | 0 | 308.15 | -0.002565 | 314.24 | 0 | 380.9371 | 0.00016281 | 314.24 | 0 | 314.24 | 0 | 313.7161 | 0 | 584.4762 | 0.013511 | 313.7161 | 0 | 583.5071 | 0.00013913 | 584.4762 | 0.015451 | 313.7161 | 0 | 314.24 | 4.4144e-05
|  | 381.7385 | 0.23312 | 313.9273 | 0.024136 | 381.7385 | 9.9202 | 313.9273 | 0 | 308.0628 | 0.00016454 | 313.9273 | 0 | 314.4517 | 0 | 308.36 | 0.014274 | 314.4517 | 0 | 314.4517 | 0 | 314.4517 | 2.9558e-05 | 308.36 | -0.0086863 | 314.4517 | 0 | 381.049 | 0.00014005 | 314.4517 | 0 | 314.4517 | 0.0086768 | 313.9273 | 0 | 584.6344 | 0.017548 | 313.9273 | 0 | 583.6659 | 9.2755e-05 | 584.6344 | 0.014863 | 313.9273 | 0 | 314.4517 | 9.9082e-05
|  | 381.8515 | 0.23225 | 314.1385 | 0.0166 | 381.8515 | 10.1567 | 314.1385 | 0 | 308.2751 | -1.9091e-05 | 314.1385 | 0 | 314.6633 | 0 | 308.57 | -0.006437 | 314.6633 | 0 | 314.6633 | 0 | 314.6634 | 0 | 308.57 | 0.00058296 | 314.6633 | 0 | 381.1609 | 0.00015793 | 314.6633 | 0 | 314.6634 | 0 | 314.1385 | 0 | 584.7926 | 0.019118 | 314.1385 | 0 | 583.8247 | 0.0004174 | 584.7926 | 0.016156 | 314.1385 | 0 | 314.6634 | 4.3927e-05
|  | 381.9645 | 0.20892 | 314.3497 | -0.0036971 | 381.9645 | 10.2626 | 314.3497 | 0 | 308.4874 | 0.00037811 | 314.3497 | 0 | 314.8751 | 0 | 308.78 | -0.012035 | 314.875 | 0 | 314.8751 | 0 | 314.8751 | 0 | 308.78 | -0.00029147 | 314.8751 | 0 | 381.2728 | 0.00017887 | 314.8751 | 0 | 314.8751 | 0.0043065 | 314.3497 | 0 | 584.9508 | 0.023379 | 314.3497 | 0 | 583.9836 | 0 | 584.9508 | 0.015098 | 314.3497 | 0 | 314.8751 | 0.00012206
|  | 382.0774 | 0.20435 | 314.561 | -0.021087 | 382.0774 | 10.543 | 314.561 | 0 | 308.6997 | -0.00013743 | 314.561 | 0 | 315.0868 | 0 | 308.99 | 0.00027989 | 315.0868 | 0 | 315.0868 | 0 | 315.0868 | 0 | 308.99 | -0.0039641 | 315.0868 | 0 | 381.3847 | 0.00017745 | 315.0868 | 0 | 315.0868 | 0 | 314.561 | 0 | 585.109 | 0.015866 | 314.561 | 0 | 584.1424 | 0.0004174 | 585.109 | 0.015803 | 314.561 | 0 | 315.0868 | 3.5826e-05
|  | 382.1904 | 0.20064 | 314.7723 | 0.025988 | 382.1904 | 10.7293 | 314.7723 | 0 | 308.912 | 0.00016263 | 314.7723 | 0 | 315.2985 | 0 | 309.21 | -0.0097957 | 315.2985 | 0 | 315.2985 | 0 | 315.2985 | 5.2798e-05 | 309.21 | -0.00011659 | 315.2985 | 0 | 381.4966 | 0.00017602 | 315.2985 | 0 | 315.2985 | 0.010359 | 314.7723 | 0 | 585.2673 | 0.02422 | 314.7723 | 0 | 584.3012 | 9.2755e-05 | 585.2673 | 0.014158 | 314.7723 | 0 | 315.2985 | 0.00010791
|  | 382.3033 | 0.1741 | 314.9836 | 0.01646 | 382.3033 | 10.9784 | 314.9836 | 0 | 309.1243 | -7.5732e-05 | 314.9836 | 0 | 315.5103 | 0 | 309.42 | -0.015393 | 315.5103 | 0 | 315.5103 | 0 | 315.5103 | 0 | 309.42 | 5.8296e-05 | 315.5103 | 0 | 381.6085 | 0.00015326 | 315.5103 | 0 | 315.5102 | 0 | 314.9836 | 0 | 585.4255 | 0.013399 | 314.9836 | 0 | 584.4601 | 0.00013913 | 585.4255 | 0.014922 | 314.9836 | 0 | 315.5103 | 3.5842e-05
|  | 382.4163 | 0.13557 | 315.1949 | 0.0076432 | 382.4163 | 11.0452 | 315.1949 | 0 | 309.3367 | 0.00021944 | 315.1949 | 0 | 315.722 | 0 | 309.63 | -0.006437 | 315.722 | 0 | 315.722 | 0 | 315.722 | 2.681e-05 | 309.63 | -0.00011659 | 315.722 | 0 | 381.7205 | 0.00017175 | 315.722 | 0 | 315.722 | 0.00607 | 315.1949 | 0 | 585.5838 | 0.015978 | 315.1949 | 0 | 584.619 | 0 | 585.5838 | 0.013982 | 315.1949 | 0 | 315.722 | 9.463e-05
|  | 382.5292 | 0.16434 | 315.4062 | -0.028415 | 382.5292 | 11.2614 | 315.4062 | 0 | 309.549 | -1.5347e-05 | 315.4062 | 0 | 315.9338 | 0 | 309.84 | -0.039462 | 315.9338 | 0 | 315.9338 | 0 | 315.9338 | 0 | 309.84 | -0.013933 | 315.9338 | 0 | 381.8324 | 0.00015956 | 315.9338 | 0 | 315.9338 | 0 | 315.4062 | 0 | 585.742 | 0.018333 | 315.4062 | 0 | 584.7778 | 0.00013913 | 585.742 | 0.015157 | 315.4062 | 0 | 315.9338 | 2.7713e-05
|  | 382.6422 | 0.14422 | 315.6176 | 0.03255 | 382.6422 | 11.369 | 315.6176 | 0 | 309.7614 | 8.3051e-05 | 315.6176 | 0 | 316.1456 | 0 | 310.05 | 0.031067 | 316.1456 | 0 | 316.1456 | 0 | 316.1456 | 5.3118e-05 | 310.05 | -0.004139 | 316.1456 | 0 | 381.9443 | 0.00015529 | 316.1456 | 0 | 316.1456 | 0.0077516 | 315.6175 | 0 | 585.9003 | 0.028705 | 315.6176 | 0 | 584.9367 | 9.2755e-05 | 585.9003 | 0.014863 | 315.6175 | 0 | 316.1456 | 0.0001017
|  | 382.7551 | 0.13817 | 315.8289 | 0.015914 | 382.7551 | 11.5248 | 315.8289 | 0 | 309.9738 | -0.00016115 | 315.8289 | 0 | 316.3574 | 0 | 310.26 | 0.00083963 | 316.3574 | 0 | 316.3574 | 0 | 316.3574 | 0 | 310.26 | 0.003556 | 316.3574 | 0 | 382.0563 | 0.00013476 | 316.3574 | 0 | 316.3574 | 0 | 315.8289 | 0 | 586.0585 | 0.017548 | 315.8289 | 0 | 585.0956 | 0.00013913 | 586.0585 | 0.015627 | 315.8289 | 0 | 316.3574 | 4.2621e-05
|  | 382.8681 | 0.12063 | 316.0403 | -0.030137 | 382.8681 | 11.7712 | 316.0403 | 0 | 310.1862 | 0.00028364 | 316.0403 | 0 | 316.5692 | 0 | 310.48 | 0.026029 | 316.5693 | 0 | 316.5692 | 0 | 316.5692 | 5.3237e-05 | 310.48 | 0.0032063 | 316.5692 | 0 | 382.1682 | 0.00014045 | 316.5692 | 0 | 316.5692 | 0.0078091 | 316.0403 | 0 | 586.2168 | 0.017268 | 316.0403 | 0 | 585.2545 | 9.2755e-05 | 586.2168 | 0.014863 | 316.0403 | 0 | 316.5692 | 9.8208e-05
|  | 382.981 | 0.10693 | 316.2517 | -0.046563 | 382.981 | 11.8927 | 316.2517 | 0 | 310.3986 | -8.2133e-05 | 316.2517 | 0 | 316.7811 | 0 | 310.69 | 0.00083963 | 316.7811 | 0 | 316.7811 | 0 | 316.7811 | 0 | 310.69 | -0.0092106 | 316.7811 | 0 | 382.2802 | 0.00018558 | 316.7811 | 0 | 316.7811 | 0 | 316.2517 | 0 | 586.3751 | 0.020687 | 316.2517 | 0 | 585.4134 | 0 | 586.3751 | 0.014863 | 316.2517 | 0 | 316.7811 | 3.6749e-05
|  | 383.094 | 0.096679 | 316.4631 | 0.0069622 | 383.094 | 12.0172 | 316.4631 | 0 | 310.611 | 0.00015147 | 316.4631 | 0 | 316.9929 | 0 | 310.9 | -0.006437 | 316.993 | 0 | 316.9929 | 0 | 316.993 | 2.2563e-05 | 310.9 | 0.0032063 | 316.9929 | 0 | 382.3921 | 0.00018822 | 316.9929 | 0 | 316.993 | 0.0082777 | 316.4631 | 0 | 586.5334 | 0.024948 | 316.4631 | 0 | 585.5723 | 0 | 586.5334 | 0.0141 | 316.4631 | 0 | 316.993 | 0.00010439
|  | 383.2069 | 0.1089 | 316.6745 | -0.0086456 | 383.2069 | 12.1771 | 316.6745 | 0 | 310.8234 | -8.7566e-05 | 316.6745 | 0 | 317.2048 | 0 | 311.11 | 0.0069968 | 317.2048 | 0 | 317.2048 | 0 | 317.2048 | 0 | 311.11 | 0.0070537 | 317.2048 | 0 | 382.5041 | 0.00018883 | 317.2048 | 0 | 317.2048 | 0 | 316.6745 | 0 | 586.6917 | 0.024051 | 316.6745 | 0 | 585.7312 | 0.0004174 | 586.6917 | 0.015098 | 316.6745 | 0 | 317.2048 | 2.7665e-05
|  | 383.3199 | 0.083714 | 316.886 | 0.018048 | 383.3199 | 12.271 | 316.886 | 0 | 311.0359 | 0.00023827 | 316.886 | 0 | 317.4167 | 0 | 311.32 | 0.057934 | 317.4167 | 0 | 317.4167 | 0 | 317.4167 | 4.2549e-05 | 311.32 | 0.011251 | 317.4167 | 0 | 382.616 | 0.00014289 | 317.4167 | 0 | 317.4167 | 0.0090819 | 316.886 | 0 | 586.85 | 0.022201 | 316.886 | 0 | 585.8901 | 0.00037102 | 586.85 | 0.014511 | 316.886 | 0 | 317.4167 | 0.00010234
|  | 383.4328 | 0.083097 | 317.0974 | -0.03064 | 383.4328 | 12.2921 | 317.0974 | 0 | 311.2484 | -4.014e-05 | 317.0974 | 0 | 317.6286 | 0 | 311.54 | -0.019311 | 317.6286 | 0 | 317.6286 | 0 | 317.6286 | 0 | 311.54 | -0.013058 | 317.6286 | 0 | 382.728 | 0.00015509 | 317.6286 | 0 | 317.6286 | 0 | 317.0974 | 0 | 587.0083 | 0.015866 | 317.0974 | 0 | 586.049 | 0 | 587.0083 | 0.015157 | 317.0974 | 0 | 317.6286 | 3.0221e-05
|  | 383.5457 | 0.09137 | 317.3089 | 0.017633 | 383.5457 | 12.4411 | 317.3089 | 0 | 311.4608 | 6.7412e-05 | 317.3089 | 0 | 317.8405 | 0 | 311.75 | 0.02379 | 317.8405 | 0 | 317.8405 | 0 | 317.8405 | 2.676e-05 | 311.75 | 0.0042556 | 317.8405 | 0 | 382.84 | 0.00013964 | 317.8405 | 0 | 317.8406 | 0.012796 | 317.3089 | 0 | 587.1667 | 0.028368 | 317.3089 | 0 | 586.2079 | 0.00037102 | 587.1667 | 0.014041 | 317.3089 | 0 | 317.8405 | 0.00011337
|  | 383.6587 | 0.076306 | 317.5204 | -0.061219 | 383.6587 | 12.3761 | 317.5204 | 0 | 311.6733 | 3.8082e-05 | 317.5204 | 0 | 318.0525 | 0 | 311.96 | 0.0058775 | 318.0525 | 0 | 318.0525 | 0 | 318.0525 | 0 | 311.96 | 0.0095019 | 318.0525 | 0 | 382.952 | 0.00015184 | 318.0525 | 0 | 318.0525 | 0 | 317.5204 | 0 | 587.325 | 0.0282 | 317.5204 | 0 | 586.3669 | 0.00013913 | 587.325 | 0.01504 | 317.5204 | 0 | 318.0525 | 1.6911e-05
|  | 383.7716 | 0.076677 | 317.7319 | 0.025548 | 383.7716 | 12.5937 | 317.7319 | 0 | 311.8858 | 0.0002635 | 317.7319 | 0 | 318.2644 | 0 | 312.17 | 0.028827 | 318.2644 | 0 | 318.2644 | 0 | 318.2644 | 3.0161e-05 | 312.17 | -0.0029147 | 318.2644 | 0 | 383.064 | 0.00014716 | 318.2644 | 0 | 318.2644 | 0.014154 | 317.7319 | 0 | 587.4833 | 0.024836 | 317.7319 | 0 | 586.5258 | 9.2755e-05 | 587.4833 | 0.014452 | 317.7319 | 0 | 318.2644 | 0.00010379
|  | 383.8846 | 0.051488 | 317.9434 | 0.02424 | 383.8846 | 12.5568 | 317.9434 | 0 | 312.0983 | -0.00019198 | 317.9434 | 0 | 318.4764 | 0 | 312.38 | 0.019311 | 318.4764 | 0 | 318.4764 | 0 | 318.4764 | 0 | 312.38 | -0.0037892 | 318.4764 | 0 | 383.176 | 0.00014919 | 318.4764 | 0 | 318.4764 | 0 | 317.9434 | 0 | 587.6417 | 0.025621 | 317.9434 | 0 | 586.6848 | 0 | 587.6417 | 0.015333 | 317.9434 | 0 | 318.4764 | 4.6046e-05
|  | 383.9975 | 0.072849 | 318.155 | -0.0038296 | 383.9975 | 12.6768 | 318.155 | 0 | 312.3109 | 0.00012113 | 318.155 | 0 | 318.6884 | 0 | 312.6 | 0.033864 | 318.6884 | 0 | 318.6884 | 0 | 318.6884 | 2.0303e-05 | 312.6 | 0.00093272 | 318.6884 | 0 | 383.288 | 0.00015712 | 318.6884 | 0 | 318.6884 | 0.0048047 | 318.155 | 0 | 587.8 | 0.031059 | 318.155 | 0 | 586.8437 | 0.00037102 | 587.8 | 0.01457 | 318.155 | 0 | 318.6884 | 0.00010309
|  | 384.1104 | 0.060749 | 318.3665 | 0.0037605 | 384.1104 | 12.6981 | 318.3665 | 0 | 312.5234 | -9.9757e-05 | 318.3665 | 0 | 318.9004 | 0 | 312.81 | -0.006437 | 318.9004 | 0 | 318.9004 | 0 | 318.9004 | 0 | 312.81 | -0.0022152 | 318.9004 | 0 | 383.3999 | 0.00017887 | 318.9004 | 0 | 318.9004 | 0 | 318.3665 | 0 | 587.9584 | 0.016651 | 318.3665 | 0 | 587.0027 | 0.00013913 | 587.9584 | 0.014922 | 318.3665 | 0 | 318.9004 | 3.0637e-05
|  | 384.2234 | 0.051365 | 318.5781 | -0.0018581 | 384.2234 | 12.7295 | 318.5781 | 0 | 312.7359 | 0.00024136 | 318.5781 | 0 | 319.1124 | 0 | 313.02 | 0.0041982 | 319.1124 | 0 | 319.1124 | 0 | 319.1124 | 4.5559e-05 | 313.02 | 0.0058296 | 319.1124 | 0 | 383.512 | 0.00019635 | 319.1124 | 0 | 319.1124 | 0.0039145 | 318.5781 | 0 | 588.1168 | 0.020407 | 318.5781 | 0 | 587.1617 | 0.00037102 | 588.1168 | 0.0141 | 318.5781 | 0 | 319.1124 | 9.5444e-05
|  | 384.3363 | 0.04161 | 318.7897 | -0.00017067 | 384.3363 | 12.8915 | 318.7897 | 0 | 312.9485 | -0.0002526 | 318.7897 | 0 | 319.3244 | 0 | 313.23 | -0.04786 | 319.3244 | 0 | 319.3244 | 0 | 319.3244 | 0 | 313.23 | -0.0069371 | 319.3244 | 0 | 383.624 | 0.00017704 | 319.3244 | 0 | 319.3244 | 0 | 318.7897 | 0 | 588.2751 | 0.021304 | 318.7897 | 0 | 587.3206 | 0.00013913 | 588.2751 | 0.014628 | 318.7897 | 0 | 319.3244 | 4.2667e-05
|  | 384.4492 | 0.049759 | 319.0013 | 0.0084305 | 384.4492 | 12.9219 | 319.0013 | 0 | 313.1611 | 8.1394e-05 | 319.0013 | 0 | 319.5365 | 0 | 313.44 | -0.0097957 | 319.5365 | 0 | 319.5365 | 0 | 319.5364 | 2.17e-05 | 313.44 | 0.013524 | 319.5365 | 0 | 383.736 | 0.00015143 | 319.5365 | 0 | 319.5364 | 0.0097566 | 319.0013 | 0 | 588.4335 | 0.025901 | 319.0013 | 0 | 587.4796 | 0 | 588.4335 | 0.0141 | 319.0013 | 0 | 319.5364 | 0.00011784
|  | 384.5622 | 0.055686 | 319.2129 | -0.015041 | 384.5622 | 12.9833 | 319.2129 | 0 | 313.3737 | -5.5446e-05 | 319.2129 | 0 | 319.7485 | 0 | 313.66 | -0.032185 | 319.7485 | 0 | 319.7485 | 0 | 319.7485 | 0 | 313.66 | -0.002565 | 319.7485 | 0 | 383.848 | 0.00015245 | 319.7485 | 0 | 319.7485 | 0 | 319.2129 | 0 | 588.5919 | 0.01794 | 319.2129 | 0 | 587.6386 | 0 | 588.5919 | 0.01504 | 319.2129 | 0 | 319.7485 | 3.9033e-05
|  | 384.6751 | 0.040623 | 319.4246 | 0.025754 | 384.6751 | 12.8357 | 319.4246 | 0 | 313.5863 | 0.00018367 | 319.4246 | 0 | 319.9606 | 0 | 313.87 | 0.02155 | 319.9606 | 0 | 319.9606 | 0 | 319.9606 | 6.1482e-05 | 313.87 | 0.012476 | 319.9606 | 0 | 383.9601 | 0.00016932 | 319.9606 | 0 | 319.9606 | 0.011043 | 319.4246 | 0 | 588.7503 | 0.019734 | 319.4246 | 0 | 587.7976 | 9.2755e-05 | 588.7503 | 0.01457 | 319.4246 | 0 | 319.9606 | 0.00012039
|  | 384.788 | 0.044944 | 319.6362 | -0.018809 | 384.788 | 12.9778 | 319.6362 | 0 | 313.7989 | -0.0001068 | 319.6362 | 0 | 320.1727 | 0 | 314.08 | -0.0013994 | 320.1727 | 0 | 320.1727 | 0 | 320.1727 | 0 | 314.08 | -0.0053632 | 320.1727 | 0 | 384.0721 | 0.000187 | 320.1727 | 0 | 320.1727 | 0 | 319.6362 | 0 | 588.9087 | 0.020015 | 319.6362 | 0 | 587.9566 | 0 | 588.9087 | 0.01504 | 319.6362 | 0 | 320.1727 | 2.6778e-05
|  | 384.901 | 0.037165 | 319.8479 | -0.00035614 | 384.901 | 12.9606 | 319.8479 | 0 | 314.0115 | 0.00020862 | 319.8479 | 0 | 320.3848 | 0 | 314.29 | 0.075285 | 320.3848 | 0 | 320.3848 | 0 | 320.3848 | 4.1893e-05 | 314.29 | -0.0032645 | 320.3848 | 0 | 384.1841 | 0.00017358 | 320.3848 | 0 | 320.3848 | 0.0068352 | 319.8479 | 0 | 589.0671 | 0.014689 | 319.8479 | 0 | 588.1156 | 9.2755e-05 | 589.0671 | 0.014276 | 319.8479 | 0 | 320.3848 | 0.00010834
|  | 385.0139 | 0.035684 | 320.0596 | -0.0097289 | 385.0139 | 13.0097 | 320.0596 | 0 | 314.2242 | -0.00016307 | 320.0596 | 0 | 320.5969 | 0 | 314.5 | 0.0053177 | 320.5969 | 0 | 320.5969 | 0 | 320.5969 | 0 | 314.5 | -0.011484 | 320.5969 | 0 | 384.2962 | 0.00018537 | 320.5969 | 0 | 320.5969 | 0 | 320.0596 | 0 | 589.2256 | 0.023379 | 320.0596 | 0 | 588.2746 | 0.0004174 | 589.2256 | 0.014981 | 320.0596 | 0 | 320.5969 | 3.6785e-05
|  | 385.1268 | 0.039511 | 320.2713 | 0.011143 | 385.1268 | 13.0456 | 320.2713 | 0 | 314.4368 | 0.0002368 | 320.2713 | 0 | 320.809 | 0 | 314.72 | -0.0058775 | 320.809 | 0 | 320.809 | 0 | 320.809 | 1.8987e-05 | 314.72 | -0.00029147 | 320.809 | 0 | 384.4082 | 0.00017094 | 320.809 | 0 | 320.809 | 0.0073577 | 320.2713 | 0 | 589.384 | 0.026798 | 320.2713 | 0 | 588.4336 | 9.2755e-05 | 589.384 | 0.014805 | 320.2713 | 0 | 320.809 | 9.9815e-05
|  | 385.2397 | 0.031486 | 320.483 | -0.029904 | 385.2397 | 13.0961 | 320.483 | 0 | 314.6495 | -0.00017473 | 320.483 | 0 | 321.0212 | 0 | 314.93 | -0.033864 | 321.0212 | 0 | 321.0212 | 0 | 321.0212 | 0 | 314.93 | -0.0034394 | 321.0212 | 0 | 384.5203 | 0.00018741 | 321.0212 | 0 | 321.0212 | 0 | 320.483 | 0 | 589.5424 | 0.017436 | 320.483 | 0 | 588.5927 | 0.0004174 | 589.5424 | 0.015216 | 320.483 | 0 | 321.0212 | 3.246e-05
|  | 385.3526 | 0.029386 | 320.6948 | 0.029894 | 385.3526 | 13.1279 | 320.6948 | 0 | 314.8622 | 0.00015675 | 320.6948 | 0 | 321.2333 | 0 | 315.14 | 0.0069968 | 321.2333 | 0 | 321.2333 | 0 | 321.2333 | 3.9023e-05 | 315.14 | 0.0021569 | 321.2333 | 0 | 384.6323 | 0.00017135 | 321.2333 | 0 | 321.2333 | 0.0081495 | 320.6948 | 0 | 589.7009 | 0.020519 | 320.6948 | 0 | 588.7517 | 0 | 589.7009 | 0.01457 | 320.6948 | 0 | 321.2333 | 0.00011321
|  | 385.4656 | 0.022842 | 320.9065 | 0.021123 | 385.4656 | 13.1411 | 320.9065 | 0 | 315.0749 | -0.00015471 | 320.9065 | 0 | 321.4455 | 0 | 315.35 | -0.013154 | 321.4455 | 0 | 321.4455 | 0 | 321.4455 | 0 | 315.35 | -0.00011659 | 321.4455 | 0 | 384.7444 | 0.00018964 | 321.4455 | 0 | 321.4455 | 0 | 320.9065 | 0 | 589.8593 | 0.019006 | 320.9065 | 0 | 588.9107 | 0.0004174 | 589.8593 | 0.014922 | 320.9065 | 0 | 321.4455 | 4.0813e-05
|  | 385.5785 | 0.019756 | 321.1183 | 0.021799 | 385.5785 | 13.0568 | 321.1183 | 0 | 315.2876 | 0.00014041 | 321.1183 | 0 | 321.6577 | 0 | 315.56 | 0.02211 | 321.6577 | 0 | 321.6577 | 0 | 321.6577 | 4.7954e-05 | 315.56 | 0.00023318 | 321.6577 | 0 | 384.8565 | 0.00017318 | 321.6577 | 0 | 321.6577 | 0.0077995 | 321.1183 | 0 | 590.0178 | 0.01794 | 321.1183 | 0 | 589.0698 | 0 | 590.0178 | 0.014041 | 321.1183 | 0 | 321.6577 | 0.00010033
|  | 385.6914 | 0.016545 | 321.3301 | -0.013928 | 385.6914 | 13.1937 | 321.3301 | 0 | 315.5003 | -0.00014574 | 321.3301 | 0 | 321.8699 | 0 | 315.78 | -0.018752 | 321.8699 | 0 | 321.8699 | 0 | 321.8699 | 0 | 315.78 | -0.011659 | 321.8699 | 0 | 384.9686 | 0.0001998 | 321.8699 | 0 | 321.8699 | 0 | 321.3301 | 0 | 590.1763 | 0.014969 | 321.3301 | 0 | 589.2288 | 0.0004174 | 590.1763 | 0.01457 | 321.3301 | 0 | 321.8699 | 3.7873e-05
|  | 385.8043 | 0.021608 | 321.5419 | 0.0099927 | 385.8043 | 13.2018 | 321.5419 | 0 | 315.713 | 0.00020455 | 321.5419 | 0 | 322.0822 | 0 | 315.99 | -0.027708 | 322.0822 | 0 | 322.0822 | 0 | 322.0822 | 4.6864e-05 | 315.99 | -0.008861 | 322.0822 | 0 | 385.0806 | 0.00019777 | 322.0822 | 0 | 322.0822 | 0.0067877 | 321.5419 | 0 | 590.3347 | 0.030835 | 321.5419 | 0 | 589.3879 | 0 | 590.3347 | 0.013747 | 321.5419 | 0 | 322.0822 | 0.00011709
|  | 385.9172 | 0.012594 | 321.7537 | 0.0069145 | 385.9172 | 13.2284 | 321.7537 | 0 | 315.9258 | -0.00011458 | 321.7537 | 0 | 322.2944 | 0 | 316.2 | -0.032185 | 322.2944 | 0 | 322.2944 | 0 | 322.2944 | 0 | 316.2 | -0.0018654 | 322.2944 | 0 | 385.1927 | 0.00019594 | 322.2944 | 0 | 322.2944 | 0 | 321.7537 | 0 | 590.4932 | 0.013399 | 321.7537 | 0 | 589.547 | 0.00013913 | 590.4932 | 0.014687 | 321.7537 | 0 | 322.2944 | 3.1797e-05
|  | 386.0301 | 0.032844 | 321.9655 | 0.00040071 | 386.0301 | 13.2981 | 321.9655 | 0 | 316.1385 | 0.00025196 | 321.9655 | 0 | 322.5067 | 0 | 316.41 | 0.04562 | 322.5067 | 0 | 322.5067 | 0 | 322.5067 | 1.9849e-05 | 316.41 | 0.0042556 | 322.5067 | 0 | 385.3048 | 0.00017074 | 322.5067 | 0 | 322.5066 | 0.005991 | 321.9655 | 0 | 590.6517 | 0.017716 | 321.9655 | 0 | 589.706 | 0 | 590.6517 | 0.013865 | 321.9655 | 0 | 322.5067 | 0.00010344
|  | 386.1431 | 0.02062 | 322.1774 | -0.030907 | 386.1431 | 13.3828 | 322.1774 | 0 | 316.3513 | -9.6278e-05 | 322.1774 | 0 | 322.7189 | 0 | 316.63 | -0.02155 | 322.7189 | 0 | 322.7189 | 0 | 322.7189 | 0 | 316.63 | -0.0051883 | 322.7189 | 0 | 385.4169 | 0.00017033 | 322.7189 | 0 | 322.7189 | 0 | 322.1774 | 0 | 590.8102 | 0.018557 | 322.1774 | 0 | 589.8651 | 0 | 590.8102 | 0.014452 | 322.1774 | 0 | 322.7189 | 2.6283e-05
|  | 386.256 | 0.024201 | 322.3893 | 0.027379 | 386.256 | 13.3663 | 322.3893 | 0 | 316.5641 | 9.3838e-05 | 322.3893 | 0 | 322.9312 | 0 | 316.84 | 0.038904 | 322.9312 | 0 | 322.9312 | 0 | 322.9312 | 3.6914e-05 | 316.84 | -0.0044887 | 322.9312 | 0 | 385.529 | 0.00018131 | 322.9312 | 0 | 322.9312 | 0.0056379 | 322.3893 | 0 | 590.9687 | 0.023659 | 322.3893 | 0 | 590.0242 | 9.2755e-05 | 590.9687 | 0.013747 | 322.3893 | 0 | 322.9312 | 0.00011533
|  | 386.3689 | 0.024571 | 322.6012 | -0.032035 | 386.3689 | 13.4602 | 322.6012 | 0 | 316.7769 | -0.00012214 | 322.6012 | 0 | 323.1435 | 0 | 317.05 | -0.047299 | 323.1435 | 0 | 323.1435 | 0 | 323.1435 | 0 | 317.05 | 0.0011076 | 323.1435 | 0 | 385.6411 | 0.00018598 | 323.1435 | 0 | 323.1435 | 0 | 322.6012 | 0 | 591.1272 | 0.017043 | 322.6012 | 0 | 590.1833 | 0.00013913 | 591.1272 | 0.014335 | 322.6012 | 0 | 323.1435 | 3.4737e-05
|  | 386.4818 | 0.010444 | 322.8131 | 0.021988 | 386.4818 | 13.4313 | 322.8131 | 0 | 316.9897 | 0.00017798 | 322.8131 | 0 | 323.3558 | 0 | 317.26 | -0.0053177 | 323.3558 | 0 | 323.3558 | 0 | 323.3558 | 3.0548e-05 | 317.26 | -0.0020404 | 323.3558 | 0 | 385.7533 | 0.00016383 | 323.3558 | 0 | 323.3558 | 0.0063796 | 322.8131 | 0 | 591.2858 | 0.02663 | 322.8131 | 0 | 590.3424 | 0 | 591.2858 | 0.014041 | 322.8131 | 0 | 323.3558 | 0.00010803
|  | 386.5947 | 0.018397 | 323.025 | -0.0096072 | 386.5947 | 13.5067 | 323.025 | 0 | 317.2025 | 6.6121e-05 | 323.025 | 0 | 323.5682 | 0 | 317.48 | -0.0097957 | 323.5682 | 0 | 323.5682 | 0 | 323.5682 | 0 | 317.48 | 0.0063542 | 323.5682 | 0 | 385.8654 | 0.00016322 | 323.5682 | 0 | 323.5682 | 0 | 323.025 | 0 | 591.4443 | 0.01794 | 323.025 | 0 | 590.5015 | 0.00013913 | 591.4443 | 0.014628 | 323.025 | 0 | 323.5682 | 4.5574e-05
|  | 386.7076 | 0.010666 | 323.2369 | 0.028208 | 386.7076 | 13.5329 | 323.2369 | 0 | 317.4153 | 0.00022908 | 323.2369 | 0 | 323.7805 | 0 | 317.69 | 0.030506 | 323.7805 | 0 | 323.7805 | 0 | 323.7805 | 4.2065e-05 | 317.69 | -0.002565 | 323.7805 | 0 | 385.9775 | 0.00015651 | 323.7805 | 0 | 323.7805 | 0.0050596 | 323.2369 | 0 | 591.6028 | 0.011605 | 323.2369 | 0 | 590.6606 | 9.2755e-05 | 591.6028 | 0.013923 | 323.2369 | 0 | 323.7805 | 0.00011396
|  | 386.8205 | 0.016792 | 323.4489 | 0.021566 | 386.8205 | 13.3697 | 323.4489 | 0 | 317.6282 | -1.2439e-05 | 323.4489 | 0 | 323.9929 | 0 | 317.9 | -0.0081163 | 323.9929 | 0 | 323.9929 | 0 | 323.9929 | 0 | 317.9 | -0.0018654 | 323.9929 | 0 | 386.0896 | 0.00016667 | 323.9929 | 0 | 323.9929 | 0 | 323.4489 | 0 | 591.7614 | 0.020519 | 323.4489 | 0 | 590.8197 | 0.0004174 | 591.7614 | 0.013982 | 323.4489 | 0 | 323.9929 | 4.44e-05
|  | 386.9334 | 0.010222 | 323.6608 | 6.5762e-05 | 386.9334 | 13.3429 | 323.6608 | 0 | 317.8411 | 0.00016452 | 323.6608 | 0 | 324.2053 | 0 | 318.11 | 0.026029 | 324.2053 | 0 | 324.2053 | 0 | 324.2053 | 2.5941e-05 | 318.11 | -0.010085 | 324.2053 | 0 | 386.2018 | 0.00016606 | 324.2053 | 0 | 324.2053 | 0.010835 | 323.6608 | 0 | 591.9199 | 0.030274 | 323.6608 | 0 | 590.9789 | 0.00037102 | 591.9199 | 0.012925 | 323.6608 | 0 | 324.2053 | 0.00010753
|  | 387.0463 | 0.0083934 | 323.8728 | -0.026909 | 387.0463 | 13.3359 | 323.8728 | 0 | 318.0539 | -0.00024566 | 323.8728 | 0 | 324.4177 | 0 | 318.33 | -0.032185 | 324.4177 | 0 | 324.4177 | 0 | 324.4177 | 0 | 318.33 | -0.018829 | 324.4177 | 0 | 386.3139 | 0.00018171 | 324.4177 | 0 | 324.4177 | 0 | 323.8728 | 0 | 592.0785 | 0.020183 | 323.8728 | 0 | 591.138 | 0.00013913 | 592.0785 | 0.013688 | 323.8728 | 0 | 324.4177 | 4.2981e-05
|  | 387.1592 | 0 | 324.0848 | 0.0022477 | 387.1592 | 13.2298 | 324.0848 | 0 | 318.2668 | 0.00025143 | 324.0848 | 0 | 324.6301 | 0 | 318.54 | -0.0019591 | 324.6301 | 0 | 324.6301 | 0 | 324.6301 | 1.0786e-05 | 318.54 | -0.002565 | 324.6301 | 0 | 386.4261 | 0.00017948 | 324.6301 | 0 | 324.6301 | 0.0035794 | 324.0848 | 0 | 592.2371 | 0.026238 | 324.0848 | 0 | 591.2971 | 9.2755e-05 | 592.2371 | 0.01316 | 324.0848 | 0 | 324.6301 | 0.00011134
|  | 387.2721 | 0.012841 | 324.2969 | -0.003605 | 387.2721 | 13.1448 | 324.2969 | 0 | 318.4797 | -0.00018326 | 324.2969 | 0 | 324.8425 | 0 | 318.75 | 0.0092359 | 324.8425 | 0 | 324.8425 | 0 | 324.8425 | 0 | 318.75 | -0.0086863 | 324.8425 | 0 | 386.5382 | 0.00019737 | 324.8425 | 0 | 324.8425 | 0 | 324.2969 | 0 | 592.3956 | 0.012446 | 324.2969 | 0 | 591.4563 | 0.0004174 | 592.3956 | 0.013688 | 324.2969 | 0 | 324.8425 | 4.6534e-05
|  | 387.385 | 0.021608 | 324.5089 | 0.015442 | 387.385 | 13.0663 | 324.5089 | 0 | 318.6926 | 0.00036497 | 324.5089 | 0 | 325.0549 | 0 | 318.96 | 0.013154 | 325.0549 | 0 | 325.0549 | 0 | 325.0549 | 3.8574e-05 | 318.96 | -0.00011659 | 325.0549 | 0 | 386.6504 | 0.00017745 | 325.0549 | 0 | 325.0549 | 0.001364 | 324.5089 | 0 | 592.5542 | 0.024556 | 324.5089 | 0 | 591.6154 | 9.2755e-05 | 592.5542 | 0.012807 | 324.5089 | 0 | 325.0549 | 9.5447e-05
|  | 387.498 | 0.0081715 | 324.7209 | 0.0051181 | 387.498 | 12.7778 | 324.7209 | 0.0029164 | 318.9055 | -7.0125e-05 | 324.7209 | 0 | 325.2674 | 0 | 319.17 | -0.014274 | 325.2674 | 0 | 325.2674 | 0 | 325.2674 | 0 | 319.17 | 0.0056546 | 325.2674 | 0 | 386.7625 | 0.00019167 | 325.2674 | 0 | 325.2674 | 0 | 324.7209 | 0 | 592.7128 | 0.018053 | 324.7209 | 0 | 591.7746 | 0 | 592.7128 | 0.013395 | 324.7209 | 0 | 325.2674 | 5.9158e-05
|  | 387.6109 | 0.0088883 | 324.933 | 0.01434 | 387.6109 | 12.7257 | 324.933 | 0.047584 | 319.1185 | 0.00019828 | 324.933 | 0 | 325.4799 | 0 | 319.39 | 0.0086761 | 325.4799 | 0 | 325.4799 | 0 | 325.4799 | 2.7316e-05 | 319.39 | 0.010027 | 325.4799 | 0 | 386.8747 | 0.00016566 | 325.4799 | 0 | 325.4799 | 0.0082643 | 324.933 | 0 | 592.8714 | 0.017268 | 324.933 | 0 | 591.9338 | 0 | 592.8714 | 0.013042 | 324.933 | 0 | 325.4799 | 0.00010666
|  | 387.7237 | 0.012841 | 325.1451 | 0.0045717 | 387.7237 | 12.5638 | 325.1451 | -0.013668 | 319.3315 | -0.00015951 | 325.1451 | 0 | 325.6924 | 0 | 319.6 | -0.028827 | 325.6923 | 0 | 325.6924 | 0 | 325.6924 | 0 | 319.6 | -0.0093854 | 325.6924 | 0 | 386.9869 | 0.00017643 | 325.6924 | 0 | 325.6923 | 0 | 325.1451 | 0 | 593.03 | 0.029994 | 325.1451 | 0 | 592.0929 | 0 | 593.03 | 0.013747 | 325.1451 | 0 | 325.6924 | 4.5503e-05
|  | 387.8366 | 0 | 325.3572 | 0.049209 | 387.8366 | 12.3005 | 325.3572 | 0.058172 | 319.5444 | 0.00027924 | 325.3572 | 0 | 325.9049 | 0 | 319.81 | -0.018752 | 325.9049 | 0 | 325.9049 | 0 | 325.9048 | 8.2896e-05 | 319.81 | 0.0033811 | 325.9049 | 0 | 387.0991 | 0.00016383 | 325.9049 | 0 | 325.9049 | 0.0089493 | 325.3572 | 0 | 593.1886 | 0.022762 | 325.3572 | 0 | 592.2521 | 0 | 593.1886 | 0.01316 | 325.3572 | 0 | 325.9048 | 0.00011752
|  | 387.9495 | 0.0055093 | 325.5693 | -0.032004 | 387.9495 | 12.0955 | 325.5693 | -0.028806 | 319.7574 | -0.00014218 | 325.5693 | 0 | 326.1174 | 0 | 320.03 | -0.012595 | 326.1174 | 0 | 326.1174 | 0 | 326.1174 | 0 | 320.03 | 0.010202 | 326.1174 | 0 | 387.2113 | 0.0001685 | 326.1174 | 0 | 326.1174 | 0 | 325.5693 | 0 | 593.3472 | 0.023154 | 325.5693 | 0 | 592.4113 | 0.00013913 | 593.3472 | 0.013865 | 325.5693 | 0 | 326.1174 | 5.1225e-05
|  | 388.0624 | 0.0073328 | 325.7814 | 0.025956 | 388.0624 | 11.8168 | 325.7814 | 0.053616 | 319.9704 | 7.4171e-05 | 325.7814 | 0 | 326.3299 | 0 | 320.24 | 0.041141 | 326.3299 | 0 | 326.3299 | 0 | 326.3299 | 3.1909e-05 | 320.24 | 0.0054798 | 326.3299 | 0 | 387.3234 | 0.00015224 | 326.3299 | 0 | 326.3299 | 0.0074378 | 325.7815 | 0 | 593.5059 | 0.023266 | 325.7814 | 0 | 592.5705 | 0 | 593.5059 | 0.013453 | 325.7815 | 0 | 326.3299 | 0.00011401
|  | 388.1753 | 0.0017378 | 325.9936 | -0.0083249 | 388.1753 | 11.6965 | 325.9936 | -0.010214 | 320.1834 | -0.00014859 | 325.9936 | 0 | 326.5425 | 0 | 320.45 | -0.0047579 | 326.5424 | 0 | 326.5425 | 0 | 326.5424 | 0 | 320.45 | -0.00081612 | 326.5425 | 0 | 387.4356 | 0.00014106 | 326.5425 | 0 | 326.5424 | 0 | 325.9936 | 0 | 593.6645 | 0.018725 | 325.9936 | 0 | 592.7297 | 0.00013913 | 593.6645 | 0.014041 | 325.9936 | 0 | 326.5424 | 4.5439e-05
|  | 388.2882 | 0.0026665 | 326.2058 | 0.0040841 | 388.2882 | 11.334 | 326.2058 | 0.026715 | 320.3964 | 0.00030632 | 326.2058 | 0 | 326.755 | 0 | 320.66 | -0.015393 | 326.755 | 0 | 326.755 | 0 | 326.755 | 3.4537e-05 | 320.66 | -0.0015157 | 326.755 | 0 | 387.5478 | 0.00014106 | 326.755 | 0 | 326.755 | 0.0046519 | 326.2058 | 0 | 593.8232 | 0.025845 | 326.2058 | 0 | 592.8889 | 0 | 593.8232 | 0.013218 | 326.2058 | 0 | 326.755 | 0.00011661
|  | 388.4011 | 0.015311 | 326.4179 | 0.0079312 | 388.4011 | 11.1094 | 326.4179 | -0.025267 | 320.6094 | -0.00018346 | 326.4179 | 0 | 326.9676 | 0 | 320.88 | -0.020431 | 326.9676 | 0 | 326.9676 | 0 | 326.9676 | 0 | 320.88 | 0.0037309 | 326.9676 | 0 | 387.66 | 0.00015224 | 326.9676 | 0 | 326.9676 | 0 | 326.418 | 0 | 593.9818 | 0.014689 | 326.4179 | 0 | 593.0481 | 0 | 593.9818 | 0.013571 | 326.418 | 0 | 326.9676 | 5.9799e-05
|  | 388.514 | 0.0077772 | 326.6301 | 0.022017 | 388.514 | 10.8986 | 326.6301 | 0.056427 | 320.8224 | 0.00020795 | 326.6301 | 0 | 327.1802 | 0 | 321.09 | 0.0092359 | 327.1802 | 0 | 327.1802 | 0 | 327.1802 | 6.9797e-05 | 321.09 | -0.00081612 | 327.1802 | 0 | 387.7722 | 0.00017094 | 327.1802 | 0 | 327.1802 | 0.0059527 | 326.6302 | 0 | 594.1405 | 0.021697 | 326.6301 | 0 | 593.2073 | 0 | 594.1405 | 0.013101 | 326.6302 | 0 | 327.1802 | 0.00011052
|  | 388.6269 | 0.001516 | 326.8424 | -0.016151 | 388.6269 | 10.6076 | 326.8424 | -0.034853 | 321.0355 | -0.00016635 | 326.8424 | 0 | 327.3928 | 0 | 321.3 | -0.0075566 | 327.3928 | 0 | 327.3928 | 0 | 327.3928 | 0 | 321.3 | -0.016556 | 327.3928 | 0 | 387.8845 | 0.00020245 | 327.3928 | 0 | 327.3928 | 0 | 326.8424 | 0 | 594.2991 | 0.021977 | 326.8424 | 0 | 593.3665 | 0.00013913 | 594.2991 | 0.013688 | 326.8424 | 0 | 327.3928 | 4.5837e-05
|  | 388.7398 | 0.0088883 | 327.0546 | 0.011234 | 388.7398 | 10.3129 | 327.0546 | 0.024133 | 321.2486 | 0.00021083 | 327.0546 | 0 | 327.6054 | 0 | 321.51 | 0.040583 | 327.6054 | 0 | 327.6054 | 0 | 327.6054 | 3.2114e-05 | 321.51 | -0.0011659 | 327.6054 | 0 | 387.9967 | 0.00020102 | 327.6054 | 0 | 327.6054 | 0.0047677 | 327.0546 | 0 | 594.4578 | 0.028985 | 327.0546 | 0 | 593.5258 | 9.2755e-05 | 594.4578 | 0.01316 | 327.0546 | 0 | 327.6054 | 0.00011125
|  | 388.8527 | 0.0046219 | 327.2668 | 0.013295 | 388.8527 | 10.0792 | 327.2668 | 0.0019661 | 321.4617 | -3.1241e-05 | 327.2668 | 0 | 327.8181 | 0 | 321.73 | -0.0053177 | 327.8181 | 0 | 327.8181 | 0 | 327.8181 | 0 | 321.73 | -0.024426 | 327.8181 | 0 | 388.1089 | 0.00021159 | 327.8181 | 0 | 327.8181 | 0 | 327.2668 | 0 | 594.6165 | 0.020407 | 327.2668 | 0 | 593.685 | 0 | 594.6165 | 0.013688 | 327.2668 | 0 | 327.8181 | 4.5041e-05
|  | 388.9656 | 0.0017777 | 327.4791 | -0.005389 | 388.9656 | 9.866 | 327.4791 | 0.07344 | 321.6747 | 0.00015867 | 327.4791 | 0 | 328.0307 | 0 | 321.94 | 0.0092359 | 328.0307 | 0 | 328.0307 | 0 | 328.0307 | 3.2404e-05 | 321.94 | -0.0023901 | 328.0307 | 0 | 388.2212 | 0.00016749 | 328.0307 | 0 | 328.0307 | 0.0063905 | 327.4791 | 0 | 594.7752 | 0.022762 | 327.4791 | 0 | 593.8442 | 0 | 594.7752 | 0.012807 | 327.4791 | 0 | 328.0307 | 0.00012155
|  | 389.0784 | 0 | 327.6914 | -0.022883 | 389.0784 | 9.5574 | 327.6914 | -0.068936 | 321.8879 | -0.00010728 | 327.6914 | 0 | 328.2434 | 0 | 322.15 | -0.032185 | 328.2434 | 0 | 328.2434 | 0 | 328.2434 | 0 | 322.15 | -0.0048385 | 328.2434 | 0 | 388.3334 | 0.00018171 | 328.2434 | 0 | 328.2434 | 0 | 327.6914 | 0 | 594.9339 | 0.020127 | 327.6914 | 0 | 594.0035 | 0.00013913 | 594.9339 | 0.013747 | 327.6914 | 0 | 328.2434 | 5.021e-05
|  | 389.1913 | 0 | 327.9037 | 0.012229 | 389.1913 | 9.3705 | 327.9037 | 0.059956 | 322.101 | 6.4459e-05 | 327.9037 | 0 | 328.4561 | 0 | 322.36 | 0.0025189 | 328.4561 | 0 | 328.4561 | 0 | 328.4561 | 3.0843e-05 | 322.36 | 0.0021569 | 328.4561 | 0 | 388.4456 | 0.00015956 | 328.4561 | 0 | 328.4561 | 0.0054919 | 327.9037 | 0 | 595.0926 | 0.025621 | 327.9037 | 0 | 594.1627 | 9.2755e-05 | 595.0926 | 0.013101 | 327.9037 | 0 | 328.4561 | 0.0001137
|  | 389.3042 | 0 | 328.116 | -0.01705 | 389.3042 | 9.0091 | 328.116 | -0.010791 | 322.3141 | -0.00030912 | 328.116 | 0 | 328.6688 | 0 | 322.58 | -0.028827 | 328.6688 | 0 | 328.6688 | 0 | 328.6688 | 0 | 322.58 | -0.013933 | 328.6688 | 0 | 388.5579 | 0.0001868 | 328.6688 | 0 | 328.6688 | 0 | 328.116 | 0 | 595.2513 | 0.01951 | 328.116 | 0 | 594.322 | 0 | 595.2513 | 0.014217 | 328.116 | 0 | 328.6688 | 4.5157e-05
|  | 389.4171 | 0.0077772 | 328.3283 | -0.0048468 | 389.4171 | 8.7752 | 328.3283 | 0.015959 | 322.5273 | 0.00017316 | 328.3283 | 0 | 328.8815 | 0 | 322.79 | 0.02379 | 328.8815 | 0 | 328.8815 | 0 | 328.8815 | 5.8304e-05 | 322.79 | -0.0020404 | 328.8815 | 0 | 388.6701 | 0.00016789 | 328.8815 | 0 | 328.8815 | 0.0089587 | 328.3283 | 0 | 595.41 | 0.025733 | 328.3283 | 0 | 594.4813 | 0.00037102 | 595.41 | 0.012925 | 328.3283 | 0 | 328.8815 | 0.00011344
|  | 389.53 | 0 | 328.5407 | -0.015742 | 389.53 | 8.4937 | 328.5407 | -0.031038 | 322.7404 | -6.5609e-05 | 328.5407 | 0 | 329.0942 | 0 | 323 | 0.0058775 | 329.0942 | 0 | 329.0942 | 0 | 329.0942 | 0 | 323 | -0.004139 | 329.0942 | 0 | 388.7824 | 0.00017521 | 329.0942 | 0 | 329.0942 | 0 | 328.5407 | 0 | 595.5687 | 0.015193 | 328.5407 | 0 | 594.6405 | 0.00069566 | 595.5687 | 0.013453 | 328.5407 | 0 | 329.0942 | 5.2214e-05
|  | 389.6429 | 0.013582 | 328.753 | 0.009692 | 389.6429 | 8.2471 | 328.753 | 0.058932 | 322.9536 | 0.00024081 | 328.753 | 0 | 329.307 | 0 | 323.22 | 0.0081163 | 329.3069 | 0 | 329.307 | 0 | 329.3069 | 2.9409e-05 | 323.22 | 0.0075785 | 329.307 | 0 | 388.8947 | 0.00017175 | 329.307 | 0 | 329.3069 | 0.0063323 | 328.753 | 0 | 595.7275 | 0.019622 | 328.753 | 0 | 594.7998 | 0 | 595.7275 | 0.012572 | 328.753 | 0 | 329.3069 | 0.00011442
|  | 389.7557 | 0.00040678 | 328.9654 | -0.027339 | 389.7557 | 8.0954 | 328.9654 | -0.016616 | 323.1668 | -8.7836e-05 | 328.9654 | 0 | 329.5197 | 0 | 323.43 | -0.040583 | 329.5197 | 0 | 329.5197 | 0 | 329.5197 | 0 | 323.43 | -0.0067623 | 329.5197 | 0 | 389.0069 | 0.00017236 | 329.5197 | 0 | 329.5197 | 0 | 328.9654 | 0 | 595.8862 | 0.020519 | 328.9654 | 0 | 594.9591 | 0.0004174 | 595.8862 | 0.013395 | 328.9654 | 0 | 329.5197 | 3.0966e-05
|  | 389.8686 | 0 | 329.1778 | 0.013305 | 389.8686 | 7.7193 | 329.1778 | 0.035508 | 323.38 | 0.00017246 | 329.1778 | 0 | 329.7325 | 0 | 323.64 | 0.017072 | 329.7325 | 0 | 329.7325 | 0 | 329.7325 | 5.3692e-05 | 323.64 | -0.0029147 | 329.7325 | 0 | 389.1192 | 0.00016525 | 329.7325 | 0 | 329.7325 | 0.0043296 | 329.1778 | 0 | 596.0449 | 0.028592 | 329.1778 | 0 | 595.1184 | 0 | 596.0449 | 0.013042 | 329.1778 | 0 | 329.7325 | 0.00012254
|  | 389.9815 | 0.014323 | 329.3902 | 0.011235 | 389.9815 | 7.527 | 329.3902 | -0.023935 | 323.5932 | 2.7939e-05 | 329.3902 | 0 | 329.9453 | 0 | 323.85 | -0.0069968 | 329.9453 | 0 | 329.9453 | 0 | 329.9453 | 0 | 323.85 | -0.005713 | 329.9453 | 0 | 389.2315 | 0.00015102 | 329.9453 | 0 | 329.9453 | 0 | 329.3902 | 0 | 596.2037 | 0.022257 | 329.3902 | 0 | 595.2777 | 0 | 596.2037 | 0.01363 | 329.3902 | 0 | 329.9453 | 4.7277e-05
|  | 390.0944 | 0.0095549 | 329.6027 | 0.012295 | 390.0944 | 7.1955 | 329.6027 | 0.017095 | 323.8064 | 0.00018419 | 329.6027 | 0 | 330.1581 | 0 | 324.07 | 0.02155 | 330.1581 | 0 | 330.1581 | 0 | 330.1581 | 3.0024e-05 | 324.07 | 0.0093272 | 330.1581 | 0 | 389.3438 | 0.00015997 | 330.1581 | 0 | 330.1581 | 0.0074546 | 329.6027 | 0 | 596.3625 | 0.028761 | 329.6027 | 0 | 595.437 | 0 | 596.3625 | 0.013101 | 329.6027 | 0 | 330.1581 | 9.6958e-05
|  | 390.2072 | 0.0024034 | 329.8151 | -0.023226 | 390.2072 | 7.1408 | 329.8151 | -0.046833 | 324.0196 | 4.6908e-05 | 329.8151 | 0 | 330.3709 | 0 | 324.28 | -0.0086761 | 330.3709 | 0 | 330.3709 | 0 | 330.3709 | 0 | 324.28 | -0.011135 | 330.3709 | 0 | 389.4561 | 0.00016749 | 330.3709 | 0 | 330.3709 | 0 | 329.8151 | 0 | 596.5212 | 0.022874 | 329.8151 | 0 | 595.5963 | 0 | 596.5212 | 0.013512 | 329.8151 | 0 | 330.3709 | 5.1182e-05
|  | 390.3201 | 0.0028887 | 330.0276 | -0.012595 | 390.3201 | 6.8295 | 330.0276 | 0.044493 | 324.2329 | 0.00020836 | 330.0276 | 0 | 330.5837 | 0 | 324.49 | -0.014833 | 330.5837 | 0 | 330.5837 | 0 | 330.5837 | 4.3503e-05 | 324.49 | -0.00046636 | 330.5837 | 0 | 389.5684 | 0.00017928 | 330.5837 | 0 | 330.5837 | 0.0038544 | 330.0276 | 0 | 596.68 | 0.026911 | 330.0276 | 0 | 595.7557 | 9.2755e-05 | 596.68 | 0.013042 | 330.0276 | 0 | 330.5837 | 0.00011896
|  | 390.433 | 0 | 330.24 | -0.0076954 | 390.433 | 6.6053 | 330.24 | -0.045504 | 324.4461 | -0.00021511 | 330.24 | 0 | 330.7966 | 0 | 324.71 | -0.015953 | 330.7966 | 0 | 330.7966 | 0 | 330.7966 | 0 | 324.71 | -0.013408 | 330.7966 | 0 | 389.6807 | 0.00017663 | 330.7966 | 0 | 330.7966 | 0 | 330.24 | 0 | 596.8388 | 0.017043 | 330.24 | 0 | 595.915 | 0 | 596.8388 | 0.013218 | 330.24 | 0 | 330.7966 | 5.0344e-05
|  | 390.5459 | 0.0095549 | 330.4525 | 0.019666 | 390.5459 | 6.4644 | 330.4525 | 0.067878 | 324.6594 | 0.00012104 | 330.4525 | 0 | 331.0095 | 0 | 324.92 | -0.038904 | 331.0095 | 0 | 331.0095 | 0 | 331.0095 | 3.0149e-05 | 324.92 | -0.0062376 | 331.0095 | 0 | 389.793 | 0.00016993 | 331.0095 | 0 | 331.0095 | 0.0067477 | 330.4525 | 0 | 596.9976 | 0.024444 | 330.4525 | 0 | 596.0743 | 9.2755e-05 | 596.9976 | 0.01269 | 330.4525 | 0 | 331.0095 | 0.0001173
|  | 390.6587 | 0.0035126 | 330.665 | -0.015416 | 390.6587 | 6.2209 | 330.665 | -0.042648 | 324.8727 | -6.8168e-05 | 330.665 | 0 | 331.2223 | 0 | 325.13 | 0.010355 | 331.2223 | 0 | 331.2223 | 0 | 331.2224 | 0 | 325.13 | -0.009735 | 331.2223 | 0 | 389.9053 | 0.00017135 | 331.2223 | 0 | 331.2224 | 0 | 330.665 | 0 | 597.1564 | 0.020519 | 330.665 | 0 | 596.2337 | 0.00013913 | 597.1564 | 0.013336 | 330.665 | 0 | 331.2224 | 4.6007e-05
|  | 390.7716 | 0.0031109 | 330.8776 | -0.022311 | 390.7716 | 6.1392 | 330.8776 | 0.03834 | 325.086 | 1.4908e-05 | 330.8776 | 0 | 331.4352 | 0 | 325.34 | 0.00083963 | 331.4352 | 0 | 331.4352 | 0 | 331.4352 | 3.143e-05 | 325.34 | 0.00040807 | 331.4352 | 0 | 390.0176 | 0.00017175 | 331.4352 | 0 | 331.4352 | 0.0093526 | 330.8776 | 0 | 597.3152 | 0.016258 | 330.8776 | 0 | 596.393 | 9.2755e-05 | 597.3152 | 0.013042 | 330.8776 | 0 | 331.4352 | 9.7597e-05
|  | 390.8845 | 0.0066185 | 331.0901 | -0.0093371 | 390.8845 | 5.9669 | 331.0901 | -0.019809 | 325.2993 | -6.1639e-05 | 331.0901 | 0 | 331.6481 | 0 | 325.56 | -0.020991 | 331.6481 | 0 | 331.6481 | 0 | 331.6482 | 0 | 325.56 | -0.0029147 | 331.6481 | 0 | 390.1299 | 0.00016932 | 331.6481 | 0 | 331.6482 | 0 | 331.0901 | 0 | 597.474 | 0.024276 | 331.0901 | 0 | 596.5524 | 0.00013913 | 597.474 | 0.013512 | 331.0901 | 0 | 331.6482 | 6.3651e-05
|  | 390.9973 | 0.0066662 | 331.3027 | 0.043039 | 390.9973 | 5.8132 | 331.3027 | 0.053041 | 325.5126 | 0.00021649 | 331.3027 | 0 | 331.8611 | 0 | 325.77 | -0.00083963 | 331.8611 | 0 | 331.8611 | 0 | 331.8611 | 5.9824e-05 | 325.77 | -0.0034394 | 331.8611 | 0 | 390.2422 | 0.00013964 | 331.8611 | 0 | 331.8611 | 0.0053022 | 331.3027 | 0 | 597.6328 | 0.026686 | 331.3027 | 0 | 596.7117 | 9.2755e-05 | 597.6328 | 0.012631 | 331.3027 | 0 | 331.8611 | 0.00011016
|  | 391.1102 | 0 | 331.5152 | -0.016106 | 391.1102 | 5.6976 | 331.5152 | -0.063131 | 325.726 | -0.00026685 | 331.5152 | 0 | 332.074 | 0 | 325.98 | -0.042262 | 332.074 | 0 | 332.074 | 0 | 332.074 | 0 | 325.98 | -0.016206 | 332.074 | 0 | 390.3546 | 0.00013049 | 332.074 | 0 | 332.074 | 0 | 331.5152 | 0 | 597.7917 | 0.017772 | 331.5152 | 0 | 596.8711 | 0.0004174 | 597.7917 | 0.013453 | 331.5152 | 0 | 332.074 | 4.9279e-05
|  | 391.2231 | 0.0051107 | 331.7278 | 0.025691 | 391.2231 | 5.5961 | 331.7278 | 0.055194 | 325.9393 | 0.00024024 | 331.7278 | 0 | 332.287 | 0 | 326.2 | 0.010915 | 332.287 | 0 | 332.287 | 0 | 332.287 | 3.64e-05 | 326.2 | 0.0037309 | 332.287 | 0 | 390.4669 | 0.00013679 | 332.287 | 0 | 332.287 | 0.0034408 | 331.7278 | 0 | 597.9505 | 0.027695 | 331.7278 | 0 | 597.0305 | 0 | 597.9505 | 0.012807 | 331.7278 | 0 | 332.287 | 9.5763e-05
|  | 391.336 | 0.014323 | 331.9404 | 0.020033 | 391.336 | 5.4179 | 331.9404 | 0.00079482 | 326.1527 | -9.5785e-05 | 331.9404 | 0 | 332.4999 | 0 | 326.41 | -0.02155 | 332.5 | 0 | 332.4999 | 0 | 332.4999 | 0 | 326.41 | -0.0013408 | 332.4999 | 0 | 390.5793 | 0.00015102 | 332.4999 | 0 | 332.4999 | 0 | 331.9404 | 0 | 598.1094 | 0.024556 | 331.9404 | 0 | 597.1898 | 0.00013913 | 598.1094 | 0.01363 | 331.9404 | 0 | 332.4999 | 4.9165e-05
|  | 391.4488 | 0 | 332.1531 | 0.033618 | 391.4488 | 5.3072 | 332.1531 | 0.055526 | 326.3661 | 0.00021665 | 332.1531 | 0 | 332.7129 | 0 | 326.62 | -0.0069968 | 332.7129 | 0 | 332.7129 | 0 | 332.7129 | 3.0092e-05 | 326.62 | -0.0022152 | 332.7129 | 0 | 390.6916 | 0.00018395 | 332.7129 | 0 | 332.7129 | 0.0083452 | 332.1531 | 0 | 598.2682 | 0.029546 | 332.1531 | 0 | 597.3492 | 9.2755e-05 | 598.2682 | 0.012866 | 332.1531 | 0 | 332.7129 | 0.00010529
|  | 391.5617 | 0.0046219 | 332.3657 | 0.0058093 | 391.5617 | 5.1743 | 332.3657 | -0.036766 | 326.5794 | -0.00021535 | 332.3657 | 0 | 332.9259 | 0 | 326.84 | -0.054016 | 332.9259 | 0 | 332.9259 | 0 | 332.9259 | 0 | 326.84 | -0.021452 | 332.9259 | 0 | 390.8039 | 0.00018985 | 332.9259 | 0 | 332.9259 | 0 | 332.3657 | 0 | 598.4271 | 0.022482 | 332.3657 | 0 | 597.5086 | 0.0004174 | 598.4271 | 0.01316 | 332.3657 | 0 | 332.9259 | 5.66e-05
|  | 391.6746 | 0 | 332.5784 | 0.034084 | 391.6746 | 5.1364 | 332.5784 | 0.025211 | 326.7928 | 0.00013641 | 332.5784 | 0 | 333.139 | 0 | 327.05 | 0.036104 | 333.139 | 0 | 333.139 | 0 | 333.1389 | 4.1283e-05 | 327.05 | 0.003556 | 333.139 | 0 | 390.9163 | 0.00018822 | 333.139 | 0 | 333.139 | 0.010631 | 332.5784 | 0 | 598.5859 | 0.018501 | 332.5784 | 0 | 597.668 | 0 | 598.5859 | 0.012455 | 332.5784 | 0 | 333.1389 | 0.0001063
|  | 391.7874 | 0.0030689 | 332.791 | 0.014059 | 391.7874 | 5.0125 | 332.791 | -0.021424 | 327.0063 | -0.00013654 | 332.791 | 0 | 333.352 | 0 | 327.26 | -0.034425 | 333.352 | 0 | 333.352 | 0 | 333.352 | 0 | 327.26 | -0.0085115 | 333.352 | 0 | 391.0287 | 0.00017663 | 333.352 | 0 | 333.352 | 0 | 332.791 | 0 | 598.7448 | 0.022762 | 332.791 | 0 | 597.8274 | 0 | 598.7448 | 0.01269 | 332.791 | 0 | 333.352 | 2.3933e-05
|  | 391.9003 | 0.01111 | 333.0037 | 0.028177 | 391.9003 | 4.8989 | 333.0037 | 0.037533 | 327.2197 | 0.00029215 | 333.0037 | 0 | 333.565 | 0 | 327.47 | -0.0069968 | 333.565 | 0 | 333.565 | 0 | 333.565 | 4.3832e-05 | 327.47 | 0.0026815 | 333.565 | 0 | 391.141 | 0.00015143 | 333.565 | 0 | 333.565 | 0.0050228 | 333.0037 | 0 | 598.9037 | 0.024612 | 333.0037 | 0 | 597.9868 | 0 | 598.9037 | 0.012337 | 333.0037 | 0 | 333.565 | 0.00010841
|  | 392.0131 | 0 | 333.2164 | -0.010045 | 392.0131 | 4.8632 | 333.2164 | -0.02552 | 327.4331 | -5.3033e-05 | 333.2164 | 0 | 333.7781 | 0 | 327.69 | -0.026029 | 333.7781 | 0 | 333.7781 | 0 | 333.7781 | 0 | 327.69 | -0.005538 | 333.7781 | 0 | 391.2534 | 0.00017277 | 333.7781 | 0 | 333.7781 | 0 | 333.2164 | 0 | 599.0626 | 0.019903 | 333.2164 | 0 | 598.1463 | 0.00013913 | 599.0626 | 0.012983 | 333.2164 | 0 | 333.7781 | 3.634e-05
|  | 392.126 | 0.0024443 | 333.4292 | 0.0096847 | 392.126 | 4.8681 | 333.4292 | 0.042635 | 327.6466 | 0.00012537 | 333.4292 | 0 | 333.9912 | 0 | 327.9 | -0.0025189 | 333.9912 | 0 | 333.9912 | 0 | 333.9912 | 3.9658e-05 | 327.9 | 0.0056546 | 333.9912 | 0 | 391.3658 | 0.00014533 | 333.9912 | 0 | 333.9912 | 0.0034223 | 333.4291 | 0 | 599.2215 | 0.029097 | 333.4292 | 0 | 598.3057 | 0 | 599.2215 | 0.012866 | 333.4291 | 0 | 333.9912 | 0.00010589
|  | 392.2389 | 0.0059529 | 333.6419 | -0.0074689 | 392.2389 | 4.7411 | 333.6419 | -0.021012 | 327.86 | -5.2785e-05 | 333.6419 | 0 | 334.2043 | 0 | 328.11 | -0.012035 | 334.2043 | 0 | 334.2043 | 0 | 334.2043 | 0 | 328.11 | -0.0023901 | 334.2043 | 0 | 391.4782 | 0.00017216 | 334.2043 | 0 | 334.2043 | 0 | 333.6419 | 0 | 599.3804 | 0.019734 | 333.6419 | 0 | 598.4651 | 0.0004174 | 599.3804 | 0.013101 | 333.6419 | 0 | 334.2043 | 4.4313e-05
|  | 392.3517 | 0.0095549 | 333.8546 | 0.026747 | 392.3517 | 4.7354 | 333.8546 | 0.041853 | 328.0735 | 0.00021704 | 333.8546 | 0 | 334.4174 | 0 | 328.33 | 0.0053177 | 334.4174 | 0 | 334.4174 | 0 | 334.4174 | 4.7984e-05 | 328.33 | -0.0071117 | 334.4174 | 0 | 391.5906 | 0.00016647 | 334.4174 | 0 | 334.4174 | 0.011697 | 333.8546 | 0 | 599.5393 | 0.020575 | 333.8546 | 0 | 598.6245 | 0 | 599.5393 | 0.01222 | 333.8546 | 0 | 334.4174 | 0.00013414
|  | 392.4646 | 0.0048437 | 334.0674 | -0.03515 | 392.4646 | 4.6886 | 334.0674 | -0.028443 | 328.287 | -0.00013939 | 334.0674 | 0 | 334.6305 | 0 | 328.54 | -0.027708 | 334.6305 | 0 | 334.6305 | 0 | 334.6305 | 0 | 328.54 | -0.0037892 | 334.6305 | 0 | 391.703 | 0.00021383 | 334.6305 | 0 | 334.6305 | 0 | 334.0674 | 0 | 599.6982 | 0.015474 | 334.0674 | 0 | 598.784 | 0.0004174 | 599.6982 | 0.012572 | 334.0674 | 0 | 334.6305 | 3.8652e-05
|  | 392.5774 | 0.0051107 | 334.2802 | -0.030508 | 392.5774 | 4.6606 | 334.2802 | 0.025472 | 328.5005 | 0.00010735 | 334.2802 | 0 | 334.8436 | 0 | 328.75 | 0.016513 | 334.8436 | 0 | 334.8436 | 0 | 334.8436 | 1.0509e-05 | 328.75 | 0.0037309 | 334.8436 | 0 | 391.8154 | 0.00020489 | 334.8436 | 0 | 334.8436 | 0.0084175 | 334.2802 | 0 | 599.8572 | 0.02848 | 334.2802 | 0 | 598.9434 | 9.2755e-05 | 599.8572 | 0.012513 | 334.2802 | 0 | 334.8436 | 0.00011147
|  | 392.6903 | 0.0032908 | 334.493 | 0.020257 | 392.6903 | 4.5624 | 334.493 | 0.0062707 | 328.714 | -0.00014737 | 334.493 | 0 | 335.0568 | 0 | 328.97 | -0.026029 | 335.0568 | 0 | 335.0568 | 0 | 335.0568 | 0 | 328.97 | -0.007462 | 335.0568 | 0 | 391.9278 | 0.00020123 | 335.0568 | 0 | 335.0568 | 0 | 334.493 | 0 | 600.0161 | 0.014689 | 334.493 | 0 | 599.1029 | 0.00013913 | 600.0161 | 0.013453 | 334.493 | 0 | 335.0568 | 5.8281e-05
|  | 392.8031 | 0.00022221 | 334.7058 | 0.028041 | 392.8031 | 4.497 | 334.7058 | 0.047396 | 328.9276 | 0.00014085 | 334.7058 | 0 | 335.27 | 0 | 329.18 | -0.0030786 | 335.27 | 0 | 335.27 | 0 | 335.27 | 5.4831e-05 | 329.18 | -0.007462 | 335.27 | 0 | 392.0402 | 0.00015712 | 335.27 | 0 | 335.27 | 0.0075063 | 334.7058 | 0 | 600.175 | 0.0282 | 334.7058 | 0 | 599.2623 | 9.2755e-05 | 600.175 | 0.013042 | 334.7058 | 0 | 335.27 | 0.00012399
|  | 392.916 | 0 | 334.9187 | 0.0012402 | 392.916 | 4.5682 | 334.9187 | -0.027124 | 329.1411 | -9.5386e-05 | 334.9187 | 0 | 335.4831 | 0 | 329.39 | -0.0030786 | 335.4832 | 0 | 335.4831 | 0 | 335.4832 | 0 | 329.39 | -0.0076368 | 335.4831 | 0 | 392.1526 | 0.00016139 | 335.4831 | 0 | 335.4832 | 0 | 334.9187 | 0 | 600.334 | 0.028985 | 334.9187 | 0 | 599.4218 | 0 | 600.334 | 0.013747 | 334.9187 | 0 | 335.4832 | 5.9142e-05
|  | 393.0288 | 0.011333 | 335.1315 | 0.095417 | 393.0288 | 4.4706 | 335.1315 | 0.12104 | 329.3546 | 0.00017867 | 335.1315 | 0 | 335.6963 | 0 | 329.61 | -0.00027989 | 335.6963 | 0 | 335.6963 | 0 | 335.6964 | 0.00013073 | 329.61 | 0.011251 | 335.6963 | 0 | 392.265 | 0.00015753 | 335.6963 | 0 | 335.6963 | 0.014081 | 335.1315 | 0 | 600.4929 | 0.027023 | 335.1315 | 0 | 599.5813 | 9.2755e-05 | 600.4929 | 0.01316 | 335.1315 | 0 | 335.6964 | 0.00011314
|  | 393.1417 | 0.0012942 | 335.3444 | 0.013714 | 393.1417 | 4.3927 | 335.3444 | -0.0010164 | 329.5682 | -8.619e-05 | 335.3444 | 0 | 335.9096 | 0 | 329.82 | -0.010355 | 335.9096 | 0 | 335.9096 | 0 | 335.9096 | 0 | 329.82 | -0.0020404 | 335.9096 | 0 | 392.3775 | 0.00017806 | 335.9096 | 0 | 335.9096 | 0 | 335.3444 | 0 | 600.6519 | 0.01923 | 335.3444 | 0 | 599.7408 | 0.0004174 | 600.6519 | 0.013747 | 335.3444 | 0 | 335.9096 | 4.8975e-05
|  | 393.2545 | 0.0051107 | 335.5573 | 0.012497 | 393.2545 | 4.3247 | 335.5573 | 0.019838 | 329.7818 | 0.00015326 | 335.5573 | 0 | 336.1228 | 0 | 330.03 | 0.014274 | 336.1228 | 0 | 336.1228 | 0 | 336.1228 | 3.3556e-05 | 330.03 | -0.0030897 | 336.1228 | 0 | 392.4899 | 0.00019025 | 336.1228 | 0 | 336.1228 | 0.0074719 | 335.5573 | 0 | 600.8109 | 0.016258 | 335.5573 | 0 | 599.9003 | 9.2755e-05 | 600.8109 | 0.012748 | 335.5573 | 0 | 336.1228 | 0.0001059
|  | 393.3674 | 0.0095026 | 335.7702 | -0.0011187 | 393.3674 | 4.3281 | 335.7702 | -0.032295 | 329.9954 | -3.7667e-06 | 335.7702 | 0 | 336.336 | 0 | 330.25 | 0.019871 | 336.336 | 0 | 336.336 | 0 | 336.336 | 0 | 330.25 | 0.0093272 | 336.336 | 0 | 392.6023 | 0.00018171 | 336.336 | 0 | 336.336 | 0 | 335.7702 | 0 | 600.9698 | 0.020687 | 335.7702 | 0 | 600.0598 | 0.00013913 | 600.9698 | 0.013218 | 335.7702 | 0 | 336.336 | 4.6575e-05
|  | 393.4802 | 0 | 335.9831 | 0.030608 | 393.4802 | 4.3033 | 335.9831 | 0.026153 | 330.209 | 0.00021366 | 335.9831 | 0 | 336.5493 | 0 | 330.46 | 0.031627 | 336.5493 | 0 | 336.5493 | 0 | 336.5493 | 3.4323e-05 | 330.46 | 0.001982 | 336.5493 | 0 | 392.7148 | 0.00017704 | 336.5493 | 0 | 336.5493 | 0.0091507 | 335.9831 | 0 | 601.1288 | 0.029265 | 335.9831 | 0 | 600.2193 | 0 | 601.1288 | 0.012513 | 335.9831 | 0 | 336.5493 | 0.00010475
|  | 393.5931 | 0 | 336.196 | 0.012025 | 393.5931 | 4.2422 | 336.196 | -0.026042 | 330.4226 | -0.00012443 | 336.196 | 0 | 336.7626 | 0 | 330.67 | 0.0041982 | 336.7626 | 0 | 336.7626 | 0 | 336.7626 | 0 | 330.67 | -0.004139 | 336.7626 | 0 | 392.8272 | 0.00017887 | 336.7626 | 0 | 336.7626 | 0 | 336.196 | 0 | 601.2878 | 0.020015 | 336.196 | 0 | 600.3788 | 0 | 601.2878 | 0.012925 | 336.196 | 0 | 336.7626 | 4.9948e-05
|  | 393.7059 | 0 | 336.409 | 0.034438 | 393.7059 | 4.15 | 336.409 | 0.078132 | 330.6363 | 0.00022419 | 336.409 | 0 | 336.9759 | 0 | 330.89 | 0.018192 | 336.9759 | 0 | 336.9759 | 0 | 336.9759 | 4.5457e-05 | 330.89 | 0.0026815 | 336.9759 | 0 | 392.9397 | 0.00018883 | 336.9759 | 0 | 336.9759 | 0.0094331 | 336.409 | 0 | 601.4468 | 0.023154 | 336.409 | 0 | 600.5383 | 0 | 601.4468 | 0.012161 | 336.409 | 0 | 336.9759 | 0.00011753
|  | 393.8188 | 0 | 336.6219 | 0.0070997 | 393.8188 | 4.1251 | 336.6219 | 0.0010109 | 330.8499 | -5.5721e-05 | 336.6219 | 0 | 337.1892 | 0 | 331.1 | 0.013154 | 337.1892 | 0 | 337.1892 | 0 | 337.1892 | 0 | 331.1 | 0.0058296 | 337.1892 | 0 | 393.0521 | 0.00018029 | 337.1892 | 0 | 337.1892 | 0 | 336.6219 | 0 | 601.6059 | 0.023266 | 336.6219 | 0 | 600.6978 | 0.00013913 | 601.6059 | 0.01269 | 336.6219 | 0 | 337.1892 | 4.5504e-05
|  | 393.9316 | 0 | 336.8349 | 0.017535 | 393.9316 | 4.0388 | 336.8349 | 0.039514 | 331.0635 | 0.00016057 | 336.8349 | 0 | 337.4025 | 0 | 331.31 | -0.013714 | 337.4025 | 0 | 337.4025 | 0 | 337.4025 | 4.2241e-05 | 331.31 | -0.005538 | 337.4025 | 0 | 393.1646 | 0.00015671 | 337.4025 | 0 | 337.4025 | 0.011579 | 336.8349 | 0 | 601.7649 | 0.026294 | 336.8349 | 0 | 600.8573 | 0 | 601.7649 | 0.012278 | 336.8349 | 0 | 337.4025 | 0.00011827
|  | 394.0445 | 0.0075059 | 337.0479 | 0.0075521 | 394.0445 | 3.9442 | 337.0479 | -0.017964 | 331.2772 | -0.00012444 | 337.0479 | 0 | 337.6158 | 0 | 331.53 | -0.02379 | 337.6158 | 0 | 337.6158 | 0 | 337.6158 | 0 | 331.53 | -0.0043139 | 337.6158 | 0 | 393.2771 | 0.00015326 | 337.6158 | 0 | 337.6158 | 0 | 337.0479 | 0 | 601.9239 | 0.014913 | 337.0479 | 0 | 601.0169 | 0.00013913 | 601.9239 | 0.012866 | 337.0479 | 0 | 337.6158 | 3.6665e-05
|  | 394.1573 | 0 | 337.2609 | 0.046916 | 394.1573 | 3.8887 | 337.2609 | 0.039295 | 331.4909 | 0.00020745 | 337.2609 | 0 | 337.8292 | 0 | 331.74 | 0.014274 | 337.8292 | 0 | 337.8292 | 0 | 337.8292 | 4.8554e-05 | 331.74 | 0.0082777 | 337.8292 | 0 | 393.3895 | 0.00015224 | 337.8292 | 0 | 337.8292 | 0.012385 | 337.2609 | 0 | 602.0829 | 0.023154 | 337.2609 | 0 | 601.1764 | 9.2755e-05 | 602.0829 | 0.012278 | 337.2609 | 0 | 337.8292 | 0.00011583
|  | 394.2702 | 0 | 337.4739 | 0.01745 | 394.2702 | 3.8249 | 337.4739 | 0.016901 | 331.7046 | -8.4407e-05 | 337.4739 | 0 | 338.0425 | 0 | 331.95 | -0.031067 | 338.0425 | 0 | 338.0425 | 0 | 338.0425 | 0 | 331.95 | 0.008628 | 338.0425 | 0 | 393.502 | 0.00017602 | 338.0425 | 0 | 338.0425 | 0 | 337.4739 | 0 | 602.242 | 0.025453 | 337.4739 | 0 | 601.336 | 0.00013913 | 602.242 | 0.012631 | 337.4739 | 0 | 338.0425 | 4.3686e-05
|  | 394.383 | 0.0039998 | 337.687 | 0.03617 | 394.383 | 3.7781 | 337.687 | 0.062266 | 331.9183 | 0.00021932 | 337.687 | 0 | 338.2559 | 0 | 332.17 | -0.0086761 | 338.2559 | 0 | 338.2559 | 0 | 338.2559 | 4.998e-05 | 332.17 | -0.0011659 | 338.2559 | 0 | 393.6145 | 0.00017216 | 338.2559 | 0 | 338.2559 | 0.011594 | 337.687 | 0 | 602.401 | 0.03717 | 337.687 | 0 | 601.4955 | 0.00064928 | 602.401 | 0.011985 | 337.687 | 0 | 338.2559 | 0.00010768
|  | 394.4959 | 0 | 337.9 | 0.0049625 | 394.4959 | 3.7025 | 337.9 | -0.037608 | 332.132 | -1.6085e-05 | 337.9 | 0 | 338.4693 | 0 | 332.38 | 0.015953 | 338.4693 | 0 | 338.4693 | 0 | 338.4693 | 0 | 332.38 | -0.005713 | 338.4693 | 0 | 393.727 | 0.0001681 | 338.4693 | 0 | 338.4693 | 0 | 337.9 | 0 | 602.5601 | 0.012222 | 337.9 | 0 | 601.6551 | 0 | 602.5601 | 0.012925 | 337.9 | 0 | 338.4693 | 4.7688e-05
|  | 394.6087 | 0.0024443 | 338.1131 | 0.031293 | 394.6087 | 3.5843 | 338.1131 | 0.027901 | 332.3458 | 0.000216 | 338.1131 | 0 | 338.6827 | 0 | 332.59 | 0.04562 | 338.6827 | 0 | 338.6827 | 0 | 338.6827 | 1.8967e-05 | 332.59 | 0.0093272 | 338.6827 | 0 | 393.8395 | 0.00013923 | 338.6827 | 0 | 338.6827 | 0.0088921 | 338.1131 | 0 | 602.7191 | 0.027079 | 338.1131 | 0 | 601.8146 | 9.2755e-05 | 602.7191 | 0.012513 | 338.1131 | 0 | 338.6827 | 0.0001136
|  | 394.7215 | 0 | 338.3262 | 0.029675 | 394.7215 | 3.5467 | 338.3262 | -0.018742 | 332.5595 | -6.51e-05 | 338.3262 | 0 | 338.8961 | 0 | 332.81 | 0.015953 | 338.8961 | 0 | 338.8961 | 0 | 338.8961 | 0 | 332.81 | -0.012883 | 338.8961 | 0 | 393.952 | 0.00014147 | 338.8961 | 0 | 338.8961 | 0 | 338.3262 | 0 | 602.8782 | 0.027191 | 338.3262 | 0 | 601.9742 | 0 | 602.8782 | 0.01316 | 338.3262 | 0 | 338.8961 | 4.7387e-05
|  | 394.8344 | 0 | 338.5393 | 0.049231 | 394.8344 | 3.4575 | 338.5393 | 0.070049 | 332.7733 | 0.00024514 | 338.5393 | 0 | 339.1096 | 0 | 333.02 | -0.0013994 | 339.1096 | 0 | 339.1096 | 0 | 339.1096 | 6.7522e-05 | 333.02 | 0.0011076 | 339.1096 | 0 | 394.0645 | 0.00015062 | 339.1096 | 0 | 339.1096 | 0.010324 | 338.5393 | 0 | 603.0373 | 0.037675 | 338.5393 | 0 | 602.1338 | 9.2755e-05 | 603.0373 | 0.012043 | 338.5393 | 0 | 339.1096 | 0.00011966
|  | 394.9472 | 0.00085042 | 338.7524 | 0.034487 | 394.9472 | 3.4031 | 338.7524 | -0.0061996 | 332.987 | -0.00015256 | 338.7524 | 0 | 339.323 | 0 | 333.24 | -0.038343 | 339.323 | 0 | 339.323 | 0 | 339.323 | 0 | 333.24 | 0.0046053 | 339.323 | 0 | 394.177 | 0.0001618 | 339.323 | 0 | 339.323 | 0 | 338.7525 | 0 | 603.1963 | 0.01951 | 338.7524 | 0 | 602.2934 | 0 | 603.1963 | 0.012748 | 338.7525 | 0 | 339.323 | 4.0932e-05
|  | 395.06 | 0 | 338.9656 | 0.045958 | 395.06 | 3.3154 | 338.9656 | 0.052682 | 333.2008 | 0.0001514 | 338.9656 | 0 | 339.5365 | 0 | 333.45 | 0.012595 | 339.5365 | 0 | 339.5365 | 0 | 339.5365 | 2.2484e-05 | 333.45 | 0.0014574 | 339.5365 | 0 | 394.2895 | 0.00016362 | 339.5365 | 0 | 339.5365 | 0.0082123 | 338.9656 | 0 | 603.3554 | 0.030443 | 338.9656 | 0 | 602.453 | 0 | 603.3554 | 0.012278 | 338.9656 | 0 | 339.5365 | 0.00013568
|  | 395.1729 | 0 | 339.1787 | -0.021194 | 395.1729 | 3.2135 | 339.1787 | -0.068347 | 333.4146 | -0.00018917 | 339.1787 | 0 | 339.75 | 0 | 333.66 | 0.012595 | 339.75 | 0 | 339.75 | 0 | 339.75 | 0 | 333.66 | -0.0011659 | 339.75 | 0 | 394.402 | 0.00015793 | 339.75 | 0 | 339.75 | 0 | 339.1787 | 0 | 603.5145 | 0.016651 | 339.1787 | 0 | 602.6126 | 0 | 603.5145 | 0.013277 | 339.1787 | 0 | 339.75 | 3.7696e-05
|  | 395.2857 | 0 | 339.3919 | 0.0069221 | 395.2857 | 3.1913 | 339.3919 | 0.02812 | 333.6284 | 0.00010841 | 339.3919 | 0 | 339.9635 | 0 | 333.88 | -0.0097957 | 339.9635 | 0 | 339.9635 | 0 | 339.9635 | 7.987e-06 | 333.88 | 0.0061793 | 339.9635 | 0 | 394.5146 | 0.00015793 | 339.9635 | 0 | 339.9635 | 0.0037914 | 339.3919 | 0 | 603.6736 | 0.029097 | 339.3919 | 0 | 602.7722 | 9.2755e-05 | 603.6736 | 0.01269 | 339.3919 | 0 | 339.9635 | 0.00011603
|  | 395.3986 | 0.0048437 | 339.6051 | 0.0524 | 395.3986 | 3.117 | 339.6051 | -0.0061026 | 333.8423 | -0.0001583 | 339.6051 | 0 | 340.177 | 0 | 334.09 | 0.0025189 | 340.177 | 0 | 340.177 | 0 | 340.177 | 0 | 334.09 | -0.0048385 | 340.177 | 0 | 394.6271 | 0.00017643 | 340.177 | 0 | 340.177 | 0 | 339.6051 | 0 | 603.8328 | 0.019006 | 339.6051 | 0 | 602.9318 | 0.0004174 | 603.8328 | 0.013277 | 339.6051 | 0 | 340.177 | 4.8261e-05
|  | 395.5114 | 0.0031109 | 339.8183 | 0.02738 | 395.5114 | 3.018 | 339.8183 | 0.027747 | 334.0561 | 0.00031634 | 339.8183 | 0 | 340.3905 | 0 | 334.3 | 0.014274 | 340.3905 | 0 | 340.3905 | 0 | 340.3905 | 2.8035e-05 | 334.3 | -0.0011659 | 340.3905 | 0 | 394.7396 | 0.00017521 | 340.3905 | 0 | 340.3905 | 0.009567 | 339.8183 | 0 | 603.9919 | 0.022482 | 339.8183 | 0 | 603.0914 | 0 | 603.9919 | 0.012396 | 339.8183 | 0 | 340.3905 | 0.0001115
|  | 395.6242 | 0 | 340.0315 | 0.031005 | 395.6242 | 2.9463 | 340.0315 | 0.0072169 | 334.2699 | -8.9216e-05 | 340.0315 | 0 | 340.6041 | 0 | 334.52 | -0.017072 | 340.6041 | 0 | 340.6041 | 0 | 340.6041 | 0 | 334.52 | -0.013758 | 340.6041 | 0 | 394.8522 | 0.00017663 | 340.6041 | 0 | 340.6041 | 0 | 340.0315 | 0 | 604.151 | 0.018053 | 340.0315 | 0 | 603.251 | 0.00013913 | 604.151 | 0.01316 | 340.0315 | 0 | 340.6041 | 3.2997e-05
|  | 395.7371 | 0 | 340.2448 | 0.027194 | 395.7371 | 2.8629 | 340.2448 | 0.064203 | 334.4838 | 0.0001535 | 340.2448 | 0 | 340.8176 | 0 | 334.73 | 0.015953 | 340.8177 | 0 | 340.8176 | 0 | 340.8177 | 3.0443e-05 | 334.73 | 0.0068789 | 340.8176 | 0 | 394.9647 | 0.00015997 | 340.8176 | 0 | 340.8177 | 0.0092753 | 340.2448 | 0 | 604.3101 | 0.026686 | 340.2448 | 0 | 603.4107 | 0 | 604.3101 | 0.012396 | 340.2448 | 0 | 340.8177 | 0.00012208
|  | 395.8499 | 0.011721 | 340.458 | 0.023916 | 395.8499 | 2.8341 | 340.458 | -0.010964 | 334.6977 | -2.232e-05 | 340.458 | 0 | 341.0312 | 0 | 334.94 | 0.014274 | 341.0312 | 0 | 341.0312 | 0 | 341.0312 | 0 | 334.94 | -0.012883 | 341.0312 | 0 | 395.0773 | 0.00017094 | 341.0312 | 0 | 341.0312 | 0 | 340.458 | 0 | 604.4693 | 0.022257 | 340.458 | 0 | 603.5703 | 0.00013913 | 604.4693 | 0.013277 | 340.458 | 0 | 341.0312 | 5.5214e-05
|  | 395.9627 | 0.0046664 | 340.6713 | 0.049656 | 395.9627 | 2.6834 | 340.6713 | 0.035876 | 334.9116 | 0.00015904 | 340.6713 | 0 | 341.2448 | 0 | 335.16 | 0.0025189 | 341.2448 | 0 | 341.2448 | 0 | 341.2448 | 4.3465e-05 | 335.16 | -0.0030897 | 341.2448 | 0 | 395.1898 | 0.00017521 | 341.2448 | 0 | 341.2448 | 0.004537 | 340.6713 | 0 | 604.6284 | 0.030947 | 340.6713 | 0 | 603.7299 | 0 | 604.6284 | 0.012278 | 340.6713 | 0 | 341.2448 | 0.00011981
|  | 396.0756 | 0 | 340.8846 | 0.0011305 | 396.0756 | 2.6487 | 340.8846 | -0.026069 | 335.1255 | -4.9707e-05 | 340.8846 | 0 | 341.4584 | 0 | 335.37 | -0.0069968 | 341.4584 | 0 | 341.4584 | 0 | 341.4584 | 0 | 335.37 | -0.012009 | 341.4584 | 0 | 395.3024 | 0.00017988 | 341.4584 | 0 | 341.4584 | 0 | 340.8846 | 0 | 604.7876 | 0.025117 | 340.8846 | 0 | 603.8896 | 0.00013913 | 604.7876 | 0.012455 | 340.8846 | 0 | 341.4584 | 4.7013e-05
|  | 396.1884 | 0 | 341.0979 | 0.037385 | 396.1884 | 2.5667 | 341.0979 | 0.030814 | 335.3394 | 0.00032253 | 341.0979 | 0 | 341.672 | 0 | 335.59 | 0.0025189 | 341.672 | 0 | 341.672 | 0 | 341.672 | 2.6889e-05 | 335.59 | 0.00040807 | 341.672 | 0 | 395.415 | 0.00017521 | 341.672 | 0 | 341.672 | 0.0074755 | 341.0979 | 0 | 604.9467 | 0.035488 | 341.0979 | 0 | 604.0492 | 0 | 604.9467 | 0.01175 | 341.0979 | 0 | 341.672 | 0.000115
|  | 396.3012 | 0 | 341.3112 | -0.00778 | 396.3012 | 2.5412 | 341.3112 | -0.02251 | 335.5533 | -0.00016761 | 341.3112 | 0 | 341.8857 | 0 | 335.8 | 0.017072 | 341.8857 | 0 | 341.8857 | 0 | 341.8857 | 0 | 335.8 | -0.004139 | 341.8857 | 0 | 395.5275 | 0.00017887 | 341.8857 | 0 | 341.8857 | 0 | 341.3112 | 0 | 605.1059 | 0.017772 | 341.3112 | 0 | 604.2089 | 0.0004174 | 605.1059 | 0.012396 | 341.3112 | 0 | 341.8857 | 3.3666e-05
|  | 396.414 | 0 | 341.5246 | -0.0014341 | 396.414 | 2.4537 | 341.5246 | 0.043514 | 335.7672 | 0.00027837 | 341.5246 | 0 | 342.0993 | 0 | 336.01 | -0.0086761 | 342.0993 | 0 | 342.0993 | 0 | 342.0993 | 4.894e-05 | 336.01 | 0.0039058 | 342.0993 | 0 | 395.6401 | 0.0001746 | 342.0993 | 0 | 342.0993 | 0.0080548 | 341.5245 | 0 | 605.2651 | 0.032741 | 341.5246 | 0 | 604.3686 | 0 | 605.2651 | 0.012513 | 341.5245 | 0 | 342.0993 | 0.0001079
|  | 396.5269 | 0 | 341.7379 | 0.010595 | 396.5269 | 2.4217 | 341.7379 | -0.026666 | 335.9812 | 4.0437e-06 | 341.7379 | 0 | 342.313 | 0 | 336.23 | 0.011475 | 342.313 | 0 | 342.313 | 0 | 342.313 | 0 | 336.23 | -0.0039641 | 342.313 | 0 | 395.7527 | 0.00017887 | 342.313 | 0 | 342.313 | 0 | 341.7379 | 0 | 605.4243 | 0.023042 | 341.7379 | 0 | 604.5282 | 0.0004174 | 605.4243 | 0.013042 | 341.7379 | 0 | 342.313 | 3.8041e-05
|  | 396.6397 | 0 | 341.9513 | 0.0094617 | 396.6397 | 2.3612 | 341.9513 | 0.062392 | 336.1951 | 0.00023455 | 341.9513 | 0 | 342.5267 | 0 | 336.44 | -0.031067 | 342.5267 | 0 | 342.5267 | 0 | 342.5267 | 2.5168e-05 | 336.44 | 0.00040807 | 342.5267 | 0 | 395.8653 | 0.00015895 | 342.5267 | 0 | 342.5267 | 0.0082584 | 341.9513 | 0 | 605.5835 | 0.03134 | 341.9513 | 0 | 604.6879 | 0 | 605.5835 | 0.012572 | 341.9513 | 0 | 342.5267 | 0.00012143
|  | 396.7525 | 0.0006286 | 342.1647 | 0.029705 | 396.7525 | 2.3206 | 342.1647 | -0.0079639 | 336.4091 | -0.00016331 | 342.1647 | 0 | 342.7404 | 0 | 336.65 | -0.050097 | 342.7404 | 0 | 342.7404 | 0 | 342.7404 | 0 | 336.65 | 0.0058296 | 342.7404 | 0 | 395.9779 | 0.0001622 | 342.7404 | 0 | 342.7404 | 0 | 342.1646 | 0 | 605.7427 | 0.020015 | 342.1647 | 0 | 604.8476 | 0.00013913 | 605.7427 | 0.01269 | 342.1646 | 0 | 342.7404 | 5.9364e-05
|  | 396.8654 | 0 | 342.3781 | 0.035607 | 396.8654 | 2.2298 | 342.3781 | 0.067668 | 336.6231 | 0.0002029 | 342.3781 | 0 | 342.9541 | 0 | 336.87 | -0.0019591 | 342.9541 | 0 | 342.9541 | 0 | 342.9541 | 4.4771e-05 | 336.87 | -0.0071117 | 342.9541 | 0 | 396.0905 | 0.00015671 | 342.9541 | 0 | 342.9541 | 0.0074613 | 342.378 | 0 | 605.9019 | 0.028761 | 342.3781 | 0 | 605.0073 | 9.2755e-05 | 605.9019 | 0.011926 | 342.378 | 0 | 342.9541 | 0.00011184
|  | 396.9782 | 0.011943 | 342.5915 | -0.011449 | 396.9782 | 2.1701 | 342.5915 | -0.034607 | 336.8371 | -0.00016449 | 342.5915 | 0 | 343.1678 | 0 | 337.08 | 0.0069968 | 343.1678 | 0 | 343.1678 | 0 | 343.1678 | 0 | 337.08 | 0.0046053 | 343.1678 | 0 | 396.2031 | 0.00018985 | 343.1678 | 0 | 343.1678 | 0 | 342.5915 | 0 | 606.0611 | 0.020519 | 342.5915 | 0 | 605.167 | 0.00069566 | 606.0611 | 0.012572 | 342.5915 | 0 | 343.1678 | 5.5776e-05
|  | 397.091 | 0.0097771 | 342.8049 | 0.033622 | 397.091 | 2.1011 | 342.8049 | 0.073164 | 337.0511 | 0.00034167 | 342.8049 | 0 | 343.3815 | 0 | 337.3 | -0.00027989 | 343.3816 | 0 | 343.3815 | 0 | 343.3816 | 2.1526e-05 | 337.3 | -0.0029147 | 343.3815 | 0 | 396.3157 | 0.00020245 | 343.3815 | 0 | 343.3816 | 0.010358 | 342.8049 | 0 | 606.2203 | 0.022201 | 342.8049 | 0 | 605.3267 | 0 | 606.2203 | 0.011926 | 342.8049 | 0 | 343.3816 | 0.0001145
|  | 397.2038 | 0.00040678 | 343.0183 | 0.0094421 | 397.2038 | 2.1036 | 343.0183 | -0.024594 | 337.2651 | 1.5732e-06 | 343.0183 | 0 | 343.5953 | 0 | 337.51 | -0.026587 | 343.5953 | 0 | 343.5953 | 0 | 343.5953 | 0 | 337.51 | 5.8296e-05 | 343.5953 | 0 | 396.4283 | 0.00021708 | 343.5953 | 0 | 343.5953 | 0 | 343.0183 | 0 | 606.3795 | 0.025509 | 343.0183 | 0 | 605.4864 | 0.0004174 | 606.3795 | 0.012807 | 343.0183 | 0 | 343.5953 | 4.4258e-05
|  | 397.3166 | 0 | 343.2318 | 0.047803 | 397.3166 | 2.0132 | 343.2318 | 0.072711 | 337.4792 | 0.00017287 | 343.2318 | 0 | 343.8091 | 0 | 337.72 | 0.02211 | 343.8091 | 0 | 343.8091 | 0 | 343.8091 | 5.2539e-05 | 337.72 | 0.0063542 | 343.8091 | 0 | 396.5409 | 0.00019594 | 343.8091 | 0 | 343.8091 | 0.0098279 | 343.2318 | 0 | 606.5388 | 0.015698 | 343.2318 | 0 | 605.6461 | 9.2755e-05 | 606.5388 | 0.011926 | 343.2318 | 0 | 343.8091 | 0.00010786
|  | 397.4295 | 0 | 343.4453 | 0.03164 | 397.4295 | 1.9606 | 343.4453 | -0.01504 | 337.6932 | -0.00020199 | 343.4453 | 0 | 344.0229 | 0 | 337.94 | -0.035543 | 344.0229 | 0 | 344.0229 | 0 | 344.0229 | 0 | 337.94 | 0.00058296 | 344.0229 | 0 | 396.6535 | 0.0001685 | 344.0229 | 0 | 344.0229 | 0 | 343.4453 | 0 | 606.698 | 0.026294 | 343.4453 | 0 | 605.8059 | 0.0004174 | 606.698 | 0.013101 | 343.4453 | 0 | 344.0229 | 3.1034e-05
|  | 397.5423 | 0.011333 | 343.6588 | 0.052789 | 397.5423 | 1.8812 | 343.6588 | 0.08412 | 337.9073 | 0.00018246 | 343.6588 | 0 | 344.2367 | 0 | 338.15 | 0.010915 | 344.2367 | 0 | 344.2367 | 0 | 344.2367 | 6.3974e-05 | 338.15 | -0.0067623 | 344.2367 | 0 | 396.7662 | 0.0001433 | 344.2367 | 0 | 344.2367 | 0.012258 | 343.6588 | 0 | 606.8573 | 0.031956 | 343.6588 | 0 | 605.9656 | 0 | 606.8573 | 0.012043 | 343.6588 | 0 | 344.2367 | 0.00011353
|  | 397.6551 | 0.014323 | 343.8723 | 0.012289 | 397.6551 | 1.9115 | 343.8723 | -0.031355 | 338.1214 | -0.00013624 | 343.8723 | 0 | 344.4505 | 0 | 338.37 | 0.019311 | 344.4505 | 0 | 344.4505 | 0 | 344.4505 | 0 | 338.37 | -0.008861 | 344.4505 | 0 | 396.8788 | 0.00014066 | 344.4505 | 0 | 344.4505 | 0 | 343.8723 | 0 | 607.0165 | 0.017436 | 343.8723 | 0 | 606.1253 | 0 | 607.0165 | 0.01316 | 343.8723 | 0 | 344.4505 | 4.343e-05
|  | 397.7679 | 0.00088884 | 344.0858 | 0.029178 | 397.7679 | 1.8294 | 344.0858 | 0.035222 | 338.3354 | 8.0019e-05 | 344.0858 | 0 | 344.6643 | 0 | 338.58 | 0.011475 | 344.6643 | 0 | 344.6643 | 0 | 344.6643 | 4.0413e-05 | 338.58 | 0.0058296 | 344.6643 | 0 | 396.9915 | 0.00014208 | 344.6643 | 0 | 344.6643 | 0.0032079 | 344.0858 | 0 | 607.1758 | 0.027191 | 344.0858 | 0 | 606.2851 | 0 | 607.1758 | 0.01175 | 344.0858 | 0 | 344.6643 | 0.00011029
|  | 397.8808 | 0 | 344.2994 | 0.020775 | 397.8808 | 1.8001 | 344.2994 | -0.0092505 | 338.5496 | -0.00014069 | 344.2994 | 0 | 344.8782 | 0 | 338.79 | -0.046181 | 344.8782 | 0 | 344.8782 | 0 | 344.8781 | 0 | 338.79 | -0.0011659 | 344.8782 | 0 | 397.1041 | 0.00014492 | 344.8782 | 0 | 344.8781 | 0 | 344.2994 | 0 | 607.3351 | 0.021865 | 344.2994 | 0 | 606.4448 | 0.00013913 | 607.3351 | 0.012337 | 344.2994 | 0 | 344.8781 | 4.0945e-05
|  | 397.9936 | 0.0068884 | 344.5129 | 0.042506 | 397.9936 | 1.7846 | 344.5129 | 0.035713 | 338.7637 | 0.00011428 | 344.5129 | 0 | 345.092 | 0 | 339.01 | 0.037783 | 345.092 | 0 | 345.092 | 0 | 345.092 | 2.689e-05 | 339.01 | 0.00058296 | 345.092 | 0 | 397.2167 | 0.00014005 | 345.092 | 0 | 345.092 | 0.0060966 | 344.5129 | 0 | 607.4944 | 0.01766 | 344.5129 | 0 | 606.6046 | 0 | 607.4944 | 0.011397 | 344.5129 | 0 | 345.092 | 0.00011112
|  | 398.1064 | 0 | 344.7265 | 0.00030981 | 398.1064 | 1.7181 | 344.7265 | -0.030449 | 338.9778 | -0.0001487 | 344.7265 | 0 | 345.3059 | 0 | 339.22 | 0.0081163 | 345.3059 | 0 | 345.3059 | 0 | 345.3059 | 0 | 339.22 | -0.005713 | 345.3059 | 0 | 397.3294 | 0.00015854 | 345.3059 | 0 | 345.3059 | 0 | 344.7265 | 0 | 607.6536 | 0.024444 | 344.7265 | 0 | 606.7644 | 0.00069566 | 607.6536 | 0.012161 | 344.7265 | 0 | 345.3059 | 3.7388e-05
|  | 398.2192 | 0.004222 | 344.9401 | 0.040728 | 398.2192 | 1.6436 | 344.9401 | 0.050101 | 339.1919 | 0.00015793 | 344.9401 | 0 | 345.5198 | 0 | 339.44 | -0.0013994 | 345.5198 | 0 | 345.5198 | 0 | 345.5198 | 4.2705e-05 | 339.44 | 0.0026815 | 345.5198 | 0 | 397.4421 | 0.00017358 | 345.5198 | 0 | 345.5198 | 0.0092897 | 344.9401 | 0 | 607.8129 | 0.024948 | 344.9401 | 0 | 606.9241 | 0 | 607.8129 | 0.011574 | 344.9401 | 0 | 345.5198 | 0.00012202
|  | 398.332 | 0 | 345.1537 | 0.071177 | 398.332 | 1.679 | 345.1537 | 0.035946 | 339.4061 | -0.00013058 | 345.1537 | 0 | 345.7337 | 0 | 339.65 | -0.0041982 | 345.7337 | 0 | 345.7337 | 0 | 345.7337 | 0 | 339.65 | -0.0050134 | 345.7337 | 0 | 397.5547 | 0.00018131 | 345.7337 | 0 | 345.7337 | 0 | 345.1537 | 0 | 607.9723 | 0.019118 | 345.1537 | 0 | 607.0839 | 0.00013913 | 607.9723 | 0.01222 | 345.1537 | 0 | 345.7337 | 5.9567e-05
|  | 398.4448 | 0.0086661 | 345.3673 | 0.079021 | 398.4448 | 1.6077 | 345.3673 | 0.093524 | 339.6202 | 0.00025995 | 345.3673 | 0 | 345.9476 | 0 | 339.86 | 0.02435 | 345.9476 | 0 | 345.9476 | 0 | 345.9476 | 4.527e-05 | 339.86 | 0.011076 | 345.9476 | 0 | 397.6674 | 0.00017846 | 345.9476 | 0 | 345.9476 | 0.0064595 | 345.3673 | 0 | 608.1316 | 0.024444 | 345.3673 | 0 | 607.2437 | 9.2755e-05 | 608.1316 | 0.011104 | 345.3673 | 0 | 345.9476 | 0.00011541
|  | 398.5577 | 0.0063967 | 345.581 | 0.025437 | 398.5577 | 1.6084 | 345.581 | -0.032956 | 339.8344 | -6.2688e-05 | 345.581 | 0 | 346.1615 | 0 | 340.08 | -0.029387 | 346.1615 | 0 | 346.1615 | 0 | 346.1615 | 0 | 340.08 | -0.0086863 | 346.1615 | 0 | 397.7801 | 0.00017216 | 346.1615 | 0 | 346.1615 | 0 | 345.581 | 0 | 608.2909 | 0.015361 | 345.581 | 0 | 607.4035 | 0.00013913 | 608.2909 | 0.011691 | 345.581 | 0 | 346.1615 | 4.6867e-05
|  | 398.6705 | 0 | 345.7946 | 0.059736 | 398.6705 | 1.5505 | 345.7946 | 0.041694 | 340.0486 | 0.00016569 | 345.7946 | 0 | 346.3755 | 0 | 340.29 | 0.0092359 | 346.3755 | 0 | 346.3755 | 0 | 346.3755 | 3.0358e-05 | 340.29 | -0.005713 | 346.3755 | 0 | 397.8928 | 0.00016464 | 346.3755 | 0 | 346.3755 | 0.0060689 | 345.7946 | 0 | 608.4502 | 0.020687 | 345.7946 | 0 | 607.5633 | 0 | 608.4502 | 0.010634 | 345.7946 | 0 | 346.3755 | 9.8191e-05
|  | 398.7833 | 0.0019596 | 346.0083 | -0.0045615 | 398.7833 | 1.5551 | 346.0083 | -0.05506 | 340.2628 | -8.4783e-05 | 346.0083 | 0 | 346.5895 | 0 | 340.51 | -0.023229 | 346.5894 | 0 | 346.5895 | 0 | 346.5894 | 0 | 340.51 | -0.0046636 | 346.5895 | 0 | 398.0054 | 0.00017236 | 346.5895 | 0 | 346.5894 | 0 | 346.0083 | 0 | 608.6095 | 0.024836 | 346.0083 | 0 | 607.7231 | 0.00013913 | 608.6095 | 0.01175 | 346.0083 | 0 | 346.5894 | 5.1949e-05
|  | 398.8961 | 0.0057773 | 346.222 | 0.050763 | 398.8961 | 1.4919 | 346.222 | 0.056157 | 340.4771 | 0.0001883 | 346.222 | 0 | 346.8034 | 0 | 340.72 | 0.013714 | 346.8034 | 0 | 346.8034 | 0 | 346.8034 | 5.3058e-05 | 340.72 | -0.01026 | 346.8034 | 0 | 398.1181 | 0.00016139 | 346.8034 | 0 | 346.8034 | 0.0053723 | 346.222 | 0 | 608.7689 | 0.027471 | 346.222 | 0 | 607.8829 | 9.2755e-05 | 608.7689 | 0.01175 | 346.222 | 0 | 346.8034 | 0.00012589
|  | 399.0089 | 0 | 346.4357 | 0.047666 | 399.0089 | 1.4908 | 346.4357 | -0.010955 | 340.6913 | -0.00017459 | 346.4357 | 0 | 347.0174 | 0 | 340.93 | -0.018192 | 347.0174 | 0 | 347.0174 | 0 | 347.0174 | 0 | 340.93 | -0.018829 | 347.0174 | 0 | 398.2308 | 0.00015854 | 347.0174 | 0 | 347.0174 | 0 | 346.4357 | 0 | 608.9282 | 0.029882 | 346.4357 | 0 | 608.0427 | 0.00069566 | 608.9282 | 0.012631 | 346.4357 | 0 | 347.0174 | 5.0912e-05
|  | 399.1217 | 0 | 346.6494 | 0.060806 | 399.1217 | 1.4373 | 346.6494 | 0.11444 | 340.9055 | 0.00018567 | 346.6494 | 0 | 347.2314 | 0 | 341.15 | 0.0092359 | 347.2314 | 0 | 347.2314 | 0 | 347.2314 | 6.4369e-05 | 341.15 | -0.0011659 | 347.2314 | 0 | 398.3435 | 0.00015366 | 347.2314 | 0 | 347.2314 | 0.0089687 | 346.6494 | 0 | 609.0876 | 0.028873 | 346.6494 | 0 | 608.2025 | 9.2755e-05 | 609.0876 | 0.012043 | 346.6494 | 0 | 347.2314 | 0.00011248
|  | 399.2346 | 0.0072841 | 346.8632 | 0.033981 | 399.2346 | 1.4533 | 346.8632 | -0.021096 | 341.1198 | -7.5669e-05 | 346.8632 | 0 | 347.4455 | 0 | 341.36 | -0.018752 | 347.4455 | 0 | 347.4455 | 0 | 347.4455 | 0 | 341.36 | -0.0044887 | 347.4455 | 0 | 398.4563 | 0.00017948 | 347.4455 | 0 | 347.4455 | 0 | 346.8632 | 0 | 609.2469 | 0.026911 | 346.8632 | 0 | 608.3623 | 0 | 609.2469 | 0.012455 | 346.8632 | 0 | 347.4455 | 4.9732e-05
|  | 399.3474 | 0 | 347.0769 | 0.03796 | 399.3474 | 1.4246 | 347.0769 | 0.079196 | 341.334 | 0.00027685 | 347.0769 | 0 | 347.6595 | 0 | 341.58 | 0.00027989 | 347.6595 | 0 | 347.6595 | 0 | 347.6595 | 5.1925e-05 | 341.58 | -0.0043139 | 347.6595 | 0 | 398.569 | 0.00018212 | 347.6595 | 0 | 347.6595 | 0.0042265 | 347.0769 | 0 | 609.4063 | 0.031452 | 347.0769 | 0 | 608.5222 | 0.00037102 | 609.4063 | 0.011808 | 347.0769 | 0 | 347.6595 | 0.00012038
|  | 399.4602 | 0.0063967 | 347.2907 | -0.0055262 | 399.4602 | 1.4511 | 347.2907 | -0.0074849 | 341.5483 | -0.00016169 | 347.2907 | 0 | 347.8736 | 0 | 341.79 | -0.017632 | 347.8736 | 0 | 347.8736 | 0 | 347.8736 | 0 | 341.79 | -0.00099105 | 347.8736 | 0 | 398.6817 | 0.00016383 | 347.8736 | 0 | 347.8736 | 0 | 347.2907 | 0 | 609.5657 | 0.028312 | 347.2907 | 0 | 608.682 | 0.0004174 | 609.5657 | 0.012396 | 347.2907 | 0 | 347.8736 | 3.8028e-05
|  | 399.573 | 0 | 347.5045 | 0.071879 | 399.573 | 1.376 | 347.5045 | 0.095531 | 341.7626 | 0.0001618 | 347.5045 | 0 | 348.0876 | 0 | 342 | 0.0025189 | 348.0876 | 0 | 348.0876 | 0 | 348.0876 | 6.8127e-05 | 342 | -0.0058878 | 348.0876 | 0 | 398.7944 | 0.00015285 | 348.0876 | 0 | 348.0876 | 0.0026624 | 347.5045 | 0 | 609.7251 | 0.034872 | 347.5045 | 0 | 608.8419 | 9.2755e-05 | 609.7251 | 0.011397 | 347.5045 | 0 | 348.0876 | 0.0001311
|  | 399.6858 | 0 | 347.7183 | 0.037058 | 399.6858 | 1.377 | 347.7183 | -0.026598 | 341.9769 | -0.0001148 | 347.7183 | 0 | 348.3017 | 0 | 342.22 | -0.014274 | 348.3017 | 0 | 348.3017 | 0 | 348.3017 | 0 | 342.22 | -0.013058 | 348.3017 | 0 | 398.9071 | 0.0001809 | 348.3017 | 0 | 348.3017 | 0 | 347.7183 | 0 | 609.8845 | 0.019734 | 347.7183 | 0 | 609.0017 | 0.00013913 | 609.8845 | 0.011808 | 347.7183 | 0 | 348.3017 | 3.9835e-05
|  | 399.7986 | 0.0033331 | 347.9321 | -0.013399 | 399.7986 | 1.3414 | 347.9321 | 0.031693 | 342.1912 | 0.00012863 | 347.9321 | 0 | 348.5158 | 0 | 342.43 | 0.020991 | 348.5158 | 0 | 348.5158 | 0 | 348.5158 | 5.4337e-05 | 342.43 | -0.00046636 | 348.5158 | 0 | 399.0199 | 0.00018741 | 348.5158 | 0 | 348.5158 | 0.0072782 | 347.9321 | 0 | 610.0438 | 0.022089 | 347.9321 | 0 | 609.1616 | 0 | 610.0438 | 0.010692 | 347.9321 | 0 | 348.5158 | 0.00011261
|  | 399.9114 | 0.016422 | 348.1459 | 0.029096 | 399.9114 | 1.3088 | 348.1459 | -0.01349 | 342.4055 | -0.00017481 | 348.1459 | 0 | 348.7299 | 0 | 342.65 | -0.02211 | 348.7299 | 0 | 348.7299 | 0 | 348.7299 | 0 | 342.65 | 0.00040807 | 348.7299 | 0 | 399.1326 | 0.00020387 | 348.7299 | 0 | 348.7299 | 0 | 348.1459 | 0 | 610.2033 | 0.021865 | 348.1459 | 0 | 609.3214 | 0.00013913 | 610.2033 | 0.011162 | 348.1459 | 0 | 348.7299 | 5.2472e-05
|  | 400.0242 | 0.0084438 | 348.3598 | 0.067442 | 400.0242 | 1.3159 | 348.3598 | 0.079253 | 342.6199 | 0.0002938 | 348.3598 | 0 | 348.9441 | 0 | 342.86 | -0.036104 | 348.9441 | 0 | 348.9441 | 0 | 348.9441 | 1.6975e-05 | 342.86 | 0.00075785 | 348.9441 | 0 | 399.2453 | 0.0001746 | 348.9441 | 0 | 348.9441 | 0.0060969 | 348.3598 | 0 | 610.3627 | 0.03033 | 348.3598 | 0 | 609.4813 | 9.2755e-05 | 610.3627 | 0.010399 | 348.3598 | 0 | 348.9441 | 0.00013246
|  | 400.137 | 0 | 348.5736 | 0.079338 | 400.137 | 1.2829 | 348.5736 | -0.03644 | 342.8343 | -4.1039e-05 | 348.5736 | 0 | 349.1582 | 0 | 343.08 | -0.006437 | 349.1582 | 0 | 349.1582 | 0 | 349.1582 | 0 | 343.08 | 0.0047802 | 349.1582 | 0 | 399.3581 | 0.00017358 | 349.1582 | 0 | 349.1582 | 0 | 348.5736 | 0 | 610.5221 | 0.019006 | 348.5736 | 0 | 609.6412 | 0.0004174 | 610.5221 | 0.01128 | 348.5736 | 0 | 349.1582 | 3.6984e-05
|  | 400.2498 | 0.0079994 | 348.7875 | 0.054438 | 400.2498 | 1.2165 | 348.7875 | 0.079512 | 343.0486 | 0.00017205 | 348.7875 | 0 | 349.3724 | 0 | 343.29 | 0.0047579 | 349.3723 | 0 | 349.3724 | 0 | 349.3723 | 6.1705e-05 | 343.29 | 0.003556 | 349.3724 | 0 | 399.4708 | 0.00013822 | 349.3724 | 0 | 349.3723 | 0.0097461 | 348.7875 | 0 | 610.6815 | 0.030723 | 348.7875 | 0 | 609.8011 | 9.2755e-05 | 610.6815 | 0.010634 | 348.7875 | 0 | 349.3723 | 0.00012144
|  | 400.3626 | 0.0068403 | 349.0014 | 0.054592 | 400.3626 | 1.2231 | 349.0014 | -0.024556 | 343.263 | 5.416e-06 | 349.0014 | 0 | 349.5865 | 0 | 343.5 | -0.006437 | 349.5865 | 0 | 349.5865 | 0 | 349.5865 | 0 | 343.5 | 0.0047802 | 349.5865 | 0 | 399.5836 | 0.00014472 | 349.5865 | 0 | 349.5865 | 0 | 349.0014 | 0 | 610.8409 | 0.020015 | 349.0014 | 0 | 609.961 | 0.00013913 | 610.8409 | 0.011045 | 349.0014 | 0 | 349.5865 | 2.7936e-05
|  | 400.4754 | 0.0082216 | 349.2153 | 0.066264 | 400.4754 | 1.1992 | 349.2153 | 0.053067 | 343.4774 | 0.00019026 | 349.2153 | 0 | 349.8007 | 0 | 343.72 | 0.0053177 | 349.8007 | 0 | 349.8007 | 0 | 349.8007 | 1.4846e-05 | 343.72 | 0.0074037 | 349.8007 | 0 | 399.6964 | 0.00014472 | 349.8007 | 0 | 349.8007 | 0.0059035 | 349.2153 | 0 | 611.0004 | 0.033526 | 349.2153 | 0 | 610.1209 | 0 | 611.0004 | 0.010222 | 349.2153 | 0 | 349.8007 | 0.00011764
|  | 400.5882 | 0.0046219 | 349.4292 | 0.023732 | 400.5882 | 1.205 | 349.4292 | 0.0049823 | 343.6918 | 2.8382e-05 | 349.4292 | 0 | 350.0149 | 0 | 343.93 | -0.043381 | 350.0149 | 0 | 350.0149 | 0 | 350.0149 | 0 | 343.93 | -0.0092106 | 350.0149 | 0 | 399.8091 | 0.00015814 | 350.0149 | 0 | 350.0149 | 0 | 349.4292 | 0 | 611.1598 | 0.020912 | 349.4292 | 0 | 610.2808 | 0 | 611.1598 | 0.011045 | 349.4292 | 0 | 350.0149 | 4.4131e-05
|  | 400.7011 | 0 | 349.6432 | 0.039759 | 400.7011 | 1.1441 | 349.6432 | 0.0745 | 343.9062 | 0.00028267 | 349.6432 | 0 | 350.2291 | 0 | 344.15 | 0.010355 | 350.2291 | 0 | 350.2291 | 0 | 350.2291 | 4.0287e-05 | 344.15 | -0.0078116 | 350.2291 | 0 | 399.9219 | 0.00016037 | 350.2291 | 0 | 350.2291 | 0.012619 | 349.6432 | 0 | 611.3193 | 0.023939 | 349.6432 | 0 | 610.4407 | 9.2755e-05 | 611.3193 | 0.011162 | 349.6432 | 0 | 350.2291 | 0.00011222
|  | 400.8139 | 0 | 349.8571 | 0.085989 | 400.8139 | 1.1292 | 349.8571 | 0.0089397 | 344.1206 | -0.00027671 | 349.8571 | 0 | 350.4434 | 0 | 344.36 | -0.036664 | 350.4434 | 0 | 350.4434 | 0 | 350.4434 | 0 | 344.36 | -0.011135 | 350.4434 | 0 | 400.0347 | 0.00016891 | 350.4434 | 0 | 350.4434 | 0 | 349.8571 | 0 | 611.4787 | 0.026014 | 349.8571 | 0 | 610.6006 | 0 | 611.4787 | 0.011808 | 349.8571 | 0 | 350.4434 | 4.8433e-05
|  | 400.9267 | 0 | 350.0711 | 0.04025 | 400.9267 | 1.094 | 350.0711 | 0.072432 | 344.3351 | 0.00024498 | 350.0711 | 0 | 350.6576 | 0 | 344.58 | 0.032746 | 350.6576 | 0 | 350.6576 | 0 | 350.6576 | 5.2464e-05 | 344.58 | -0.0020404 | 350.6576 | 0 | 400.1475 | 0.00018131 | 350.6576 | 0 | 350.6576 | 0.0070364 | 350.0711 | 0 | 611.6382 | 0.022257 | 350.0711 | 0 | 610.7605 | 0 | 611.6382 | 0.011397 | 350.0711 | 0 | 350.6576 | 0.00011641
|  | 401.0395 | 0 | 350.2851 | 0.063654 | 401.0395 | 1.086 | 350.2851 | -0.019875 | 344.5496 | 2.3555e-05 | 350.2851 | 0 | 350.8719 | 0 | 344.79 | -0.048978 | 350.8719 | 0 | 350.8719 | 0 | 350.8719 | 0 | 344.79 | -0.0058878 | 350.8719 | 0 | 400.2603 | 0.00016952 | 350.8719 | 0 | 350.8719 | 0 | 350.2851 | 0 | 611.7977 | 0.01895 | 350.2851 | 0 | 610.9204 | 0 | 611.7977 | 0.011808 | 350.2851 | 0 | 350.8719 | 5.0938e-05
|  | 401.1523 | 0.0044442 | 350.4991 | 0.10352 | 401.1523 | 1.0192 | 350.4991 | 0.052266 | 344.764 | 0.00023848 | 350.4991 | 0 | 351.0862 | 0 | 345 | 0.00083963 | 351.0862 | 0 | 351.0862 | 0 | 351.0862 | 0 | 345 | 0.0067039 | 351.0862 | 0 | 400.3731 | 0.00016708 | 351.0862 | 0 | 351.0861 | 0.0094196 | 350.4991 | 0 | 611.9572 | 0.026238 | 350.4991 | 0 | 611.0804 | 9.2755e-05 | 611.9572 | 0.011221 | 350.4991 | 0 | 351.0862 | 0.00010494
|  | 401.2651 | 0 | 350.7131 | 0.075399 | 401.2651 | 1.0081 | 350.7131 | -0.031338 | 344.9785 | -6.0359e-05 | 350.7131 | 0 | 351.3005 | 0 | 345.22 | 0.013154 | 351.3005 | 0 | 351.3005 | 0 | 351.3004 | 0 | 345.22 | 0.00075785 | 351.3005 | 0 | 400.4859 | 0.00015224 | 351.3005 | 0 | 351.3005 | 0 | 350.7131 | 0 | 612.1167 | 0.015754 | 350.7131 | 0 | 611.2403 | 0.0004174 | 612.1167 | 0.011867 | 350.7131 | 0 | 351.3004 | 5.7174e-05
|  | 401.3779 | 0.0035554 | 350.9272 | 0.15846 | 401.3779 | 0.96341 | 350.9272 | 0.049857 | 345.193 | 0.0002106 | 350.9272 | 0 | 351.5148 | 0 | 345.43 | -0.0058775 | 351.5148 | 0 | 351.5148 | 0 | 351.5148 | 5.116e-05 | 345.43 | 0.0016322 | 351.5148 | 0 | 400.5987 | 0.00014533 | 351.5148 | 0 | 351.5148 | 0.0077891 | 350.9272 | 0 | 612.2762 | 0.02108 | 350.9272 | 0 | 611.4003 | 9.2755e-05 | 612.2762 | 0.011045 | 350.9272 | 0 | 351.5148 | 0.00011815
|  | 401.4907 | 0 | 351.1412 | 0.14784 | 401.4907 | 0.94054 | 351.1412 | 0.017911 | 345.4075 | -8.121e-05 | 351.1412 | 0 | 351.7291 | 0 | 345.65 | 0.0092359 | 351.7291 | 0 | 351.7291 | 0 | 351.7291 | 0 | 345.65 | -0.0013408 | 351.7291 | 0 | 400.7115 | 0.00014818 | 351.7291 | 0 | 351.7291 | 0 | 351.1412 | 0 | 612.4357 | 0.021024 | 351.1412 | 0 | 611.5602 | 0 | 612.4357 | 0.011867 | 351.1412 | 0 | 351.7291 | 6.197e-05
|  | 401.6035 | 0.004222 | 351.3553 | 0.19204 | 401.6035 | 0.90887 | 351.3553 | 0.061716 | 345.622 | 0.00025059 | 351.3553 | 0 | 351.9434 | 0 | 345.86 | 0.016513 | 351.9434 | 0 | 351.9434 | 0 | 351.9434 | 5.8857e-05 | 345.86 | -0.01131 | 351.9434 | 0 | 400.8243 | 0.00015001 | 351.9434 | 0 | 351.9434 | 0.0044387 | 351.3553 | 0 | 612.5952 | 0.029938 | 351.3553 | 0 | 611.7202 | 9.2755e-05 | 612.5952 | 0.010869 | 351.3553 | 0 | 351.9434 | 0.00011656
|  | 401.7163 | 0 | 351.5694 | 0.16612 | 401.7163 | 0.91049 | 351.5694 | -0.0060005 | 345.8365 | -0.00010827 | 351.5694 | 0 | 352.1578 | 0 | 346.08 | -0.026029 | 352.1578 | 0 | 352.1578 | 0 | 352.1578 | 0 | 346.08 | 0.0037309 | 352.1578 | 0 | 400.9371 | 0.00018171 | 352.1578 | 0 | 352.1578 | 0 | 351.5694 | 0 | 612.7547 | 0.019622 | 351.5694 | 0 | 611.8801 | 0.00013913 | 612.7547 | 0.011574 | 351.5694 | 0 | 352.1578 | 3.6057e-05
|  | 401.8291 | 0.0071106 | 351.7835 | 0.2314 | 401.8291 | 0.86015 | 351.7835 | 0.040949 | 346.0511 | 0.00010526 | 351.7835 | 0 | 352.3721 | 0 | 346.29 | -0.006437 | 352.3721 | 0 | 352.3721 | 0 | 352.3721 | 3.0169e-05 | 346.29 | 0.0042556 | 352.3721 | 0 | 401.0499 | 0.00016708 | 352.3721 | 0 | 352.3721 | 0.0082443 | 351.7835 | 0 | 612.9142 | 0.032237 | 351.7835 | 0 | 612.0401 | 9.2755e-05 | 612.9142 | 0.010634 | 351.7835 | 0 | 352.3721 | 0.00011795
|  | 401.9419 | 0 | 351.9976 | 0.24052 | 401.9419 | 0.85041 | 351.9976 | -0.015476 | 346.2657 | -1.8225e-05 | 351.9976 | 0 | 352.5865 | 0 | 346.51 | -0.014833 | 352.5865 | 0 | 352.5865 | 0 | 352.5865 | 0 | 346.51 | -0.004139 | 352.5865 | 0 | 401.1628 | 0.0001746 | 352.5865 | 0 | 352.5865 | 0 | 351.9976 | 0 | 613.0738 | 0.02506 | 351.9976 | 0 | 612.2001 | 0.0004174 | 613.0738 | 0.011456 | 351.9976 | 0 | 352.5865 | 4.4334e-05
|  | 402.0547 | 0.0055551 | 352.2117 | 0.31587 | 402.0547 | 0.79574 | 352.2117 | 0.065161 | 346.4802 | 0.0002311 | 352.2117 | 0 | 352.8009 | 0 | 346.72 | -0.0092359 | 352.8009 | 0 | 352.8009 | 0 | 352.8009 | 5.5946e-05 | 346.72 | -0.0011659 | 352.8009 | 0 | 401.2756 | 0.00014533 | 352.8009 | 0 | 352.8009 | 0.0095886 | 352.2117 | 0 | 613.2333 | 0.023435 | 352.2117 | 0 | 612.3601 | 9.2755e-05 | 613.2333 | 0.010986 | 352.2117 | 0 | 352.8009 | 0.00011353
|  | 402.1675 | 0.0032908 | 352.4259 | 0.29863 | 402.1675 | 0.77652 | 352.4259 | -0.013018 | 346.6948 | -0.00012311 | 352.4259 | 0 | 353.0153 | 0 | 346.94 | -0.018752 | 353.0153 | 0 | 353.0153 | 0 | 353.0153 | 0 | 346.94 | -0.011834 | 353.0153 | 0 | 401.3884 | 0.00015753 | 353.0153 | 0 | 353.0153 | 0 | 352.4259 | 0 | 613.3928 | 0.016371 | 352.4259 | 0 | 612.5201 | 0.00013913 | 613.3928 | 0.012102 | 352.4259 | 0 | 353.0153 | 4.0702e-05
|  | 402.2803 | 0 | 352.6401 | 0.38559 | 402.2803 | 0.75811 | 352.6401 | 0.081234 | 346.9094 | 0.0002193 | 352.6401 | 0 | 353.2298 | 0 | 347.15 | -0.0036384 | 353.2298 | 0 | 353.2298 | 0 | 353.2298 | 6.9146e-05 | 347.15 | 0.0123 | 353.2298 | 0 | 401.5013 | 0.00015245 | 353.2298 | 0 | 353.2298 | 0.0088203 | 352.64 | 0 | 613.5524 | 0.02422 | 352.6401 | 0 | 612.6801 | 0 | 613.5524 | 0.011515 | 352.64 | 0 | 353.2298 | 0.00012329
|  | 402.3931 | 0 | 352.8542 | 0.38643 | 402.3931 | 0.71521 | 352.8542 | 0.030225 | 347.124 | -3.1381e-05 | 352.8542 | 0 | 353.4442 | 0 | 347.36 | -0.011475 | 353.4442 | 0 | 353.4442 | 0 | 353.4442 | 0 | 347.36 | -0.012709 | 353.4442 | 0 | 401.6141 | 0.00018985 | 353.4442 | 0 | 353.4442 | 0 | 352.8542 | 0 | 613.712 | 0.031956 | 352.8542 | 0 | 612.8401 | 0.00013913 | 613.712 | 0.012161 | 352.8542 | 0 | 353.4442 | 5.8829e-05
|  | 402.5059 | 0 | 353.0684 | 0.44742 | 402.5059 | 0.71359 | 353.0684 | 0.10701 | 347.3386 | 0.00034699 | 353.0684 | 0 | 353.6587 | 0 | 347.58 | 0.018192 | 353.6587 | 0 | 353.6587 | 0 | 353.6587 | 5.7881e-05 | 347.58 | -0.0086863 | 353.6587 | 0 | 401.727 | 0.00018212 | 353.6587 | 0 | 353.6587 | 0.0089649 | 353.0684 | 0 | 613.8715 | 0.028761 | 353.0684 | 0 | 613.0001 | 9.2755e-05 | 613.8715 | 0.010869 | 353.0684 | 0 | 353.6587 | 0.00012086
|  | 402.6186 | 0.008837 | 353.2826 | 0.43642 | 402.6186 | 0.68165 | 353.2826 | -0.020048 | 347.5533 | -2.7333e-05 | 353.2826 | 0 | 353.8731 | 0 | 347.79 | -0.011475 | 353.8731 | 0 | 353.8731 | 0 | 353.8731 | 0 | 347.79 | -0.014282 | 353.8731 | 0 | 401.8399 | 0.00018497 | 353.8731 | 0 | 353.8731 | 0 | 353.2826 | 0 | 614.0311 | 0.027191 | 353.2826 | 0 | 613.1601 | 0.0004174 | 614.0311 | 0.011926 | 353.2826 | 0 | 353.8731 | 4.8514e-05
|  | 402.7314 | 0 | 353.4969 | 0.51693 | 402.7314 | 0.6259 | 353.4969 | 0.095639 | 347.7679 | 0.00025913 | 353.4969 | 0 | 354.0876 | 0 | 348.01 | 0.057374 | 354.0876 | 0 | 354.0876 | 0 | 354.0876 | 3.5639e-05 | 348.01 | 0.0063542 | 354.0876 | 0 | 401.9527 | 0.00016566 | 354.0876 | 0 | 354.0876 | 0.0089472 | 353.4969 | 0 | 614.1907 | 0.027695 | 353.4969 | 0 | 613.3201 | 9.2755e-05 | 614.1907 | 0.011221 | 353.4969 | 0 | 354.0876 | 0.00011239
|  | 402.8442 | 0 | 353.7111 | 0.4384 | 402.8442 | 0.64065 | 353.7111 | 0.01132 | 347.9826 | -0.00029507 | 353.7111 | 0 | 354.3021 | 0 | 348.22 | -0.0075566 | 354.3021 | 0 | 354.3021 | 0 | 354.3021 | 0 | 348.22 | -0.013233 | 354.3021 | 0 | 402.0656 | 0.00017236 | 354.3021 | 0 | 354.3021 | 0 | 353.7111 | 0 | 614.3503 | 0.023771 | 353.7111 | 0 | 613.4802 | 0.00013913 | 614.3503 | 0.011339 | 353.7111 | 0 | 354.3021 | 6.9161e-05
|  | 402.957 | 0.012841 | 353.9254 | 0.53415 | 402.957 | 0.59748 | 353.9254 | 0.043284 | 348.1972 | 0.00027511 | 353.9254 | 0 | 354.5166 | 0 | 348.44 | -0.0036384 | 354.5166 | 0 | 354.5166 | 0 | 354.5166 | 8.5984e-06 | 348.44 | -0.00046636 | 354.5166 | 0 | 402.1785 | 0.00015956 | 354.5166 | 0 | 354.5166 | 0.005723 | 353.9254 | 0 | 614.5099 | 0.02663 | 353.9254 | 0 | 613.6402 | 0 | 614.5099 | 0.010105 | 353.9254 | 0 | 354.5166 | 0.00012747
|  | 403.0698 | 0 | 354.1397 | 0.64035 | 403.0698 | 0.59856 | 354.1397 | 0.0011615 | 348.4119 | -0.00016589 | 354.1397 | 0 | 354.7312 | 0 | 348.65 | -0.034985 | 354.7312 | 0 | 354.7312 | 0 | 354.7312 | 0 | 348.65 | -0.0072872 | 354.7312 | 0 | 402.2914 | 0.00014431 | 354.7312 | 0 | 354.7312 | 0 | 354.1397 | 0 | 614.6695 | 0.025229 | 354.1397 | 0 | 613.8002 | 0.0004174 | 614.6695 | 0.010986 | 354.1397 | 0 | 354.7312 | 4.9178e-05
|  | 403.1826 | 0 | 354.354 | 0.73884 | 403.1826 | 0.55296 | 354.354 | 0.06766 | 348.6266 | 0.00011298 | 354.354 | 0 | 354.9457 | 0 | 348.87 | 0.0036384 | 354.9457 | 0 | 354.9457 | 0 | 354.9457 | 2.9394e-05 | 348.87 | 0.0042556 | 354.9457 | 0 | 402.4042 | 0.00012683 | 354.9457 | 0 | 354.9457 | 0.0048722 | 354.354 | 0 | 614.8291 | 0.024556 | 354.354 | 0 | 613.9603 | 0 | 614.8291 | 0.01081 | 354.354 | 0 | 354.9457 | 0.00010246
|  | 403.2954 | 0.0092808 | 354.5683 | 0.73349 | 403.2954 | 0.53861 | 354.5683 | -0.018034 | 348.8413 | -0.00018186 | 354.5683 | 0 | 355.1603 | 0 | 349.08 | 0.0047579 | 355.1603 | 0 | 355.1603 | 0 | 355.1602 | 0 | 349.08 | -0.0037892 | 355.1603 | 0 | 402.5171 | 0.00012338 | 355.1603 | 0 | 355.1603 | 0 | 354.5683 | 0 | 614.9887 | 0.022986 | 354.5683 | 0 | 614.1203 | 0.0004174 | 614.9887 | 0.011456 | 354.5683 | 0 | 355.1602 | 4.0249e-05
|  | 403.4082 | 0.0033331 | 354.7826 | 0.83648 | 403.4082 | 0.48922 | 354.7826 | 0.03105 | 349.056 | 0.00013503 | 354.7826 | 0 | 355.3748 | 0 | 349.3 | -0.0092359 | 355.3748 | 0 | 355.3748 | 0 | 355.3748 | 4.0354e-05 | 349.3 | 0.0044305 | 355.3748 | 0 | 402.63 | 0.00012216 | 355.3748 | 0 | 355.3748 | 0.0051052 | 354.7826 | 0 | 615.1484 | 0.029265 | 354.7826 | 0 | 614.2804 | 0.00064928 | 615.1484 | 0.010281 | 354.7826 | 0 | 355.3748 | 0.00011513
|  | 403.521 | 0.0039563 | 354.9969 | 0.92751 | 403.521 | 0.49544 | 354.9969 | 0.0061788 | 349.2708 | 3.3645e-05 | 354.9969 | 0 | 355.5894 | 0 | 349.51 | -0.02267 | 355.5894 | 0 | 355.5894 | 0 | 355.5894 | 0 | 349.51 | -0.012709 | 355.5894 | 0 | 402.7429 | 0.00013334 | 355.5894 | 0 | 355.5894 | 0 | 354.9969 | 0 | 615.308 | 0.019734 | 354.9969 | 0 | 614.4405 | 0.0004174 | 615.308 | 0.011162 | 354.9969 | 0 | 355.5894 | 5.0629e-05
|  | 403.6338 | 0 | 355.2113 | 1.0121 | 403.6338 | 0.45728 | 355.2113 | 0.086036 | 349.4855 | 0.00017053 | 355.2113 | 0 | 355.804 | 0 | 349.73 | -0.006437 | 355.804 | 0 | 355.804 | 0 | 355.804 | 2.5822e-05 | 349.73 | 0.003556 | 355.804 | 0 | 402.8558 | 0.00014289 | 355.804 | 0 | 355.804 | 0.0082648 | 355.2113 | 0 | 615.4676 | 0.027303 | 355.2113 | 0 | 614.6005 | 0 | 615.4676 | 0.010575 | 355.2113 | 0 | 355.804 | 0.00013638
|  | 403.7466 | 0 | 355.4257 | 1.064 | 403.7466 | 0.4275 | 355.4257 | -0.025096 | 349.7003 | -0.00010092 | 355.4257 | 0 | 356.0186 | 0 | 349.94 | -0.031067 | 356.0186 | 0 | 356.0186 | 0 | 356.0186 | 0 | 349.94 | -0.010085 | 356.0186 | 0 | 402.9688 | 0.00016505 | 356.0186 | 0 | 356.0186 | 0 | 355.4257 | 0 | 615.6273 | 0.02265 | 355.4257 | 0 | 614.7606 | 0.00013913 | 615.6273 | 0.011045 | 355.4257 | 0 | 356.0186 | 5.1157e-05
|  | 403.8594 | 0.00088884 | 355.64 | 1.1594 | 403.8594 | 0.42033 | 355.64 | 0.042356 | 349.915 | 0.00024218 | 355.64 | 0 | 356.2333 | 0 | 350.16 | 0.018752 | 356.2333 | 0 | 356.2333 | 0 | 356.2333 | 1.2718e-05 | 350.16 | 0.0046053 | 356.2333 | 0 | 403.0817 | 0.00015712 | 356.2333 | 0 | 356.2333 | 0.0028027 | 355.64 | 0 | 615.7869 | 0.034872 | 355.64 | 0 | 614.9207 | 9.2755e-05 | 615.7869 | 0.010399 | 355.64 | 0 | 356.2333 | 0.00011199
|  | 403.9721 | 0.0028471 | 355.8545 | 1.2864 | 403.9721 | 0.41776 | 355.8545 | 0.0071999 | 350.1298 | -5.1391e-05 | 355.8545 | 0 | 356.4479 | 0 | 350.37 | 0.016513 | 356.4479 | 0 | 356.4479 | 0 | 356.4479 | 0 | 350.37 | 0.010377 | 356.4479 | 0 | 403.1946 | 0.00015285 | 356.4479 | 0 | 356.4479 | 0 | 355.8544 | 0 | 615.9466 | 0.0208 | 355.8545 | 0 | 615.0808 | 0.0004174 | 615.9466 | 0.011397 | 355.8544 | 0 | 356.4479 | 5.5386e-05
|  | 404.0849 | 0.00066663 | 356.0689 | 1.4347 | 404.0849 | 0.39651 | 356.0689 | 0.13587 | 350.3446 | 0.00023968 | 356.0689 | 0 | 356.6626 | 0 | 350.59 | -0.018752 | 356.6626 | 0 | 356.6626 | 0 | 356.6626 | 6.2392e-05 | 350.59 | -0.0048385 | 356.6626 | 0 | 403.3075 | 0.00013212 | 356.6626 | 0 | 356.6626 | 0.0093401 | 356.0689 | 0 | 616.1063 | 0.028873 | 356.0689 | 0 | 615.2409 | 0.00037102 | 616.1063 | 0.011104 | 356.0689 | 0 | 356.6626 | 0.00011992
|  | 404.1977 | 0 | 356.2833 | 1.4984 | 404.1977 | 0.37378 | 356.2833 | 0.019735 | 350.5594 | -0.00020606 | 356.2833 | 0 | 356.8773 | 0 | 350.8 | -0.010355 | 356.8773 | 0 | 356.8773 | 0 | 356.8773 | 0 | 350.8 | -0.005713 | 356.8773 | 0 | 403.4205 | 0.00015285 | 356.8773 | 0 | 356.8773 | 0 | 356.2833 | 0 | 616.2659 | 0.020912 | 356.2833 | 0 | 615.401 | 0 | 616.2659 | 0.012396 | 356.2833 | 0 | 356.8773 | 5.9714e-05
|  | 404.3105 | 0.0031109 | 356.4978 | 1.5844 | 404.3105 | 0.37486 | 356.4978 | 0.056717 | 350.7743 | 0.00021268 | 356.4978 | 0 | 357.092 | 0 | 351.01 | 0.015953 | 357.092 | 0 | 357.092 | 0 | 357.092 | 5.7871e-05 | 351.01 | 0.01265 | 357.092 | 0 | 403.5334 | 0.0001496 | 357.092 | 0 | 357.092 | 0.010675 | 356.4978 | 0 | 616.4256 | 0.02663 | 356.4978 | 0 | 615.5611 | 0.00037102 | 616.4256 | 0.011632 | 356.4978 | 0 | 357.092 | 0.00010374
|  | 404.4233 | 0 | 356.7122 | 1.7509 | 404.4233 | 0.35334 | 356.7122 | 0.021637 | 350.9891 | 4.7246e-06 | 356.7122 | 0 | 357.3067 | 0 | 351.23 | -0.048418 | 357.3067 | 0 | 357.3067 | 0 | 357.3067 | 0 | 351.23 | -0.0085115 | 357.3067 | 0 | 403.6463 | 0.00014757 | 357.3067 | 0 | 357.3067 | 0 | 356.7122 | 0 | 616.5853 | 0.020519 | 356.7122 | 0 | 615.7212 | 0.00013913 | 616.5853 | 0.012337 | 356.7122 | 0 | 357.3067 | 5.538e-05
|  | 404.5361 | 0 | 356.9267 | 1.8755 | 404.5361 | 0.34265 | 356.9267 | 0.059661 | 351.2039 | 0.00030513 | 356.9267 | 0 | 357.5214 | 0 | 351.44 | -0.014833 | 357.5214 | 0 | 357.5214 | 0 | 357.5214 | 3.4973e-05 | 351.44 | -0.0036143 | 357.5214 | 0 | 403.7593 | 0.00013253 | 357.5214 | 0 | 357.5214 | 0.0044068 | 356.9267 | 0 | 616.745 | 0.026238 | 356.9267 | 0 | 615.8814 | 0.00037102 | 616.745 | 0.010692 | 356.9267 | 0 | 357.5214 | 0.00012274
|  | 404.6489 | 0 | 357.1412 | 2.0627 | 404.6489 | 0.32858 | 357.1412 | 0.01635 | 351.4188 | -0.00013745 | 357.1412 | 0 | 357.7361 | 0 | 351.66 | -0.033306 | 357.7361 | 0 | 357.7361 | 0 | 357.7361 | 0 | 351.66 | -0.00081612 | 357.7361 | 0 | 403.8722 | 0.0001561 | 357.7361 | 0 | 357.7362 | 0 | 357.1412 | 0 | 616.9047 | 0.01895 | 357.1412 | 0 | 616.0415 | 0.00013913 | 616.9047 | 0.011045 | 357.1412 | 0 | 357.7361 | 4.0549e-05
|  | 404.7617 | 0 | 357.3557 | 2.2303 | 404.7617 | 0.31329 | 357.3557 | 0.088988 | 351.6337 | 0.00015997 | 357.3557 | 0 | 357.9509 | 0 | 351.87 | 0.041701 | 357.9509 | 0 | 357.9509 | 0 | 357.9509 | 5.8481e-05 | 351.87 | -0.0053632 | 357.9509 | 0 | 403.9852 | 0.00016667 | 357.9509 | 0 | 357.9509 | 0.007056 | 357.3557 | 0 | 617.0644 | 0.039805 | 357.3557 | 0 | 616.2016 | 0.00037102 | 617.0644 | 0.010516 | 357.3557 | 0 | 357.9509 | 0.00011389
|  | 404.8745 | 0.0059529 | 357.5703 | 2.416 | 404.8745 | 0.34279 | 357.5703 | -0.0046133 | 351.8486 | -0.00012252 | 357.5703 | 0 | 358.1657 | 0 | 352.09 | -0.0097957 | 358.1657 | 0 | 358.1657 | 0 | 358.1656 | 0 | 352.09 | -0.0050134 | 358.1657 | 0 | 404.0982 | 0.00016891 | 358.1657 | 0 | 358.1657 | 0 | 357.5702 | 0 | 617.2242 | 0.019398 | 357.5703 | 0 | 616.3618 | 0 | 617.2242 | 0.011397 | 357.5702 | 0 | 358.1656 | 4.3719e-05
|  | 404.9872 | 0.0051107 | 357.7848 | 2.6471 | 404.9872 | 0.2689 | 357.7848 | 0.084581 | 352.0634 | 0.00021939 | 357.7848 | 0 | 358.3804 | 0 | 352.3 | 0.0041982 | 358.3804 | 0 | 358.3804 | 0 | 358.3804 | 3.7136e-05 | 352.3 | 0.00040807 | 358.3804 | 0 | 404.2111 | 0.00015509 | 358.3804 | 0 | 358.3804 | 0.0087844 | 357.7848 | 0 | 617.3839 | 0.027191 | 357.7848 | 0 | 616.5219 | 9.2755e-05 | 617.3839 | 0.010692 | 357.7848 | 0 | 358.3804 | 0.00011762
|  | 405.1 | 0 | 357.9994 | 2.8182 | 405.1 | 0.28392 | 357.9994 | 0.014126 | 352.2784 | -0.00012157 | 357.9994 | 0 | 358.5952 | 0 | 352.52 | 0.02435 | 358.5952 | 0 | 358.5952 | 0 | 358.5952 | 0 | 352.52 | -0.0067623 | 358.5952 | 0 | 404.3241 | 0.00014757 | 358.5952 | 0 | 358.5953 | 0 | 357.9994 | 0 | 617.5436 | 0.018725 | 357.9994 | 0 | 616.6821 | 0.00013913 | 617.5436 | 0.011045 | 357.9994 | 0 | 358.5952 | 4.4812e-05
|  | 405.2128 | 0.0097771 | 358.2139 | 3.0846 | 405.2128 | 0.2689 | 358.2139 | 0.04548 | 352.4933 | 0.00022723 | 358.2139 | 0 | 358.81 | 0 | 352.73 | 0.00083963 | 358.81 | 0 | 358.81 | 0 | 358.81 | 2.1352e-05 | 352.73 | -0.0064125 | 358.81 | 0 | 404.4371 | 0.00014492 | 358.81 | 0 | 358.81 | 0.0066185 | 358.2139 | 0 | 617.7034 | 0.031452 | 358.2139 | 0 | 616.8422 | 0.00037102 | 617.7034 | 0.010516 | 358.2139 | 0 | 358.81 | 0.00011513
|  | 405.3256 | 0 | 358.4285 | 3.359 | 405.3256 | 0.2823 | 358.4285 | 0.042097 | 352.7082 | -1.5147e-05 | 358.4285 | 0 | 359.0249 | 0 | 352.95 | 0.016513 | 359.0249 | 0 | 359.0249 | 0 | 359.0249 | 0 | 352.95 | -0.0069371 | 359.0249 | 0 | 404.5501 | 0.00011891 | 359.0249 | 0 | 359.0249 | 0 | 358.4285 | 0 | 617.8631 | 0.01923 | 358.4285 | 0 | 617.0024 | 0 | 617.8631 | 0.011162 | 358.4285 | 0 | 359.0249 | 6.4941e-05
|  | 405.4384 | 0 | 358.6431 | 3.6995 | 405.4384 | 0.27973 | 358.6431 | 0.15109 | 352.9232 | 0.00020802 | 358.6431 | 0 | 359.2397 | 0 | 353.16 | -0.0058775 | 359.2397 | 0 | 359.2397 | 0 | 359.2397 | 6.6078e-05 | 353.16 | -0.0034394 | 359.2397 | 0 | 404.6631 | 0.00012907 | 359.2397 | 0 | 359.2397 | 0.0088848 | 358.6431 | 0 | 618.0229 | 0.031564 | 358.6431 | 0 | 617.1626 | 9.2755e-05 | 618.0229 | 0.010751 | 358.6431 | 0 | 359.2397 | 0.00012276
|  | 405.5512 | 0 | 358.8578 | 3.9302 | 405.5512 | 0.25577 | 358.8578 | 0.032803 | 353.1381 | -4.8874e-05 | 358.8578 | 0 | 359.4546 | 0 | 353.38 | -0.031627 | 359.4546 | 0 | 359.4546 | 0 | 359.4546 | 0 | 353.38 | -0.005538 | 359.4546 | 0 | 404.776 | 0.0001433 | 359.4546 | 0 | 359.4546 | 0 | 358.8578 | 0 | 618.1826 | 0.01979 | 358.8578 | 0 | 617.3228 | 0.0004174 | 618.1826 | 0.011339 | 358.8578 | 0 | 359.4546 | 4.7586e-05
|  | 405.6639 | 0 | 359.0724 | 4.3209 | 405.6639 | 0.25807 | 359.0724 | 0.14727 | 353.3531 | 9.6893e-05 | 359.0724 | 0 | 359.6694 | 0 | 353.59 | 0.033306 | 359.6694 | 0 | 359.6694 | 0 | 359.6694 | 1.8156e-05 | 353.59 | -0.0029147 | 359.6694 | 0 | 404.889 | 0.00015143 | 359.6694 | 0 | 359.6694 | 0.0081417 | 359.0724 | 0 | 618.3424 | 0.035096 | 359.0724 | 0 | 617.4829 | 0 | 618.3424 | 0.010927 | 359.0724 | 0 | 359.6694 | 0.00012523
|  | 405.7767 | 0 | 359.2871 | 4.6861 | 405.7767 | 0.24806 | 359.2871 | 0.056 | 353.5681 | 3.2392e-05 | 359.2871 | 0 | 359.8843 | 0 | 353.81 | -0.06969 | 359.8843 | 0 | 359.8843 | 0 | 359.8843 | 0 | 353.81 | 0.0047802 | 359.8843 | 0 | 405.002 | 0.00016464 | 359.8843 | 0 | 359.8843 | 0 | 359.2871 | 0 | 618.5022 | 0.020015 | 359.2871 | 0 | 617.6431 | 0 | 618.5022 | 0.011515 | 359.2871 | 0 | 359.8843 | 5.4232e-05
|  | 405.8895 | 0 | 359.5017 | 5.1375 | 405.8895 | 0.19257 | 359.5017 | 0.1188 | 353.7831 | 0.00029316 | 359.5017 | 0 | 360.0992 | 0 | 354.02 | -0.0030786 | 360.0992 | 0 | 360.0992 | 0 | 360.0992 | 6.442e-05 | 354.02 | -0.0013408 | 360.0992 | 0 | 405.1151 | 0.00013618 | 360.0992 | 0 | 360.0992 | 0.0051976 | 359.5017 | 0 | 618.662 | 0.024948 | 359.5017 | 0 | 617.8033 | 0 | 618.662 | 0.010927 | 359.5017 | 0 | 360.0992 | 0.00012914
|  | 406.0023 | 0.0070623 | 359.7164 | 5.4714 | 406.0023 | 0.22018 | 359.7164 | 0.033966 | 353.9981 | -0.11786 | 359.7164 | 0 | 360.3141 | 0 | 354.24 | -0.011475 | 360.3141 | 0 | 360.3141 | 0 | 360.3141 | 0 | 354.24 | -0.012709 | 360.3141 | 0 | 405.2281 | 0.0001372 | 360.3141 | 0 | 360.3141 | 0 | 359.7164 | 0 | 618.8218 | 0.027135 | 359.7164 | 0 | 617.9635 | 0.00013913 | 618.8218 | 0.011632 | 359.7164 | 0 | 360.3141 | 0.040997
|  | 406.1151 | 0.0059995 | 359.9311 | 6.0264 | 406.1151 | 0.2444 | 359.9311 | 0.15502 | 354.2131 | 0.15031 | 359.9311 | 0 | 360.5291 | 0 | 354.45 | 0.0025189 | 360.5291 | 0 | 360.5291 | 0 | 360.5291 | 8.1351e-05 | 354.45 | 0.0021569 | 360.5291 | 0 | 405.3411 | 0.00010163 | 360.5291 | 0 | 360.529 | 0.0080673 | 359.9311 | 0 | 618.9816 | 0.023659 | 359.9311 | 0 | 618.1237 | 0 | 618.9816 | 0.01081 | 359.9311 | 0 | 360.5291 | 0.081547
|  | 406.2279 | 0 | 360.1458 | 6.4954 | 406.2279 | 0.2168 | 360.1458 | 0.053916 | 354.4282 | 0.0046404 | 360.1458 | 0 | 360.744 | 0 | 354.67 | -0.037222 | 360.744 | 0 | 360.744 | 0 | 360.744 | 0 | 354.67 | -0.010959 | 360.744 | 0 | 405.4541 | 0.00011403 | 360.744 | 0 | 360.744 | 0 | 360.1458 | 0 | 619.1414 | 0.01766 | 360.1458 | 0 | 618.284 | 0.0004174 | 619.1414 | 0.011045 | 360.1458 | 0 | 360.744 | 0.042109
|  | 406.3406 | 0 | 360.3606 | 7.045 | 406.3406 | 0.22411 | 360.3606 | 0.12422 | 354.6432 | 0.067827 | 360.3606 | 0 | 360.959 | 0 | 354.88 | -0.031067 | 360.959 | 0 | 360.959 | 0 | 360.959 | 3.7688e-05 | 354.88 | -0.0062376 | 360.959 | 0 | 405.5672 | 0.00011972 | 360.959 | 0 | 360.959 | 0.0064934 | 360.3606 | 0 | 619.3012 | 0.017436 | 360.3606 | 0 | 618.4442 | 0 | 619.3012 | 0.010046 | 360.3606 | 0 | 360.959 | 0.088585
|  | 406.4534 | 0.0070623 | 360.5753 | 7.608 | 406.4534 | 0.24034 | 360.5753 | 0.076162 | 354.8582 | -0.042608 | 360.5753 | 0 | 361.1739 | 0 | 355.1 | -0.017632 | 361.1739 | 0 | 361.1739 | 0 | 361.174 | 0 | 355.1 | 0.0053049 | 361.1739 | 0 | 405.6802 | 0.0001187 | 361.1739 | 0 | 361.1739 | 0 | 360.5753 | 0 | 619.461 | 0.025845 | 360.5753 | 0 | 618.6044 | 0.0004174 | 619.461 | 0.010751 | 360.5753 | 0 | 361.174 | 0.032284
|  | 406.5662 | 0 | 360.7901 | 8.1941 | 406.5662 | 0.19081 | 360.7901 | 0.1185 | 355.0733 | 0.081192 | 360.7901 | 0 | 361.3889 | 0 | 355.32 | 0.026587 | 361.3889 | 0 | 361.3889 | 0 | 361.3889 | 2.2221e-05 | 355.32 | -0.004139 | 361.3889 | 0 | 405.7932 | 0.00011505 | 361.3889 | 0 | 361.3889 | 0.0090522 | 360.7901 | 0 | 619.6208 | 0.027191 | 360.7901 | 0 | 618.7646 | 9.2755e-05 | 619.6208 | 0.011045 | 360.7901 | 0 | 361.3889 | 0.077452
|  | 406.679 | 0.0072841 | 361.0049 | 8.9286 | 406.679 | 0.19717 | 361.0049 | 0.062805 | 355.2884 | 0.064576 | 361.0049 | 0 | 361.6039 | 0 | 355.53 | 0.015393 | 361.6039 | 0 | 361.6039 | 0 | 361.6039 | 0 | 355.53 | -0.0015157 | 361.6039 | 0 | 405.9063 | 0.00012216 | 361.6039 | 0 | 361.6039 | 0 | 361.0049 | 0 | 619.7807 | 0.017436 | 361.0049 | 0 | 618.9249 | 0.00013913 | 619.7807 | 0.01175 | 361.0049 | 0 | 361.6039 | 0.027671
|  | 406.7918 | 0 | 361.2197 | 9.7279 | 406.7918 | 0.17688 | 361.2197 | 0.15768 | 355.5035 | 0.23447 | 361.2197 | 0 | 361.8189 | 0 | 355.75 | 0.00083963 | 361.8189 | 0 | 361.8189 | 0 | 361.8189 | 5.6274e-05 | 355.75 | 0.0039058 | 361.8189 | 0 | 406.0193 | 0.00012196 | 361.8189 | 0 | 361.8189 | 0.0077074 | 361.2197 | 0 | 619.9405 | 0.015361 | 361.2197 | 0 | 619.0851 | 0 | 619.9405 | 0.01128 | 361.2197 | 0 | 361.8189 | 0.079895
|  | 406.9045 | 0 | 361.4345 | 10.4671 | 406.9045 | 0.19447 | 361.4345 | 0.051022 | 355.7186 | -0.06798 | 361.4345 | 0 | 362.034 | 0 | 355.96 | -0.034985 | 362.034 | 0 | 362.034 | 0 | 362.034 | 0 | 355.96 | -0.013758 | 362.034 | 0 | 406.1324 | 9.7565e-05 | 362.034 | 0 | 362.034 | 0 | 361.4345 | 0 | 620.1004 | 0.026014 | 361.4345 | 0 | 619.2454 | 0.00069566 | 620.1004 | 0.011397 | 361.4345 | 0 | 362.034 | 0.046075
|  | 407.0173 | 0 | 361.6493 | 11.3521 | 407.0173 | 0.14399 | 361.6493 | 0.15752 | 355.9337 | 0.12374 | 361.6493 | 0 | 362.249 | 0 | 356.18 | -0.0041982 | 362.249 | 0 | 362.249 | 0 | 362.249 | 4.5015e-05 | 356.18 | 0.0032063 | 362.249 | 0 | 406.2454 | 8.232e-05 | 362.249 | 0 | 362.249 | 0.0089528 | 361.6493 | 0 | 620.2602 | 0.024444 | 361.6493 | 0 | 619.4057 | 9.2755e-05 | 620.2602 | 0.010575 | 361.6493 | 0 | 362.249 | 0.081376
|  | 407.1301 | 0 | 361.8642 | 12.2011 | 407.1301 | 0.17836 | 361.8642 | 0.091871 | 356.1489 | -0.13216 | 361.8642 | 0 | 362.4641 | 0 | 356.39 | 0.0036384 | 362.4641 | 0 | 362.4641 | 0 | 362.4641 | 0 | 356.39 | 0.0032063 | 362.4641 | 0 | 406.3585 | 9.0044e-05 | 362.4641 | 0 | 362.4641 | 0 | 361.8642 | 0 | 620.4201 | 0.027023 | 361.8642 | 0 | 619.5659 | 0.00013913 | 620.4201 | 0.010575 | 361.8642 | 0 | 362.4641 | 0.029342
|  | 407.2429 | 0 | 362.079 | 13.267 | 407.2429 | 0.14277 | 362.079 | 0.1983 | 356.364 | 0.12752 | 362.079 | 0 | 362.6792 | 0 | 356.61 | 0.031067 | 362.6792 | 0 | 362.6792 | 0 | 362.6792 | 4.1106e-05 | 356.61 | -0.005713 | 362.6792 | 0 | 406.4716 | 0.00010651 | 362.6792 | 0 | 362.6792 | 0.0067787 | 362.079 | 0 | 620.5799 | 0.026126 | 362.079 | 0 | 619.7262 | 0 | 620.5799 | 0.0098698 | 362.079 | 0 | 362.6792 | 0.077721
|  | 407.3557 | 0.016545 | 362.2939 | 14.1719 | 407.3557 | 0.17173 | 362.2939 | 0.0855 | 356.5792 | -0.0096413 | 362.2939 | 0 | 362.8943 | 0 | 356.82 | -0.027148 | 362.8943 | 0 | 362.8943 | 0 | 362.8943 | 0 | 356.82 | -0.0081612 | 362.8943 | 0 | 406.5846 | 0.00010305 | 362.8943 | 0 | 362.8943 | 0 | 362.2939 | 0 | 620.7398 | 0.023491 | 362.2939 | 0 | 619.8865 | 0.00013913 | 620.7398 | 0.01034 | 362.2939 | 0 | 362.8943 | 0.027906
|  | 407.4684 | 0 | 362.5088 | 15.2987 | 407.4684 | 0.12843 | 362.5088 | 0.19387 | 356.7944 | 0.13143 | 362.5088 | 0 | 363.1094 | 0 | 357.04 | 0.018752 | 363.1094 | 0 | 363.1094 | 0 | 363.1094 | 4.215e-05 | 357.04 | 0.0016322 | 363.1094 | 0 | 406.6977 | 9.5939e-05 | 363.1094 | 0 | 363.1094 | 0.0091867 | 362.5088 | 0 | 620.8997 | 0.024948 | 362.5088 | 0 | 620.0468 | 9.2755e-05 | 620.8997 | 0.0099285 | 362.5088 | 0 | 363.1094 | 0.077473
|  | 407.5812 | 0.018644 | 362.7237 | 16.3789 | 407.5812 | 0.16009 | 362.7237 | 0.14795 | 357.0096 | -0.11973 | 362.7237 | 0 | 363.3245 | 0 | 357.25 | -0.013154 | 363.3245 | 0 | 363.3245 | 0 | 363.3245 | 0 | 357.25 | -0.0020404 | 363.3245 | 0 | 406.8108 | 9.4719e-05 | 363.3245 | 0 | 363.3245 | 0 | 362.7237 | 0 | 621.0596 | 0.025341 | 362.7237 | 0 | 620.207 | 0.00013913 | 621.0596 | 0.010457 | 362.7237 | 0 | 363.3245 | 0.024222
|  | 407.694 | 0 | 362.9386 | 17.6402 | 407.694 | 0.13411 | 362.9386 | 0.21485 | 357.2247 | 0.19077 | 362.9386 | 0 | 363.5396 | 0 | 357.47 | 0.017632 | 363.5396 | 0 | 363.5396 | 0 | 363.5396 | 3.6604e-05 | 357.47 | 5.8296e-05 | 363.5396 | 0 | 406.9239 | 9.8784e-05 | 363.5396 | 0 | 363.5396 | 0.013549 | 362.9386 | 0 | 621.2195 | 0.029658 | 362.9386 | 0 | 620.3673 | 0 | 621.2195 | 0.010105 | 362.9386 | 0 | 363.5396 | 0.059462
|  | 407.8068 | 0.012165 | 363.1536 | 18.8898 | 407.8068 | 0.13587 | 363.1536 | 0.20455 | 357.4399 | -0.12146 | 363.1536 | 0 | 363.7548 | 0 | 357.68 | -0.010915 | 363.7548 | 0 | 363.7548 | 0 | 363.7548 | 0 | 357.68 | -0.0048385 | 363.7548 | 0 | 407.037 | 0.00010326 | 363.7548 | 0 | 363.7548 | 0 | 363.1536 | 0 | 621.3794 | 0.022257 | 363.1536 | 0 | 620.5276 | 0.00013913 | 621.3794 | 0.010927 | 363.1536 | 0 | 363.7548 | 0.022392
|  | 407.9196 | 0 | 363.3685 | 20.2871 | 407.9196 | 0.10799 | 363.3685 | 0.25404 | 357.6552 | 0.18431 | 363.3685 | 0 | 363.9699 | 0 | 357.9 | -0.0086761 | 363.9699 | 0 | 363.9699 | 0 | 363.9699 | 5.9226e-05 | 357.9 | -0.0046636 | 363.9699 | 0 | 407.1501 | 0.00011037 | 363.9699 | 0 | 363.9699 | 0.0050693 | 363.3685 | 0 | 621.5393 | 0.032909 | 363.3685 | 0 | 620.688 | 0 | 621.5393 | 0.010457 | 363.3685 | 0 | 363.9699 | 0.073259
|  | 408.0323 | 0.0092808 | 363.5835 | 21.6115 | 408.0323 | 0.12626 | 363.5835 | 0.18832 | 357.8704 | -0.068044 | 363.5835 | 0 | 364.1851 | 0 | 358.11 | -0.044499 | 364.1851 | 0 | 364.1851 | 0 | 364.1851 | 0 | 358.11 | -0.0099105 | 364.1851 | 0 | 407.2632 | 0.00011972 | 364.1851 | 0 | 364.1851 | 0 | 363.5835 | 0 | 621.6992 | 0.022089 | 363.5835 | 0 | 620.8483 | 0.0004174 | 621.6992 | 0.011104 | 363.5835 | 0 | 364.1851 | 0.034084
|  | 408.1451 | 0 | 363.7985 | 23.0166 | 408.1451 | 0.11273 | 363.7985 | 0.30128 | 358.0857 | 0.095069 | 363.7985 | 0 | 364.4003 | 0 | 358.33 | -0.019311 | 364.4003 | 0 | 364.4003 | 0 | 364.4003 | 5.5413e-05 | 358.33 | -0.0060627 | 364.4003 | 0 | 407.3763 | 0.00011606 | 364.4003 | 0 | 364.4003 | 0.0087411 | 363.7985 | 0 | 621.8591 | 0.027415 | 363.7985 | 0 | 621.0086 | 0 | 621.8591 | 0.010164 | 363.7985 | 0 | 364.4003 | 0.066568
|  | 408.2579 | 0.01457 | 364.0135 | 24.357 | 408.2579 | 0.1061 | 364.0135 | 0.23586 | 358.3009 | -0.033893 | 364.0135 | 0 | 364.6155 | 0 | 358.54 | -0.010915 | 364.6155 | 0 | 364.6155 | 0 | 364.6155 | 0 | 358.54 | -0.00029147 | 364.6155 | 0 | 407.4894 | 0.00012968 | 364.6155 | 0 | 364.6155 | 0 | 364.0135 | 0 | 622.0191 | 0.023883 | 364.0135 | 0 | 621.1689 | 0.0004174 | 622.0191 | 0.010751 | 364.0135 | 0 | 364.6155 | 0.026173
|  | 408.3707 | 0 | 364.2285 | 25.6718 | 408.3707 | 0.066853 | 364.2285 | 0.31675 | 358.5162 | 0.076826 | 364.2285 | 0 | 364.8307 | 0 | 358.76 | 0.0053177 | 364.8307 | 0 | 364.8307 | 0 | 364.8307 | 5.3109e-05 | 358.76 | -0.01131 | 364.8307 | 0 | 407.6025 | 0.00013212 | 364.8307 | 0 | 364.8308 | 0.0073942 | 364.2285 | 0 | 622.179 | 0.026014 | 364.2285 | 0 | 621.3293 | 9.2755e-05 | 622.179 | 0.010457 | 364.2285 | 0 | 364.8307 | 0.060827
|  | 408.4834 | 0.0057311 | 364.4435 | 26.9472 | 408.4834 | 0.10461 | 364.4435 | 0.20681 | 358.7315 | -0.0027494 | 364.4435 | 0 | 365.046 | 0 | 358.98 | -0.0097957 | 365.046 | 0 | 365.046 | 0 | 365.046 | 0 | 358.98 | -0.004139 | 365.046 | 0 | 407.7157 | 0.00014635 | 365.046 | 0 | 365.046 | 0 | 364.4435 | 0 | 622.339 | 0.024668 | 364.4435 | 0 | 621.4896 | 0.00069566 | 622.339 | 0.011515 | 364.4435 | 0 | 365.046 | 0.029133
|  | 408.5962 | 0 | 364.6586 | 28.3739 | 408.5962 | 0.064146 | 364.6586 | 0.3332 | 358.9468 | 0.17436 | 364.6586 | 0 | 365.2612 | 0 | 359.19 | 0.027148 | 365.2612 | 0 | 365.2612 | 0 | 365.2612 | 3.7122e-05 | 359.19 | -0.0022152 | 365.2612 | 0 | 407.8288 | 0.00012907 | 365.2612 | 0 | 365.2612 | 0.0050483 | 364.6586 | 0 | 622.4989 | 0.027471 | 364.6586 | 0 | 621.65 | 9.2755e-05 | 622.4989 | 0.010927 | 364.6586 | 0 | 365.2612 | 0.057748
|  | 408.709 | 0.014199 | 364.8736 | 29.6442 | 408.709 | 0.097166 | 364.8736 | 0.24791 | 359.1621 | -0.020826 | 364.8736 | 0 | 365.4765 | 0 | 359.41 | -0.02211 | 365.4765 | 0 | 365.4765 | 0 | 365.4765 | 0 | 359.41 | 0.0021569 | 365.4765 | 0 | 407.9419 | 0.00011931 | 365.4765 | 0 | 365.4765 | 0 | 364.8736 | 0 | 622.6589 | 0.021977 | 364.8736 | 0 | 621.8103 | 0.00013913 | 622.6589 | 0.011397 | 364.8736 | 0 | 365.4765 | 0.021874
|  | 408.8218 | 0 | 365.0887 | 31.0217 | 408.8218 | 0.074025 | 365.0887 | 0.41059 | 359.3774 | 0.057739 | 365.0887 | 0 | 365.6918 | 0 | 359.62 | -0.0081163 | 365.6918 | 0 | 365.6918 | 0 | 365.6918 | 5.4889e-05 | 359.62 | -0.01848 | 365.6918 | 0 | 408.0551 | 9.6142e-05 | 365.6918 | 0 | 365.6918 | 0.010868 | 365.0887 | 0 | 622.8188 | 0.022257 | 365.0887 | 0 | 621.9707 | 0 | 622.8188 | 0.010399 | 365.0887 | 0 | 365.6918 | 0.05733
|  | 408.9345 | 0.015064 | 365.3038 | 32.2712 | 408.9345 | 0.094595 | 365.3038 | 0.33577 | 359.5927 | -0.043724 | 365.3038 | 0 | 365.9071 | 0 | 359.84 | -0.018752 | 365.9071 | 0 | 365.9071 | 0 | 365.9071 | 0 | 359.84 | -0.015856 | 365.9071 | 0 | 408.1682 | 8.7199e-05 | 365.9071 | 0 | 365.9071 | 0 | 365.3038 | 0 | 622.9788 | 0.018725 | 365.3038 | 0 | 622.131 | 0.00013913 | 622.9788 | 0.010751 | 365.3038 | 0 | 365.9071 | 0.022987
|  | 409.0473 | 0 | 365.5189 | 33.3985 | 409.0473 | 0.039787 | 365.5189 | 0.46563 | 359.8081 | 0.1057 | 365.5189 | 0 | 366.1224 | 0 | 360.05 | 0.024908 | 366.1224 | 0 | 366.1224 | 0 | 366.1224 | 5.3305e-05 | 360.05 | 0.00023318 | 366.1224 | 0 | 408.2813 | 8.6995e-05 | 366.1224 | 0 | 366.1224 | 0.0093712 | 365.5189 | 0 | 623.1388 | 0.027303 | 365.5189 | 0 | 622.2914 | 9.2755e-05 | 623.1388 | 0.010164 | 365.5189 | 0 | 366.1224 | 0.051551
|  | 409.1601 | 0.0072841 | 365.7341 | 34.3526 | 409.1601 | 0.065229 | 365.7341 | 0.40379 | 360.0234 | 0.022016 | 365.7341 | 0 | 366.3377 | 0 | 360.27 | -0.038904 | 366.3377 | 0 | 366.3377 | 0 | 366.3377 | 0 | 360.27 | -0.013408 | 366.3377 | 0 | 408.3945 | 8.7605e-05 | 366.3377 | 0 | 366.3377 | 0 | 365.7341 | 0 | 623.2988 | 0.017436 | 365.7341 | 0 | 622.4518 | 0.00013913 | 623.2988 | 0.010399 | 365.7341 | 0 | 366.3377 | 0.027983
|  | 409.2729 | 0 | 365.9492 | 35.3784 | 409.2729 | 0.038163 | 365.9492 | 0.4421 | 360.2388 | 0.086148 | 365.9492 | 0 | 366.553 | 0 | 360.48 | 0.039462 | 366.553 | 0 | 366.553 | 0 | 366.553 | 5.4637e-05 | 360.48 | -0.0072872 | 366.553 | 0 | 408.5077 | 8.3337e-05 | 366.553 | 0 | 366.553 | 0.0099889 | 365.9492 | 0 | 623.4588 | 0.029546 | 365.9492 | 0 | 622.6122 | 0 | 623.4588 | 0.010105 | 365.9492 | 0 | 366.553 | 0.056905
|  | 409.3856 | 0.0092808 | 366.1644 | 36.1162 | 409.3856 | 0.072942 | 366.1644 | 0.44147 | 360.4542 | -0.04213 | 366.1644 | 0 | 366.7684 | 0 | 360.7 | -0.02379 | 366.7684 | 0 | 366.7684 | 0 | 366.7684 | 0 | 360.7 | 0.0018072 | 366.7684 | 0 | 408.6208 | 9.6142e-05 | 366.7684 | 0 | 366.7684 | 0 | 366.1644 | 0 | 623.6188 | 0.020687 | 366.1644 | 0 | 622.7726 | 0.00013913 | 623.6188 | 0.010751 | 366.1644 | 0 | 366.7684 | 0.02477
|  | 409.4984 | 0 | 366.3795 | 36.7115 | 409.4984 | 0.037351 | 366.3795 | 0.56942 | 360.6696 | 0.12704 | 366.3795 | 0 | 366.9838 | 0 | 360.91 | -0.017632 | 366.9838 | 0 | 366.9838 | 0 | 366.9838 | 4.9872e-05 | 360.91 | 0.00093272 | 366.9838 | 0 | 408.734 | 0.00010163 | 366.9838 | 0 | 366.9838 | 0.01037 | 366.3795 | 0 | 623.7788 | 0.028761 | 366.3795 | 0 | 622.933 | 9.2755e-05 | 623.7788 | 0.010692 | 366.3795 | 0 | 366.9838 | 0.057954
|  | 409.6112 | 0 | 366.5947 | 37.1921 | 409.6112 | 0.06577 | 366.5947 | 0.57024 | 360.885 | -0.0096833 | 366.5947 | 0 | 367.1992 | 0 | 361.13 | -0.013154 | 367.1992 | 0 | 367.1992 | 0 | 367.1992 | 0 | 361.13 | -0.0043139 | 367.1992 | 0 | 408.8472 | 0.00011403 | 367.1992 | 0 | 367.1992 | 0 | 366.5947 | 0 | 623.9388 | 0.023491 | 366.5947 | 0 | 623.0934 | 0 | 623.9388 | 0.011045 | 366.5947 | 0 | 367.1992 | 0.024399
|  | 409.724 | 0 | 366.8099 | 37.345 | 409.724 | 0.032479 | 366.8099 | 0.63279 | 361.1004 | 0.10949 | 366.8099 | 0 | 367.4146 | 0 | 361.35 | -0.014833 | 367.4146 | 0 | 367.4146 | 0 | 367.4146 | 3.2715e-05 | 361.35 | 0.0053049 | 367.4146 | 0 | 408.9604 | 9.3093e-05 | 367.4146 | 0 | 367.4146 | 0.0050119 | 366.8099 | 0 | 624.0988 | 0.034872 | 366.8099 | 0 | 623.2538 | 0 | 624.0988 | 0.010222 | 366.8099 | 0 | 367.4146 | 0.049832
|  | 409.8367 | 0.0072841 | 367.0252 | 37.5819 | 409.8367 | 0.062657 | 367.0252 | 0.56255 | 361.3159 | -0.021934 | 367.0252 | 0 | 367.63 | 0 | 361.56 | 0.011475 | 367.63 | 0 | 367.63 | 0 | 367.63 | 0 | 361.56 | -0.0044887 | 367.63 | 0 | 409.0735 | 8.8418e-05 | 367.63 | 0 | 367.63 | 0 | 367.0251 | 0 | 624.2589 | 0.024836 | 367.0252 | 0 | 623.4142 | 0.00013913 | 624.2589 | 0.010927 | 367.0251 | 0 | 367.63 | 0.026386
|  | 409.9495 | 0 | 367.2404 | 37.6496 | 409.9495 | 0.013172 | 367.2404 | 0.7006 | 361.5313 | 0.10673 | 367.2404 | 0 | 367.8454 | 0 | 361.78 | 0.00027989 | 367.8454 | 0 | 367.8454 | 0 | 367.8454 | 4.636e-05 | 361.78 | -0.0058878 | 367.8454 | 0 | 409.1867 | 9.4719e-05 | 367.8454 | 0 | 367.8454 | 0.0066253 | 367.2404 | 0 | 624.4189 | 0.030162 | 367.2404 | 0 | 623.5746 | 0.00037102 | 624.4189 | 0.010751 | 367.2404 | 0 | 367.8454 | 0.048897
|  | 410.0623 | 0.0006286 | 367.4556 | 37.5599 | 410.0623 | 0.054267 | 367.4556 | 0.71192 | 361.7468 | -0.029294 | 367.4556 | 0 | 368.0608 | 0 | 361.99 | -0.00083963 | 368.0608 | 0 | 368.0608 | 0 | 368.0609 | 0 | 361.99 | -0.011484 | 368.0608 | 0 | 409.2999 | 0.00010224 | 368.0608 | 0 | 368.0609 | 0 | 367.4556 | 0 | 624.5789 | 0.020912 | 367.4556 | 0 | 623.735 | 0.00013913 | 624.5789 | 0.011397 | 367.4556 | 0 | 368.0609 | 0.023336
|  | 410.175 | 0 | 367.6709 | 37.3587 | 410.175 | 0.016645 | 367.6709 | 0.81123 | 361.9622 | 0.08352 | 367.6709 | 0 | 368.2763 | 0 | 362.21 | 0.014274 | 368.2763 | 0 | 368.2763 | 0 | 368.2763 | 5.8946e-05 | 362.21 | 0.0026815 | 368.2763 | 0 | 409.4131 | 0.0001187 | 368.2763 | 0 | 368.2763 | 0.01105 | 367.6709 | 0 | 624.739 | 0.028761 | 367.6709 | 0 | 623.8955 | 0 | 624.739 | 0.010222 | 367.6709 | 0 | 368.2763 | 0.0476
|  | 410.2878 | 0.021978 | 367.8862 | 37.0848 | 410.2878 | 0.050884 | 367.8862 | 0.79225 | 362.1777 | 0.02127 | 367.8862 | 0 | 368.4918 | 0 | 362.42 | -0.0053177 | 368.4918 | 0 | 368.4918 | 0 | 368.4918 | 0 | 362.42 | 0.00058296 | 368.4918 | 0 | 409.5263 | 0.00011017 | 368.4918 | 0 | 368.4918 | 0 | 367.8862 | 0 | 624.8991 | 0.02108 | 367.8862 | 0 | 624.0559 | 0 | 624.8991 | 0.010575 | 367.8862 | 0 | 368.4918 | 0.014604
|  | 410.4006 | 0 | 368.1015 | 36.7118 | 410.4006 | 0.023277 | 368.1015 | 0.94296 | 362.3932 | 0.079712 | 368.1015 | 0 | 368.7073 | 0 | 362.64 | 0.020431 | 368.7073 | 0 | 368.7073 | 0 | 368.7072 | 4.2364e-05 | 362.64 | -0.0072872 | 368.7073 | 0 | 409.6395 | 0.0001122 | 368.7073 | 0 | 368.7072 | 0.0082638 | 368.1015 | 0 | 625.0591 | 0.017716 | 368.1015 | 0 | 624.2164 | 9.2755e-05 | 625.0591 | 0.010046 | 368.1015 | 0 | 368.7072 | 0.046567
|  | 410.5134 | 0 | 368.3168 | 36.0248 | 410.5134 | 0.036133 | 368.3168 | 0.87523 | 362.6087 | -0.035407 | 368.3168 | 0 | 368.9228 | 0 | 362.86 | 0.0019591 | 368.9228 | 0 | 368.9228 | 0 | 368.9228 | 0 | 362.86 | 0.0068789 | 368.9228 | 0 | 409.7528 | 9.3703e-05 | 368.9228 | 0 | 368.9228 | 0 | 368.3168 | 0 | 625.2192 | 0.021585 | 368.3168 | 0 | 624.3768 | 0.0004174 | 625.2192 | 0.01128 | 368.3168 | 0 | 368.9228 | 0.019081
|  | 410.6261 | 0.0051107 | 368.5321 | 35.2254 | 410.6261 | 0.012936 | 368.5321 | 1.0481 | 362.8242 | 0.13811 | 368.5321 | 0 | 369.1383 | 0 | 363.07 | 0.0081163 | 369.1383 | 0 | 369.1383 | 0 | 369.1383 | 3.3808e-05 | 363.07 | 0.0060044 | 369.1383 | 0 | 409.866 | 8.1304e-05 | 369.1383 | 0 | 369.1383 | 0.008471 | 368.5321 | 0 | 625.3793 | 0.032237 | 368.5321 | 0 | 624.5373 | 9.2755e-05 | 625.3793 | 0.010751 | 368.5321 | 0 | 369.1383 | 0.04785
|  | 410.7389 | 0.0055093 | 368.7475 | 34.283 | 410.7389 | 0.038975 | 368.7475 | 1.0076 | 363.0398 | -0.048994 | 368.7475 | 0 | 369.3538 | 0 | 363.29 | -0.041141 | 369.3538 | 0 | 369.3538 | 0 | 369.3538 | 0 | 363.29 | 0.0023318 | 369.3538 | 0 | 409.9792 | 7.8052e-05 | 369.3538 | 0 | 369.3538 | 0 | 368.7475 | 0 | 625.5394 | 0.022482 | 368.7475 | 0 | 624.6977 | 0.0004174 | 625.5394 | 0.010986 | 368.7475 | 0 | 369.3538 | 0.018952
|  | 410.8517 | 0 | 368.9628 | 33.4114 | 410.8517 | 0.014616 | 368.9628 | 1.1705 | 363.2553 | 0.067126 | 368.9628 | 0 | 369.5694 | 0 | 363.5 | 0.011475 | 369.5693 | 0 | 369.5694 | 0 | 369.5693 | 4.4424e-05 | 363.5 | -0.0036143 | 369.5694 | 0 | 410.0924 | 7.7645e-05 | 369.5694 | 0 | 369.5693 | 0.0056275 | 368.9629 | 0 | 625.6995 | 0.029546 | 368.9628 | 0 | 624.8582 | 0.00037102 | 625.6995 | 0.010105 | 368.9629 | 0 | 369.5693 | 0.045153
|  | 410.9644 | 0.0044001 | 369.1782 | 32.7331 | 410.9644 | 0.042223 | 369.1782 | 1.1914 | 363.4709 | 0.021397 | 369.1782 | 0 | 369.7849 | 0 | 363.72 | 0.015953 | 369.7849 | 0 | 369.7849 | 0 | 369.7849 | 0 | 363.72 | -0.0081612 | 369.7849 | 0 | 410.2057 | 8.9434e-05 | 369.7849 | 0 | 369.7849 | 0 | 369.1782 | 0 | 625.8596 | 0.020687 | 369.1782 | 0 | 625.0187 | 0.0004174 | 625.8596 | 0.010516 | 369.1782 | 0 | 369.7849 | 0.018235
|  | 411.0772 | 0 | 369.3936 | 32.142 | 411.0772 | 0.013668 | 369.3936 | 1.3534 | 363.6865 | 0.091147 | 369.3936 | 0 | 370.0005 | 0 | 363.93 | 0.00083963 | 370.0005 | 0 | 370.0005 | 0 | 370.0005 | 2.5103e-05 | 363.93 | 0.00023318 | 370.0005 | 0 | 410.3189 | 8.6589e-05 | 370.0005 | 0 | 370.0005 | 0.0072606 | 369.3936 | 0 | 626.0197 | 0.032012 | 369.3936 | 0 | 625.1792 | 0 | 626.0197 | 0.010164 | 369.3936 | 0 | 370.0005 | 0.041961
|  | 411.19 | 0 | 369.609 | 31.3236 | 411.19 | 0.045471 | 369.609 | 1.3891 | 363.9021 | -0.015175 | 369.609 | 0 | 370.2161 | 0 | 364.15 | -0.054016 | 370.2161 | 0 | 370.2161 | 0 | 370.2161 | 0 | 364.15 | -0.0062376 | 370.2161 | 0 | 410.4321 | 9.6955e-05 | 370.2161 | 0 | 370.2161 | 0 | 369.609 | 0 | 626.1798 | 0.019903 | 369.609 | 0 | 625.3397 | 0.00013913 | 626.1798 | 0.010516 | 369.609 | 0 | 370.2161 | 0.022001
|  | 411.3028 | 0 | 369.8244 | 30.6133 | 411.3028 | 0.0035281 | 369.8244 | 1.5077 | 364.1176 | 0.059557 | 369.8244 | 0 | 370.4317 | 0 | 364.37 | -0.0041982 | 370.4317 | 0 | 370.4317 | 0 | 370.4317 | 5.3758e-05 | 364.37 | -0.00081612 | 370.4317 | 0 | 410.5454 | 9.2687e-05 | 370.4317 | 0 | 370.4317 | 0.0061284 | 369.8245 | 0 | 626.3399 | 0.026798 | 369.8244 | 0 | 625.5001 | 9.2755e-05 | 626.3399 | 0.010046 | 369.8245 | 0 | 370.4317 | 0.046313
|  | 411.4155 | 0.0050655 | 370.0399 | 29.5518 | 411.4155 | 0.032208 | 370.0399 | 1.5357 | 364.3333 | -0.017902 | 370.0399 | 0 | 370.6473 | 0 | 364.58 | -0.023229 | 370.6473 | 0 | 370.6473 | 0 | 370.6473 | 0 | 364.58 | -0.0086863 | 370.6473 | 0 | 410.6587 | 9.3093e-05 | 370.6473 | 0 | 370.6473 | 0 | 370.0399 | 0 | 626.5 | 0.020407 | 370.0399 | 0 | 625.6607 | 0.0004174 | 626.5 | 0.011045 | 370.0399 | 0 | 370.6473 | 0.019873
|  | 411.5283 | 0 | 370.2553 | 28.4423 | 411.5283 | 0.0035281 | 370.2553 | 1.7022 | 364.5489 | 0.079233 | 370.2553 | 0 | 370.8629 | 0 | 364.8 | 0.026587 | 370.8629 | 0 | 370.8629 | 0 | 370.8629 | 6.2978e-05 | 364.8 | 0.0025067 | 370.8629 | 0 | 410.7719 | 8.2727e-05 | 370.8629 | 0 | 370.8629 | 0.013293 | 370.2553 | 0 | 626.6602 | 0.028873 | 370.2553 | 0 | 625.8212 | 9.2755e-05 | 626.6602 | 0.010634 | 370.2553 | 0 | 370.8629 | 0.04385
|  | 411.6411 | 0.0010722 | 370.4708 | 27.3551 | 411.6411 | 0.026795 | 370.4708 | 1.7762 | 364.7645 | 0.035515 | 370.4708 | 0 | 371.0786 | 0 | 365.01 | -0.006437 | 371.0786 | 0 | 371.0786 | 0 | 371.0786 | 1.885e-05 | 365.01 | -0.020404 | 371.0786 | 0 | 410.8852 | 8.476e-05 | 371.0786 | 0 | 371.0786 | 0 | 370.4708 | 0 | 626.8203 | 0.020295 | 370.4708 | 0 | 625.9817 | 0.00013913 | 626.8203 | 0.011045 | 370.4708 | 0 | 371.0786 | 0.022858
|  | 411.7538 | 0 | 370.6863 | 26.3038 | 411.7538 | 0 | 370.6863 | 1.8837 | 364.9802 | 0.11963 | 370.6863 | 0 | 371.2942 | 0 | 365.23 | 0.029946 | 371.2942 | 0 | 371.2942 | 0 | 371.2943 | 3.5761e-05 | 365.23 | 0.0032063 | 371.2942 | 0 | 410.9984 | 6.7076e-05 | 371.2942 | 0 | 371.2942 | 0.007305 | 370.6863 | 0 | 626.9805 | 0.033022 | 370.6863 | 0 | 626.1422 | 0 | 626.9805 | 0.010222 | 370.6863 | 0 | 371.2943 | 0.047504
|  | 411.8666 | 0.012165 | 370.9018 | 25.3848 | 411.8666 | 0.03302 | 370.9018 | 1.9361 | 365.1958 | -0.045701 | 370.9018 | 0 | 371.5099 | 0 | 365.45 | -0.010355 | 371.5099 | 0 | 371.5099 | 0 | 371.5099 | 0 | 365.45 | -0.0046636 | 371.5099 | 0 | 411.1117 | 7.5816e-05 | 371.5099 | 0 | 371.5099 | 0 | 370.9018 | 0 | 627.1406 | 0.023154 | 370.9018 | 0 | 626.3027 | 0.00013913 | 627.1406 | 0.010869 | 370.9018 | 0 | 371.5099 | 0.01995
|  | 411.9794 | 0 | 371.1173 | 24.5155 | 411.9794 | 0.0058801 | 371.1173 | 2.1514 | 365.4115 | 0.12712 | 371.1173 | 0 | 371.7256 | 0 | 365.66 | 0.0092359 | 371.7256 | 0 | 371.7256 | 0 | 371.7256 | 4.6863e-05 | 365.66 | 0.0047802 | 371.7256 | 0 | 411.225 | 7.8052e-05 | 371.7256 | 0 | 371.7256 | 0.0090272 | 371.1173 | 0 | 627.3008 | 0.036161 | 371.1173 | 0 | 626.4633 | 0 | 627.3008 | 0.010164 | 371.1173 | 0 | 371.7256 | 0.039681
|  | 412.0922 | 0.0048437 | 371.3328 | 23.5331 | 412.0922 | 0.028825 | 371.3328 | 2.2182 | 365.6272 | 0.014277 | 371.3328 | 0 | 371.9413 | 0 | 365.88 | -0.032185 | 371.9413 | 0 | 371.9413 | 0 | 371.9413 | 0 | 365.88 | 0.0033811 | 371.9413 | 0 | 411.3383 | 0.00010183 | 371.9413 | 0 | 371.9413 | 0 | 371.3329 | 0 | 627.461 | 0.011829 | 371.3328 | 0 | 626.6238 | 0.00069566 | 627.461 | 0.010634 | 371.3329 | 0 | 371.9413 | 0.027322
|  | 412.2049 | 0 | 371.5484 | 22.7802 | 412.2049 | 0.0021168 | 371.5484 | 2.4528 | 365.8429 | 0.10794 | 371.5484 | 0 | 372.157 | 0 | 366.09 | 0.00027989 | 372.157 | 0 | 372.157 | 0 | 372.157 | 4.7254e-05 | 366.09 | -0.0030897 | 372.157 | 0 | 411.4516 | 0.00011037 | 372.157 | 0 | 372.157 | 0.0067655 | 371.5484 | 0 | 627.6211 | 0.022089 | 371.5484 | 0 | 626.7843 | 0 | 627.6211 | 0.0099873 | 371.5484 | 0 | 372.157 | 0.040714
|  | 412.3177 | 0.017904 | 371.764 | 21.9076 | 412.3177 | 0.034238 | 371.764 | 2.482 | 366.0586 | -0.034342 | 371.764 | 0 | 372.3728 | 0 | 366.31 | -0.02155 | 372.3728 | 0 | 372.3728 | 0 | 372.3728 | 0 | 366.31 | -0.0065873 | 372.3728 | 0 | 411.5649 | 9.6549e-05 | 372.3728 | 0 | 372.3728 | 0 | 371.764 | 0 | 627.7813 | 0.017268 | 371.764 | 0 | 626.9449 | 0 | 627.7813 | 0.010692 | 371.764 | 0 | 372.3728 | 0.020734
|  | 412.4305 | 0 | 371.9795 | 21.0972 | 412.4305 | 0 | 371.9795 | 2.7315 | 366.2743 | 0.10421 | 371.9795 | 0 | 372.5885 | 0 | 366.53 | -0.023229 | 372.5885 | 0 | 372.5885 | 0 | 372.5885 | 2.3822e-05 | 366.53 | 0.0054798 | 372.5885 | 0 | 411.6782 | 7.9068e-05 | 372.5885 | 0 | 372.5885 | 0.012441 | 371.9795 | 0 | 627.9415 | 0.031956 | 371.9795 | 0 | 627.1055 | 0 | 627.9415 | 0.0099873 | 371.9795 | 0 | 372.5885 | 0.046122
|  | 412.5432 | 0.0032908 | 372.1951 | 20.3196 | 412.5432 | 0.022465 | 372.1951 | 2.8291 | 366.4901 | -0.00522 | 372.1951 | 0 | 372.8043 | 0 | 366.74 | -0.017632 | 372.8043 | 0 | 372.8043 | 0 | 372.8043 | 0 | 366.74 | -0.0027399 | 372.8043 | 0 | 411.7915 | 7.0531e-05 | 372.8043 | 0 | 372.8043 | 0 | 372.1951 | 0 | 628.1017 | 0.014577 | 372.1951 | 0 | 627.266 | 0.0004174 | 628.1017 | 0.010869 | 372.1951 | 0 | 372.8043 | 0.018627
|  | 412.656 | 0 | 372.4107 | 19.5244 | 412.656 | 0.00094079 | 372.4107 | 3.0548 | 366.7058 | 0.075202 | 372.4107 | 0 | 373.0201 | 0 | 366.96 | 0.011475 | 373.0201 | 0 | 373.0201 | 0 | 373.0201 | 7.1918e-05 | 366.96 | -0.0011659 | 373.0201 | 0 | 411.9048 | 8.293e-05 | 373.0201 | 0 | 373.0201 | 0.0063925 | 372.4107 | 0 | 628.2619 | 0.02506 | 372.4107 | 0 | 627.4266 | 0 | 628.2619 | 0.010751 | 372.4107 | 0 | 373.0201 | 0.045065
|  | 412.7688 | 0.0037345 | 372.6264 | 18.7552 | 412.7688 | 0.024901 | 372.6264 | 3.2401 | 366.9215 | 0.011918 | 372.6264 | 0 | 373.2358 | 0 | 367.17 | -0.018752 | 373.2359 | 0 | 373.2358 | 0 | 373.2358 | 0 | 367.17 | -0.014982 | 373.2358 | 0 | 412.0181 | 8.415e-05 | 373.2358 | 0 | 373.2358 | 0 | 372.6264 | 0 | 628.4221 | 0.026798 | 372.6264 | 0 | 627.5871 | 0.00069566 | 628.4221 | 0.011104 | 372.6264 | 0 | 373.2358 | 0.024221
|  | 412.8816 | 0 | 372.842 | 17.9124 | 412.8816 | 0 | 372.842 | 3.4995 | 367.1373 | 0.08366 | 372.842 | 0 | 373.4517 | 0 | 367.39 | -0.014833 | 373.4517 | 0 | 373.4517 | 0 | 373.4517 | 5.1863e-05 | 367.39 | 0.0023318 | 373.4517 | 0 | 412.1314 | 8.0898e-05 | 373.4517 | 0 | 373.4517 | 0.0076661 | 372.842 | 0 | 628.5823 | 0.021977 | 372.842 | 0 | 627.7477 | 9.2755e-05 | 628.5823 | 0.010281 | 372.842 | 0 | 373.4517 | 0.044076
|  | 412.9943 | 0 | 373.0577 | 17.2132 | 412.9943 | 0.029096 | 373.0577 | 3.6699 | 367.3531 | -0.005688 | 373.0577 | 0 | 373.6675 | 0 | 367.61 | -0.04786 | 373.6675 | 0 | 373.6675 | 0 | 373.6675 | 0 | 367.61 | -0.0013408 | 373.6675 | 0 | 412.2448 | 9.8378e-05 | 373.6675 | 0 | 373.6675 | 0 | 373.0577 | 0 | 628.7426 | 0.019398 | 373.0577 | 0 | 627.9083 | 0.00013913 | 628.7426 | 0.010281 | 373.0577 | 0 | 373.6675 | 0.019854
|  | 413.1071 | 0 | 373.2733 | 16.5274 | 413.1071 | 0 | 373.2733 | 3.8862 | 367.5689 | 0.091616 | 373.2733 | 0 | 373.8833 | 0 | 367.82 | 0.020431 | 373.8833 | 0 | 373.8833 | 0 | 373.8833 | 2.1043e-05 | 367.82 | -0.0032645 | 373.8833 | 0 | 412.3581 | 0.00010366 | 373.8833 | 0 | 373.8833 | 0.0047275 | 373.2733 | 0 | 628.9028 | 0.026294 | 373.2733 | 0 | 628.0689 | 0 | 628.9028 | 0.0098698 | 373.2733 | 0 | 373.8833 | 0.037229
|  | 413.2199 | 0.017286 | 373.489 | 15.7197 | 413.2199 | 0.028825 | 373.489 | 4.1495 | 367.7847 | 0.025498 | 373.489 | 0 | 374.0992 | 0 | 368.04 | 0.0086761 | 374.0992 | 0 | 374.0992 | 0 | 374.0992 | 0 | 368.04 | -0.00081612 | 374.0992 | 0 | 412.4714 | 0.00010651 | 374.0992 | 0 | 374.0992 | 0 | 373.489 | 0 | 629.063 | 0.026238 | 373.489 | 0 | 628.2295 | 0.00013913 | 629.063 | 0.010046 | 373.489 | 0 | 374.0992 | 0.021937
|  | 413.3326 | 0 | 373.7047 | 15.2032 | 413.3326 | 0 | 373.7047 | 4.513 | 368.0005 | 0.091446 | 373.7047 | 0 | 374.315 | 0 | 368.25 | 0.0013994 | 374.315 | 0 | 374.315 | 0 | 374.315 | 6.3822e-05 | 368.25 | 0.0123 | 374.315 | 0 | 412.5847 | 8.9434e-05 | 374.315 | 0 | 374.315 | 0.0084364 | 373.7047 | 0 | 629.2233 | 0.027415 | 373.7047 | 0 | 628.3901 | 9.2755e-05 | 629.2233 | 0.0094585 | 373.7047 | 0 | 374.315 | 0.044123
|  | 413.4454 | 0.00040678 | 373.9204 | 14.6027 | 413.4454 | 0.017863 | 373.9204 | 4.7001 | 368.2163 | 0.033881 | 373.9204 | 0 | 374.5309 | 0 | 368.47 | -0.026029 | 374.5309 | 0 | 374.5309 | 0 | 374.5309 | 0 | 368.47 | 0.0014574 | 374.5309 | 0 | 412.6981 | 0.00010793 | 374.5309 | 0 | 374.5309 | 0 | 373.9204 | 0 | 629.3835 | 0.023491 | 373.9204 | 0 | 628.5507 | 0.00013913 | 629.3835 | 0.010457 | 373.9204 | 0 | 374.5309 | 0.021329
|  | 413.5582 | 0 | 374.1362 | 13.9554 | 413.5582 | 0 | 374.1362 | 5.0705 | 368.4322 | 0.12636 | 374.1362 | 0 | 374.7468 | 0 | 368.69 | 0.012595 | 374.7468 | 0 | 374.7468 | 0 | 374.7468 | 4.2569e-05 | 368.69 | 0.00058296 | 374.7468 | 0 | 412.8114 | 9.7565e-05 | 374.7468 | 0 | 374.7468 | 0.0096155 | 374.1362 | 0 | 629.5438 | 0.021865 | 374.1362 | 0 | 628.7114 | 0 | 629.5438 | 0.010399 | 374.1362 | 0 | 374.7468 | 0.048796
|  | 413.6709 | 0.015681 | 374.3519 | 13.4033 | 413.6709 | 0.039922 | 374.3519 | 5.3665 | 368.6481 | 0.033772 | 374.3519 | 0 | 374.9627 | 0 | 368.9 | 0.012595 | 374.9627 | 0 | 374.9627 | 0 | 374.9627 | 0 | 368.9 | -0.0011659 | 374.9627 | 0 | 412.9248 | 0.00010549 | 374.9627 | 0 | 374.9627 | 0 | 374.3519 | 0 | 629.7041 | 0.017155 | 374.3519 | 0 | 628.872 | 0.00013913 | 629.7041 | 0.010927 | 374.3519 | 0 | 374.9627 | 0.017657
|  | 413.7837 | 0 | 374.5677 | 12.8905 | 413.7837 | 0 | 374.5677 | 5.7825 | 368.8639 | 0.14087 | 374.5677 | 0 | 375.1786 | 0 | 369.12 | 0.02379 | 375.1786 | 0 | 375.1786 | 0 | 375.1786 | 7.803e-05 | 369.12 | 0.0026815 | 375.1786 | 0 | 413.0382 | 8.7199e-05 | 375.1786 | 0 | 375.1787 | 0.012166 | 374.5677 | 0 | 629.8643 | 0.025845 | 374.5677 | 0 | 629.0326 | 9.2755e-05 | 629.8643 | 0.010399 | 374.5677 | 0 | 375.1786 | 0.043287
|  | 413.8965 | 0.017533 | 374.7835 | 12.2345 | 413.8965 | 0.023006 | 374.7835 | 6.0555 | 369.0798 | -0.036536 | 374.7835 | 0 | 375.3946 | 0 | 369.33 | -0.014274 | 375.3946 | 0 | 375.3946 | 0 | 375.3946 | 0 | 369.33 | 0.015448 | 375.3946 | 0 | 413.1515 | 9.0857e-05 | 375.3946 | 0 | 375.3946 | 0 | 374.7835 | 0 | 630.0246 | 0.027023 | 374.7835 | 0 | 629.1932 | 0.00069566 | 630.0246 | 0.010634 | 374.7835 | 0 | 375.3946 | 0.022141
|  | 414.0092 | 0 | 374.9993 | 11.8128 | 414.0092 | 0 | 374.9993 | 6.4761 | 369.2957 | 0.083215 | 374.9993 | 0 | 375.6105 | 0 | 369.55 | -0.0013994 | 375.6105 | 0 | 375.6105 | 0 | 375.6105 | 4.7502e-05 | 369.55 | 0.0026815 | 375.6105 | 0 | 413.2649 | 0.00010326 | 375.6105 | 0 | 375.6105 | 0.0083625 | 374.9993 | 0 | 630.1849 | 0.024051 | 374.9993 | 0 | 629.3539 | 0 | 630.1849 | 0.010516 | 374.9993 | 0 | 375.6105 | 0.04485
|  | 414.122 | 0.0039563 | 375.2151 | 11.2095 | 414.122 | 0.034509 | 375.2151 | 6.8935 | 369.5116 | 0.018344 | 375.2151 | 0 | 375.8265 | 0 | 369.77 | -0.018752 | 375.8265 | 0 | 375.8265 | 0 | 375.8265 | 0 | 369.77 | -0.0072872 | 375.8265 | 0 | 413.3783 | 0.00010224 | 375.8265 | 0 | 375.8265 | 0 | 375.2151 | 0 | 630.3452 | 0.019342 | 375.2151 | 0 | 629.5145 | 0.00013913 | 630.3452 | 0.010751 | 375.2151 | 0 | 375.8265 | 0.019752
|  | 414.2348 | 0 | 375.4309 | 10.8865 | 414.2348 | 0 | 375.4309 | 7.4283 | 369.7275 | 0.099081 | 375.4309 | 0 | 376.0425 | 0 | 369.98 | 0.017072 | 376.0425 | 0 | 376.0425 | 0 | 376.0425 | 6.4179e-05 | 369.98 | 0.0016322 | 376.0425 | 0 | 413.4916 | 0.00010448 | 376.0425 | 0 | 376.0425 | 0.00631 | 375.4309 | 0 | 630.5055 | 0.030274 | 375.4309 | 0 | 629.6752 | 9.2755e-05 | 630.5055 | 0.010516 | 375.4309 | 0 | 376.0425 | 0.041667
|  | 414.3475 | 0.0083934 | 375.6467 | 10.4641 | 414.3475 | 0.014074 | 375.6467 | 7.8849 | 369.9435 | 0.03903 | 375.6467 | 0 | 376.2585 | 0 | 370.2 | 0.0019591 | 376.2585 | 0 | 376.2585 | 0 | 376.2585 | 0 | 370.2 | -0.010085 | 376.2585 | 0 | 413.605 | 9.167e-05 | 376.2585 | 0 | 376.2585 | 0 | 375.6467 | 0 | 630.6658 | 0.024276 | 375.6467 | 0 | 629.8359 | 0 | 630.6658 | 0.010751 | 375.6467 | 0 | 376.2585 | 0.024192
|  | 414.4603 | 0 | 375.8626 | 10.1202 | 414.4603 | 0 | 375.8626 | 8.4574 | 370.1594 | 0.10739 | 375.8626 | 0 | 376.4745 | 0 | 370.41 | 0.011475 | 376.4745 | 0 | 376.4745 | 0 | 376.4745 | 5.3421e-05 | 370.41 | -0.0018654 | 376.4745 | 0 | 413.7184 | 9.0857e-05 | 376.4745 | 0 | 376.4745 | 0.0038018 | 375.8626 | 0 | 630.8261 | 0.023042 | 375.8626 | 0 | 629.9965 | 9.2755e-05 | 630.8261 | 0.010164 | 375.8626 | 0 | 376.4745 | 0.041566
|  | 414.5731 | 0.0090589 | 376.0785 | 9.7079 | 414.5731 | 0.013804 | 376.0785 | 8.9966 | 370.3754 | 0.042354 | 376.0785 | 0 | 376.6905 | 0 | 370.63 | -0.014274 | 376.6905 | 0 | 376.6905 | 0 | 376.6905 | 0 | 370.63 | -0.0053632 | 376.6905 | 0 | 413.8318 | 8.7605e-05 | 376.6905 | 0 | 376.6905 | 0 | 376.0785 | 0 | 630.9864 | 0.021304 | 376.0785 | 0 | 630.1572 | 0.0004174 | 630.9864 | 0.010516 | 376.0785 | 0 | 376.6905 | 0.023045
|  | 414.6859 | 0 | 376.2944 | 9.269 | 414.6859 | 0 | 376.2944 | 9.5861 | 370.5913 | 0.13307 | 376.2944 | 0 | 376.9066 | 0 | 370.85 | -0.0036384 | 376.9065 | 0 | 376.9066 | 0 | 376.9066 | 6.2602e-05 | 370.85 | 0.0033811 | 376.9066 | 0 | 413.9452 | 7.5613e-05 | 376.9066 | 0 | 376.9066 | 0.011722 | 376.2944 | 0 | 631.1468 | 0.01951 | 376.2944 | 0 | 630.3179 | 9.2755e-05 | 631.1468 | 0.010105 | 376.2944 | 0 | 376.9066 | 0.036594
|  | 414.7986 | 0.015064 | 376.5103 | 9.0188 | 414.7986 | 0.023412 | 376.5103 | 10.1912 | 370.8073 | -0.011011 | 376.5103 | 0 | 377.1226 | 0 | 371.06 | 0.0013994 | 377.1226 | 0 | 377.1226 | 0 | 377.1226 | 0 | 371.06 | 0.0021569 | 377.1226 | 0 | 414.0586 | 8.9841e-05 | 377.1226 | 0 | 377.1226 | 0 | 376.5103 | 0 | 631.3071 | 0.023266 | 376.5103 | 0 | 630.4786 | 0 | 631.3071 | 0.010927 | 376.5103 | 0 | 377.1226 | 0.01715
|  | 414.9114 | 0 | 376.7262 | 8.7393 | 414.9114 | 0 | 376.7262 | 11.0041 | 371.0233 | 0.16003 | 376.7262 | 0 | 377.3387 | 0 | 371.28 | -0.010915 | 377.3387 | 0 | 377.3387 | 0 | 377.3387 | 6.9951e-05 | 371.28 | -0.0051883 | 377.3387 | 0 | 414.172 | 9.4109e-05 | 377.3387 | 0 | 377.3387 | 0.0095204 | 376.7262 | 0 | 631.4674 | 0.035656 | 376.7262 | 0 | 630.6392 | 9.2755e-05 | 631.4674 | 0.010105 | 376.7262 | 0 | 377.3387 | 0.038412
|  | 415.0242 | 0.0050655 | 376.9421 | 8.4128 | 415.0242 | 0.023412 | 376.9421 | 11.5886 | 371.2393 | 0.026054 | 376.9421 | 0 | 377.5548 | 0 | 371.5 | -0.011475 | 377.5548 | 0 | 377.5548 | 0 | 377.5547 | 0 | 371.5 | -0.0092106 | 377.5548 | 0 | 414.2854 | 0.00011647 | 377.5548 | 0 | 377.5548 | 0 | 376.9421 | 0 | 631.6278 | 0.027135 | 376.9421 | 0 | 630.7999 | 0 | 631.6278 | 0.010751 | 376.9421 | 0 | 377.5547 | 0.020358
|  | 415.1369 | 0 | 377.1581 | 8.1376 | 415.1369 | 0 | 377.1581 | 12.5062 | 371.4553 | 0.18664 | 377.1581 | 0 | 377.7709 | 0 | 371.71 | -0.013154 | 377.7709 | 0 | 377.7709 | 0 | 377.7708 | 7.2701e-05 | 371.71 | 0.00513 | 377.7709 | 0 | 414.3988 | 9.3093e-05 | 377.7709 | 0 | 377.7708 | 0.0078026 | 377.1581 | 0 | 631.7881 | 0.032741 | 377.1581 | 0 | 630.9606 | 9.2755e-05 | 631.7881 | 0.009811 | 377.1581 | 0 | 377.7708 | 0.040938
|  | 415.2497 | 0.01815 | 377.374 | 7.9084 | 415.2497 | 0.017322 | 377.374 | 13.2942 | 371.6714 | 0.073096 | 377.374 | 0 | 377.987 | 0 | 371.93 | -0.014274 | 377.987 | 0 | 377.987 | 0 | 377.987 | 0 | 371.93 | -0.0058878 | 377.987 | 0 | 414.5123 | 9.7362e-05 | 377.987 | 0 | 377.987 | 0 | 377.374 | 0 | 631.9485 | 0.025117 | 377.374 | 0 | 631.1214 | 0.0004174 | 631.9485 | 0.010927 | 377.374 | 0 | 377.987 | 0.018813
|  | 415.3625 | 0 | 377.59 | 7.6258 | 415.3625 | 0 | 377.59 | 14.1276 | 371.8874 | 0.11335 | 377.59 | 0 | 378.2031 | 0 | 372.15 | 0.015393 | 378.2031 | 0 | 378.2031 | 0 | 378.2031 | 3.7755e-05 | 372.15 | -0.00011659 | 378.2031 | 0 | 414.6257 | 7.7036e-05 | 378.2031 | 0 | 378.2031 | 0.0046866 | 377.59 | 0 | 632.1089 | 0.03005 | 377.59 | 0 | 631.2821 | 0.00037102 | 632.1089 | 0.0096935 | 377.59 | 0 | 378.2031 | 0.036367
|  | 415.4752 | 0.0057311 | 377.806 | 7.4791 | 415.4752 | 0.016375 | 377.806 | 15.2519 | 372.1035 | 0.079974 | 377.806 | 0 | 378.4192 | 0 | 372.36 | -0.029946 | 378.4192 | 0 | 378.4192 | 0 | 378.4193 | 0 | 372.36 | -0.025475 | 378.4192 | 0 | 414.7391 | 8.476e-05 | 378.4192 | 0 | 378.4192 | 0 | 377.806 | 0 | 632.2693 | 0.022874 | 377.806 | 0 | 631.4428 | 0.00013913 | 632.2693 | 0.010634 | 377.806 | 0 | 378.4193 | 0.019059
|  | 415.588 | 0 | 378.022 | 7.2033 | 415.588 | 0 | 378.022 | 16.414 | 372.3195 | 0.14774 | 378.022 | 0 | 378.6354 | 0.13208 | 372.58 | 0.0041982 | 378.6354 | 0.13588 | 378.6354 | 0.03034 | 378.6354 | 0.028002 | 372.58 | -0.0039641 | 378.6354 | 0.028461 | 414.8526 | 6.9922e-05 | 378.6354 | 0.075435 | 378.6354 | 0.0061934 | 378.022 | 0 | 632.4296 | 0.034311 | 378.022 | 0 | 631.6035 | 0 | 632.4296 | 0.0094585 | 378.022 | 0 | 378.6354 | 0.03823
|  | 415.7008 | 0.0050655 | 378.2381 | 6.9436 | 415.7008 | 0.015428 | 378.2381 | 16.9284 | 372.5356 | 0.090027 | 378.2381 | 0 | 378.8516 | 0 | 372.79 | -0.011475 | 378.8516 | 0.024393 | 378.8516 | 0 | 378.8516 | 0 | 372.79 | -0.0072872 | 378.8516 | 0 | 414.966 | 8.2727e-05 | 378.8516 | 0 | 378.8516 | 0 | 378.2381 | 0 | 632.59 | 0.017436 | 378.2381 | 0 | 631.7643 | 0.00013913 | 632.59 | 0.010634 | 378.2381 | 0 | 378.8516 | 0.019896
|  | 415.8135 | 0 | 378.4541 | 6.6411 | 415.8135 | 0 | 378.4541 | 17.7478 | 372.7517 | 0.15013 | 378.4541 | 0 | 379.0677 | 0.12755 | 373.01 | 0.030506 | 379.0677 | 0.11466 | 379.0677 | 0.039875 | 379.0677 | 0.020029 | 373.01 | 0.010377 | 379.0677 | 0.010354 | 415.0795 | 0.00010732 | 379.0677 | 0.060485 | 379.0677 | 0.0058075 | 378.4541 | 0 | 632.7504 | 0.027471 | 378.4541 | 0 | 631.925 | 0 | 632.7504 | 0.009576 | 378.4541 | 0 | 379.0677 | 0.042477
|  | 415.9263 | 0.0061749 | 378.6702 | 6.3205 | 415.9263 | 0.013668 | 378.6702 | 18.5992 | 372.9678 | 0.071508 | 378.6702 | 0 | 379.2839 | 0 | 373.23 | 0.0047579 | 379.284 | 0 | 379.2839 | 0 | 379.2839 | 0 | 373.23 | -0.012709 | 379.2839 | 0 | 415.1929 | 0.00012541 | 379.2839 | 0 | 379.2839 | 0 | 378.6702 | 0 | 632.9108 | 0.020407 | 378.6702 | 0 | 632.0857 | 0.00013913 | 632.9108 | 0.010046 | 378.6702 | 0 | 379.2839 | 0.015363
|  | 416.0391 | 0 | 378.8862 | 6.3144 | 416.0391 | 0.00070556 | 378.8862 | 19.9641 | 373.1839 | 0.15596 | 378.8862 | 0 | 379.5002 | 0.095228 | 373.44 | 0.02435 | 379.5002 | 0.12472 | 379.5002 | 0.040951 | 379.5002 | 0.022776 | 373.44 | 0.0058296 | 379.5002 | 0.010654 | 415.3064 | 0.00012622 | 379.5002 | 0.058 | 379.5002 | 0.0014965 | 378.8862 | 0 | 633.0712 | 0.034423 | 378.8862 | 0 | 632.2465 | 0 | 633.0712 | 0.0096348 | 378.8862 | 0 | 379.5002 | 0.039016
|  | 416.1518 | 0.0092808 | 379.1023 | 6.2409 | 416.1518 | 0.014616 | 379.1023 | 21.494 | 373.4001 | 0.079611 | 379.1023 | 0 | 379.7164 | 0 | 373.66 | -0.013714 | 379.7164 | 0.0076697 | 379.7164 | 0 | 379.7164 | 0.0046358 | 373.66 | 0.0040807 | 379.7164 | 0 | 415.4198 | 0.00011464 | 379.7164 | 0 | 379.7164 | 0 | 379.1023 | 0 | 633.2317 | 0.020127 | 379.1023 | 0 | 632.4072 | 0.00013913 | 633.2317 | 0.01034 | 379.1023 | 0 | 379.7164 | 0.016909
|  | 416.2646 | 0 | 379.3184 | 6.171 | 416.2646 | 0 | 379.3184 | 23.0867 | 373.6162 | 0.17141 | 379.3184 | 0 | 379.9326 | 0.10745 | 373.88 | 0.019311 | 379.9326 | 0.12321 | 379.9326 | 0.029063 | 379.9326 | 0.015376 | 373.88 | 0.0023318 | 379.9326 | 0.013031 | 415.5333 | 0.00012297 | 379.9326 | 0.06226 | 379.9326 | 0.0049364 | 379.3184 | 0 | 633.3921 | 0.028985 | 379.3184 | 0 | 632.568 | 9.2755e-05 | 633.3921 | 0.010105 | 379.3184 | 0 | 379.9326 | 0.034901
|  | 416.3774 | 0.0072841 | 379.5345 | 6.0522 | 416.3774 | 0.01854 | 379.5345 | 24.4911 | 373.8323 | 0.090184 | 379.5345 | 0 | 380.1489 | 0 | 374.09 | 0.0092359 | 380.1489 | 0.026874 | 380.1489 | 0 | 380.1489 | 0.002373 | 374.09 | -0.0018654 | 380.1489 | 0 | 415.6468 | 0.0001059 | 380.1489 | 0 | 380.1489 | 0 | 379.5345 | 0 | 633.5525 | 0.016931 | 379.5345 | 0 | 632.7288 | 0.00013913 | 633.5525 | 0.010399 | 379.5345 | 0 | 380.1489 | 0.016114
|  | 416.4901 | 0 | 379.7507 | 5.9243 | 416.4901 | 0 | 379.7507 | 26.1989 | 374.0485 | 0.21385 | 379.7507 | 0 | 380.3652 | 0.12924 | 374.31 | 0.013154 | 380.3652 | 0.086409 | 380.3652 | 0.027665 | 380.3652 | 0.010475 | 374.31 | 0.008628 | 380.3652 | 0.028268 | 415.7603 | 9.8784e-05 | 380.3652 | 0.014323 | 380.3652 | 0.0015277 | 379.7507 | 0 | 633.713 | 0.027079 | 379.7507 | 0 | 632.8896 | 9.2755e-05 | 633.713 | 0.0099873 | 379.7507 | 0 | 380.3652 | 0.027294
|  | 416.6029 | 0.027658 | 379.9668 | 5.8315 | 416.6029 | 0.0082132 | 379.9668 | 27.8386 | 374.2647 | 0.10188 | 379.9668 | 0 | 380.5814 | 0 | 374.53 | -0.0086761 | 380.5814 | 0 | 380.5814 | 0 | 380.5815 | 0 | 374.53 | -0.0029147 | 380.5814 | 0 | 415.8737 | 8.6995e-05 | 380.5814 | 0 | 380.5815 | 0 | 379.9668 | 0 | 633.8734 | 0.023042 | 379.9668 | 0 | 633.0503 | 0.0004174 | 633.8734 | 0.010222 | 379.9668 | 0 | 380.5815 | 0.018316
|  | 416.7157 | 0 | 380.183 | 5.782 | 416.7157 | 0 | 380.183 | 29.5174 | 374.4809 | 0.17931 | 380.183 | 0 | 380.7977 | 0.10821 | 374.74 | 0.026587 | 380.7977 | 0.099777 | 380.7977 | 0.023126 | 380.7977 | 0.0235 | 374.74 | -0.005538 | 380.7977 | 0.021825 | 415.9872 | 9.8784e-05 | 380.7977 | 0.078518 | 380.7977 | 0.0061146 | 380.183 | 0 | 634.0339 | 0.027583 | 380.183 | 0 | 633.2111 | 0 | 634.0339 | 0.0098698 | 380.183 | 0 | 380.7977 | 0.036051
|  | 416.8284 | 0.016175 | 380.3992 | 5.6268 | 416.8284 | 0.027878 | 380.3992 | 31.264 | 374.6971 | 0.11804 | 380.3992 | 0 | 381.0141 | 0 | 374.96 | -0.030506 | 381.0141 | 0 | 381.0141 | 0 | 381.0141 | 0 | 374.96 | -0.0043139 | 381.0141 | 0 | 416.1007 | 0.00012155 | 381.0141 | 0 | 381.0141 | 0 | 380.3992 | 0 | 634.1943 | 0.026126 | 380.3992 | 0 | 633.3719 | 0 | 634.1943 | 0.010281 | 380.3992 | 0 | 381.0141 | 0.020591
|  | 416.9412 | 0 | 380.6154 | 5.5579 | 416.9412 | 0 | 380.6154 | 33.283 | 374.9133 | 0.2029 | 380.6154 | 0 | 381.2304 | 0.097283 | 375.18 | 0.012595 | 381.2304 | 0.075935 | 381.2304 | 0.034144 | 381.2304 | 0.0084735 | 375.18 | 0.0058296 | 381.2304 | 0.0061631 | 416.2142 | 0.00013212 | 381.2304 | 0.027871 | 381.2304 | 0.0059928 | 380.6154 | 0 | 634.3548 | 0.0356 | 380.6154 | 0 | 633.5327 | 9.2755e-05 | 634.3548 | 0.010105 | 380.6154 | 0 | 381.2304 | 0.034699
|  | 417.054 | 0.0086152 | 380.8316 | 5.4623 | 417.054 | 0.021111 | 380.8316 | 35.3838 | 375.1295 | 0.15988 | 380.8316 | 0 | 381.4467 | 0 | 375.39 | -0.014833 | 381.4467 | 0 | 381.4467 | 0 | 381.4467 | 0 | 375.39 | -0.012358 | 381.4467 | 0 | 416.3277 | 0.00013334 | 381.4467 | 0 | 381.4467 | 0 | 380.8316 | 0 | 634.5153 | 0.026238 | 380.8316 | 0 | 633.6935 | 0.00013913 | 634.5153 | 0.010281 | 380.8316 | 0 | 381.4467 | 0.016656
|  | 417.1668 | 0 | 381.0478 | 5.4083 | 417.1668 | 0 | 381.0478 | 37.4667 | 375.3458 | 0.23047 | 381.0478 | 0.54754 | 381.6631 | 0.1072 | 375.61 | 0.0092359 | 381.6631 | 0.091646 | 381.6631 | 0.049239 | 381.6631 | 0.013507 | 375.61 | 5.8296e-05 | 381.6631 | 0.024622 | 416.4412 | 0.00010448 | 381.6631 | 0.085219 | 381.6631 | 0.01063 | 381.0478 | 0.13885 | 634.6757 | 0.026798 | 381.0478 | -0.0068324 | 633.8543 | 0 | 634.6757 | 0.0098698 | 381.0478 | 0.05412 | 381.6631 | 0.031599
|  | 417.2795 | 0.0095026 | 381.2641 | 5.2919 | 417.2795 | 0.015292 | 381.2641 | 37.8466 | 375.562 | 0.15633 | 381.2641 | 0.18859 | 381.8795 | 0 | 375.83 | -0.016513 | 381.8795 | 0 | 381.8795 | 0 | 381.8795 | 0 | 375.83 | 0.0011076 | 381.8795 | 0 | 416.5547 | 9.8784e-05 | 381.8795 | 0 | 381.8795 | 0 | 381.264 | -0.19638 | 634.8362 | 0.020183 | 381.2641 | 0.0022174 | 634.0152 | 0.00013913 | 634.8362 | 0.010105 | 381.264 | -0.042387 | 381.8795 | 0.012717
|  | 417.3923 | 0 | 381.4803 | 5.2849 | 417.3923 | 0 | 381.4803 | 38.2647 | 375.7783 | 0.22067 | 381.4803 | 0.57173 | 382.0958 | 0.066975 | 376.04 | 0.017632 | 382.0958 | 0.061189 | 382.0958 | 0.025642 | 382.0959 | 0.014191 | 376.04 | -0.0044887 | 382.0958 | 0.021884 | 416.6683 | 8.476e-05 | 382.0958 | 0.035146 | 382.0959 | 0.008459 | 381.4803 | 0.087101 | 634.9967 | 0.026014 | 381.4803 | 0.061269 | 634.176 | 0 | 634.9967 | 0.010164 | 381.4803 | 0.061391 | 382.0959 | 0.029558
|  | 417.5051 | 0.0019596 | 381.6966 | 5.2349 | 417.5051 | 0.023006 | 381.6966 | 40.3682 | 375.9946 | 0.16711 | 381.6966 | 0.21759 | 382.3122 | 0 | 376.26 | -0.02211 | 382.3123 | 0 | 382.3122 | 0 | 382.3123 | 0 | 376.26 | 0.0018072 | 382.3122 | 0 | 416.7818 | 9.6955e-05 | 382.3122 | 0 | 382.3123 | 0 | 381.6966 | -0.10882 | 635.1572 | 0.020912 | 381.6966 | -0.041597 | 634.3368 | 0.00013913 | 635.1572 | 0.010516 | 381.6966 | -0.019252 | 382.3123 | 0.011832
|  | 417.6178 | 0 | 381.9129 | 5.2658 | 417.6178 | 0 | 381.9129 | 42.5947 | 376.2108 | 0.22298 | 381.9129 | 0.66177 | 382.5287 | 0.12895 | 376.48 | 0.025469 | 382.5287 | 0.066702 | 382.5287 | 0.02463 | 382.5287 | 0.012466 | 376.48 | 0.0037309 | 382.5287 | 0.014079 | 416.8953 | 0.00010895 | 382.5287 | 0.045697 | 382.5287 | 0.0060494 | 381.9129 | 0.092646 | 635.3177 | 0.029377 | 381.9129 | 0.021444 | 634.4977 | 0 | 635.3177 | 0.01034 | 381.9129 | 0.058499 | 382.5287 | 0.029893
|  | 417.7306 | 0.0052875 | 382.1292 | 5.2308 | 417.7306 | 0.0042239 | 382.1292 | 44.0198 | 376.4272 | 0.20089 | 382.1292 | 0.30989 | 382.7451 | 0 | 376.69 | 0.013154 | 382.7451 | 0 | 382.7451 | 0 | 382.7451 | 0 | 376.69 | -0.0044887 | 382.7451 | 0 | 417.0088 | 0.00012785 | 382.7451 | 0 | 382.7451 | 0 | 382.1292 | -0.12707 | 635.4782 | 0.014464 | 382.1292 | -0.15209 | 634.6585 | 0.0004174 | 635.4782 | 0.010516 | 382.1292 | -0.012146 | 382.7451 | 0.014833
|  | 417.8434 | 0 | 382.3455 | 5.2731 | 417.8434 | 0 | 382.3455 | 44.8487 | 376.6435 | 0.27857 | 382.3455 | 0.70334 | 382.9615 | 0.047547 | 376.91 | -0.00083963 | 382.9615 | 0.097434 | 382.9615 | 0.025635 | 382.9615 | 0.021218 | 376.91 | -0.0030897 | 382.9615 | 0.024813 | 417.1224 | 0.00012927 | 382.9615 | 0.042985 | 382.9615 | 0.0051361 | 382.3455 | 0.14925 | 635.6387 | 0.030723 | 382.3455 | 0.095462 | 634.8193 | 9.2755e-05 | 635.6387 | 0.0099285 | 382.3455 | 0.041809 | 382.9615 | 0.031365
|  | 417.9561 | 0.00018483 | 382.5618 | 5.1115 | 417.9561 | 0.014751 | 382.5618 | 44.6176 | 376.8598 | 0.2465 | 382.5618 | 0.39046 | 383.178 | 0 | 377.13 | -0.023229 | 383.178 | 0 | 383.178 | 0 | 383.178 | 0 | 377.13 | -0.0065873 | 383.178 | 0 | 417.2359 | 0.00012683 | 383.178 | 0 | 383.178 | 0 | 382.5618 | -0.091491 | 635.7993 | 0.015978 | 382.5618 | -0.0098431 | 634.9802 | 0.0004174 | 635.7993 | 0.010105 | 382.5618 | -0.0049099 | 383.178 | 0.015014
|  | 418.0689 | 0 | 382.7782 | 5.0663 | 418.0689 | 0 | 382.7782 | 46.7937 | 377.0761 | 0.32494 | 382.7782 | 0.71121 | 383.3945 | 0.070447 | 377.34 | -0.0036384 | 383.3945 | 0.05168 | 383.3945 | 0.024277 | 383.3945 | 0.0091948 | 377.34 | 0.0089776 | 383.3945 | 0.012779 | 417.3495 | 0.00010305 | 383.3945 | 0.036353 | 383.3945 | 0.0037756 | 382.7782 | 0.056604 | 635.9598 | 0.024444 | 382.7782 | -0.033091 | 635.1411 | 9.2755e-05 | 635.9598 | 0.009576 | 382.7782 | 0.03082 | 383.3945 | 0.029602
|  | 418.1817 | 0.0079496 | 382.9945 | 4.9681 | 418.1817 | 0.020164 | 382.9945 | 46.7119 | 377.2925 | 0.24528 | 382.9945 | 0.47489 | 383.611 | 0 | 377.56 | 0.026029 | 383.611 | 0 | 383.611 | 0 | 383.611 | 0 | 377.56 | 0.0077533 | 383.611 | 0 | 417.463 | 0.00010326 | 383.611 | 0 | 383.611 | 0 | 382.9946 | -0.066077 | 636.1204 | 0.023042 | 382.9945 | -0.019341 | 635.3019 | 0.0004174 | 636.1204 | 0.010046 | 382.9946 | -0.013138 | 383.611 | 0.015247
|  | 418.2945 | 0 | 383.2109 | 4.84 | 418.2945 | 0 | 383.2109 | 48.094 | 377.5089 | 0.31687 | 383.2109 | 0.74891 | 383.8275 | 0.066857 | 377.78 | 0.018192 | 383.8275 | 0.054436 | 383.8275 | 0.015513 | 383.8275 | 0.0082778 | 377.78 | -0.0011659 | 383.8275 | 0.0011042 | 417.5766 | 8.6182e-05 | 383.8275 | 0.038506 | 383.8274 | 0.0032221 | 383.2109 | 0.091491 | 636.2809 | 0.025509 | 383.2109 | 0.023202 | 635.4628 | 0 | 636.2809 | 0.0099285 | 383.2109 | 0.024127 | 383.8275 | 0.02771
|  | 418.4072 | 0.0095026 | 383.4273 | 4.7727 | 418.4072 | 0.010325 | 383.4273 | 48.831 | 377.7252 | 0.30073 | 383.4273 | 0.53025 | 384.044 | 0 | 377.99 | -0.019311 | 384.044 | 0 | 384.044 | 0.00016763 | 384.044 | 0 | 377.99 | 0.0067039 | 384.044 | 0 | 417.6901 | 0.00010834 | 384.044 | 0 | 384.044 | 0 | 383.4273 | -0.12707 | 636.4415 | 0.023491 | 383.4273 | -0.0058733 | 635.6237 | 0.00013913 | 636.4415 | 0.010634 | 383.4273 | -0.006743 | 384.044 | 0.015486
|  | 418.52 | 0 | 383.6437 | 4.6892 | 418.52 | 0 | 383.6437 | 51.1863 | 377.9416 | 0.34729 | 383.6437 | 0.82005 | 384.2605 | 0.091379 | 378.21 | 0.041701 | 384.2605 | 0.061051 | 384.2605 | 0.0045247 | 384.2605 | 0.014277 | 378.21 | 0.0021569 | 384.2605 | 0.00085934 | 417.8037 | 0.00010732 | 384.2605 | 0.042857 | 384.2605 | 0.007569 | 383.6437 | 0.066308 | 636.602 | 0.024612 | 383.6437 | 0.053491 | 635.7846 | 0 | 636.602 | 0.010516 | 383.6437 | 0.022392 | 384.2605 | 0.023878
|  | 418.6328 | 0.0079496 | 383.8602 | 4.5788 | 418.6328 | 0.040328 | 383.8602 | 51.8829 | 378.158 | 0.31921 | 383.8602 | 0.61447 | 384.4771 | 0 | 378.43 | -0.010355 | 384.4771 | 0 | 384.4771 | 0 | 384.4771 | 0 | 378.43 | -0.014282 | 384.4771 | 0 | 417.9173 | 0.00013395 | 384.4771 | 0 | 384.4771 | 0 | 383.8602 | -0.10166 | 636.7626 | 0.020631 | 383.8602 | -0.011816 | 635.9455 | 0.0004174 | 636.7626 | 0.010692 | 383.8602 | -0.011237 | 384.4771 | 0.012359
|  | 418.7455 | 0 | 384.0766 | 4.5422 | 418.7455 | 0 | 384.0766 | 54.3968 | 378.3744 | 0.38679 | 384.0766 | 0.94594 | 384.6936 | 0.072364 | 378.64 | 0.010355 | 384.6936 | 0.056641 | 384.6936 | 0.014408 | 384.6936 | 0.015971 | 378.64 | 0.00040807 | 384.6936 | 0.015524 | 418.0308 | 0.00012338 | 384.6936 | 0.050166 | 384.6936 | 0.010199 | 384.0766 | 0.046669 | 636.9231 | 0.025621 | 384.0766 | 0.013176 | 636.1064 | 0 | 636.9231 | 0.010046 | 384.0766 | 0.032307 | 384.6936 | 0.027007
|  | 418.8583 | 0.011056 | 384.2931 | 4.48 | 418.8583 | 0.022735 | 384.2931 | 54.7062 | 378.5909 | 0.34317 | 384.2931 | 0.71209 | 384.9102 | 0 | 378.86 | -0.015393 | 384.9102 | 0 | 384.9102 | 0 | 384.9102 | 0 | 378.86 | -0.005538 | 384.9102 | 0 | 418.1444 | 0.00012541 | 384.9102 | 0 | 384.9102 | 0 | 384.2931 | -0.09796 | 637.0837 | 0.024276 | 384.2931 | -0.002669 | 636.2673 | 0.00013913 | 637.0837 | 0.0099285 | 384.2931 | -0.037678 | 384.9102 | 0.011912
|  | 418.9711 | 0 | 384.5095 | 4.3832 | 418.9711 | 0 | 384.5095 | 56.2147 | 378.8073 | 0.43011 | 384.5095 | 1.0574 | 385.1268 | 0.11643 | 379.08 | 0.012595 | 385.1268 | 0.055539 | 385.1268 | 0.022943 | 385.1268 | 0.013232 | 379.08 | 0.0084525 | 385.1268 | 0.004625 | 418.258 | 9.4109e-05 | 385.1268 | 0.016821 | 385.1268 | 0.0064385 | 384.5095 | 0.030035 | 637.2443 | 0.026406 | 384.5095 | -0.0065706 | 636.4282 | 9.2755e-05 | 637.2443 | 0.0091061 | 384.5095 | 0.023962 | 385.1268 | 0.024538
|  | 419.0838 | 0 | 384.726 | 4.3125 | 419.0838 | 0.023277 | 384.726 | 56.9812 | 379.0237 | 0.39884 | 384.726 | 0.88431 | 385.3434 | 0 | 379.29 | -0.033306 | 385.3434 | 0 | 385.3434 | 0.0043204 | 385.3434 | 0.0048611 | 379.29 | -0.0034394 | 385.3434 | 0 | 418.3716 | 0.00010122 | 385.3434 | 0 | 385.3434 | 0 | 384.726 | -0.048518 | 637.4049 | 0.020912 | 384.726 | -0.091753 | 636.5891 | 0.00013913 | 637.4049 | 0.009811 | 384.726 | -0.015616 | 385.3434 | 0.011485
|  | 419.1966 | 0 | 384.9425 | 4.2178 | 419.1966 | 0 | 384.9425 | 57.7444 | 379.2402 | 0.47931 | 384.9425 | 1.1502 | 385.56 | 0.052953 | 379.51 | -0.0036384 | 385.56 | 0.078692 | 385.56 | 0.011728 | 385.56 | 0.015306 | 379.51 | 0.0123 | 385.56 | 0.010216 | 418.4852 | 8.7199e-05 | 385.56 | 0.062704 | 385.56 | 0.0093735 | 384.9425 | 0.030497 | 637.5655 | 0.028368 | 384.9425 | 0.078847 | 636.75 | 9.2755e-05 | 637.5655 | 0.009576 | 384.9425 | 0.028919 | 385.56 | 0.023224
|  | 419.3094 | 0.0010722 | 385.159 | 3.9767 | 419.3094 | 0.035862 | 385.159 | 57.5893 | 379.4567 | 0.42897 | 385.159 | 0.92626 | 385.7766 | 0 | 379.73 | 0.013154 | 385.7766 | 0.00039335 | 385.7766 | 0 | 385.7766 | 0 | 379.73 | 0.00058296 | 385.7766 | 0 | 418.5988 | 0.00011159 | 385.7766 | 0 | 385.7766 | 0 | 385.159 | -0.061225 | 637.7261 | 0.02506 | 385.159 | -0.047574 | 636.9109 | 0 | 637.7261 | 0.010222 | 385.159 | -0.014129 | 385.7766 | 0.012568
|  | 419.4222 | 0 | 385.3756 | 4.0162 | 419.4222 | 0 | 385.3756 | 58.0741 | 379.6732 | 0.52227 | 385.3756 | 1.3049 | 385.9933 | 0.030237 | 379.94 | 0.018192 | 385.9933 | 0.055677 | 385.9933 | 0.019469 | 385.9933 | 0.0094553 | 379.94 | -0.0037892 | 385.9933 | 0.003177 | 418.7124 | 0.00010326 | 385.9933 | 0.052598 | 385.9933 | 0.01193 | 385.3756 | 0.049211 | 637.8867 | 0.030555 | 385.3756 | -0.026289 | 637.0719 | 0 | 637.8867 | 0.0092823 | 385.3756 | 0.039991 | 385.9933 | 0.021446
|  | 419.5349 | 0 | 385.5921 | 3.8862 | 419.5349 | 0.010794 | 385.5921 | 58.2093 | 379.8896 | 0.50656 | 385.5921 | 1.0925 | 386.2099 | 0 | 380.16 | -0.051218 | 386.2099 | 0 | 386.2099 | 0 | 386.2099 | 0 | 380.16 | -0.005713 | 386.2099 | 0 | 418.826 | 0.00011444 | 386.2099 | 0 | 386.2099 | 0 | 385.5921 | -0.087101 | 638.0474 | 0.01951 | 385.5921 | -0.031617 | 637.2328 | 0.00013913 | 638.0474 | 0.010164 | 385.5921 | -0.042883 | 386.2099 | 0.012746
|  | 419.6477 | 0 | 385.8087 | 3.7802 | 419.6477 | 0 | 385.8087 | 59.1858 | 380.1062 | 0.58915 | 385.8087 | 1.4551 | 386.4266 | 0.12172 | 380.38 | 0.012595 | 386.4266 | 0.058984 | 386.4266 | 0.023235 | 386.4266 | 0.015741 | 380.38 | 0.00023318 | 386.4266 | 0.0066137 | 418.9396 | 0.0001187 | 386.4266 | 0.062181 | 386.4266 | 0.0096342 | 385.8087 | 0.062842 | 638.208 | 0.029658 | 385.8087 | 0.015914 | 637.3938 | 0 | 638.208 | 0.010105 | 385.8087 | 0.035281 | 386.4266 | 0.022836
|  | 419.7605 | 0.0092808 | 386.0253 | 3.7489 | 419.7605 | 0.022059 | 386.0253 | 57.6907 | 380.3227 | 0.54494 | 386.0253 | 1.2411 | 386.6433 | 0 | 380.6 | -0.018752 | 386.6433 | 0 | 386.6433 | 0 | 386.6433 | 0 | 380.6 | 0.0023318 | 386.6433 | 0 | 419.0532 | 0.00014289 | 386.6433 | 0 | 386.6433 | 0 | 386.0253 | -0.057297 | 638.3686 | 0.024332 | 386.0253 | -0.04059 | 637.5547 | 0.0004174 | 638.3686 | 0.010399 | 386.0253 | -0.10609 | 386.6433 | 0.011555
|  | 419.8733 | 0 | 386.2419 | 3.6814 | 419.8733 | 0 | 386.2419 | 57.0575 | 380.5392 | 0.63185 | 386.2419 | 1.5267 | 386.86 | 0.061037 | 380.81 | -0.010355 | 386.86 | 0.04162 | 386.86 | 0.012517 | 386.86 | 0.011331 | 380.81 | 0.017197 | 386.86 | 0.01252 | 419.1669 | 0.00013903 | 386.86 | 0.051231 | 386.86 | 0.0063501 | 386.2419 | 0.027262 | 638.5293 | 0.026518 | 386.2419 | 0.01135 | 637.7157 | 0.00037102 | 638.5293 | 0.009811 | 386.2419 | 0.10931 | 386.86 | 0.019791
|  | 419.986 | 0.0057311 | 386.4585 | 3.5797 | 419.986 | 0.023412 | 386.4585 | 56.2431 | 380.7558 | 0.63787 | 386.4585 | 1.399 | 387.0767 | 0 | 381.03 | -0.011475 | 387.0767 | 0 | 387.0767 | 0 | 387.0767 | 0 | 381.03 | 0.010202 | 387.0767 | 0 | 419.2805 | 0.00013253 | 387.0767 | 0 | 387.0767 | 0 | 386.4585 | -0.076935 | 638.6899 | 0.021416 | 386.4585 | -0.020398 | 637.8766 | 0.00069566 | 638.6899 | 0.010046 | 386.4585 | 0.0032517 | 387.0767 | 0.0088258
|  | 420.0988 | 0 | 386.6751 | 3.5373 | 420.0988 | 0 | 386.6751 | 56.3343 | 380.9724 | 0.72073 | 386.6751 | 1.6551 | 387.2935 | 0.033158 | 381.25 | -0.0013994 | 387.2935 | 0.051404 | 387.2935 | 0.0012245 | 387.2935 | 0.0066638 | 381.25 | -0.0050134 | 387.2935 | 0 | 419.3941 | 0.00011179 | 387.2935 | 0.01723 | 387.2935 | 0.0032537 | 386.6751 | 0.026107 | 638.8506 | 0.033582 | 386.6751 | -0.0049551 | 638.0376 | 9.2755e-05 | 638.8506 | 0.009811 | 386.6751 | 0.028754 | 387.2935 | 0.022931
|  | 420.2116 | 0.0055093 | 386.8917 | 3.443 | 420.2116 | 0.023683 | 386.8917 | 53.5471 | 381.1889 | 0.69943 | 386.8917 | 1.4672 | 387.5102 | 0 | 381.46 | -0.057934 | 387.5102 | 0 | 387.5102 | 0 | 387.5102 | 0 | 381.46 | 0.0046053 | 387.5102 | 0 | 419.5078 | 0.0001061 | 387.5102 | 0 | 387.5102 | 0 | 386.8917 | -0.018775 | 639.0112 | 0.026742 | 386.8917 | -0.036022 | 638.1986 | 0.00013913 | 639.0112 | 0.0098698 | 386.8917 | -0.025449 | 387.5102 | 0.011635
|  | 420.3243 | 0 | 387.1084 | 3.3416 | 420.3243 | 0 | 387.1084 | 52.9878 | 381.4055 | 0.79664 | 387.1084 | 1.8057 | 387.727 | 0.068599 | 381.68 | 0.0053177 | 387.727 | 0.047821 | 387.727 | 0.024069 | 387.727 | 0.010915 | 381.68 | -0.0081612 | 387.727 | 0.0046821 | 419.6214 | 0.00010326 | 387.727 | 0.019271 | 387.727 | 0.0037451 | 387.1084 | 0.060763 | 639.1719 | 0.037843 | 387.1084 | 0.029874 | 638.3596 | 0 | 639.1719 | 0.0093998 | 387.1084 | 0.047923 | 387.727 | 0.022162
|  | 420.4371 | 0.0063967 | 387.3251 | 3.2805 | 420.4371 | 0.0037546 | 387.3251 | 51.9331 | 381.6221 | 0.80642 | 387.3251 | 1.6834 | 387.9437 | 0 | 381.9 | 0.0069968 | 387.9437 | 0 | 387.9437 | 0 | 387.9437 | 0 | 381.9 | -0.0099105 | 387.9437 | 0 | 419.7351 | 0.0001061 | 387.9437 | 0 | 387.9437 | 0 | 387.3251 | -0.045514 | 639.3326 | 0.015305 | 387.3251 | -0.051032 | 638.5205 | 0.00013913 | 639.3326 | 0.0099873 | 387.3251 | -0.0093368 | 387.9437 | 0.013554
|  | 420.5499 | 0 | 387.5417 | 3.2533 | 420.5499 | 0 | 387.5417 | 52.5485 | 381.8387 | 0.89902 | 387.5417 | 2.0659 | 388.1605 | 0.07877 | 382.11 | -0.015953 | 388.1605 | 0.065324 | 388.1605 | 0.020543 | 388.1605 | 0.015489 | 382.11 | -0.00029147 | 388.1605 | 0.012577 | 419.8487 | 0.00012257 | 388.1605 | 0.043374 | 388.1605 | 0.0074419 | 387.5417 | 0.037197 | 639.4932 | 0.026911 | 387.5417 | -0.0066459 | 638.6815 | 9.2755e-05 | 639.4932 | 0.0097523 | 387.5417 | 0.022474 | 388.1605 | 0.023586
|  | 420.6627 | 0.013459 | 387.7584 | 3.1685 | 420.6627 | 0.0028159 | 387.7584 | 50.0165 | 382.0553 | 0.88674 | 387.7584 | 1.8805 | 388.3773 | 0 | 382.33 | -0.033306 | 388.3773 | 0 | 388.3773 | 0 | 388.3773 | 0.0057142 | 382.33 | -0.0099105 | 388.3773 | 0 | 419.9624 | 0.00012541 | 388.3773 | 0 | 388.3773 | 0 | 387.7584 | -0.034656 | 639.6539 | 0.018445 | 387.7584 | 0.013689 | 638.8425 | 0 | 639.6539 | 0.010575 | 387.7584 | -0.021813 | 388.3773 | 0.014628
|  | 420.7754 | 0 | 387.9752 | 3.1058 | 420.7754 | 0 | 387.9752 | 49.9878 | 382.272 | 0.97974 | 387.9752 | 2.2173 | 388.5941 | 0.06193 | 382.55 | 0.00083963 | 388.5941 | 0.047684 | 388.5941 | 0.016127 | 388.5941 | 0.013875 | 382.55 | -0.0093854 | 388.5941 | 0.01348 | 420.076 | 0.00012724 | 388.5941 | 0.033913 | 388.5942 | 0.0027598 | 387.9752 | 0.045745 | 639.8146 | 0.036049 | 387.9752 | 0.052795 | 639.0035 | 0 | 639.8146 | 0.009576 | 387.9752 | 0.044618 | 388.5941 | 0.022846
|  | 420.8882 | 0.0068403 | 388.1919 | 2.9704 | 420.8882 | 0.015969 | 388.1919 | 47.924 | 382.4886 | 1.0236 | 388.1919 | 2.097 | 388.811 | 0 | 382.77 | -0.017072 | 388.811 | 0 | 388.811 | 0 | 388.811 | 0 | 382.77 | -0.0032645 | 388.811 | 0 | 420.1897 | 0.0001307 | 388.811 | 0 | 388.811 | 0 | 388.1919 | -0.076473 | 639.9753 | 0.018445 | 388.1919 | -0.0022357 | 639.1645 | 0.00013913 | 639.9753 | 0.010457 | 388.1919 | -0.011568 | 388.811 | 0.010157
|  | 421.001 | 0 | 388.4086 | 2.9212 | 421.001 | 0 | 388.4086 | 47.156 | 382.7053 | 1.0966 | 388.4086 | 2.4634 | 389.0278 | 0.082124 | 382.98 | 0.010915 | 389.0278 | 0.061051 | 389.0278 | 0.01203 | 389.0278 | 0.0070673 | 382.98 | 0.0046053 | 389.0278 | 0.010958 | 420.3034 | 0.00012033 | 389.0278 | 0.040718 | 389.0278 | 0.0059789 | 388.4086 | 0.067463 | 640.136 | 0.026911 | 388.4086 | 0.021686 | 639.3256 | 0 | 640.136 | 0.0097523 | 388.4086 | 0.042139 | 389.0278 | 0.021148
|  | 421.1138 | 0 | 388.6254 | 2.8145 | 421.1138 | 0.019758 | 388.6254 | 45.4554 | 382.9219 | 1.097 | 388.6254 | 2.3544 | 389.2447 | 0 | 383.2 | -0.032746 | 389.2447 | 0 | 389.2447 | 0 | 389.2447 | 0 | 383.2 | 0.0030313 | 389.2447 | 0 | 420.4171 | 0.00012155 | 389.2447 | 0 | 389.2447 | 0 | 388.6254 | -0.047594 | 640.2968 | 0.017436 | 388.6254 | -0.021869 | 639.4866 | 0.00013913 | 640.2968 | 0.010516 | 388.6254 | -0.0069094 | 389.2447 | 0.011168
|  | 421.2265 | 0 | 388.8422 | 2.7819 | 421.2265 | 0 | 388.8422 | 44.7824 | 383.1386 | 1.2194 | 388.8422 | 2.6865 | 389.4616 | 0.060477 | 383.42 | 0.0058775 | 389.4616 | 0.050026 | 389.4616 | 0.0094159 | 389.4615 | 0.0090235 | 383.42 | 0.00040807 | 389.4616 | 0.011803 | 420.5307 | 9.8988e-05 | 389.4616 | 0.023904 | 389.4615 | 0.01091 | 388.8422 | 0.032345 | 640.4575 | 0.017324 | 388.8422 | -0.016087 | 639.6476 | 0 | 640.4575 | 0.009811 | 388.8422 | 0.01446 | 389.4615 | 0.020503
|  | 421.3393 | 0.015434 | 389.059 | 2.6926 | 421.3393 | 0.018946 | 389.059 | 43.3654 | 383.3553 | 1.2483 | 389.059 | 2.6408 | 389.6784 | 0 | 383.63 | -0.023229 | 389.6784 | 0 | 389.6784 | 0 | 389.6784 | 0 | 383.63 | 0.0012825 | 389.6784 | 0 | 420.6444 | 0.00010082 | 389.6784 | 0 | 389.6784 | 0 | 389.059 | -0.091722 | 640.6182 | 0.013007 | 389.059 | -0.014032 | 639.8087 | 0 | 640.6182 | 0.010516 | 389.059 | -0.0063002 | 389.6784 | 0.010367
|  | 421.4521 | 0 | 389.2758 | 2.7386 | 421.4521 | 0 | 389.2758 | 43.6026 | 383.572 | 1.3943 | 389.2758 | 3.1143 | 389.8954 | 0.10703 | 383.85 | 0.02155 | 389.8954 | 0.060776 | 389.8954 | 0.023701 | 389.8954 | 0.017352 | 383.85 | -0.0037892 | 389.8954 | 0.01951 | 420.7581 | 9.1874e-05 | 389.8954 | 0.035783 | 389.8954 | 0.017703 | 389.2758 | 0.049673 | 640.779 | 0.02422 | 389.2758 | 0.0021481 | 639.9697 | 9.2755e-05 | 640.779 | 0.010164 | 389.2758 | 0.033629 | 389.8954 | 0.021545
|  | 421.5649 | 0.0099464 | 389.4926 | 2.5707 | 421.5649 | 0.022059 | 389.4926 | 42.2918 | 383.7887 | 1.3782 | 389.4926 | 3.0755 | 390.1123 | 0 | 384.07 | -0.04562 | 390.1123 | 0.0017771 | 390.1123 | 0 | 390.1123 | 0 | 384.07 | -0.0011659 | 390.1123 | 0 | 420.8718 | 0.00012033 | 390.1123 | 0 | 390.1123 | 0 | 389.4926 | -0.041356 | 640.9397 | 0.01895 | 389.4926 | 0.0027195 | 640.1308 | 0 | 640.9397 | 0.010516 | 389.4926 | -0.0012682 | 390.1123 | 0.0080768
|  | 421.6777 | 0 | 389.7094 | 2.5647 | 421.6777 | 0 | 389.7094 | 42.1854 | 384.0055 | 1.5339 | 389.7094 | 3.55 | 390.3292 | 0.090413 | 384.29 | -0.020431 | 390.3292 | 0.061327 | 390.3292 | 0.015752 | 390.3292 | 0.011955 | 384.29 | -0.0081612 | 390.3292 | 0.0094416 | 420.9855 | 0.00010793 | 390.3292 | 0.039646 | 390.3292 | 0.0040525 | 389.7094 | 0.055449 | 641.1004 | 0.03717 | 389.7094 | -0.025168 | 640.2918 | 9.2755e-05 | 641.1004 | 0.0093998 | 389.7094 | 0.0084279 | 390.3292 | 0.019681
|  | 421.7904 | 0.015434 | 389.9263 | 2.4839 | 421.7904 | 0.014751 | 389.9263 | 40.6045 | 384.2222 | 1.5689 | 389.9263 | 3.5283 | 390.5461 | 0 | 384.5 | 0.006437 | 390.5462 | 0 | 390.5461 | 0 | 390.5461 | 0 | 384.5 | 0.0068789 | 390.5461 | 0 | 421.0992 | 0.00010448 | 390.5461 | 0 | 390.5461 | 0 | 389.9263 | -0.063304 | 641.2612 | 0.01923 | 389.9263 | 0.0033967 | 640.4529 | 0.0004174 | 641.2612 | 0.0099873 | 389.9263 | -0.014707 | 390.5461 | 0.011233
|  | 421.9032 | 0 | 390.1432 | 2.456 | 421.9032 | 0 | 390.1432 | 39.5371 | 384.439 | 1.7226 | 390.1432 | 3.9148 | 390.7631 | 0.078755 | 384.72 | 0.027708 | 390.7631 | 0.027701 | 390.7631 | 0.015008 | 390.7631 | 0.00903 | 384.72 | 0.0084525 | 390.7631 | 0.010844 | 421.2129 | 8.9841e-05 | 390.7631 | 0.029639 | 390.7631 | 0.0048206 | 390.1432 | -0.019397 | 641.422 | 0.029265 | 390.1432 | 0.0075411 | 640.6139 | 0 | 641.422 | 0.0094585 | 390.1432 | 0.032637 | 390.7631 | 0.021251
|  | 422.016 | 0 | 390.36 | 2.3676 | 422.016 | 0.0077438 | 390.36 | 38.0861 | 384.6557 | 1.7663 | 390.36 | 3.907 | 390.9801 | 0 | 384.94 | -0.017632 | 390.9801 | 0 | 390.9801 | 0 | 390.9801 | 0 | 384.94 | -0.0034394 | 390.9801 | 0 | 421.3266 | 9.3296e-05 | 390.9801 | 0 | 390.9801 | 0 | 390.36 | -0.06469 | 641.5827 | 0.024163 | 390.36 | -0.03293 | 640.775 | 0.0004174 | 641.5827 | 0.010281 | 390.36 | 0.0031856 | 390.9801 | 0.01199
|  | 422.1288 | 0 | 390.5769 | 2.3315 | 422.1288 | 0 | 390.5769 | 37.1435 | 384.8725 | 1.8957 | 390.5769 | 4.2913 | 391.1971 | 0.075763 | 385.15 | -0.0058775 | 391.1971 | 0.050578 | 391.1971 | 0.015784 | 391.1971 | 0.0060039 | 385.15 | 0.00023318 | 391.1971 | 0.0021971 | 421.4404 | 0.00010082 | 391.1971 | 0.0374 | 391.1971 | 0.0020905 | 390.5769 | 0.018177 | 641.7435 | 0.033022 | 390.5769 | 0.019953 | 640.9361 | 9.2755e-05 | 641.7435 | 0.009341 | 390.5769 | 0.014873 | 391.1971 | 0.020608
|  | 422.2415 | 0.00018483 | 390.7939 | 2.271 | 422.2415 | 0.017863 | 390.7939 | 34.6374 | 385.0893 | 1.9703 | 390.7939 | 4.2454 | 391.4141 | 0 | 385.37 | -0.0058775 | 391.4141 | 0 | 391.4141 | 0 | 391.4141 | 0 | 385.37 | -0.0067623 | 391.4141 | 0 | 421.5541 | 8.5573e-05 | 391.4141 | 0 | 391.4141 | 0 | 390.7939 | -0.059377 | 641.9043 | 0.031956 | 390.7939 | -0.048494 | 641.0972 | 0.00013913 | 641.9043 | 0.010164 | 390.7939 | -0.0020036 | 391.4141 | 0.01085
|  | 422.3543 | 0 | 391.0108 | 2.2266 | 422.3543 | 0 | 391.0108 | 34.1154 | 385.3061 | 2.1248 | 391.0108 | 4.6716 | 391.6311 | 0.073507 | 385.59 | 0.0025189 | 391.6311 | 0.045341 | 391.6311 | 0.013485 | 391.6311 | 0.011897 | 385.59 | 0.0123 | 391.6311 | 0.01303 | 421.6678 | 0.00011505 | 391.6311 | 0.028693 | 391.6311 | 0.010343 | 391.0108 | 0.013492 | 642.0651 | 0.028761 | 391.0108 | 0.061707 | 641.2582 | 9.2755e-05 | 642.0651 | 0.009576 | 391.0108 | 0.023383 | 391.6311 | 0.022652
|  | 422.4671 | 0.012594 | 391.2277 | 2.1771 | 422.4671 | 0.019893 | 391.2277 | 31.9613 | 385.5229 | 2.1597 | 391.2277 | 4.5994 | 391.8481 | 0 | 385.81 | 0.017072 | 391.8481 | 0 | 391.8481 | 0 | 391.8481 | 0 | 385.81 | -0.013058 | 391.8481 | 0 | 421.7816 | 0.00012968 | 391.8481 | 0 | 391.8481 | 0 | 391.2277 | -0.07578 | 642.2259 | 0.015361 | 391.2277 | -0.024224 | 641.4193 | 0.00013913 | 642.2259 | 0.01034 | 391.2277 | -0.010907 | 391.8481 | 0.010814
|  | 422.5799 | 0 | 391.4447 | 2.1281 | 422.5799 | 0 | 391.4447 | 31.1883 | 385.7398 | 2.3589 | 391.4447 | 5.0728 | 392.0652 | 0.084452 | 386.02 | -0.0025189 | 392.0652 | 0.041758 | 392.0652 | 0.016756 | 392.0652 | 0.011 | 386.02 | 0.0061793 | 392.0652 | 0.011153 | 421.8953 | 0.0001561 | 392.0652 | 0.029937 | 392.0652 | 0.0098288 | 391.4447 | 0.062842 | 642.3867 | 0.028088 | 391.4447 | 0.00038043 | 641.5804 | 0 | 642.3867 | 0.0095173 | 391.4447 | 0.034373 | 392.0652 | 0.022458
|  | 422.6926 | 0.012841 | 391.6617 | 2.0616 | 422.6926 | 0.015428 | 391.6617 | 29.5712 | 385.9566 | 2.4102 | 391.6617 | 5.1131 | 392.2822 | 0 | 386.24 | 0.024908 | 392.2822 | 0 | 392.2822 | 0 | 392.2822 | 0 | 386.24 | -0.0053632 | 392.2822 | 0 | 422.0091 | 0.00014289 | 392.2822 | 0 | 392.2822 | 0 | 391.6617 | -0.04459 | 642.5475 | 0.021024 | 391.6617 | -0.0011684 | 641.7415 | 0 | 642.5475 | 0.0099873 | 391.6617 | -0.0066433 | 392.2822 | 0.010477
|  | 422.8054 | 0 | 391.8787 | 2.0371 | 422.8054 | 0 | 391.8787 | 28.9525 | 386.1735 | 2.5898 | 391.8787 | 5.6494 | 392.4993 | 0.05386 | 386.46 | 0.0047579 | 392.4993 | 0.0328 | 392.4993 | 0.015369 | 392.4993 | 0.010408 | 386.46 | -0.005538 | 392.4993 | 0.0048744 | 422.1228 | 0.0001496 | 392.4993 | 0.031969 | 392.4993 | 0.010506 | 391.8786 | 0.036966 | 642.7083 | 0.024724 | 391.8787 | -0.00058799 | 641.9027 | 0 | 642.7083 | 0.0093998 | 391.8786 | 0.037265 | 392.4993 | 0.019706
|  | 422.9182 | 0.01039 | 392.0957 | 1.9746 | 422.9182 | 0.012437 | 392.0957 | 27.2232 | 386.3903 | 2.6855 | 392.0957 | 5.6198 | 392.7164 | 0 | 386.68 | -0.018752 | 392.7164 | 0 | 392.7164 | 0 | 392.7164 | 0 | 386.68 | 0.0053049 | 392.7164 | 0 | 422.2366 | 0.00013578 | 392.7164 | 0 | 392.7164 | 0 | 392.0957 | -0.069542 | 642.8691 | 0.024444 | 392.0957 | -0.02978 | 642.0638 | 0.0004174 | 642.8691 | 0.010105 | 392.0957 | -0.092211 | 392.7164 | 0.011661
|  | 423.031 | 0 | 392.3127 | 1.9059 | 423.031 | 0 | 392.3127 | 26.3986 | 386.6072 | 2.8756 | 392.3127 | 6.0712 | 392.9335 | 0.037727 | 386.89 | 0.020991 | 392.9335 | 0.048235 | 392.9335 | 0.013963 | 392.9335 | 0.0053063 | 386.89 | -0.0015157 | 392.9335 | 0.0089916 | 422.3503 | 0.00012155 | 392.9335 | 0.012355 | 392.9335 | 0.0074355 | 392.3127 | 0.034425 | 643.0299 | 0.027079 | 392.3127 | 0.019403 | 642.2249 | 0 | 643.0299 | 0.0096935 | 392.3127 | 0.088162 | 392.9335 | 0.020938
|  | 423.1438 | 0.017286 | 392.5297 | 1.8529 | 423.1438 | 0.021788 | 392.5297 | 25.0351 | 386.8241 | 2.983 | 392.5297 | 6.1065 | 393.1506 | 0 | 387.11 | -0.028827 | 393.1506 | 0 | 393.1506 | 0 | 393.1506 | 0 | 387.11 | -0.0072872 | 393.1506 | 0 | 422.4641 | 0.00012074 | 393.1506 | 0 | 393.1506 | 0 | 392.5297 | -0.032807 | 643.1908 | 0.022986 | 392.5297 | -0.042202 | 642.386 | 0 | 643.1908 | 0.010516 | 392.5297 | -4.8046e-05 | 393.1506 | 0.011949
|  | 423.2565 | 0.013088 | 392.7468 | 1.8129 | 423.2565 | 0 | 392.7468 | 23.9223 | 387.041 | 3.214 | 392.7468 | 6.5379 | 393.3678 | 0.09147 | 387.33 | -0.0058775 | 393.3678 | 0.040517 | 393.3678 | 0.013877 | 393.3678 | 0.0086639 | 387.33 | 0.0040807 | 393.3678 | 0.010535 | 422.5779 | 0.00013537 | 393.3678 | 0.041112 | 393.3678 | 0.0051353 | 392.7468 | 0.073701 | 643.3516 | 0.027415 | 392.7468 | 0.013071 | 642.5472 | 0 | 643.3516 | 0.0098698 | 392.7468 | 0.018921 | 393.3678 | 0.021782
|  | 423.3693 | 0 | 392.9638 | 1.7501 | 423.3693 | 0.01854 | 392.9638 | 22.6562 | 387.2579 | 3.2948 | 392.9638 | 6.5899 | 393.5849 | 0 | 387.55 | -0.013714 | 393.5849 | 0 | 393.5849 | 0 | 393.5849 | 0 | 387.55 | 0.014574 | 393.5849 | 0 | 422.6916 | 0.00015956 | 393.5849 | 0 | 393.5849 | 0 | 392.9638 | -0.068618 | 643.5125 | 0.01766 | 392.9638 | -0.024759 | 642.7083 | 0.00013913 | 643.5125 | 0.010927 | 392.9638 | 0.010741 | 393.5849 | 0.01206
|  | 423.4821 | 0 | 393.1809 | 1.7478 | 423.4821 | 0 | 393.1809 | 21.9975 | 387.4749 | 3.5039 | 393.1809 | 7.0332 | 393.8021 | 0.06033 | 387.76 | -0.0086761 | 393.8021 | 0.030457 | 393.8021 | 0.013 | 393.8021 | 0.007678 | 387.76 | 0.003556 | 393.8021 | 0.010784 | 422.8054 | 0.00015651 | 393.8021 | 0.021545 | 393.8021 | 0.013335 | 393.1809 | 0.013442 | 643.6733 | 0.018725 | 393.1809 | 0.02805 | 642.8695 | 0 | 643.6733 | 0.010164 | 393.1809 | 0.03586 | 393.8021 | 0.021521
|  | 423.5949 | 0.01039 | 393.398 | 1.6896 | 423.5949 | 0.010794 | 393.398 | 20.7593 | 387.6918 | 3.6389 | 393.398 | 7.1705 | 394.0192 | 0 | 387.98 | 0.020431 | 394.0192 | 0 | 394.0192 | 0 | 394.0193 | 0 | 387.98 | -0.005538 | 394.0192 | 0 | 422.9192 | 0.0001681 | 394.0192 | 0 | 394.0193 | 0 | 393.398 | -0.056835 | 643.8342 | 0.017548 | 393.398 | -0.036866 | 643.0306 | 0.0004174 | 643.8342 | 0.010692 | 393.398 | 0.0021842 | 394.0193 | 0.013184
|  | 423.7077 | 0.0046664 | 393.6151 | 1.6831 | 423.7077 | 0 | 393.6151 | 20.1366 | 387.9088 | 3.9275 | 393.6151 | 7.7217 | 394.2364 | 0.096921 | 388.2 | -0.032185 | 394.2364 | 0.056504 | 394.2364 | 0.025903 | 394.2364 | 0.012402 | 388.2 | 0.0084525 | 394.2364 | 0 | 423.033 | 0.00014492 | 394.2364 | 0.036151 | 394.2364 | 0.011331 | 393.6151 | 0.019103 | 643.9951 | 0.032741 | 393.6151 | 0.013725 | 643.1918 | 0 | 643.9951 | 0.009576 | 393.6151 | 0.025036 | 394.2364 | 0.019975
|  | 423.8204 | 0.01039 | 393.8322 | 1.5983 | 423.8204 | 0.012437 | 393.8322 | 19.2011 | 388.1257 | 4.0497 | 393.8322 | 7.8959 | 394.4536 | 0 | 388.42 | -0.032746 | 394.4536 | 0 | 394.4536 | 0 | 394.4536 | 0 | 388.42 | -0.0051883 | 394.4536 | 0 | 423.1468 | 0.00013781 | 394.4536 | 0 | 394.4536 | 0 | 393.8322 | -0.049211 | 644.1559 | 0.022482 | 393.8322 | 0.018387 | 643.3529 | 0.00013913 | 644.1559 | 0.010222 | 393.8322 | -0.0005316 | 394.4536 | 0.011316
|  | 423.9332 | 0 | 394.0494 | 1.6025 | 423.9332 | 0 | 394.0494 | 18.924 | 388.3427 | 4.309 | 394.0494 | 8.4817 | 394.6709 | 0.082093 | 388.63 | -0.034425 | 394.6708 | 0.03969 | 394.6709 | 0.012421 | 394.6708 | 0.011825 | 388.63 | 0.0075785 | 394.6709 | 0.0066412 | 423.2606 | 0.00012074 | 394.6709 | 0.027902 | 394.6708 | 0.0098363 | 394.0494 | 0.078091 | 644.3168 | 0.031844 | 394.0494 | 0.042894 | 643.5141 | 9.2755e-05 | 644.3168 | 0.0095173 | 394.0494 | 0.011237 | 394.6708 | 0.020769
|  | 424.046 | 0.001516 | 394.2665 | 1.5264 | 424.046 | 0.0030506 | 394.2665 | 17.8202 | 388.5597 | 4.4873 | 394.2665 | 8.7541 | 394.8881 | 0 | 388.85 | 0.0092359 | 394.8881 | 0 | 394.8881 | 0 | 394.8881 | 0 | 388.85 | 0.011076 | 394.8881 | 0 | 423.3744 | 0.0001311 | 394.8881 | 0 | 394.8881 | 0 | 394.2665 | -0.069311 | 644.4777 | 0.024332 | 394.2665 | 0.023355 | 643.6753 | 0.0004174 | 644.4777 | 0.010222 | 394.2665 | 0.00068242 | 394.8881 | 0.01141
|  | 424.1588 | 0 | 394.4837 | 1.5158 | 424.1588 | 0 | 394.4837 | 17.6641 | 388.7767 | 4.7534 | 394.4837 | 9.4907 | 395.1053 | 0.050977 | 389.07 | -0.038904 | 395.1053 | 0.033902 | 395.1053 | 0.013688 | 395.1053 | 0.005913 | 389.07 | -0.0085115 | 395.1053 | 0.014011 | 423.4882 | 0.00013639 | 395.1053 | 0.012988 | 395.1053 | 0.0084918 | 394.4837 | 0.00083053 | 644.6386 | 0.031564 | 394.4837 | 0.0050393 | 643.8365 | 0.00037102 | 644.6386 | 0.0096348 | 394.4837 | 0.020326 | 395.1053 | 0.023132
|  | 424.2716 | 0.0099464 | 394.7009 | 1.4906 | 424.2716 | 0.022059 | 394.7009 | 16.7488 | 388.9937 | 4.8874 | 394.7009 | 9.6795 | 395.3226 | 0 | 389.29 | -0.026587 | 395.3226 | 0 | 395.3226 | 0.0050541 | 395.3226 | 0.0025306 | 389.29 | -0.01131 | 395.3226 | 0 | 423.602 | 0.00015997 | 395.3226 | 0 | 395.3226 | 0 | 394.7009 | -0.05568 | 644.7995 | 0.020407 | 394.7009 | -0.036681 | 643.9977 | 0.0004174 | 644.7995 | 0.010164 | 394.7009 | -4.9884e-05 | 395.3226 | 0.014378
|  | 424.3844 | 0 | 394.9181 | 1.4417 | 424.3844 | 0 | 394.9181 | 16.3568 | 389.2107 | 5.1579 | 394.9181 | 10.3604 | 395.5399 | 0.075674 | 389.5 | -0.023229 | 395.5399 | 0.042447 | 395.5399 | 0.012862 | 395.5399 | 0.010567 | 389.5 | 0.0068789 | 395.5399 | 0.0023871 | 423.7158 | 0.00015895 | 395.5399 | 0.025599 | 395.5399 | 0.010653 | 394.9181 | 0.029111 | 644.9604 | 0.026686 | 394.9181 | 0.0099348 | 644.1589 | 0 | 644.9604 | 0.009341 | 394.9181 | 0.040322 | 395.5399 | 0.023663
|  | 424.4971 | 0.0090589 | 395.1353 | 1.3747 | 424.4971 | 0.013141 | 395.1353 | 15.8818 | 389.4277 | 5.3755 | 395.1353 | 10.6891 | 395.7572 | 0 | 389.72 | -0.031627 | 395.7572 | 0 | 395.7572 | 0 | 395.7571 | 0 | 389.72 | 0.0056546 | 395.7572 | 0 | 423.8296 | 0.00017602 | 395.7572 | 0 | 395.7571 | 0 | 395.1353 | -0.081787 | 645.1213 | 0.021697 | 395.1353 | -0.051735 | 644.3201 | 0 | 645.1213 | 0.0097523 | 395.1353 | -0.010494 | 395.7571 | 0.015441
|  | 424.6099 | 0 | 395.3525 | 1.3549 | 424.6099 | 0 | 395.3525 | 15.4303 | 389.6448 | 5.7102 | 395.3525 | 11.4265 | 395.9745 | 0.056865 | 389.94 | -0.010915 | 395.9745 | 0.0441 | 395.9745 | 0.014 | 395.9745 | 0.010542 | 389.94 | 0.0075785 | 395.9745 | 0.019502 | 423.9435 | 0.00013862 | 395.9745 | 0.019056 | 395.9745 | 0.0094105 | 395.3525 | 0.011888 | 645.2823 | 0.02506 | 395.3525 | 0.0073977 | 644.4813 | 0 | 645.2823 | 0.009576 | 395.3525 | 0.041231 | 395.9745 | 0.023221
|  | 424.7227 | 0.011499 | 395.5698 | 1.2986 | 424.7227 | 0.0030506 | 395.5698 | 14.63 | 389.8618 | 5.9189 | 395.5698 | 11.7998 | 396.1918 | 0 | 390.16 | -0.026029 | 396.1918 | 0.0035588 | 396.1918 | 0 | 396.1918 | 0 | 390.16 | 0.0053049 | 396.1918 | 0 | 424.0573 | 0.00015468 | 396.1918 | 0 | 396.1918 | 0 | 395.5698 | -0.033038 | 645.4432 | 0.026238 | 395.5698 | -0.015988 | 644.6425 | 0.00013913 | 645.4432 | 0.010281 | 395.5698 | 0.0035179 | 396.1918 | 0.013151
|  | 424.8355 | 0 | 395.787 | 1.3326 | 424.8355 | 0 | 395.787 | 14.2014 | 390.0789 | 6.2781 | 395.787 | 12.5956 | 396.4091 | 0.087438 | 390.37 | 0.0075566 | 396.4091 | 0.057606 | 396.4091 | 0.016228 | 396.4091 | 0.0093105 | 390.37 | -0.0032645 | 396.4091 | 0.01033 | 424.1711 | 0.00011444 | 396.4091 | 0.01603 | 396.4091 | 0.011595 | 395.7871 | 0.04898 | 645.6041 | 0.025117 | 395.787 | 0.041182 | 644.8037 | 0 | 645.6041 | 0.0097523 | 395.7871 | 0.031563 | 396.4091 | 0.024537
|  | 424.9483 | 0.0090589 | 396.0043 | 1.2426 | 424.9483 | 0.00352 | 396.0043 | 13.6129 | 390.296 | 6.5288 | 396.0043 | 13.0713 | 396.6265 | 0 | 390.59 | -0.029387 | 396.6264 | 0 | 396.6265 | 0 | 396.6265 | 0 | 390.59 | -0.0023901 | 396.6265 | 0 | 424.285 | 0.00012013 | 396.6265 | 0 | 396.6265 | 0 | 396.0043 | -0.06908 | 645.7651 | 0.019006 | 396.0043 | -0.017982 | 644.9649 | 0 | 645.7651 | 0.010164 | 396.0043 | 0.0072655 | 396.6265 | 0.014224
|  | 425.0611 | 0 | 396.2216 | 1.2438 | 425.0611 | 0 | 396.2216 | 13.504 | 390.5131 | 6.8978 | 396.2216 | 13.846 | 396.8438 | 0.071297 | 390.81 | -0.0081163 | 396.8438 | 0.033902 | 396.8438 | 0.015745 | 396.8438 | 0.0093669 | 390.81 | 0.00058296 | 396.8438 | 0 | 424.3988 | 0.00010224 | 396.8438 | 0.04243 | 396.8438 | 0.0088147 | 396.2216 | 0.066077 | 645.926 | 0.021585 | 396.2216 | 0.0039442 | 645.1262 | 0 | 645.926 | 0.009811 | 396.2216 | 0.031068 | 396.8438 | 0.025851
|  | 425.1739 | 0.0059529 | 396.4389 | 1.2209 | 425.1739 | 0.015698 | 396.4389 | 12.7269 | 390.7302 | 7.1904 | 396.4389 | 14.3249 | 397.0612 | 0 | 391.03 | -0.016513 | 397.0612 | 0 | 397.0612 | 0 | 397.0612 | 0 | 391.03 | -0.0081612 | 397.0612 | 0 | 424.5127 | 0.00012257 | 397.0612 | 0 | 397.0612 | 0 | 396.4389 | -0.11506 | 646.087 | 0.030387 | 396.4389 | -0.011066 | 645.2874 | 0.0004174 | 646.087 | 0.010281 | 396.4389 | -0.0062761 | 397.0612 | 0.014862
|  | 425.2866 | 0 | 396.6562 | 1.2241 | 425.2866 | 0 | 396.6562 | 12.6056 | 390.9474 | 7.6371 | 396.6562 | 15.2086 | 397.2786 | 0.081331 | 391.24 | 0.0075566 | 397.2786 | 0.059811 | 397.2786 | 0.011674 | 397.2786 | 0.0052808 | 391.24 | 0.013875 | 397.2786 | 0.005901 | 424.6265 | 0.00014005 | 397.2786 | 0.039002 | 397.2786 | 0.0059862 | 396.6562 | 0.027031 | 646.2479 | 0.027303 | 396.6562 | 0.03937 | 645.4487 | 0.00037102 | 646.2479 | 0.0094585 | 396.6562 | 0.032059 | 397.2786 | 0.025947
|  | 425.3994 | 0.016792 | 396.8736 | 1.1884 | 425.3994 | 0.01624 | 396.8736 | 12.1193 | 391.1645 | 7.9048 | 396.8736 | 15.7562 | 397.496 | 0 | 391.46 | -0.010915 | 397.496 | 0 | 397.496 | 0 | 397.496 | 0 | 391.46 | -0.0078116 | 397.496 | 0 | 424.7404 | 0.00014492 | 397.496 | 0 | 397.496 | 0 | 396.8736 | -0.053832 | 646.4089 | 0.020519 | 396.8736 | -0.030156 | 645.6099 | 0.00013913 | 646.4089 | 0.010516 | 396.8736 | -0.00096986 | 397.496 | 0.015656
|  | 425.5122 | 0 | 397.0909 | 1.1839 | 425.5122 | 0 | 397.0909 | 11.7681 | 391.3816 | 8.3324 | 397.0909 | 16.6364 | 397.7134 | 0.041706 | 391.68 | 0.023229 | 397.7134 | 0.054299 | 397.7134 | 0.01529 | 397.7134 | 0.0074431 | 391.68 | -0.00099105 | 397.7134 | 0.0051039 | 424.8543 | 0.00013822 | 397.7134 | 0.040248 | 397.7134 | 0.0068729 | 397.0909 | 0.06469 | 646.5699 | 0.026518 | 397.0909 | 0.013132 | 645.7712 | 9.2755e-05 | 646.5699 | 0.0098698 | 397.0909 | 0.029993 | 397.7134 | 0.025684
|  | 425.625 | 0.015434 | 397.3083 | 1.1188 | 425.625 | 0.011498 | 397.3083 | 11.0035 | 391.5988 | 8.6672 | 397.3083 | 17.2319 | 397.9308 | 0 | 391.9 | -0.0058775 | 397.9308 | 0 | 397.9308 | 0 | 397.9308 | 0 | 391.9 | -0.00046636 | 397.9308 | 0 | 424.9681 | 0.00014818 | 397.9308 | 0 | 397.9308 | 0 | 397.3083 | -0.073239 | 646.7309 | 0.024724 | 397.3083 | -0.022371 | 645.9324 | 0.00013913 | 646.7309 | 0.01081 | 397.3083 | -0.0094194 | 397.9308 | 0.014471
|  | 425.7378 | 0 | 397.5257 | 1.1599 | 425.7378 | 0 | 397.5257 | 11.1695 | 391.8159 | 9.1194 | 397.5257 | 18.1844 | 398.1483 | 0.06866 | 392.11 | 0.013714 | 398.1483 | 0.037761 | 398.1483 | 0.012761 | 398.1483 | 0.015625 | 392.11 | 0.011251 | 398.1483 | 0.009935 | 425.082 | 0.00013781 | 398.1483 | 0.026508 | 398.1483 | 0.010237 | 397.5257 | 0.038121 | 646.8918 | 0.022762 | 397.5257 | 0.052564 | 646.0937 | 9.2755e-05 | 646.8918 | 0.0095173 | 397.5257 | 0.027019 | 398.1483 | 0.024988
|  | 425.8506 | 0.0068403 | 397.7431 | 1.1063 | 425.8506 | 0.023277 | 397.7431 | 10.5072 | 392.0331 | 9.4709 | 397.7431 | 18.7036 | 398.3657 | 0 | 392.33 | -0.027708 | 398.3657 | 0 | 398.3657 | 0.00076698 | 398.3657 | 0 | 392.33 | -0.0099105 | 398.3657 | 0 | 425.1959 | 0.00014818 | 398.3657 | 0 | 398.3657 | 0 | 397.7431 | -0.044359 | 647.0528 | 0.016763 | 397.7431 | -0.0020366 | 646.255 | 0.00013913 | 647.0528 | 0.010457 | 397.7431 | -0.0054171 | 398.3657 | 0.017792
|  | 425.9634 | 0 | 397.9605 | 1.0895 | 425.9634 | 0 | 397.9605 | 10.1835 | 392.2503 | 9.9958 | 397.9605 | 19.643 | 398.5832 | 0.084104 | 392.55 | 0.0081163 | 398.5832 | 0.058846 | 398.5832 | 0.012292 | 398.5832 | 0.013078 | 392.55 | 0.0033811 | 398.5832 | 0.01348 | 425.3098 | 0.00012582 | 398.5832 | 0.028127 | 398.5832 | 0.0048903 | 397.9605 | 0.050366 | 647.2138 | 0.02422 | 397.9605 | 0.026354 | 646.4162 | 9.2755e-05 | 647.2138 | 0.0094585 | 397.9605 | 0.049824 | 398.5832 | 0.026507
|  | 426.0762 | 0.027041 | 398.1779 | 1.0591 | 426.0762 | 0.0061012 | 398.1779 | 9.2513 | 392.4676 | 10.2969 | 398.1779 | 20.1475 | 398.8007 | 0 | 392.77 | -0.0097957 | 398.8007 | 0 | 398.8007 | 0 | 398.8007 | 0 | 392.77 | -0.0050134 | 398.8007 | 0 | 425.4237 | 0.00013781 | 398.8007 | 0 | 398.8007 | 0 | 398.1779 | -0.068618 | 647.3749 | 0.016483 | 398.1779 | 0.0049431 | 646.5775 | 0.00069566 | 647.3749 | 0.010046 | 398.1779 | -0.067175 | 398.8007 | 0.017519
|  | 426.1889 | 0 | 398.3954 | 1.0619 | 426.1889 | 0 | 398.3954 | 9.4259 | 392.6848 | 10.8926 | 398.3954 | 21.2299 | 399.0182 | 0.070144 | 392.99 | 0.016513 | 399.0182 | 0.05361 | 399.0182 | 0.010417 | 399.0182 | 0.010879 | 392.99 | -0.0065873 | 399.0182 | 0.0041712 | 425.5376 | 0.00012927 | 399.0182 | 0.039072 | 399.0182 | 0.0069659 | 398.3954 | 0.024952 | 647.5359 | 0.020968 | 398.3954 | -0.021361 | 646.7388 | 9.2755e-05 | 647.5359 | 0.0092823 | 398.3954 | 0.12063 | 399.0182 | 0.028166
|  | 426.3017 | 0.001516 | 398.6128 | 0.95935 | 426.3017 | 0.011264 | 398.6128 | 8.602 | 392.902 | 11.3294 | 398.6128 | 21.8145 | 399.2357 | 0 | 393.2 | -0.02267 | 399.2357 | 0 | 399.2357 | 0 | 399.2357 | 0 | 393.2 | -0.0029147 | 399.2357 | 0 | 425.6515 | 0.00014899 | 399.2357 | 0 | 399.2357 | 0 | 398.6128 | -0.044821 | 647.6969 | 0.022874 | 398.6128 | -0.048147 | 646.9001 | 0.0004174 | 647.6969 | 0.0099873 | 398.6128 | 0.006422 | 399.2357 | 0.018374
|  | 426.4145 | 0 | 398.8303 | 1.0121 | 426.4145 | 0 | 398.8303 | 8.6597 | 393.1192 | 11.8439 | 398.8303 | 22.7662 | 399.4532 | 0.084385 | 393.42 | 0.0030786 | 399.4532 | 0.034729 | 399.4532 | 0.011319 | 399.4532 | 0.011101 | 393.42 | -0.0039641 | 399.4532 | 0.0063051 | 425.7654 | 0.00013293 | 399.4532 | 0.052532 | 399.4533 | 0.0083674 | 398.8303 | 0.020542 | 647.8579 | 0.030555 | 398.8303 | -0.013133 | 647.0614 | 9.2755e-05 | 647.8579 | 0.0095173 | 398.8303 | 0.050154 | 399.4532 | 0.028738
|  | 426.5273 | 0.013459 | 399.0478 | 0.98125 | 426.5273 | 0.018269 | 399.0478 | 8.0251 | 393.3365 | 12.2611 | 399.0478 | 23.4812 | 399.6708 | 0 | 393.64 | -0.014833 | 399.6708 | 0 | 399.6708 | 0 | 399.6708 | 0 | 393.64 | -0.01026 | 399.6708 | 0 | 425.8793 | 0.00014757 | 399.6708 | 0 | 399.6708 | 0 | 399.0478 | -0.073932 | 648.0189 | 0.024163 | 399.0478 | -0.011287 | 647.2227 | 0.00013913 | 648.0189 | 0.010281 | 399.0478 | 0.010246 | 399.6708 | 0.017818
|  | 426.6401 | 0 | 399.2653 | 0.97407 | 426.6401 | 0 | 399.2653 | 8.2011 | 393.5538 | 12.9254 | 399.2653 | 24.6456 | 399.8883 | 0.054503 | 393.86 | 0.011475 | 399.8884 | 0.040517 | 399.8883 | 0.011397 | 399.8883 | 0.010091 | 393.86 | 0.018421 | 399.8883 | 0.0080576 | 425.9932 | 0.00012643 | 399.8883 | 0.027709 | 399.8883 | 0.010872 | 399.2653 | 0.024028 | 648.18 | 0.029489 | 399.2653 | 0.0090438 | 647.384 | 9.2755e-05 | 648.18 | 0.0096348 | 399.2653 | 0.034455 | 399.8883 | 0.026066
|  | 426.7529 | 0 | 399.4828 | 0.93123 | 426.7529 | 0.015698 | 399.4828 | 7.4558 | 393.7711 | 13.3296 | 399.4828 | 25.3477 | 400.1059 | 0 | 394.07 | 0.0058775 | 400.1059 | 0 | 400.1059 | 0 | 400.1059 | 0 | 394.07 | -0.009735 | 400.1059 | 0 | 426.1071 | 0.00015041 | 400.1059 | 0 | 400.1059 | 0 | 399.4828 | -0.091953 | 648.341 | 0.019398 | 399.4828 | -0.029107 | 647.5454 | 0 | 648.341 | 0.0099285 | 399.4828 | 0.022722 | 400.1059 | 0.019375
|  | 426.8657 | 0 | 399.7003 | 0.95686 | 426.8657 | 0 | 399.7003 | 7.4554 | 393.9883 | 13.9673 | 399.7003 | 26.4979 | 400.3235 | 0.049386 | 394.29 | -0.010355 | 400.3235 | 0.029079 | 400.3235 | 0.0087856 | 400.3235 | 0.0076791 | 394.29 | 0.010377 | 400.3235 | 0.0059597 | 426.221 | 0.0001307 | 400.3235 | 0.031495 | 400.3235 | 0.0077551 | 399.7003 | 0.048749 | 648.5021 | 0.025117 | 399.7003 | 0.027475 | 647.7067 | 9.2755e-05 | 648.5021 | 0.0092236 | 399.7003 | 0.043131 | 400.3235 | 0.029659
|  | 426.9785 | 0.02099 | 399.9179 | 0.92253 | 426.9785 | 0.027878 | 399.9179 | 7.1354 | 394.2057 | 14.4783 | 399.9179 | 27.2346 | 400.5411 | 0 | 394.51 | -0.02379 | 400.5411 | 0 | 400.5411 | 0 | 400.5411 | 0 | 394.51 | 0.00040807 | 400.5411 | 0 | 426.3349 | 0.00014289 | 400.5411 | 0 | 400.5411 | 0 | 399.9179 | -0.098653 | 648.6631 | 0.021024 | 399.9179 | 0.010369 | 647.868 | 0.00013913 | 648.6631 | 0.0098698 | 399.9179 | 0.0085931 | 400.5411 | 0.018581
|  | 427.0913 | 0 | 400.1354 | 0.96007 | 427.0913 | 0 | 400.1354 | 7.1835 | 394.423 | 15.2123 | 400.1354 | 28.4216 | 400.7587 | 0.056817 | 394.73 | 0.018192 | 400.7587 | 0.043687 | 400.7587 | 0.010969 | 400.7587 | 0.011201 | 394.73 | -0.013408 | 400.7587 | 0.012128 | 426.4489 | 0.00013618 | 400.7587 | 0.034258 | 400.7587 | 0.0085901 | 400.1354 | 0.11275 | 648.8242 | 0.046701 | 400.1354 | 0.014601 | 648.0294 | 9.2755e-05 | 648.8242 | 0.0099873 | 400.1354 | 0.049163 | 400.7587 | 0.028193
|  | 427.2041 | 0.0030689 | 400.353 | 0.91881 | 427.2041 | 0.0098558 | 400.353 | 6.7307 | 394.6403 | 15.7346 | 400.353 | 29.35 | 400.9764 | 0 | 394.95 | -0.013154 | 400.9764 | 0 | 400.9764 | 0 | 400.9763 | 0 | 394.95 | -0.012534 | 400.9764 | 0 | 426.5628 | 0.00016932 | 400.9764 | 0 | 400.9764 | 0 | 400.353 | -0.022355 | 648.9853 | 0.022594 | 400.353 | 0.011653 | 648.1907 | 0 | 648.9853 | 0.010516 | 400.353 | 0.012063 | 400.9763 | 0.020848
|  | 427.3169 | 0 | 400.5706 | 0.89956 | 427.3169 | 0 | 400.5706 | 6.585 | 394.8576 | 16.3862 | 400.5706 | 30.2484 | 401.194 | 0.062671 | 395.16 | 0.013714 | 401.194 | 0.021637 | 401.194 | 0.013529 | 401.194 | 0.012586 | 395.16 | 0.0014574 | 401.194 | 0.0023795 | 426.6768 | 0.00016098 | 401.194 | 0.025851 | 401.194 | 0.011419 | 400.5706 | 0.032807 | 649.1464 | 0.029938 | 400.5706 | -0.0011551 | 648.3521 | 9.2755e-05 | 649.1464 | 0.0099285 | 400.5706 | 0.033051 | 401.194 | 0.029002
|  | 427.4297 | 0.015311 | 400.7882 | 0.78854 | 427.4297 | 0.017863 | 400.7882 | 6.1793 | 395.075 | 16.9565 | 400.7882 | 30.9092 | 401.4117 | 0.0079622 | 395.38 | -0.02435 | 401.4117 | 0 | 401.4117 | 0 | 401.4117 | 0 | 395.38 | -0.0050134 | 401.4117 | 0 | 426.7907 | 0.00016708 | 401.4117 | 0 | 401.4117 | 0 | 400.7882 | -0.010757 | 649.3075 | 0.026294 | 400.7882 | -0.027648 | 648.5134 | 0 | 649.3075 | 0.010222 | 400.7882 | 0.007195 | 401.4117 | 0.019445
|  | 427.5425 | 0 | 401.0058 | 0.83609 | 427.5425 | 0 | 401.0058 | 6.0182 | 395.2924 | 17.5882 | 401.0058 | 31.6575 | 401.6293 | 0.07307 | 395.6 | 0.033306 | 401.6293 | 0.040793 | 401.6293 | 0.010762 | 401.6293 | 0.006836 | 395.6 | 0.0047802 | 401.6293 | 0.0069653 | 426.9047 | 0.00014716 | 401.6293 | 0.022247 | 401.6293 | 0.0050632 | 401.0058 | 0.024028 | 649.4686 | 0.037731 | 401.0058 | 0.021373 | 648.6748 | 9.2755e-05 | 649.4686 | 0.009576 | 401.0058 | 0.042387 | 401.6293 | 0.029376
|  | 427.6553 | 0.0039563 | 401.2235 | 0.85414 | 427.6553 | 0.026254 | 401.2235 | 5.7892 | 395.5097 | 18.1675 | 401.2235 | 32.655 | 401.847 | 0.017371 | 395.82 | -0.032185 | 401.847 | 0.00073951 | 401.847 | 0 | 401.847 | 0.0014474 | 395.82 | -0.0046636 | 401.847 | 0 | 427.0186 | 0.00014818 | 401.847 | 0 | 401.847 | 0 | 401.2235 | -0.074394 | 649.6296 | 0.022257 | 401.2235 | 0.036535 | 648.8361 | 0.0004174 | 649.6296 | 0.010281 | 401.2235 | 0.022474 | 401.847 | 0.023141
|  | 427.7681 | 0 | 401.4411 | 0.81681 | 427.7681 | 0 | 401.4411 | 5.7665 | 395.7271 | 18.9668 | 401.4411 | 33.5452 | 402.0647 | 0.057782 | 396.04 | 0.035543 | 402.0647 | 0.038863 | 402.0647 | 0.011047 | 402.0647 | 0.0079698 | 396.04 | 0.0047802 | 402.0647 | 0.0069429 | 427.1326 | 0.00014757 | 402.0647 | 0.028802 | 402.0647 | 0.012127 | 401.4411 | 0.065152 | 649.7908 | 0.033919 | 401.4411 | 0.040226 | 648.9975 | 0 | 649.7908 | 0.0095173 | 401.4411 | 0.053872 | 402.0647 | 0.030815
|  | 427.8809 | 0 | 401.6588 | 0.78367 | 427.8809 | 0.011264 | 401.6588 | 5.2249 | 395.9445 | 19.6143 | 401.6588 | 34.377 | 402.2824 | 0 | 396.25 | -0.043381 | 402.2824 | 0 | 402.2824 | 0 | 402.2824 | 0.0011015 | 396.25 | 0.0025067 | 402.2824 | 0 | 427.2465 | 0.00013476 | 402.2824 | 0 | 402.2824 | 0 | 401.6588 | -0.034193 | 649.9519 | 0.014464 | 401.6588 | -0.023308 | 649.1589 | 0 | 649.9519 | 0.010281 | 401.6588 | 0.0097499 | 402.2824 | 0.023283
|  | 427.9937 | 0 | 401.8765 | 0.76435 | 427.9937 | 0 | 401.8765 | 5.2466 | 396.1619 | 20.4553 | 401.8765 | 35.6641 | 402.5002 | 0.097616 | 396.47 | 0.012035 | 402.5002 | 0.027976 | 402.5002 | 0.012403 | 402.5002 | 0.0076299 | 396.47 | 0.013875 | 402.5002 | 0.0077524 | 427.3605 | 0.00011972 | 402.5002 | 0.01983 | 402.5002 | 0.0061412 | 401.8765 | 0.024952 | 650.113 | 0.023379 | 401.8765 | 0.01696 | 649.3203 | 0 | 650.113 | 0.0099873 | 401.8765 | 0.031315 | 402.5002 | 0.032179
|  | 428.1064 | 0.014817 | 402.0942 | 0.76751 | 428.1064 | 0.015698 | 402.0942 | 4.8457 | 396.3794 | 21.1788 | 402.0942 | 36.7749 | 402.7179 | 0 | 396.69 | 0.011475 | 402.7179 | 0 | 402.7179 | 0 | 402.7179 | 0 | 396.69 | -0.0039641 | 402.7179 | 0 | 427.4745 | 0.00013618 | 402.7179 | 0 | 402.7179 | 0 | 402.0942 | -0.074856 | 650.2741 | 0.022257 | 402.0942 | -0.027925 | 649.4817 | 0.00013913 | 650.2741 | 0.010516 | 402.0942 | 0.030572 | 402.7179 | 0.022303
|  | 428.2192 | 0 | 402.3119 | 0.75075 | 428.2192 | 0 | 402.3119 | 5.052 | 396.5968 | 21.9723 | 402.3119 | 37.3679 | 402.9357 | 0.077086 | 396.91 | 0.024908 | 402.9357 | 0.036521 | 402.9357 | 0.0072356 | 402.9357 | 0.0081002 | 396.91 | 0.0028565 | 402.9357 | 0.0040957 | 427.5885 | 0.00015001 | 402.9357 | 0.014162 | 402.9357 | 0.0033782 | 402.3119 | 0.017541 | 650.4352 | 0.028985 | 402.3119 | 0.025261 | 649.6431 | 9.2755e-05 | 650.4352 | 0.010399 | 402.3119 | 0.046767 | 402.9357 | 0.032047
|  | 428.332 | 0 | 402.5296 | 0.75489 | 428.332 | 0.01056 | 402.5296 | 4.6243 | 396.8142 | 22.6601 | 402.5296 | 38.0246 | 403.1534 | 0.010015 | 397.13 | -0.02379 | 403.1534 | 0 | 403.1534 | 0.0069787 | 403.1534 | 0 | 397.13 | -0.00046636 | 403.1534 | 0 | 427.7025 | 0.00017277 | 403.1534 | 0 | 403.1534 | 0 | 402.5296 | -0.047363 | 650.5964 | 0.020183 | 402.5296 | -0.021672 | 649.8045 | 0.00013913 | 650.5964 | 0.010927 | 402.5296 | 0.025862 | 403.1534 | 0.0272
|  | 428.4448 | 0 | 402.7474 | 0.74099 | 428.4448 | 0 | 402.7474 | 4.6833 | 397.0317 | 23.417 | 402.7474 | 38.8499 | 403.3712 | 0.095948 | 397.34 | 0.0075566 | 403.3712 | 0.030181 | 403.3712 | 0.010005 | 403.3712 | 0.011838 | 397.34 | 0.0049551 | 403.3712 | 0.0064851 | 427.8164 | 0.00013781 | 403.3712 | 0.024953 | 403.3712 | 0.0048279 | 402.7474 | 0.045745 | 650.7575 | 0.041487 | 402.7474 | 0.013273 | 649.9659 | 0 | 650.7575 | 0.010751 | 402.7474 | 0.061639 | 403.3712 | 0.033251
|  | 428.5577 | 0.019756 | 402.9651 | 0.77433 | 428.5577 | 0.021382 | 402.9651 | 4.4165 | 397.2492 | 24.0977 | 402.9651 | 39.9356 | 403.589 | 0 | 397.56 | 0.006437 | 403.589 | 0 | 403.589 | 0.0027413 | 403.589 | 0.00090242 | 397.56 | 0.0012825 | 403.589 | 0 | 427.9304 | 0.00015041 | 403.589 | 0 | 403.589 | 0 | 402.9651 | -0.038121 | 650.9187 | 0.021585 | 402.9651 | 0.01816 | 650.1273 | 0.0004174 | 650.9187 | 0.01034 | 402.9651 | 0.034703 | 403.589 | 0.026333
|  | 428.6705 | 0 | 403.1829 | 0.7556 | 428.6705 | 0 | 403.1829 | 4.5384 | 397.4667 | 24.9219 | 403.1829 | 40.938 | 403.8068 | 0.098466 | 397.78 | 0.010355 | 403.8068 | 0.042584 | 403.8068 | 0.0097756 | 403.8068 | 0.010207 | 397.78 | 0.00040807 | 403.8068 | 0.018128 | 428.0444 | 0.00012338 | 403.8068 | 0.028079 | 403.8068 | 0.010405 | 403.1829 | 0.056604 | 651.0798 | 0.03319 | 403.1829 | -0.011737 | 650.2887 | 0 | 651.0798 | 0.009576 | 403.1829 | 0.056351 | 403.8068 | 0.036013
|  | 428.7833 | 0.00040678 | 403.4007 | 0.70627 | 428.7833 | 0.016916 | 403.4007 | 4.0127 | 397.6842 | 25.4991 | 403.4007 | 41.2762 | 404.0247 | 0 | 398 | -0.0097957 | 404.0247 | 0 | 404.0247 | 0 | 404.0247 | 0 | 398 | -0.0071117 | 404.0247 | 0 | 428.1584 | 0.00014899 | 404.0247 | 0 | 404.0247 | 0 | 403.4007 | -0.049442 | 651.241 | 0.01923 | 403.4007 | -0.018377 | 650.4501 | 0.00013913 | 651.241 | 0.010105 | 403.4007 | 0.033381 | 404.0247 | 0.026759
|  | 428.8961 | 0 | 403.6185 | 0.73352 | 428.8961 | 0 | 403.6185 | 4.0518 | 397.9017 | 26.213 | 403.6185 | 42.3416 | 404.2425 | 0.10459 | 398.22 | -0.02379 | 404.2425 | 0.050164 | 404.2425 | 0.016142 | 404.2425 | 0.0086454 | 398.22 | 0.0075785 | 404.2425 | 0.011067 | 428.2724 | 0.00013639 | 404.2425 | 0.02905 | 404.2425 | 0.0039694 | 403.6185 | 0.043435 | 651.4022 | 0.035656 | 403.6185 | 0.032642 | 650.6116 | 0 | 651.4022 | 0.010164 | 403.6185 | 0.067588 | 404.2425 | 0.036555
|  | 429.0089 | 0.0095026 | 403.8363 | 0.70359 | 429.0089 | 0.019217 | 403.8363 | 3.8988 | 398.1192 | 26.771 | 403.8363 | 42.8727 | 404.4603 | 0 | 398.44 | -0.030506 | 404.4604 | 0 | 404.4603 | 0.00039635 | 404.4604 | 0 | 398.44 | -0.021452 | 404.4603 | 0 | 428.3865 | 0.0001868 | 404.4603 | 0 | 404.4604 | 0 | 403.8363 | -0.051983 | 651.5634 | 0.017324 | 403.8363 | -0.017568 | 650.773 | 0.00013913 | 651.5634 | 0.010516 | 403.8363 | 0.042883 | 404.4604 | 0.028153
|  | 429.1217 | 0 | 404.0541 | 0.72785 | 429.1217 | 0 | 404.0541 | 4.0296 | 398.3367 | 27.5503 | 404.0541 | 43.7646 | 404.6782 | 0.06448 | 398.65 | 0.0069968 | 404.6782 | 0.041206 | 404.6782 | 0.010546 | 404.6782 | 0.007416 | 398.65 | 0.016673 | 404.6782 | 0.00576 | 428.5005 | 0.00018456 | 404.6782 | 0.019309 | 404.6782 | 0.0024129 | 404.0541 | 0.072546 | 651.7245 | 0.035096 | 404.0541 | 0.01 | 650.9345 | 9.2755e-05 | 651.7245 | 0.0097523 | 404.0541 | 0.076925 | 404.6782 | 0.038597
|  | 429.2345 | 0.0021815 | 404.272 | 0.70008 | 429.2345 | 0.012906 | 404.272 | 3.6495 | 398.5543 | 28.1622 | 404.272 | 43.9575 | 404.8961 | 0 | 398.87 | -0.0041982 | 404.8961 | 0 | 404.8961 | 0 | 404.8961 | 0 | 398.87 | 0.0095019 | 404.8961 | 0 | 428.6145 | 0.00018598 | 404.8961 | 0 | 404.8961 | 0 | 404.272 | -0.051059 | 651.8857 | 0.027976 | 404.272 | 0.022617 | 651.0959 | 0.00013913 | 651.8857 | 0.010105 | 404.272 | -0.009502 | 404.8961 | 0.030588
|  | 429.3473 | 0 | 404.4898 | 0.67437 | 429.3473 | 0 | 404.4898 | 3.6473 | 398.7719 | 28.7254 | 404.4898 | 44.2821 | 405.114 | 0.09498 | 399.09 | 0.010355 | 405.114 | 0.022739 | 405.114 | 0.011946 | 405.114 | 0.0071093 | 399.09 | -0.0037892 | 405.114 | 0.0062178 | 428.7285 | 0.00015854 | 405.114 | 0.023956 | 405.114 | 0.0045155 | 404.4898 | 0.027724 | 652.0469 | 0.025453 | 404.4898 | 0.00096968 | 651.2574 | 0 | 652.0469 | 0.0099873 | 404.4898 | 0.13815 | 405.114 | 0.041409
|  | 429.4601 | 0.015928 | 404.7077 | 0.67403 | 429.4601 | 0.018946 | 404.7077 | 3.298 | 398.9894 | 29.2284 | 404.7077 | 45.1385 | 405.3319 | 0 | 399.31 | 0.00027989 | 405.3319 | 0 | 405.3319 | 0 | 405.3319 | 0 | 399.31 | 0.0014574 | 405.3319 | 0 | 428.8426 | 0.00015366 | 405.3319 | 0 | 405.3319 | 0 | 404.7077 | -0.043666 | 652.2081 | 0.018053 | 404.7077 | -0.018539 | 651.4188 | 0.00013913 | 652.2081 | 0.010399 | 404.7077 | 0.041644 | 405.3319 | 0.034257
|  | 429.5729 | 0 | 404.9256 | 0.67711 | 429.5729 | 0 | 404.9256 | 3.423 | 399.207 | 29.7775 | 404.9256 | 45.2576 | 405.5498 | 0.062189 | 399.53 | -0.023229 | 405.5498 | 0.031422 | 405.5498 | 0.016832 | 405.5498 | 0.0074706 | 399.53 | 0.0040807 | 405.5498 | 0.006602 | 428.9566 | 0.0001561 | 405.5498 | 0.033278 | 405.5498 | 0.0042474 | 404.9256 | 0.017709 | 652.3693 | 0.020015 | 404.9256 | 0.032942 | 651.5803 | 0.00037102 | 652.3693 | 0.010105 | 404.9256 | 0.092624 | 405.5498 | 0.043158
|  | 429.6857 | 0.011056 | 405.1435 | 0.64893 | 429.6857 | 0.0075091 | 405.1435 | 3.2412 | 399.4246 | 30.2547 | 405.1435 | 44.8417 | 405.7678 | 0.016091 | 399.74 | -0.028267 | 405.7678 | 0 | 405.7678 | 0 | 405.7678 | 0 | 399.74 | 0.001982 | 405.7678 | 0 | 429.0707 | 0.00015387 | 405.7678 | 0 | 405.7678 | 0 | 405.1435 | -0.046901 | 652.5306 | 0.01794 | 405.1435 | 0.0030695 | 651.7418 | 0.00013913 | 652.5306 | 0.010281 | 405.1435 | 0.052385 | 405.7678 | 0.036778
|  | 429.7985 | 0 | 405.3614 | 0.66241 | 429.7985 | 0 | 405.3614 | 3.209 | 399.6422 | 30.6382 | 405.3614 | 45.1694 | 405.9857 | 0.065287 | 399.96 | -0.02435 | 405.9857 | 0.029492 | 405.9857 | 0.0090843 | 405.9857 | 0.010393 | 399.96 | -0.0016906 | 405.9857 | 0.0013914 | 429.1847 | 0.00014614 | 405.9857 | 0.018501 | 405.9857 | 0.01201 | 405.3614 | 0.031883 | 652.6918 | 0.023827 | 405.3614 | 0.019026 | 651.9032 | 9.2755e-05 | 652.6918 | 0.0093998 | 405.3614 | 0.099069 | 405.9857 | 0.046666
|  | 429.9113 | 0.0059529 | 405.5794 | 0.62787 | 429.9113 | 0.014616 | 405.5794 | 3.0071 | 399.8598 | 30.8803 | 405.5794 | 45.5972 | 406.2037 | 0.0059917 | 400.18 | 0.027708 | 406.2037 | 0 | 406.2037 | 0 | 406.2037 | 0 | 400.18 | -0.0022152 | 406.2037 | 0 | 429.2987 | 0.00016505 | 406.2037 | 0 | 406.2037 | 0 | 405.5794 | -0.054525 | 652.853 | 0.022369 | 405.5794 | -0.018654 | 652.0647 | 0.0004174 | 652.853 | 0.0095173 | 405.5794 | 0.065936 | 406.2037 | 0.037521
|  | 430.0241 | 0 | 405.7973 | 0.65714 | 430.0241 | 0 | 405.7973 | 3.1599 | 400.0775 | 31.2359 | 405.7973 | 45.79 | 406.4217 | 0.079609 | 400.4 | -0.0097957 | 406.4217 | 0.036107 | 406.4217 | 0.0093146 | 406.4217 | 0.0095144 | 400.4 | 0.0014574 | 406.4217 | 0.0060999 | 429.4128 | 0.00017236 | 406.4217 | 0.008214 | 406.4217 | 0.006086 | 405.7973 | 0.0064659 | 653.0142 | 0.028088 | 405.7973 | -0.0079821 | 652.2262 | 0 | 653.0142 | 0.0089886 | 405.7973 | 0.090393 | 406.4217 | 0.048227
|  | 430.1369 | 0.013952 | 406.0153 | 0.61642 | 430.1369 | 0.014751 | 406.0153 | 2.8291 | 400.2951 | 31.4378 | 406.0153 | 45.3659 | 406.6397 | 0.0020486 | 400.62 | -0.00027989 | 406.6397 | 0 | 406.6397 | 0 | 406.6397 | 0 | 400.62 | -0.011659 | 406.6397 | 0 | 429.5269 | 0.00018883 | 406.6397 | 0 | 406.6397 | 0 | 406.0153 | -0.039507 | 653.1755 | 0.01766 | 406.0153 | -0.037327 | 652.3877 | 0.00013913 | 653.1755 | 0.0098698 | 406.0153 | 0.067671 | 406.6397 | 0.040808
|  | 430.2497 | 0 | 406.2333 | 0.64842 | 430.2497 | 0 | 406.2333 | 3.1033 | 400.5128 | 31.6236 | 406.2333 | 45.3192 | 406.8577 | 0.10013 | 400.84 | 0.010915 | 406.8577 | 0.047821 | 406.8577 | 0.015667 | 406.8577 | 0.007642 | 400.84 | 0.0011076 | 406.8577 | 0.0095942 | 429.6409 | 0.00015245 | 406.8577 | 0.031156 | 406.8577 | 0.009792 | 406.2333 | 0.040431 | 653.3367 | 0.023042 | 406.2333 | 0.025049 | 652.5492 | 0 | 653.3367 | 0.0097523 | 406.2333 | 0.092294 | 406.8577 | 0.052355
|  | 430.3625 | 0.016175 | 406.4513 | 0.64775 | 430.3625 | 0.024224 | 406.4513 | 2.693 | 400.7304 | 31.7774 | 406.4513 | 45.094 | 407.0757 | 0 | 401.05 | -0.036664 | 407.0757 | 0 | 407.0757 | 0 | 407.0757 | 0 | 401.05 | -0.004139 | 407.0757 | 0 | 429.755 | 0.0001624 | 407.0757 | 0 | 407.0757 | 0 | 406.4513 | -0.017056 | 653.498 | 0.018333 | 406.4513 | -0.0011744 | 652.7107 | 0.0004174 | 653.498 | 0.010692 | 406.4513 | 0.061557 | 407.0757 | 0.045874
|  | 430.4753 | 0 | 406.6693 | 0.63716 | 430.4753 | 0 | 406.6693 | 2.7353 | 400.9481 | 31.8149 | 406.6693 | 45.1092 | 407.2938 | 0.11095 | 401.27 | -0.0019591 | 407.2937 | 0.0328 | 407.2938 | 0.016 | 407.2938 | 0.0090608 | 401.27 | 0.0061793 | 407.2938 | 0.0062574 | 429.8691 | 0.00014431 | 407.2938 | 0.021122 | 407.2938 | 0.008202 | 406.6693 | 0.054756 | 653.6593 | 0.027976 | 406.6693 | 0.018645 | 652.8722 | 9.2755e-05 | 653.6593 | 0.010457 | 406.6693 | 0.10609 | 407.2938 | 0.055118
|  | 430.5881 | 0.0052875 | 406.8873 | 0.63035 | 430.5881 | 0.0068052 | 406.8873 | 2.5831 | 401.1658 | 31.8175 | 406.8873 | 43.9605 | 407.5118 | 0 | 401.49 | -0.013154 | 407.5118 | 0 | 407.5118 | 0 | 407.5118 | 0.0013334 | 401.49 | -0.00064125 | 407.5118 | 0 | 429.9832 | 0.00015671 | 407.5118 | 0 | 407.5118 | 0 | 406.8873 | -0.057528 | 653.8205 | 0.022257 | 406.8873 | -0.018354 | 653.0338 | 0.0004174 | 653.8205 | 0.01081 | 406.8873 | 0.090724 | 407.5118 | 0.048345
|  | 430.701 | 0 | 407.1053 | 0.58816 | 430.701 | 0 | 407.1053 | 2.5979 | 401.3835 | 31.7317 | 407.1053 | 43.2901 | 407.7299 | 0.10591 | 401.71 | 0.029946 | 407.7299 | 0.039966 | 407.7299 | 0.012357 | 407.7299 | 0.0095062 | 401.71 | -0.0067623 | 407.7299 | 0.0073491 | 430.0972 | 0.00013862 | 407.7299 | 0.031908 | 407.7299 | 0.0043715 | 407.1053 | 0.040663 | 653.9818 | 0.023154 | 407.1053 | 0.0075794 | 653.1953 | 0.00037102 | 653.9818 | 0.010046 | 407.1053 | 0.10783 | 407.7299 | 0.058488
|  | 430.8138 | 0.0030689 | 407.3234 | 0.57994 | 430.8138 | 0.023006 | 407.3234 | 2.3052 | 401.6012 | 31.4888 | 407.3234 | 42.2132 | 407.948 | 0.031531 | 401.93 | -0.024908 | 407.9479 | 0 | 407.948 | 0 | 407.948 | 0 | 401.93 | -0.0023901 | 407.948 | 0 | 430.2113 | 0.00014777 | 407.948 | 0 | 407.948 | 0 | 407.3234 | -0.04898 | 654.1431 | 0.016651 | 407.3234 | 0.00078822 | 653.3568 | 0.00013913 | 654.1431 | 0.010634 | 407.3234 | 0.091715 | 407.948 | 0.052741
|  | 430.9266 | 0 | 407.5415 | 0.60253 | 430.9266 | 0 | 407.5415 | 2.5163 | 401.819 | 31.2472 | 407.5415 | 41.8647 | 408.166 | 0.096921 | 402.15 | 0.014833 | 408.166 | 0.042447 | 408.166 | 0.012171 | 408.166 | 0.0088385 | 402.15 | 0.0012825 | 408.166 | 0 | 430.3254 | 0.00017236 | 408.166 | 0.027821 | 408.166 | 0.008364 | 407.5415 | 0.027031 | 654.3044 | 0.026798 | 407.5415 | 0.01144 | 653.5184 | 0.00064928 | 654.3044 | 0.0096935 | 407.5415 | 0.12634 | 408.166 | 0.061291
|  | 431.0394 | 0.012165 | 407.7595 | 0.57533 | 431.0394 | 0.010091 | 407.7595 | 2.1743 | 402.0367 | 30.9115 | 407.7595 | 40.7035 | 408.3842 | 0.0163 | 402.36 | -0.014833 | 408.3842 | 0 | 408.3842 | 0 | 408.3842 | 0 | 402.36 | -0.0062376 | 408.3842 | 0 | 430.4395 | 0.00019676 | 408.3842 | 0 | 408.3842 | 0 | 407.7595 | -0.047825 | 654.4657 | 0.029153 | 407.7595 | 0.019023 | 653.6799 | 0.0004174 | 654.4657 | 0.010046 | 407.7595 | 0.094772 | 408.3842 | 0.05666
|  | 431.1522 | 0 | 407.9776 | 0.54043 | 431.1522 | 0 | 407.9776 | 2.2226 | 402.2545 | 30.5291 | 407.9776 | 39.6405 | 408.6023 | 0.082434 | 402.58 | -0.00083963 | 408.6023 | 0.023015 | 408.6023 | 0.012268 | 408.6023 | 0.0098598 | 402.58 | 0.0016322 | 408.6023 | 0.0021607 | 430.5536 | 0.00018923 | 408.6023 | 0.027137 | 408.6023 | 0.0085983 | 407.9776 | 0.041125 | 654.627 | 0.029097 | 407.9776 | 0.001029 | 653.8415 | 9.2755e-05 | 654.627 | 0.0092236 | 407.9776 | 0.12287 | 408.6023 | 0.066387
|  | 431.265 | 0.012594 | 408.1958 | 0.5602 | 431.265 | 0.0089172 | 408.1958 | 2.0729 | 402.4722 | 30.0659 | 408.1958 | 38.6896 | 408.8204 | 0.01168 | 402.8 | -0.050097 | 408.8204 | 0 | 408.8204 | 0 | 408.8204 | 0 | 402.8 | -0.0015157 | 408.8204 | 0 | 430.6677 | 0.00011545 | 408.8204 | 0 | 408.8204 | 0 | 408.1958 | -0.045745 | 654.7883 | 0.021697 | 408.1958 | -0.010503 | 654.003 | 0.0004174 | 654.7883 | 0.0096935 | 408.1958 | 0.11254 | 408.8204 | 0.062501
|  | 431.3778 | 0 | 408.4139 | 0.57569 | 431.3778 | 0 | 408.4139 | 1.9465 | 402.69 | 29.4731 | 408.4139 | 37.3239 | 409.0386 | 0.055224 | 403.02 | 0.028267 | 409.0386 | 0.0012436 | 409.0386 | 0 | 409.0386 | 0.0008053 | 403.02 | 0.0070537 | 409.0386 | 0 | 430.7819 | 0.00028294 | 409.0386 | 0 | 409.0386 | 0 | 408.4139 | -0.054294 | 654.9496 | 0.023547 | 408.4139 | -0.019388 | 654.1646 | 0 | 654.9496 | 0.0099285 | 408.4139 | 0.12452 | 409.0386 | 0.068856
|  | 431.4907 | 0.011721 | 408.632 | 0.58402 | 431.4907 | 0.016645 | 408.632 | 2.0409 | 402.9078 | 28.862 | 408.632 | 36.4977 | 409.2567 | 0.11639 | 403.24 | -0.014833 | 409.2567 | 0.031422 | 409.2567 | 0.0082443 | 409.2567 | 0.0083603 | 403.24 | 0.0054798 | 409.2567 | 0.0037017 | 430.896 | 0.00023802 | 409.2567 | 0.019303 | 409.2567 | 0.0052634 | 408.632 | 0.023335 | 655.1109 | 0.020519 | 408.632 | -0.0097344 | 654.3261 | 0.00097375 | 655.1109 | 0.009811 | 408.632 | 0.16476 | 409.2567 | 0.077284
|  | 431.6035 | 0 | 408.8502 | 0.55067 | 431.6035 | 0 | 408.8502 | 1.8235 | 403.1256 | 28.2194 | 408.8502 | 35.0378 | 409.4749 | 0.016707 | 403.46 | -0.006437 | 409.4749 | 0.0070311 | 409.4749 | 0 | 409.4749 | 0 | 403.46 | -0.002565 | 409.4749 | 0 | 431.0101 | 0.0004866 | 409.4749 | 0 | 409.4749 | 0 | 408.8502 | -0.025876 | 655.2722 | 0.023379 | 408.8502 | -0.010431 | 654.4877 | 0 | 655.2722 | 0.01081 | 408.8502 | 0.13584 | 409.4749 | 0.073278
|  | 431.7163 | 0.011721 | 409.0684 | 0.55482 | 431.7163 | 0.015969 | 409.0684 | 1.9747 | 403.3434 | 27.6075 | 409.0684 | 34.0267 | 409.6931 | 0.11852 | 403.68 | 0.06633 | 409.6931 | 0.043273 | 409.6931 | 0.016372 | 409.6931 | 0.0079651 | 403.68 | 5.8296e-05 | 409.6931 | 0.0080215 | 431.1242 | 0.00025367 | 409.6931 | 0.021283 | 409.6931 | 0.0084943 | 409.0684 | 0.01594 | 655.4336 | 0.02663 | 409.0684 | 0.028327 | 654.6493 | 0.00097375 | 655.4336 | 0.0097523 | 409.0684 | 0.17599 | 409.6931 | 0.083621
|  | 431.8291 | 0 | 409.2866 | 0.55008 | 431.8291 | 0 | 409.2866 | 1.6672 | 403.5612 | 26.8171 | 409.2866 | 33.0392 | 409.9113 | 0.061196 | 403.89 | -0.04562 | 409.9113 | 0 | 409.9113 | 0 | 409.9113 | 0 | 403.89 | 0.0011076 | 409.9113 | 0 | 431.2384 | 0.00051303 | 409.9113 | 0 | 409.9113 | 0 | 409.2865 | -0.077166 | 655.5949 | 0.018333 | 409.2866 | -0.023091 | 654.8109 | 0 | 655.5949 | 0.010692 | 409.2865 | 0.15583 | 409.9113 | 0.079387
|  | 431.9419 | 0.014199 | 409.5048 | 0.55562 | 431.9419 | 0.020435 | 409.5048 | 1.8283 | 403.7791 | 26.1597 | 409.5048 | 31.976 | 410.1295 | 0.14034 | 404.11 | 0.041701 | 410.1295 | 0.031559 | 410.1295 | 0.010301 | 410.1295 | 0.010255 | 404.11 | -0.002565 | 410.1295 | 0.010267 | 431.3525 | 0.00026464 | 410.1295 | 0.016994 | 410.1295 | 0.010578 | 409.5048 | 0.027955 | 655.7563 | 0.025621 | 409.5048 | 0.022363 | 654.9725 | 0.00097375 | 655.7563 | 0.010105 | 409.5048 | 0.18145 | 410.1295 | 0.089456
|  | 432.0547 | 0 | 409.723 | 0.53745 | 432.0547 | 0 | 409.723 | 1.5319 | 403.9969 | 25.3394 | 409.723 | 30.5909 | 410.3478 | 0.056127 | 404.33 | 0.010355 | 410.3478 | 0 | 410.3478 | 0 | 410.3478 | 0 | 404.33 | -0.011659 | 410.3478 | 0 | 431.4666 | 0.00050917 | 410.3478 | 0 | 410.3478 | 0 | 409.723 | -0.053139 | 655.9176 | 0.024051 | 409.723 | 0.012188 | 655.1341 | 0 | 655.9176 | 0.011162 | 409.723 | 0.16922 | 410.3478 | 0.087952
|  | 432.1676 | 0.0081715 | 409.9412 | 0.52646 | 432.1676 | 0.0091518 | 409.9412 | 1.7467 | 404.2148 | 24.6886 | 409.9412 | 29.8497 | 410.566 | 0.11982 | 404.55 | -0.018752 | 410.566 | 0.025633 | 410.566 | 0.010212 | 410.566 | 0.0088012 | 404.55 | -0.0027399 | 410.566 | 0.0087469 | 431.5808 | 0.00024981 | 410.566 | 0.014617 | 410.566 | 0.0068512 | 409.9412 | 0.020434 | 656.079 | 0.027023 | 409.9412 | 0.017504 | 655.2957 | 0.00097375 | 656.079 | 0.01034 | 409.9412 | 0.19963 | 410.566 | 0.097472
|  | 432.2804 | 0 | 410.1595 | 0.52425 | 432.2804 | 0 | 410.1595 | 1.4844 | 404.4326 | 23.9975 | 410.1595 | 29.0553 | 410.7843 | 0.045856 | 404.77 | -0.016513 | 410.7843 | 0 | 410.7843 | 0 | 410.7843 | 0 | 404.77 | -0.0020404 | 410.7843 | 0 | 431.6949 | 0.00050449 | 410.7843 | 0 | 410.7843 | 0 | 410.1595 | -0.047363 | 656.2403 | 0.014857 | 410.1595 | -0.033892 | 655.4573 | 0 | 656.2403 | 0.010516 | 410.1595 | 0.13633 | 410.7843 | 0.094904
|  | 432.3932 | 0.0050655 | 410.3777 | 0.55111 | 432.3932 | 0.013376 | 410.3777 | 1.6708 | 404.6505 | 23.2288 | 410.3777 | 28.4329 | 411.0026 | 0.15347 | 404.99 | 0.0058775 | 411.0026 | 0.036658 | 411.0026 | 0.012869 | 411.0026 | 0.0086129 | 404.99 | -0.007462 | 411.0026 | 0.0098049 | 431.8091 | 0.00025509 | 411.0026 | 0.01784 | 411.0026 | 0.0080394 | 410.3777 | 0.046207 | 656.4017 | 0.021416 | 410.3777 | 0.01102 | 655.6189 | 0.00069566 | 656.4017 | 0.010046 | 410.3777 | 0.23995 | 411.0026 | 0.10652
|  | 432.506 | 0 | 410.596 | 0.5181 | 432.506 | 0 | 410.596 | 1.4209 | 404.8684 | 22.5518 | 410.596 | 27.6255 | 411.2208 | 0.077542 | 405.21 | -0.043381 | 411.2208 | 0 | 411.2208 | 0 | 411.2209 | 0 | 405.21 | 0.0042556 | 411.2208 | 0 | 431.9232 | 0.00053376 | 411.2208 | 0 | 411.2209 | 0 | 410.596 | -0.023566 | 656.5631 | 0.039245 | 410.596 | 0.0057321 | 655.7805 | 0 | 656.5631 | 0.010986 | 410.596 | 0.20095 | 411.2209 | 0.10349
|  | 432.6189 | 0.012594 | 410.8143 | 0.51093 | 432.6189 | 0.030314 | 410.8143 | 1.5446 | 405.0863 | 21.8786 | 410.8143 | 26.8035 | 411.4392 | 0.13251 | 405.42 | -0.017632 | 411.4391 | 0.031697 | 411.4392 | 0.0089716 | 411.4391 | 0.0052566 | 405.42 | 0.0023318 | 411.4392 | 0.001714 | 432.0374 | 0.00028355 | 411.4392 | 0.016471 | 411.4391 | 0.004991 | 410.8143 | 0.011032 | 656.7245 | 0.023547 | 410.8143 | 0.019721 | 655.9421 | 0.00069566 | 656.7245 | 0.01034 | 410.8143 | 0.24102 | 411.4391 | 0.11523
|  | 432.7317 | 0 | 411.0326 | 0.52339 | 432.7317 | 0 | 411.0326 | 1.2456 | 405.3043 | 21.1203 | 411.0326 | 25.5541 | 411.6575 | 0.094842 | 405.64 | -0.00027989 | 411.6575 | 0 | 411.6575 | 0 | 411.6575 | 0 | 405.64 | -0.01061 | 411.6575 | 0 | 432.1516 | 0.00054088 | 411.6575 | 0 | 411.6575 | 0 | 411.0326 | -0.058914 | 656.8859 | 0.020295 | 411.0326 | -0.034448 | 656.1037 | 0 | 656.8859 | 0.01081 | 411.0326 | 0.20624 | 411.6575 | 0.11057
|  | 432.8445 | 0.0068403 | 411.2509 | 0.54845 | 432.8445 | 0.01854 | 411.2509 | 1.4821 | 405.5222 | 20.4535 | 411.2509 | 25.1143 | 411.8758 | 0.15715 | 405.86 | 0.014274 | 411.8758 | 0.043825 | 411.8758 | 0.010964 | 411.8758 | 0.011029 | 405.86 | 0.010202 | 411.8758 | 0.010337 | 432.2657 | 0.00026221 | 411.8758 | 0.033976 | 411.8758 | 0.0071861 | 411.2509 | 0.033269 | 657.0472 | 0.027527 | 411.2509 | 0.019167 | 656.2654 | 0.00069566 | 657.0472 | 0.0095173 | 411.2509 | 0.25746 | 411.8758 | 0.12438
|  | 432.9573 | 0 | 411.4693 | 0.49654 | 432.9573 | 0 | 411.4693 | 1.2832 | 405.7401 | 19.745 | 411.4693 | 24.3236 | 412.0942 | 0.088241 | 406.08 | -0.018192 | 412.0942 | 0.0037394 | 412.0942 | 0 | 412.0941 | 0 | 406.08 | -0.0051883 | 412.0942 | 0 | 432.3799 | 0.00049392 | 412.0942 | 0 | 412.0942 | 0 | 411.4692 | -0.037428 | 657.2087 | 0.016539 | 411.4693 | -0.0037517 | 656.427 | 0 | 657.2087 | 0.010222 | 411.4692 | 0.25019 | 412.0941 | 0.12315
|  | 433.0701 | 0.0050655 | 411.6876 | 0.49929 | 433.0701 | 0.030449 | 411.6876 | 1.435 | 405.9581 | 19.1283 | 411.6876 | 23.4926 | 412.3125 | 0.16195 | 406.3 | 0.006437 | 412.3125 | 0.032662 | 412.3125 | 0.011227 | 412.3125 | 0.0071292 | 406.3 | -0.00099105 | 412.3125 | 0.0037524 | 432.4941 | 0.0002372 | 412.3125 | 0.017183 | 412.3125 | 0.0086592 | 411.6876 | -0.0023532 | 657.3701 | 0.029658 | 411.6876 | 0.040825 | 656.5887 | 0.00069566 | 657.3701 | 0.0092236 | 411.6876 | 0.28118 | 412.3125 | 0.13334
|  | 433.183 | 0 | 411.906 | 0.49955 | 433.183 | 0 | 411.906 | 1.148 | 406.1761 | 18.4774 | 411.906 | 22.3394 | 412.5309 | 0.086303 | 406.52 | -0.013714 | 412.5309 | 0.00091212 | 412.5309 | 0 | 412.5309 | 0.0011537 | 406.52 | -0.0013408 | 412.5309 | 0 | 432.6083 | 0.000486 | 412.5309 | 0 | 412.5309 | 0 | 411.906 | -0.050597 | 657.5315 | 0.020295 | 411.906 | -0.011133 | 656.7503 | 0 | 657.5315 | 0.010164 | 411.906 | 0.2649 | 412.5309 | 0.13284
|  | 433.2958 | 0.028769 | 412.1244 | 0.49152 | 433.2958 | 0.021382 | 412.1244 | 1.3463 | 406.394 | 17.8762 | 412.1244 | 21.8813 | 412.7493 | 0.1778 | 406.74 | 0.017072 | 412.7493 | 0.025358 | 412.7493 | 0.0095921 | 412.7493 | 0.0049313 | 406.74 | -0.0020404 | 412.7493 | 8.626e-05 | 432.7225 | 0.0002494 | 412.7493 | 0.016339 | 412.7493 | 0.012155 | 412.1243 | 0.049673 | 657.6929 | 0.024724 | 412.1244 | 0.012188 | 656.912 | 0.00097375 | 657.6929 | 0.0095173 | 412.1243 | 0.29547 | 412.7493 | 0.144
|  | 433.4086 | 0 | 412.3427 | 0.50917 | 433.4086 | 0 | 412.3427 | 1.0387 | 406.612 | 17.2756 | 412.3427 | 21.0775 | 412.9677 | 0.12129 | 406.95 | -0.0013994 | 412.9677 | 0.0058238 | 412.9677 | 0.0020082 | 412.9677 | 0.00030227 | 406.95 | 0.0093272 | 412.9677 | 0 | 432.8367 | 0.00046933 | 412.9677 | 0 | 412.9677 | 0 | 412.3428 | -0.019758 | 657.8543 | 0.025453 | 412.3427 | 0.0019902 | 657.0737 | 0 | 657.8543 | 0.010281 | 412.3428 | 0.27837 | 412.9677 | 0.1459
|  | 433.5215 | 0.012165 | 412.5612 | 0.49222 | 433.5215 | 0.025848 | 412.5612 | 1.2097 | 406.83 | 16.8115 | 412.5612 | 20.2476 | 413.1861 | 0.18999 | 407.17 | -0.034985 | 413.1861 | 0.041206 | 413.1861 | 0.012312 | 413.1861 | 0.0069001 | 407.17 | 0.00058296 | 413.1861 | 0.01097 | 432.9509 | 0.00022054 | 413.1861 | 0.021643 | 413.1861 | 0.011813 | 412.5612 | 0.022947 | 658.0158 | 0.023042 | 412.5612 | -0.0505 | 657.2353 | 0.0004174 | 658.0158 | 0.0094585 | 412.5612 | 0.31456 | 413.1861 | 0.15698
|  | 433.6343 | 0 | 412.7796 | 0.46677 | 433.6343 | 0 | 412.7796 | 0.97391 | 407.0481 | 16.1997 | 412.7796 | 19.3259 | 413.4045 | 0.11426 | 407.39 | -0.02267 | 413.4045 | 0.0079901 | 413.4045 | 0 | 413.4045 | 0 | 407.39 | -0.0020404 | 413.4045 | 0 | 433.0651 | 0.00049067 | 413.4045 | 0 | 413.4045 | 0 | 412.7796 | -0.0335 | 658.1772 | 0.020912 | 412.7796 | -0.013648 | 657.397 | 0 | 658.1772 | 0.010281 | 412.7796 | 0.30167 | 413.4045 | 0.15562
|  | 433.7471 | 0 | 412.998 | 0.47951 | 433.7471 | 0.034509 | 412.998 | 1.2025 | 407.2661 | 15.782 | 412.998 | 18.9569 | 413.623 | 0.21753 | 407.61 | 0.029387 | 413.623 | 0.027011 | 413.623 | 0.0017659 | 413.623 | 0.0051324 | 407.61 | -0.0020404 | 413.623 | 0.0060987 | 433.1793 | 0.00027013 | 413.623 | 0.030468 | 413.623 | 0.0082405 | 412.998 | 0.025414 | 658.3387 | 0.023042 | 412.998 | 0.0027393 | 657.5587 | 0.00097375 | 658.3387 | 0.009811 | 412.998 | 0.33381 | 413.623 | 0.16908
|  | 433.8599 | 0 | 413.2165 | 0.47513 | 433.8599 | 0 | 413.2165 | 0.99114 | 407.4841 | 15.3099 | 413.2165 | 18.2383 | 413.8414 | 0.16713 | 407.83 | -0.059053 | 413.8414 | 0.013141 | 413.8414 | 0 | 413.8414 | 0.00261 | 407.83 | -0.010435 | 413.8414 | 0 | 433.2935 | 0.00050673 | 413.8414 | 0 | 413.8414 | 0 | 413.2165 | -0.025645 | 658.5001 | 0.015586 | 413.2165 | -0.026249 | 657.7204 | 0 | 658.5001 | 0.010986 | 413.2165 | 0.31819 | 413.8414 | 0.17157
|  | 433.9728 | 0.0052875 | 413.435 | 0.48995 | 433.9728 | 0.0084479 | 413.435 | 1.1375 | 407.7022 | 14.8441 | 413.435 | 17.8522 | 414.0599 | 0.255 | 408.05 | -0.0047579 | 414.0599 | 0.040379 | 414.0599 | 0.0071344 | 414.0599 | 0.0079262 | 408.05 | 0.0025067 | 414.0599 | 0.0068911 | 433.4077 | 0.00023659 | 414.0599 | 0.030287 | 414.0599 | 0.011302 | 413.435 | 0.0335 | 658.6616 | 0.026406 | 413.435 | 0.017831 | 657.8821 | 0.00097375 | 658.6616 | 0.010281 | 413.435 | 0.35521 | 414.0599 | 0.1864
|  | 434.0856 | 0 | 413.6534 | 0.43304 | 434.0856 | 0 | 413.6534 | 0.86541 | 407.9203 | 14.372 | 413.6534 | 17.1325 | 414.2784 | 0.1771 | 408.27 | -0.0019591 | 414.2784 | 0 | 414.2784 | 0 | 414.2784 | 0 | 408.27 | -0.00046636 | 414.2784 | 0 | 433.522 | 0.00049169 | 414.2784 | 0 | 414.2784 | 0 | 413.6534 | -0.032114 | 658.823 | 0.023771 | 413.6534 | -0.0081492 | 658.0438 | 0 | 658.823 | 0.011339 | 413.6534 | 0.34604 | 414.2784 | 0.18566
|  | 434.1984 | 0 | 413.8719 | 0.45949 | 434.1984 | 0.027201 | 413.8719 | 1.0936 | 408.1383 | 14.0697 | 413.8719 | 16.7074 | 414.4969 | 0.27496 | 408.49 | 0.034985 | 414.4969 | 0.033627 | 414.4969 | 0.012039 | 414.4969 | 0.0058953 | 408.49 | 0.0054798 | 414.4969 | 0.0052243 | 433.6362 | 0.00025591 | 414.4969 | 0.023857 | 414.4969 | 0.0051137 | 413.8719 | 0.022273 | 658.9845 | 0.025901 | 413.8719 | -0.00014828 | 658.2055 | 0.00069566 | 658.9845 | 0.010281 | 413.8719 | 0.38884 | 414.4969 | 0.20206
|  | 434.3113 | 0 | 414.0904 | 0.46942 | 434.3113 | 0 | 414.0904 | 0.92366 | 408.3564 | 13.6193 | 414.0904 | 16.287 | 414.7154 | 0.17875 | 408.71 | -0.039462 | 414.7154 | 0.010105 | 414.7154 | 4.5159e-05 | 414.7154 | 0.00012881 | 408.71 | -0.010959 | 414.7154 | 0 | 433.7504 | 0.00050734 | 414.7154 | 0 | 414.7154 | 0 | 414.0904 | -0.041587 | 659.146 | 0.02422 | 414.0904 | -0.0065798 | 658.3672 | 0 | 659.146 | 0.011045 | 414.0904 | 0.38306 | 414.7154 | 0.20548
|  | 434.4241 | 0.0075059 | 414.309 | 0.47772 | 434.4241 | 0.023277 | 414.309 | 1.0099 | 408.5745 | 13.3151 | 414.309 | 16.0623 | 414.9339 | 0.26903 | 408.92 | 0.016513 | 414.9339 | 0.035832 | 414.9339 | 0.011124 | 414.9339 | 0.0069037 | 408.92 | -0.005713 | 414.9339 | 0.0048507 | 433.8647 | 0.00025225 | 414.9339 | 0.025013 | 414.9339 | 0.0093839 | 414.309 | 0.022366 | 659.3075 | 0.023547 | 414.309 | 0.024527 | 658.5289 | 0.00097375 | 659.3075 | 0.010222 | 414.309 | 0.42247 | 414.9339 | 0.22212
|  | 434.5369 | 0.0024443 | 414.5275 | 0.46225 | 434.5369 | 0 | 414.5275 | 0.76023 | 408.7926 | 12.9749 | 414.5275 | 15.396 | 415.1525 | 0.20496 | 409.14 | -0.028827 | 415.1525 | 0.010973 | 415.1525 | 0 | 415.1525 | 0.00095945 | 409.14 | -0.00011659 | 415.1525 | 0 | 433.9789 | 0.00050246 | 415.1525 | 0 | 415.1525 | 0 | 414.5275 | -0.024721 | 659.469 | 0.015361 | 414.5275 | -0.016275 | 658.6906 | 0 | 659.469 | 0.010869 | 414.5275 | 0.41784 | 415.1525 | 0.22192
|  | 434.6498 | 0 | 414.7461 | 0.45483 | 434.6498 | 0.016645 | 414.7461 | 0.87595 | 409.0108 | 12.6991 | 414.7461 | 15.1698 | 415.371 | 0.30473 | 409.36 | 0.026587 | 415.371 | 0.036658 | 415.371 | 0.0099372 | 415.371 | 0.005372 | 409.36 | -0.004139 | 415.371 | 0.0072154 | 434.0932 | 0.00025082 | 415.371 | 0.011639 | 415.371 | 0.0098519 | 414.7461 | 0.027031 | 659.6305 | 0.020912 | 414.7461 | 0.011799 | 658.8524 | 0.00069566 | 659.6305 | 0.0098698 | 414.7461 | 0.44734 | 415.371 | 0.23998
|  | 434.7626 | 0 | 414.9647 | 0.43434 | 434.7626 | 0 | 414.9647 | 0.71404 | 409.2289 | 12.3647 | 414.9647 | 14.8538 | 415.5896 | 0.24662 | 409.58 | -0.04282 | 415.5896 | 0.0059373 | 415.5896 | 0 | 415.5896 | 0 | 409.58 | 0.0065291 | 415.5896 | 0 | 434.2074 | 0.00050388 | 415.5896 | 0 | 415.5896 | 0 | 414.9647 | -0.027031 | 659.792 | 0.018053 | 414.9647 | -0.02305 | 659.0141 | 0 | 659.792 | 0.010457 | 414.9647 | 0.45445 | 415.5896 | 0.24691
|  | 434.8754 | 0.018768 | 415.1832 | 0.46786 | 434.8754 | 0.014751 | 415.1832 | 0.88314 | 409.4471 | 12.0866 | 415.1832 | 14.8333 | 415.8082 | 0.351 | 409.8 | 0.020431 | 415.8082 | 0.047408 | 415.8082 | 0.011153 | 415.8082 | 0.0084293 | 409.8 | 0.0089776 | 415.8082 | 0.0061888 | 434.3217 | 0.00025306 | 415.8082 | 0.022807 | 415.8082 | 0.0079603 | 415.1832 | 0.022182 | 659.9535 | 0.025733 | 415.1832 | 0.010554 | 659.1758 | 0.00097375 | 659.9535 | 0.0095173 | 415.1832 | 0.50567 | 415.8082 | 0.26222
|  | 434.9883 | 0 | 415.4018 | 0.44666 | 434.9883 | 0 | 415.4018 | 0.76139 | 409.6652 | 11.6895 | 415.4018 | 14.2057 | 416.0268 | 0.2705 | 410.02 | 0.0081163 | 416.0268 | 0.013474 | 416.0268 | 0 | 416.0268 | 0 | 410.02 | 0.0026815 | 416.0268 | 0 | 434.4359 | 0.00049169 | 416.0268 | 0 | 416.0268 | 0 | 415.4018 | -0.038352 | 660.115 | 0.023042 | 415.4018 | -0.021556 | 659.3376 | 0 | 660.115 | 0.010516 | 415.4018 | 0.47634 | 416.0268 | 0.264
|  | 435.1011 | 0.0032908 | 415.6205 | 0.45693 | 435.1011 | 0.011029 | 415.6205 | 0.88376 | 409.8834 | 11.407 | 415.6205 | 14.054 | 416.2454 | 0.34648 | 410.24 | -0.010355 | 416.2454 | 0.045065 | 416.2454 | 0.0076632 | 416.2454 | 0.0085328 | 410.24 | 0.0060044 | 416.2454 | 0.004232 | 434.5502 | 0.00024127 | 416.2454 | 0.016842 | 416.2454 | 0.012213 | 415.6205 | 0.022603 | 660.2766 | 0.023939 | 415.6205 | 0.0029563 | 659.4993 | 0.00097375 | 660.2766 | 0.0094585 | 415.6205 | 0.54186 | 416.2454 | 0.28462
|  | 435.214 | 0 | 415.8391 | 0.4382 | 435.214 | 0 | 415.8391 | 0.62523 | 410.1016 | 11.0853 | 415.8391 | 13.8059 | 416.464 | 0.30921 | 410.46 | -0.027708 | 416.464 | 0 | 416.464 | 0 | 416.464 | 0 | 410.46 | -0.0020404 | 416.464 | 0 | 434.6645 | 0.00048742 | 416.464 | 0 | 416.464 | 0 | 415.8391 | -0.026569 | 660.4381 | 0.022257 | 415.8391 | -0.0054015 | 659.6611 | 0 | 660.4381 | 0.010869 | 415.8391 | 0.54757 | 416.464 | 0.29113
|  | 435.3268 | 0.0055093 | 416.0577 | 0.47642 | 435.3268 | 0.01624 | 416.0577 | 0.85515 | 410.3198 | 10.889 | 416.0577 | 13.687 | 416.6827 | 0.38257 | 410.68 | 0.027708 | 416.6827 | 0.052783 | 416.6827 | 0.014225 | 416.6827 | 0.0086507 | 410.68 | -0.0011659 | 416.6827 | 0.012878 | 434.7788 | 0.00024879 | 416.6827 | 0.020213 | 416.6827 | 0.010627 | 416.0577 | 0.045514 | 660.5996 | 0.03874 | 416.0577 | 0.0071476 | 659.8229 | 0.00097375 | 660.5996 | 0.010105 | 416.0577 | 0.58714 | 416.6827 | 0.31189
|  | 435.4396 | 0 | 416.2764 | 0.42881 | 435.4396 | 0 | 416.2764 | 0.73724 | 410.538 | 10.6118 | 416.2764 | 13.1623 | 416.9013 | 0.31699 | 410.89 | -0.015953 | 416.9013 | 0.0095033 | 416.9013 | 3.9777e-06 | 416.9013 | 0 | 410.89 | -0.00046636 | 416.9013 | 0 | 434.893 | 0.00052482 | 416.9013 | 0 | 416.9013 | 0 | 416.2764 | -0.046669 | 660.7612 | 0.021697 | 416.2764 | -0.0037037 | 659.9846 | 0 | 660.7612 | 0.010869 | 416.2764 | 0.53864 | 416.9013 | 0.31891
|  | 435.5525 | 0.0061749 | 416.4951 | 0.45835 | 435.5525 | 0.021382 | 416.4951 | 0.84505 | 410.7562 | 10.4708 | 416.4951 | 13.1441 | 417.12 | 0.4473 | 411.11 | -0.020431 | 417.12 | 0.054436 | 417.12 | 0.0084139 | 417.12 | 0.0059822 | 411.11 | 0.00058296 | 417.12 | 0.0075149 | 435.0073 | 0.00027867 | 417.12 | 0.01124 | 417.12 | 0.0091085 | 416.4951 | 0.02079 | 660.9227 | 0.022089 | 416.4951 | -0.01557 | 660.1464 | 0.00097375 | 660.9227 | 0.0099285 | 416.4951 | 0.67531 | 417.12 | 0.34153
|  | 435.6653 | 0 | 416.7138 | 0.44204 | 435.6653 | 0 | 416.7138 | 0.65173 | 410.9744 | 10.2377 | 416.7138 | 12.7093 | 417.3387 | 0.35826 | 411.33 | -0.031067 | 417.3387 | 0.022877 | 417.3387 | 0 | 417.3387 | 0 | 411.33 | -0.0051883 | 417.3387 | 0 | 435.1216 | 0.00054657 | 417.3387 | 0 | 417.3387 | 0 | 416.7138 | -0.037197 | 661.0843 | 0.026686 | 416.7138 | -0.025043 | 660.3082 | 0 | 661.0843 | 0.010692 | 416.7138 | 0.63862 | 417.3387 | 0.35054
|  | 435.7782 | 0.0057311 | 416.9325 | 0.46279 | 435.7782 | 0.021382 | 416.9325 | 0.86139 | 411.1927 | 9.9941 | 416.9325 | 12.6245 | 417.5574 | 0.51192 | 411.55 | -0.0097957 | 417.5574 | 0.049613 | 417.5574 | 0.012259 | 417.5574 | 0.0077395 | 411.55 | 0.0033811 | 417.5574 | 0.005279 | 435.2359 | 0.00026973 | 417.5574 | 0.022417 | 417.5574 | 0.01008 | 416.9325 | 0.047594 | 661.2458 | 0.021697 | 416.9325 | 0.025479 | 660.47 | 0.00069566 | 661.2458 | 0.010281 | 416.9325 | 0.69183 | 417.5574 | 0.37273
|  | 435.891 | 0 | 417.1512 | 0.40197 | 435.891 | 0 | 417.1512 | 0.57614 | 411.4109 | 9.6945 | 417.1512 | 12.0683 | 417.7761 | 0.41493 | 411.77 | -0.011475 | 417.7761 | 0.015986 | 417.7761 | 0 | 417.7761 | 0 | 411.77 | 0.0047802 | 417.7761 | 0 | 435.3502 | 0.00052909 | 417.7761 | 0 | 417.7761 | 0 | 417.1512 | -0.046669 | 661.4074 | 0.02422 | 417.1512 | -0.00080178 | 660.6318 | 0 | 661.4074 | 0.011104 | 417.1512 | 0.68671 | 417.7761 | 0.37975
|  | 436.0038 | 0.0072841 | 417.3699 | 0.4487 | 436.0038 | 0.030314 | 417.3699 | 0.65567 | 411.6292 | 9.3571 | 417.3699 | 11.8294 | 417.9948 | 0.51817 | 411.99 | 0.020991 | 417.9948 | 0.054574 | 417.9948 | 0.010748 | 417.9948 | 0.0049077 | 411.99 | 0.0039058 | 417.9948 | 0.002755 | 435.4645 | 0.00026261 | 417.9948 | 0.022602 | 417.9948 | 0.006367 | 417.3699 | 0.028187 | 661.569 | 0.024668 | 417.3699 | 0.010849 | 660.7935 | 0.00097375 | 661.569 | 0.010281 | 417.3699 | 0.72249 | 417.9948 | 0.3976
|  | 436.1167 | 0 | 417.5887 | 0.43418 | 436.1167 | 0 | 417.5887 | 0.61558 | 411.8475 | 9.1007 | 417.5887 | 11.424 | 418.2135 | 0.44508 | 412.21 | -0.02155 | 418.2135 | 0.017916 | 418.2135 | 0 | 418.2135 | 0 | 412.21 | -0.0081612 | 418.2135 | 0 | 435.5788 | 0.00050104 | 418.2135 | 0 | 418.2135 | 0 | 417.5887 | -0.041356 | 661.7306 | 0.024444 | 417.5887 | 0.0024249 | 660.9554 | 0 | 661.7306 | 0.010692 | 417.5887 | 0.73141 | 418.2135 | 0.41012
|  | 436.2295 | 0.017286 | 417.8074 | 0.49966 | 436.2295 | 0.012202 | 417.8074 | 0.70405 | 412.0658 | 8.852 | 417.8074 | 11.3794 | 418.4323 | 0.57296 | 412.43 | -0.010355 | 418.4323 | 0.075384 | 418.4323 | 0.016475 | 418.4323 | 0.01141 | 412.43 | 0.0054798 | 418.4323 | 0.013803 | 435.6931 | 0.00024147 | 418.4323 | 0.031643 | 418.4323 | 0.012255 | 417.8074 | 0.067001 | 661.8922 | 0.024836 | 417.8074 | 0.013924 | 661.1172 | 0.0004174 | 661.8922 | 0.009811 | 417.8074 | 0.78834 | 418.4323 | 0.4348
|  | 436.3424 | 0 | 418.0262 | 0.42964 | 436.3424 | 0 | 418.0262 | 0.57996 | 412.2841 | 8.5448 | 418.0262 | 10.8181 | 418.6511 | 0.51498 | 412.65 | -0.04786 | 418.6511 | 0.017502 | 418.6511 | 0 | 418.6511 | 0 | 412.65 | -0.011484 | 418.6511 | 0 | 435.8075 | 0.00047603 | 418.6511 | 0 | 418.6511 | 0 | 418.0262 | -0.039045 | 662.0537 | 0.027808 | 418.0262 | 0.0074699 | 661.279 | 0 | 662.0537 | 0.010516 | 418.0262 | 0.77347 | 418.6511 | 0.44
|  | 436.4552 | 0.0070623 | 418.245 | 0.43715 | 436.4552 | 0.013668 | 418.245 | 0.66683 | 412.5024 | 8.378 | 418.245 | 10.7431 | 418.8698 | 0.59876 | 412.87 | -0.032185 | 418.8698 | 0.057744 | 418.8698 | 0.0054741 | 418.8698 | 0.0036284 | 412.87 | 0.0026815 | 418.8698 | 0.0050764 | 435.9218 | 0.00023619 | 418.8698 | 0.025094 | 418.8698 | 0.0082834 | 418.245 | 0.016962 | 662.2153 | 0.024276 | 418.245 | -0.0023843 | 661.4408 | 0.00097375 | 662.2153 | 0.0098698 | 418.245 | 0.83858 | 418.8698 | 0.46715
|  | 436.5681 | 0 | 418.4638 | 0.41224 | 436.5681 | 0 | 418.4638 | 0.46003 | 412.7207 | 8.0596 | 418.4638 | 10.2354 | 419.0886 | 0.55323 | 413.08 | -0.029946 | 419.0886 | 0.013272 | 419.0886 | 0 | 419.0886 | 0 | 413.08 | -0.0085115 | 419.0886 | 0 | 436.0361 | 0.00048274 | 419.0886 | 0 | 419.0886 | 0 | 418.4638 | -0.059377 | 662.3769 | 0.02136 | 418.4638 | -0.045961 | 661.6026 | 0 | 662.3769 | 0.010634 | 418.4638 | 0.85931 | 419.0886 | 0.47881
|  | 436.6809 | 0.0090589 | 418.6826 | 0.42886 | 436.6809 | 0.0061012 | 418.6826 | 0.70517 | 412.9391 | 7.8686 | 418.6826 | 10.1101 | 419.3074 | 0.70507 | 413.3 | 0.0092359 | 419.3074 | 0.076762 | 419.3074 | 0.016836 | 419.3074 | 0.011187 | 413.3 | 0.00075785 | 419.3074 | 0.013173 | 436.1504 | 0.00025225 | 419.3074 | 0.010008 | 419.3074 | 0.0086835 | 418.6826 | 0.032345 | 662.5386 | 0.018053 | 418.6826 | 0.022383 | 661.7645 | 0.00069566 | 662.5386 | 0.010222 | 418.6826 | 0.91253 | 419.3074 | 0.50799
|  | 436.7938 | 0 | 418.9015 | 0.40874 | 436.7938 | 0 | 418.9015 | 0.44177 | 413.1574 | 7.5559 | 418.9015 | 9.5963 | 419.5263 | 0.63814 | 413.52 | -0.0075566 | 419.5263 | 0.022601 | 419.5263 | 0 | 419.5262 | 0 | 413.52 | -0.0023901 | 419.5263 | 0 | 436.2648 | 0.00050348 | 419.5263 | 0 | 419.5263 | 0 | 418.9015 | -0.04228 | 662.7002 | 0.027695 | 418.9015 | -0.019751 | 661.9263 | 0 | 662.7002 | 0.010751 | 418.9015 | 0.90815 | 419.5262 | 0.51871
|  | 436.9066 | 0.0083934 | 419.1203 | 0.427 | 436.9066 | 0.024359 | 419.1203 | 0.6087 | 413.3758 | 7.3763 | 419.1203 | 9.3669 | 419.7451 | 0.72979 | 413.74 | 0.018192 | 419.7451 | 0.068493 | 419.7451 | 0.0125 | 419.7451 | 0.0077852 | 413.74 | -0.0016906 | 419.7451 | 0.0018284 | 436.3791 | 0.00025733 | 419.7451 | 0.012931 | 419.7451 | 0.013758 | 419.1203 | 0.03119 | 662.8618 | 0.016763 | 419.1203 | 0.0078569 | 662.0881 | 0.00069566 | 662.8618 | 0.0097523 | 419.1203 | 0.95235 | 419.7451 | 0.54455
|  | 437.0195 | 0 | 419.3392 | 0.40599 | 437.0195 | 0 | 419.3392 | 0.47894 | 413.5942 | 7.1366 | 419.3392 | 9.0141 | 419.9639 | 0.67139 | 413.96 | -0.02435 | 419.9639 | 0.011254 | 419.9639 | 0 | 419.9639 | 0 | 413.96 | -0.00029147 | 419.9639 | 0 | 436.4935 | 0.00048782 | 419.9639 | 0 | 419.9639 | 0 | 419.3392 | -0.029342 | 663.0234 | 0.02977 | 419.3392 | -0.010096 | 662.25 | 0 | 663.0234 | 0.010105 | 419.3392 | 0.96714 | 419.9639 | 0.55906
|  | 437.1323 | 0.012165 | 419.5581 | 0.43728 | 437.1323 | 0.0086826 | 419.5581 | 0.57301 | 413.8126 | 6.8734 | 419.5581 | 8.9305 | 420.1828 | 0.80611 | 414.18 | 0.011475 | 420.1828 | 0.083377 | 420.1828 | 0.017696 | 420.1828 | 0.011381 | 414.18 | -0.0050134 | 420.1828 | 0.005818 | 436.6078 | 0.00023619 | 420.1828 | 0.016724 | 420.1828 | 0.0092302 | 419.5581 | 0.049904 | 663.1851 | 0.030162 | 419.5581 | 0.0057584 | 662.4118 | 0.001252 | 663.1851 | 0.009811 | 419.5581 | 1.0336 | 420.1828 | 0.59087
|  | 437.2452 | 0 | 419.777 | 0.41049 | 437.2452 | 0 | 419.777 | 0.47507 | 414.031 | 6.6542 | 419.777 | 8.3846 | 420.4017 | 0.74628 | 414.4 | -0.010915 | 420.4017 | 0.031973 | 420.4017 | 0 | 420.4017 | 0 | 414.4 | 0.0016322 | 420.4017 | 0 | 436.7222 | 0.00047807 | 420.4017 | 0 | 420.4017 | 0 | 419.777 | -0.054987 | 663.3467 | 0.018725 | 419.777 | -0.02878 | 662.5737 | 0 | 663.3467 | 0.010692 | 419.777 | 1.0332 | 420.4017 | 0.60211
|  | 437.358 | 0.0044001 | 419.9959 | 0.42152 | 437.358 | 0.0093865 | 419.9959 | 0.51978 | 414.2494 | 6.3844 | 419.9959 | 8.1903 | 420.6206 | 0.87698 | 414.62 | 0.026587 | 420.6206 | 0.080208 | 420.6206 | 0.0086961 | 420.6206 | 0.0094606 | 414.62 | -0.013233 | 420.6206 | 0.0018739 | 436.8365 | 0.00024411 | 420.6206 | 0.022831 | 420.6206 | 0.012188 | 419.9959 | 0.012498 | 663.5084 | 0.019734 | 419.9959 | 0.017234 | 662.7356 | 0.00097375 | 663.5084 | 0.010046 | 419.9959 | 1.0874 | 420.6206 | 0.6319
|  | 437.4709 | 0 | 420.2148 | 0.40713 | 437.4709 | 0 | 420.2148 | 0.34526 | 414.4678 | 6.2017 | 420.2148 | 7.7627 | 420.8395 | 0.80738 | 414.84 | -0.018752 | 420.8395 | 0.02839 | 420.8395 | 0 | 420.8395 | 0 | 414.84 | -0.015681 | 420.8395 | 0 | 436.9509 | 0.00051628 | 420.8395 | 0 | 420.8395 | 0 | 420.2148 | -0.038583 | 663.67 | 0.023827 | 420.2148 | -0.016389 | 662.8975 | 0 | 663.67 | 0.010751 | 420.2148 | 1.1068 | 420.8395 | 0.64941
|  | 437.5838 | 0.018397 | 420.4338 | 0.37536 | 437.5838 | 0.01854 | 420.4338 | 0.54736 | 414.6862 | 5.9963 | 420.4338 | 7.6558 | 421.0584 | 0.90409 | 415.06 | -0.043941 | 421.0584 | 0.074557 | 421.0584 | 0.014284 | 421.0584 | 0.0073967 | 415.06 | -0.005538 | 421.0584 | 0.0082235 | 437.0653 | 0.00027501 | 421.0584 | 0.038454 | 421.0584 | 0.0085353 | 420.4337 | 0.018454 | 663.8317 | 0.024444 | 420.4338 | -0.0001929 | 663.0593 | 0.00069566 | 663.8317 | 0.0097523 | 420.4337 | 1.1615 | 421.0584 | 0.68451
|  | 437.6966 | 0 | 420.6527 | 0.39989 | 437.6966 | 0 | 420.6527 | 0.39433 | 414.9047 | 5.7637 | 420.6527 | 7.2319 | 421.2773 | 0.86874 | 415.28 | 0.013714 | 421.2773 | 0.043273 | 421.2773 | 0 | 421.2773 | 0 | 415.28 | -0.0069371 | 421.2773 | 0 | 437.1796 | 0.00053905 | 421.2773 | 0 | 421.2773 | 0 | 420.6527 | -0.040663 | 663.9934 | 0.022482 | 420.6527 | -0.0096961 | 663.2212 | 0 | 663.9934 | 0.010575 | 420.6527 | 1.1566 | 421.2773 | 0.69951
|  | 437.8095 | 0.0061749 | 420.8717 | 0.39388 | 437.8095 | 0.026525 | 420.8717 | 0.45543 | 415.1232 | 5.6019 | 420.8717 | 7.0852 | 421.4963 | 0.96995 | 415.5 | 0.049539 | 421.4963 | 0.077451 | 421.4963 | 0.010182 | 421.4963 | 0.0086768 | 415.5 | 0.00058296 | 421.4963 | 0.001875 | 437.294 | 0.00027074 | 421.4963 | 0.014292 | 421.4963 | 0.0061228 | 420.8717 | 0.02888 | 664.155 | 0.033022 | 420.8717 | -0.0070388 | 663.3831 | 0.00097375 | 664.155 | 0.0096348 | 420.8717 | 1.2278 | 421.4963 | 0.73776
|  | 437.9223 | 0 | 421.0907 | 0.37059 | 437.9223 | 0 | 421.0907 | 0.36274 | 415.3416 | 5.3903 | 421.0907 | 6.6943 | 421.7152 | 0.94352 | 415.72 | 0.036104 | 421.7152 | 0.040379 | 421.7152 | 0 | 421.7152 | 0 | 415.72 | -0.004139 | 421.7152 | 0 | 437.4084 | 0.0005299 | 421.7152 | 0 | 421.7152 | 0 | 421.0907 | -0.034887 | 664.3167 | 0.024556 | 421.0907 | -0.012269 | 663.545 | 0 | 664.3167 | 0.010751 | 421.0907 | 1.2473 | 421.7152 | 0.75824
|  | 438.0352 | 0.011721 | 421.3097 | 0.41107 | 438.0352 | 0.015428 | 421.3097 | 0.54426 | 415.5601 | 5.2119 | 421.3097 | 6.6306 | 421.9342 | 1.039 | 415.93 | -0.02267 | 421.9342 | 0.085582 | 421.9342 | 0.013399 | 421.9342 | 0.009068 | 415.93 | -0.0036143 | 421.9342 | 0.0083321 | 437.5228 | 0.00026607 | 421.9342 | 0.03843 | 421.9342 | 0.010884 | 421.3097 | 0.026107 | 664.4784 | 0.029658 | 421.3097 | -0.010634 | 663.7069 | 0.00069566 | 664.4784 | 0.0099285 | 421.3097 | 1.3087 | 421.9342 | 0.79474
|  | 438.1481 | 0 | 421.5287 | 0.38685 | 438.1481 | 0 | 421.5287 | 0.29517 | 415.7786 | 5.0137 | 421.5287 | 6.2488 | 422.1532 | 0.98182 | 416.15 | 0.0086761 | 422.1532 | 0.060776 | 422.1532 | 0 | 422.1532 | 0 | 416.15 | -0.0072872 | 422.1532 | 0 | 437.6372 | 0.00051445 | 422.1532 | 0 | 422.1532 | 0 | 421.5287 | -0.015328 | 664.6401 | 0.020407 | 421.5287 | -0.019973 | 663.8688 | 0 | 664.6401 | 0.010634 | 421.5287 | 1.34 | 422.1532 | 0.81362
|  | 438.2609 | 0.0006286 | 421.7477 | 0.41514 | 438.2609 | 0.011264 | 421.7477 | 0.46148 | 415.9971 | 4.8285 | 421.7477 | 6.2061 | 422.3722 | 1.1325 | 416.37 | -0.0092359 | 422.3722 | 0.093989 | 422.3722 | 0.021406 | 422.3722 | 0.0079526 | 416.37 | -0.0072872 | 422.3722 | 0.0099264 | 437.7516 | 0.00025651 | 422.3722 | 0.035398 | 422.3722 | 0.0088994 | 421.7477 | 0.060994 | 664.8018 | 0.017828 | 421.7477 | 0.018014 | 664.0307 | 0.00069566 | 664.8018 | 0.0097523 | 421.7477 | 1.4054 | 422.3722 | 0.85477
|  | 438.3738 | 0 | 421.9667 | 0.39186 | 438.3738 | 0 | 421.9667 | 0.33007 | 416.2156 | 4.6293 | 421.9667 | 5.8936 | 422.5912 | 1.0726 | 416.59 | -0.043941 | 422.5912 | 0.051129 | 422.5912 | 0 | 422.5912 | 0 | 416.59 | -0.01061 | 422.5912 | 0 | 437.866 | 0.00053518 | 422.5912 | 0 | 422.5912 | 0 | 421.9667 | -0.031652 | 664.9635 | 0.023435 | 421.9667 | -0.014376 | 664.1926 | 0 | 664.9635 | 0.010399 | 421.9667 | 1.4402 | 422.5912 | 0.88122
|  | 438.4866 | 0.015434 | 422.1858 | 0.39824 | 438.4866 | 0.016645 | 422.1858 | 0.49482 | 416.4342 | 4.5099 | 422.1858 | 5.8235 | 422.8102 | 1.1839 | 416.81 | 0.0092359 | 422.8102 | 0.10515 | 422.8102 | 0.011936 | 422.8102 | 0.0068634 | 416.81 | 0.0079281 | 422.8102 | 0.0094949 | 437.9804 | 0.00028334 | 422.8102 | 0.025687 | 422.8102 | 0.002803 | 422.1858 | 0.043204 | 665.1252 | 0.023154 | 422.1858 | 0.031692 | 664.3546 | 0.00069566 | 665.1252 | 0.0099873 | 422.1858 | 1.5222 | 422.8102 | 0.91996
|  | 438.5995 | 0 | 422.4049 | 0.40923 | 438.5995 | 0 | 422.4049 | 0.33416 | 416.6527 | 4.3137 | 422.4049 | 5.479 | 423.0293 | 1.1699 | 417.03 | -0.013714 | 423.0293 | 0.058846 | 423.0293 | 0 | 423.0293 | 0.0014847 | 417.03 | -0.011484 | 423.0293 | 0 | 438.0948 | 0.00054372 | 423.0293 | 0 | 423.0293 | 0 | 422.4049 | -0.038583 | 665.287 | 0.026014 | 422.4049 | -0.017643 | 664.5165 | 0 | 665.287 | 0.010986 | 422.4049 | 1.485 | 423.0293 | 0.94447
|  | 438.7124 | 0.0081715 | 422.624 | 0.40594 | 438.7124 | 0.012437 | 422.624 | 0.41511 | 416.8713 | 4.1368 | 422.624 | 5.4484 | 423.2483 | 1.3044 | 417.25 | 0.012595 | 423.2483 | 0.093989 | 423.2483 | 0.011537 | 423.2484 | 0.0065072 | 417.25 | 0.0058296 | 423.2483 | 0.0060482 | 438.2092 | 0.00026505 | 423.2483 | 0.031977 | 423.2484 | 0.011991 | 422.6239 | 0.026569 | 665.4487 | 0.027808 | 422.624 | 0.001893 | 664.6784 | 0.00097375 | 665.4487 | 0.010281 | 422.6239 | 1.6645 | 423.2484 | 0.98706
|  | 438.8252 | 0 | 422.8431 | 0.37414 | 438.8252 | 0 | 422.8431 | 0.28434 | 417.0898 | 3.9789 | 422.8431 | 5.1533 | 423.4674 | 1.2974 | 417.47 | 0.010355 | 423.4674 | 0.071939 | 423.4674 | 0 | 423.4674 | 0 | 417.47 | 0.0063542 | 423.4674 | 0 | 438.3236 | 0.00049453 | 423.4674 | 0 | 423.4674 | 0 | 422.8431 | -0.036504 | 665.6104 | 0.021865 | 422.8431 | -0.0023893 | 664.8404 | 0 | 665.6104 | 0.010634 | 422.8431 | 1.6192 | 423.4674 | 1.0194
|  | 438.9381 | 0.019262 | 423.0622 | 0.37334 | 438.9381 | 0.022329 | 423.0622 | 0.40088 | 417.3084 | 3.9148 | 423.0622 | 5.1402 | 423.6865 | 1.4145 | 417.69 | -0.0013994 | 423.6865 | 0.087236 | 423.6865 | 0.0063035 | 423.6865 | 0.0050817 | 417.69 | 0.0039058 | 423.6865 | 0.0008929 | 438.4381 | 0.00023375 | 423.6865 | 0.027266 | 423.6865 | 0.0099099 | 423.0622 | 0.034656 | 665.7722 | 0.029265 | 423.0622 | -0.00075471 | 665.0023 | 0.00097375 | 665.7722 | 0.0095173 | 423.0622 | 1.6942 | 423.6865 | 1.0655
|  | 439.051 | 0 | 423.2813 | 0.39651 | 439.051 | 0.0047041 | 423.2813 | 0.27486 | 417.527 | 3.7321 | 423.2813 | 4.8386 | 423.9056 | 1.428 | 417.91 | -0.0025189 | 423.9056 | 0.086685 | 423.9056 | 0 | 423.9056 | 0 | 417.91 | 0.0018072 | 423.9056 | 0 | 438.5525 | 0.00051018 | 423.9056 | 0 | 423.9056 | 0 | 423.2813 | -0.012039 | 665.9339 | 0.020575 | 423.2813 | -0.026295 | 665.1643 | 0 | 665.9339 | 0.010222 | 423.2813 | 1.7452 | 423.9056 | 1.0969
|  | 439.1639 | 0.013952 | 423.5004 | 0.39757 | 439.1639 | 0.022329 | 423.5004 | 0.37857 | 417.7456 | 3.6396 | 423.5004 | 4.7899 | 424.1247 | 1.5816 | 418.13 | -0.0047579 | 424.1247 | 0.11549 | 424.1247 | 0.014462 | 424.1247 | 0.0055597 | 418.13 | 0.0044305 | 424.1247 | 0.011242 | 438.6669 | 0.0002807 | 424.1247 | 0.016652 | 424.1247 | 0.0069838 | 423.5004 | 0.020969 | 666.0957 | 0.020295 | 423.5004 | 0.039254 | 665.3262 | 0.00097375 | 666.0957 | 0.0094585 | 423.5004 | 1.8497 | 424.1247 | 1.1409
|  | 439.2767 | 0 | 423.7196 | 0.3865 | 439.2767 | 0 | 423.7196 | 0.26131 | 417.9642 | 3.495 | 423.7196 | 4.5522 | 424.3438 | 1.5222 | 418.35 | -0.050657 | 424.3438 | 0.085169 | 424.3438 | 0 | 424.3438 | 0 | 418.35 | -0.010435 | 424.3438 | 0 | 438.7814 | 0.00055551 | 424.3438 | 0 | 424.3438 | 0 | 423.7196 | -0.038121 | 666.2574 | 0.024948 | 423.7196 | -0.0039668 | 665.4882 | 0 | 666.2574 | 0.010399 | 423.7196 | 1.8948 | 424.3438 | 1.1738
|  | 439.3896 | 0.032597 | 423.9388 | 0.39818 | 439.3896 | 0.022329 | 423.9388 | 0.41321 | 418.1829 | 3.4068 | 423.9388 | 4.5695 | 424.563 | 1.7088 | 418.57 | -0.006437 | 424.563 | 0.12665 | 424.563 | 0.013163 | 424.563 | 0.0097535 | 418.57 | 0.0033811 | 424.563 | 0.0065529 | 438.8958 | 0.00027867 | 424.563 | 0.023895 | 424.563 | 0.0085283 | 423.9388 | 0.003485 | 666.4192 | 0.025845 | 423.9388 | 0.041199 | 665.6502 | 0.00069566 | 666.4192 | 0.0099285 | 423.9388 | 1.9817 | 424.563 | 1.2237
|  | 439.5025 | 0 | 424.158 | 0.36429 | 439.5025 | 0 | 424.158 | 0.21756 | 418.4015 | 3.2448 | 424.158 | 4.3986 | 424.7821 | 1.7241 | 418.79 | -0.02267 | 424.7821 | 0.087098 | 424.7821 | 0 | 424.7821 | 0 | 418.79 | -0.020228 | 424.7821 | 0 | 439.0103 | 0.00052157 | 424.7821 | 0 | 424.7821 | 0 | 424.158 | -0.049673 | 666.581 | 0.030947 | 424.158 | -0.011385 | 665.8121 | 0 | 666.581 | 0.011104 | 424.158 | 2.0636 | 424.7821 | 1.2583
|  | 439.6153 | 0.011499 | 424.3772 | 0.38845 | 439.6153 | 0.019893 | 424.3772 | 0.4196 | 418.6201 | 3.1481 | 424.3772 | 4.436 | 425.0013 | 1.8911 | 419.01 | -0.00027989 | 425.0013 | 0.14429 | 425.0013 | 0.010825 | 425.0013 | 0.0097532 | 419.01 | -0.0053632 | 425.0013 | 0.0079477 | 439.1247 | 0.00024655 | 425.0013 | 0.014621 | 425.0013 | 0.0084436 | 424.3772 | 0.028187 | 666.7427 | 0.020407 | 424.3772 | 0.0071393 | 665.9741 | 0.00097375 | 666.7427 | 0.010457 | 424.3772 | 2.1955 | 425.0013 | 1.312
|  | 439.7282 | 0 | 424.5964 | 0.39866 | 439.7282 | 0 | 424.5964 | 0.24377 | 418.8388 | 3.0429 | 424.5964 | 4.1715 | 425.2205 | 1.917 | 419.23 | 0.0013994 | 425.2205 | 0.11645 | 425.2205 | 0 | 425.2205 | 0 | 419.23 | -0.0065873 | 425.2205 | 0 | 439.2392 | 0.00051689 | 425.2205 | 0 | 425.2205 | 0 | 424.5964 | -0.032807 | 666.9045 | 0.016146 | 424.5964 | -0.016548 | 666.1361 | 0 | 666.9045 | 0.010869 | 424.5964 | 2.2437 | 425.2205 | 1.3477
|  | 439.8411 | 0.028769 | 424.8156 | 0.36692 | 439.8411 | 0.016916 | 424.8156 | 0.40557 | 419.0575 | 2.9555 | 424.8156 | 4.1432 | 425.4397 | 2.0338 | 419.45 | 0.015393 | 425.4397 | 0.17075 | 425.4397 | 0.0092688 | 425.4397 | 0.0074631 | 419.45 | -0.0053632 | 425.4397 | 0.014189 | 439.3536 | 0.00027501 | 425.4397 | 0.023516 | 425.4397 | 0.0077826 | 424.8156 | 0.016317 | 667.0663 | 0.020912 | 424.8156 | 0.02743 | 666.2981 | 0.001252 | 667.0663 | 0.009811 | 424.8156 | 2.3148 | 425.4397 | 1.406
|  | 439.954 | 0 | 425.0349 | 0.38045 | 439.954 | 0 | 425.0349 | 0.2219 | 419.2762 | 2.829 | 425.0349 | 3.8681 | 425.6589 | 2.0347 | 419.67 | 0.018192 | 425.6589 | 0.12886 | 425.6589 | 0 | 425.6589 | 0 | 419.67 | -0.008861 | 425.6589 | 0 | 439.4681 | 0.00053092 | 425.6589 | 0 | 425.6589 | 0 | 425.0349 | -0.042973 | 667.2281 | 0.02422 | 425.0349 | -0.020172 | 666.4601 | 0 | 667.2281 | 0.010457 | 425.0349 | 2.3814 | 425.6589 | 1.4403
|  | 440.0668 | 0.010834 | 425.2541 | 0.40967 | 440.0668 | 0.014074 | 425.2541 | 0.42643 | 419.4949 | 2.7772 | 425.2541 | 3.9137 | 425.8781 | 2.2259 | 419.89 | 0.02155 | 425.8781 | 0.17116 | 425.8781 | 0.0072402 | 425.8781 | 0.007585 | 419.89 | 0.015448 | 425.8781 | 0.0093305 | 439.5826 | 0.00026017 | 425.8781 | 0.025132 | 425.8781 | 0.0095136 | 425.2541 | 0.030959 | 667.3899 | 0.026742 | 425.2541 | 0.013337 | 666.6221 | 0.00097375 | 667.3899 | 0.0099285 | 425.2541 | 2.4317 | 425.8781 | 1.5014
|  | 440.1797 | 0 | 425.4734 | 0.36798 | 440.1797 | 0 | 425.4734 | 0.19123 | 419.7136 | 2.6762 | 425.4734 | 3.6429 | 426.0973 | 2.2267 | 420.1 | -0.020991 | 426.0973 | 0.12651 | 426.0973 | 0 | 426.0973 | 0 | 420.1 | -0.0027399 | 426.0973 | 0 | 439.697 | 0.00054575 | 426.0973 | 0 | 426.0973 | 0 | 425.4734 | -0.045745 | 667.5517 | 0.021865 | 425.4734 | -0.011062 | 666.7841 | 0 | 667.5517 | 0.01034 | 425.4734 | 2.4716 | 426.0973 | 1.5415
|  | 440.2926 | 0.011056 | 425.6927 | 0.3228 | 440.2926 | 0.01854 | 425.6927 | 0.3991 | 419.9323 | 2.6245 | 425.6927 | 3.6498 | 426.3166 | 2.3848 | 420.32 | -0.0075566 | 426.3166 | 0.16992 | 426.3166 | 0.0060535 | 426.3166 | 0.0027987 | 420.32 | 0.0018072 | 426.3166 | 0.0021583 | 439.8115 | 0.00028863 | 426.3166 | 0.013868 | 426.3166 | 0.010152 | 425.6927 | 0.007542 | 667.7135 | 0.033414 | 425.6927 | 0.0066024 | 666.9461 | 0.00069566 | 667.7135 | 0.0096935 | 425.6927 | 2.5472 | 426.3166 | 1.5967
|  | 440.4055 | 0 | 425.912 | 0.36191 | 440.4055 | 0 | 425.912 | 0.16685 | 420.1511 | 2.5143 | 425.912 | 3.4086 | 426.5358 | 2.3862 | 420.54 | -0.013154 | 426.5358 | 0.13575 | 426.5358 | 0 | 426.5359 | 0 | 420.54 | -0.0062376 | 426.5358 | 0 | 439.926 | 0.0005423 | 426.5358 | 0 | 426.5359 | 0 | 425.912 | -0.031652 | 667.8753 | 0.022762 | 425.912 | -0.014927 | 667.1081 | 9.2755e-05 | 667.8753 | 0.010986 | 425.912 | 2.6093 | 426.5359 | 1.6477
|  | 440.5184 | 0.014817 | 426.1313 | 0.40061 | 440.5184 | 0.022735 | 426.1313 | 0.3294 | 420.3698 | 2.449 | 426.1313 | 3.4542 | 426.7551 | 2.6006 | 420.76 | 0.00027989 | 426.7551 | 0.18426 | 426.7551 | 0.012103 | 426.7551 | 0.0088499 | 420.76 | 0.0084525 | 426.7551 | 0.004801 | 440.0405 | 0.00025509 | 426.7551 | 0.0206 | 426.7551 | 0.0081267 | 426.1313 | 0.017345 | 668.0372 | 0.023491 | 426.1313 | 0.012056 | 667.2702 | 0.00097375 | 668.0372 | 0.010516 | 426.1313 | 2.7495 | 426.7551 | 1.7053
|  | 440.6313 | 0 | 426.3506 | 0.37553 | 440.6313 | 0 | 426.3506 | 0.29205 | 420.5886 | 2.3445 | 426.3506 | 3.2617 | 426.9744 | 2.6251 | 420.98 | 0.0036384 | 426.9744 | 0.1538 | 426.9744 | 0 | 426.9744 | 0 | 420.98 | -0.0011659 | 426.9744 | 0 | 440.155 | 0.00047217 | 426.9744 | 0 | 426.9744 | 0 | 426.3506 | -0.032345 | 668.199 | 0.021697 | 426.3506 | -0.0036627 | 667.4322 | 0 | 668.199 | 0.01128 | 426.3506 | 2.8021 | 426.9744 | 1.7555
|  | 440.7441 | 0.0072841 | 426.57 | 0.38637 | 440.7441 | 0.027472 | 426.57 | 0.37796 | 420.8073 | 2.3148 | 426.57 | 3.3295 | 427.1937 | 2.8257 | 421.2 | -0.0036384 | 427.1937 | 0.2267 | 427.1937 | 0.009324 | 427.1937 | 0.0083895 | 421.2 | 0.00058296 | 427.1937 | 0.0041661 | 440.2695 | 0.00021708 | 427.1937 | 0.035436 | 427.1937 | 0.0045257 | 426.57 | 0.044359 | 668.3608 | 0.017772 | 426.57 | -0.01003 | 667.5942 | 0.00097375 | 668.3608 | 0.0098698 | 426.57 | 2.92 | 427.1937 | 1.8223
|  | 440.857 | 0 | 426.7894 | 0.35182 | 440.857 | 0 | 426.7894 | 0.2073 | 421.0261 | 2.2236 | 426.7894 | 3.0575 | 427.413 | 2.8377 | 421.42 | -0.0030786 | 427.413 | 0.16179 | 427.413 | 0 | 427.413 | 0 | 421.42 | -0.0095602 | 427.413 | 0 | 440.384 | 0.00048701 | 427.413 | 0 | 427.413 | 0 | 426.7894 | -0.074625 | 668.5227 | 0.020912 | 426.7894 | -0.0074038 | 667.7563 | 0 | 668.5227 | 0.010751 | 426.7894 | 2.9532 | 427.413 | 1.869
|  | 440.9699 | 0.017904 | 427.0087 | 0.37643 | 440.9699 | 0.023277 | 427.0087 | 0.29414 | 421.2449 | 2.1785 | 427.0087 | 3.0899 | 427.6324 | 3.1138 | 421.64 | 0.0030786 | 427.6324 | 0.2256 | 427.6324 | 0.013332 | 427.6324 | 0.0067334 | 421.64 | 0.011601 | 427.6324 | 0.0056289 | 440.4985 | 0.00027013 | 427.6324 | 0.034577 | 427.6324 | 0.011996 | 427.0087 | 0.050135 | 668.6845 | 0.024163 | 427.0087 | -0.016872 | 667.9183 | 0.00097375 | 668.6845 | 0.0099873 | 427.0087 | 3.0343 | 427.6324 | 1.9301
|  | 441.0828 | 0 | 427.2281 | 0.39281 | 441.0828 | 0 | 427.2281 | 0.16433 | 421.4637 | 2.1106 | 427.2281 | 2.8931 | 427.8517 | 3.1396 | 421.86 | -0.0092359 | 427.8517 | 0.20479 | 427.8517 | 0 | 427.8517 | 0.002848 | 421.86 | -0.0039641 | 427.8517 | 0 | 440.613 | 0.00054433 | 427.8517 | 0 | 427.8517 | 0 | 427.2281 | -0.030035 | 668.8464 | 0.023771 | 427.2281 | 0.010857 | 668.0804 | 0 | 668.8464 | 0.010634 | 427.2281 | 3.0926 | 427.8517 | 1.9848
|  | 441.1957 | 0.0032908 | 427.4475 | 0.36773 | 441.1957 | 0.014074 | 427.4475 | 0.32798 | 421.6825 | 2.0828 | 427.4475 | 2.8811 | 428.0711 | 3.319 | 422.08 | 0.012035 | 428.0711 | 0.24834 | 428.0711 | 0.0084906 | 428.0711 | 0.0070611 | 422.08 | 0.0021569 | 428.0711 | 0.0048751 | 440.7275 | 0.00028151 | 428.0711 | 0.046578 | 428.0711 | 0.0074955 | 427.4475 | 0.025645 | 669.0083 | 0.039637 | 427.4475 | 0.047997 | 668.2424 | 0.00069566 | 669.0083 | 0.0096348 | 427.4475 | 3.1396 | 428.0711 | 2.0508
|  | 441.3086 | 0 | 427.6669 | 0.34085 | 441.3086 | 0 | 427.6669 | 0.17927 | 421.9014 | 2.0067 | 427.6669 | 2.6132 | 428.2905 | 3.295 | 422.3 | -0.014274 | 428.2905 | 0.21775 | 428.2905 | 0 | 428.2904 | 0 | 422.3 | 0.0082777 | 428.2905 | 0 | 440.8421 | 0.00053864 | 428.2905 | 0 | 428.2904 | 0 | 427.6669 | -0.043435 | 669.1701 | 0.021977 | 427.6669 | 0.0044045 | 668.4045 | 0 | 669.1701 | 0.0096935 | 427.6669 | 3.1327 | 428.2904 | 2.1073
|  | 441.4214 | 0.0075059 | 427.8864 | 0.36263 | 441.4214 | 0.017593 | 427.8864 | 0.30977 | 422.1202 | 1.9781 | 427.8864 | 2.6865 | 428.5098 | 3.5338 | 422.52 | -0.014274 | 428.5098 | 0.25964 | 428.5098 | 0.0099822 | 428.5098 | 0.0077672 | 422.52 | 0.0021569 | 428.5098 | 0.0015944 | 440.9566 | 0.00026505 | 428.5098 | 0.021123 | 428.5098 | 0.0066693 | 427.8864 | 0.014467 | 669.332 | 0.025733 | 427.8864 | 0.012524 | 668.5666 | 0.0015303 | 669.332 | 0.0089298 | 427.8864 | 3.2492 | 428.5098 | 2.1756
|  | 441.5343 | 0 | 428.1058 | 0.33912 | 441.5343 | 0 | 428.1058 | 0.16841 | 422.3391 | 1.8875 | 428.1058 | 2.4682 | 428.7292 | 3.5781 | 422.74 | -0.038904 | 428.7292 | 0.2132 | 428.7292 | 0 | 428.7292 | 0 | 422.74 | 0.00513 | 428.7292 | 0 | 441.0711 | 0.00053234 | 428.7292 | 0 | 428.7292 | 0 | 428.1058 | -0.037659 | 669.4939 | 0.021753 | 428.1058 | -0.023784 | 668.7287 | 0 | 669.4939 | 0.010281 | 428.1058 | 3.2846 | 428.7292 | 2.2316
|  | 441.6472 | 0.012841 | 428.3253 | 0.36607 | 441.6472 | 0.0084479 | 428.3253 | 0.31997 | 422.5579 | 1.8989 | 428.3253 | 2.556 | 428.9487 | 3.7984 | 422.96 | 0.0025189 | 428.9486 | 0.29148 | 428.9487 | 0.014689 | 428.9487 | 0.0088291 | 422.96 | 0.0026815 | 428.9487 | 0.0096081 | 441.1857 | 0.00027501 | 428.9487 | 0.036156 | 428.9487 | 0.0078959 | 428.3253 | 0.03119 | 669.6558 | 0.027023 | 428.3253 | 0.01407 | 668.8907 | 0.001252 | 669.6558 | 0.010105 | 428.3253 | 3.4051 | 428.9487 | 2.309
|  | 441.7601 | 0 | 428.5448 | 0.35854 | 441.7601 | 0 | 428.5448 | 0.12033 | 422.7768 | 1.8104 | 428.5448 | 2.3291 | 429.1681 | 3.7851 | 423.18 | -0.010355 | 429.1681 | 0.24035 | 429.1681 | 0 | 429.1681 | 0 | 423.18 | 0.0030313 | 429.1681 | 0 | 441.3002 | 0.00052726 | 429.1681 | 0 | 429.1681 | 0 | 428.5448 | -0.03789 | 669.8177 | 0.027191 | 428.5448 | 0.0021709 | 669.0528 | 0 | 669.8177 | 0.011104 | 428.5448 | 3.3627 | 429.1681 | 2.3678
|  | 441.873 | 0.0059529 | 428.7643 | 0.36253 | 441.873 | 0.013141 | 428.7643 | 0.28667 | 422.9957 | 1.7968 | 428.7643 | 2.4141 | 429.3875 | 4.0155 | 423.4 | -0.0025189 | 429.3875 | 0.3003 | 429.3875 | 0.01369 | 429.3875 | 0.0069013 | 423.4 | 0.019645 | 429.3875 | 0.0051663 | 441.4147 | 0.00025306 | 429.3875 | 0.01231 | 429.3875 | 0.010867 | 428.7643 | 0.0076216 | 669.9796 | 0.015474 | 428.7643 | 0.019697 | 669.2149 | 0.001252 | 669.9796 | 0.010105 | 428.7643 | 3.5964 | 429.3875 | 2.4393
|  | 441.9859 | 0 | 428.9838 | 0.35115 | 441.9859 | 0 | 428.9838 | 0.15989 | 423.2146 | 1.7025 | 428.9838 | 2.2764 | 429.607 | 4.1736 | 423.62 | -0.028267 | 429.607 | 0.27521 | 429.607 | 0 | 429.607 | 0 | 423.62 | -0.0022152 | 429.607 | 0 | 441.5293 | 0.00051872 | 429.607 | 0 | 429.607 | 0 | 428.9838 | -0.037659 | 670.1415 | 0.021192 | 428.9838 | 0.014615 | 669.377 | 0 | 670.1415 | 0.010927 | 428.9838 | 3.7091 | 429.607 | 2.5023
|  | 442.0988 | 0.010612 | 429.2033 | 0.36739 | 442.0988 | 0.018134 | 429.2033 | 0.35806 | 423.4335 | 1.691 | 429.2033 | 2.3404 | 429.8265 | 4.4216 | 423.84 | -0.0097957 | 429.8265 | 0.3167 | 429.8265 | 0.014117 | 429.8264 | 0.0069995 | 423.84 | 0.0030313 | 429.8265 | 0.0045217 | 441.6438 | 0.0002679 | 429.8265 | 0.020832 | 429.8265 | 0.0094916 | 429.2033 | 0.011043 | 670.3034 | 0.023659 | 429.2033 | 0.0092339 | 669.5391 | 0.00069566 | 670.3034 | 0.0099873 | 429.2033 | 3.8389 | 429.8264 | 2.5809
|  | 442.2117 | 0 | 429.4228 | 0.35107 | 442.2117 | 0 | 429.4228 | 0.20956 | 423.6524 | 1.6122 | 429.4228 | 2.1397 | 430.0459 | 4.4451 | 424.06 | -0.018752 | 430.0459 | 0.29533 | 430.0459 | 0 | 430.0459 | 0 | 424.06 | 0.00093272 | 430.0459 | 0 | 441.7584 | 0.00054433 | 430.0459 | 0 | 430.0459 | 0 | 429.4228 | -0.020335 | 670.4653 | 0.020127 | 429.4228 | -0.014004 | 669.7012 | 0 | 670.4653 | 0.011162 | 429.4228 | 3.9153 | 430.0459 | 2.6437
|  | 442.3246 | 0.0066185 | 429.6424 | 0.34032 | 442.3246 | 0.014751 | 429.6424 | 0.29381 | 423.8714 | 1.624 | 429.6424 | 2.2185 | 430.2654 | 4.6485 | 424.28 | 0.037222 | 430.2654 | 0.35074 | 430.2654 | 0.013646 | 430.2654 | 0.006957 | 424.28 | -0.0071117 | 430.2654 | 0.012529 | 441.873 | 0.00027928 | 430.2654 | 0.028906 | 430.2654 | 0.0042156 | 429.6424 | 0.033962 | 670.6272 | 0.023491 | 429.6424 | -0.0031105 | 669.8634 | 0.00069566 | 670.6272 | 0.010457 | 429.6424 | 4.0598 | 430.2654 | 2.7245
|  | 442.4375 | 0 | 429.8619 | 0.34077 | 442.4375 | 0 | 429.8619 | 0.069746 | 424.0903 | 1.5605 | 429.8619 | 2.0592 | 430.4849 | 4.6936 | 424.5 | 0.0058775 | 430.485 | 0.31863 | 430.4849 | 0 | 430.485 | 0 | 424.5 | -0.00011659 | 430.4849 | 0 | 441.9875 | 0.00052807 | 430.4849 | 0 | 430.485 | 0 | 429.8619 | -0.027262 | 670.7892 | 0.024332 | 429.8619 | -0.033926 | 670.0255 | 0 | 670.7892 | 0.011397 | 429.8619 | 4.1194 | 430.485 | 2.7828
|  | 442.5504 | 0.0044001 | 430.0815 | 0.32188 | 442.5504 | 0.0058665 | 430.0815 | 0.30939 | 424.3093 | 1.5523 | 430.0815 | 2.1454 | 430.7045 | 4.9632 | 424.72 | 0.048978 | 430.7045 | 0.36782 | 430.7045 | 0.016204 | 430.7045 | 0.0066052 | 424.72 | -0.0034394 | 430.7045 | 0.0080431 | 442.1021 | 0.00025326 | 430.7045 | 0.019408 | 430.7045 | 0.0034814 | 430.0815 | 0.039045 | 670.9511 | 0.021304 | 430.0815 | -0.0026146 | 670.1876 | 0.00097375 | 670.9511 | 0.010281 | 430.0815 | 4.312 | 430.7045 | 2.8689
|  | 442.6633 | 0 | 430.3011 | 0.34485 | 442.6633 | 0 | 430.3011 | 0.083649 | 424.5283 | 1.4738 | 430.3011 | 1.9865 | 430.924 | 5.0231 | 424.94 | 0.017632 | 430.924 | 0.3342 | 430.924 | 0 | 430.924 | 0 | 424.94 | 0.0030313 | 430.924 | 0 | 442.2167 | 0.00046994 | 430.924 | 0 | 430.924 | 0 | 430.3011 | -0.037428 | 671.1131 | 0.022089 | 430.3011 | -0.026191 | 670.3497 | 0 | 671.1131 | 0.011162 | 430.3011 | 4.4153 | 430.924 | 2.9258
|  | 442.7762 | 0.0037345 | 430.5207 | 0.35125 | 442.7762 | 0.015969 | 430.5207 | 0.31125 | 424.7473 | 1.4514 | 430.5207 | 2.0651 | 431.1436 | 5.2725 | 425.16 | 0.013714 | 431.1436 | 0.39801 | 431.1436 | 0.017071 | 431.1436 | 0.005449 | 425.16 | -0.0015157 | 431.1436 | 0.0063289 | 442.3313 | 0.00021911 | 431.1436 | 0.021726 | 431.1436 | 0.0089153 | 430.5207 | 0.0171 | 671.275 | 0.017828 | 430.5207 | 0.0011829 | 670.5119 | 0.00097375 | 671.275 | 0.010105 | 430.5207 | 4.5569 | 431.1436 | 3.0123
|  | 442.8891 | 0 | 430.7404 | 0.33952 | 442.8891 | 0 | 430.7404 | 0.17074 | 424.9662 | 1.4021 | 430.7404 | 1.901 | 431.3631 | 5.4152 | 425.38 | -0.019871 | 431.3631 | 0.3743 | 431.3631 | 0 | 431.3631 | 0 | 425.38 | 0.003556 | 431.3631 | 0 | 442.4458 | 0.00047888 | 431.3631 | 0 | 431.3631 | 0 | 430.7403 | -0.047594 | 671.437 | 0.024163 | 430.7404 | 0.00030059 | 670.674 | 0 | 671.437 | 0.010692 | 430.7403 | 4.6614 | 431.3631 | 3.0795
|  | 443.002 | 0.0037345 | 430.96 | 0.37606 | 443.002 | 0.018811 | 430.96 | 0.26864 | 425.1852 | 1.3904 | 430.96 | 2 | 431.5827 | 5.8134 | 425.6 | 0.0053177 | 431.5827 | 0.43618 | 431.5827 | 0.013626 | 431.5827 | 0.0083034 | 425.6 | -0.0015157 | 431.5827 | 0.0063625 | 442.5604 | 0.00026221 | 431.5827 | 0.009063 | 431.5827 | 0.0073811 | 430.96 | 0.025183 | 671.5989 | 0.0208 | 430.96 | 0.008274 | 670.8362 | 0.00069566 | 671.5989 | 0.0099285 | 430.96 | 4.8849 | 431.5827 | 3.1698
|  | 443.1149 | 0 | 431.1796 | 0.35821 | 443.1149 | 0 | 431.1796 | 0.13802 | 425.4043 | 1.3326 | 431.1796 | 1.8488 | 431.8023 | 6.0452 | 425.82 | -0.017632 | 431.8023 | 0.42061 | 431.8023 | 0 | 431.8023 | 0 | 425.82 | 0.00040807 | 431.8023 | 0 | 442.675 | 0.00053437 | 431.8023 | 0 | 431.8023 | 0 | 431.1796 | -0.027724 | 671.7609 | 0.016483 | 431.1796 | -0.0025764 | 670.9983 | 0 | 671.7609 | 0.011397 | 431.1796 | 5.0582 | 431.8023 | 3.2653
|  | 443.2278 | 0.016792 | 431.3993 | 0.38646 | 443.2278 | 0.0063359 | 431.3993 | 0.22619 | 425.6233 | 1.3395 | 431.3993 | 1.9344 | 432.0219 | 6.3428 | 426.04 | -0.013154 | 432.0219 | 0.48524 | 432.0219 | 0.01274 | 432.0219 | 0.0095668 | 426.04 | 0.0049551 | 432.0219 | 0.010567 | 442.7896 | 0.00027298 | 432.0219 | 0.032992 | 432.0219 | 0.0093133 | 431.3993 | 0.030728 | 671.9229 | 0.031956 | 431.3993 | 0.010989 | 671.1605 | 0.00097375 | 671.9229 | 0.010634 | 431.3993 | 5.2418 | 432.0219 | 3.3757
|  | 443.3407 | 0 | 431.619 | 0.35724 | 443.3407 | 0 | 431.619 | 0.10051 | 425.8423 | 1.2725 | 431.619 | 1.7706 | 432.2415 | 6.5092 | 426.26 | -0.0069968 | 432.2415 | 0.46733 | 432.2415 | 0 | 432.2415 | 0 | 426.26 | -0.0020404 | 432.2415 | 0 | 442.9042 | 0.00054657 | 432.2415 | 0 | 432.2415 | 0 | 431.619 | -0.025183 | 672.0848 | 0.021697 | 431.619 | 0.00051999 | 671.3227 | 0 | 672.0848 | 0.01128 | 431.619 | 5.3244 | 432.2415 | 3.4617
|  | 443.4536 | 0.014817 | 431.8387 | 0.38051 | 443.4536 | 0.0072746 | 431.8387 | 0.25251 | 426.0614 | 1.2891 | 431.8387 | 1.792 | 432.4612 | 6.7435 | 426.48 | -0.038904 | 432.4612 | 0.52631 | 432.4612 | 0.011208 | 432.4612 | 0.0090538 | 426.48 | 0.0018072 | 432.4612 | 0.0036191 | 443.0188 | 0.00027542 | 432.4612 | 0.0087269 | 432.4611 | 0.0076748 | 431.8387 | 0.016112 | 672.2468 | 0.024444 | 431.8387 | 0.023414 | 671.4848 | 0.00069566 | 672.2468 | 0.01034 | 431.8387 | 5.3755 | 432.4612 | 3.5392
|  | 443.5666 | 0 | 432.0584 | 0.34815 | 443.5666 | 0 | 432.0584 | 0.092997 | 426.2805 | 1.2123 | 432.0584 | 1.6115 | 432.6808 | 6.809 | 426.7 | -0.027708 | 432.6808 | 0.51115 | 432.6808 | 0 | 432.6808 | 0 | 426.7 | -0.0050134 | 432.6808 | 0 | 443.1334 | 0.00055185 | 432.6808 | 0 | 432.6808 | 0 | 432.0584 | -0.013065 | 672.4088 | 0.020575 | 432.0584 | 0.0099122 | 671.647 | 0 | 672.4088 | 0.011162 | 432.0584 | 5.3806 | 432.6808 | 3.5832
|  | 443.6795 | 0.015311 | 432.2781 | 0.32644 | 443.6795 | 0.0089172 | 432.2781 | 0.29078 | 426.4995 | 1.1685 | 432.2781 | 1.6648 | 432.9005 | 7.143 | 426.92 | 0.0019591 | 432.9005 | 0.55566 | 432.9005 | 0.010739 | 432.9005 | 0.0077 | 426.92 | -0.0076368 | 432.9005 | 0.0029538 | 443.2481 | 0.00027765 | 432.9005 | 0.01512 | 432.9005 | 0.010008 | 432.2781 | 0.0098037 | 672.5708 | 0.021304 | 432.2781 | -0.010105 | 671.8092 | 0.00097375 | 672.5708 | 0.010281 | 432.2781 | 5.469 | 432.9005 | 3.6373
|  | 443.7924 | 0 | 432.4979 | 0.32085 | 443.7924 | 0 | 432.4979 | 0.15947 | 426.7186 | 1.1339 | 432.4979 | 1.5146 | 433.1202 | 7.2635 | 427.14 | 0.0097957 | 433.1202 | 0.53913 | 433.1202 | 0 | 433.1201 | 0 | 427.14 | -0.005538 | 433.1202 | 0 | 443.3627 | 0.00052523 | 433.1202 | 0 | 433.1202 | 0 | 432.4979 | -0.051983 | 672.7328 | 0.022089 | 432.4979 | -0.025362 | 671.9714 | 0 | 672.7328 | 0.011162 | 432.4979 | 5.5333 | 433.1201 | 3.6937
|  | 443.9053 | 0.0072841 | 432.7176 | 0.34861 | 443.9053 | 0.023277 | 432.7176 | 0.30197 | 426.9377 | 1.1251 | 432.7176 | 1.5905 | 433.3398 | 7.6189 | 427.36 | 0.02267 | 433.3398 | 0.59398 | 433.3398 | 0.0092355 | 433.3398 | 0.0076361 | 427.36 | 0.0058296 | 433.3398 | 0.0057894 | 443.4773 | 0.00025042 | 433.3398 | 0.011957 | 433.3398 | 0.011072 | 432.7176 | 0.054063 | 672.8948 | 0.024556 | 432.7176 | 0.0018225 | 672.1336 | 0.00097375 | 672.8948 | 0.010751 | 432.7176 | 5.6657 | 433.3398 | 3.783
|  | 444.0182 | 0 | 432.9374 | 0.35359 | 444.0182 | 0 | 432.9374 | 0.13954 | 427.1569 | 1.0655 | 432.9374 | 1.4348 | 433.5595 | 7.8002 | 427.58 | -0.00027989 | 433.5595 | 0.58902 | 433.5595 | 0.0010019 | 433.5595 | 0 | 427.58 | -0.0081612 | 433.5595 | 0 | 443.5919 | 0.00052055 | 433.5595 | 0 | 433.5595 | 0 | 432.9374 | -0.031883 | 673.0569 | 0.026126 | 432.9374 | -0.0049709 | 672.2958 | 0 | 673.0569 | 0.011339 | 432.9374 | 5.8187 | 433.5595 | 3.8672
|  | 444.1311 | 0.011277 | 433.1572 | 0.34568 | 444.1311 | 0.033968 | 433.1572 | 0.2452 | 427.376 | 1.0706 | 433.1572 | 1.5101 | 433.7793 | 8.2297 | 427.8 | 0.029946 | 433.7793 | 0.64924 | 433.7793 | 0.012275 | 433.7793 | 0.0034945 | 427.8 | -0.0027399 | 433.7793 | 0.003495 | 443.7066 | 0.0002744 | 433.7793 | 0.00077089 | 433.7793 | 0.010916 | 433.1572 | 0.0069541 | 673.2189 | 0.02848 | 433.1572 | 0.0099782 | 672.458 | 0.00069566 | 673.2189 | 0.010105 | 433.1572 | 5.9807 | 433.7793 | 3.9751
|  | 444.244 | 0 | 433.377 | 0.33327 | 444.244 | 0 | 433.377 | 0.065949 | 427.5951 | 1.0157 | 433.377 | 1.3752 | 433.999 | 8.4312 | 428.02 | -0.037222 | 433.999 | 0.64483 | 433.999 | 0 | 433.999 | 0 | 428.02 | -0.0020404 | 433.999 | 0 | 443.8212 | 0.0005299 | 433.999 | 0 | 433.999 | 0 | 433.377 | -0.05568 | 673.3809 | 0.018333 | 433.377 | 0.010103 | 672.6202 | 0 | 673.3809 | 0.010869 | 433.377 | 6.0842 | 433.999 | 4.0607
|  | 444.3569 | 0.014199 | 433.5968 | 0.35297 | 444.3569 | 0.0086826 | 433.5968 | 0.25817 | 427.8143 | 1.0062 | 433.5968 | 1.4437 | 434.2187 | 8.8379 | 428.24 | -0.020431 | 434.2187 | 0.70891 | 434.2187 | 0.0053126 | 434.2188 | 0.0049411 | 428.24 | 0.00058296 | 434.2187 | 0.0039506 | 443.9359 | 0.00025977 | 434.2187 | 0.016937 | 434.2188 | 0.0079834 | 433.5968 | 0.0268 | 673.543 | 0.027191 | 433.5968 | 0.024276 | 672.7824 | 0.00097375 | 673.543 | 0.01034 | 433.5968 | 6.2382 | 434.2188 | 4.1604
|  | 444.4699 | 0 | 433.8166 | 0.34363 | 444.4699 | 0 | 433.8166 | 0.1085 | 428.0334 | 0.94882 | 433.8166 | 1.2924 | 434.4385 | 9.0969 | 428.46 | 0.023229 | 434.4385 | 0.7107 | 434.4385 | 0.0055325 | 434.4385 | 0 | 428.46 | -0.0011659 | 434.4385 | 0 | 444.0505 | 0.00050165 | 434.4385 | 0 | 434.4385 | 0 | 433.8166 | -0.031883 | 673.705 | 0.019622 | 433.8166 | -0.017579 | 672.9447 | 0 | 673.705 | 0.011104 | 433.8166 | 6.3282 | 434.4385 | 4.2293
|  | 444.5828 | 0.0066185 | 434.0364 | 0.3515 | 444.5828 | 0.01056 | 434.0364 | 0.26529 | 428.2526 | 0.95747 | 434.0364 | 1.3454 | 434.6583 | 9.3892 | 428.68 | 0.02267 | 434.6583 | 0.76941 | 434.6583 | 0.0091338 | 434.6583 | 0.0061899 | 428.68 | 0.0012825 | 434.6583 | 0.0084928 | 444.1652 | 0.00024838 | 434.6583 | 0.020113 | 434.6583 | 0.0083403 | 434.0364 | 0.043204 | 673.867 | 0.024948 | 434.0364 | 0.0019161 | 673.1069 | 0.00097375 | 673.867 | 0.010105 | 434.0364 | 6.4843 | 434.6583 | 4.3177
|  | 444.6957 | 0 | 434.2563 | 0.32354 | 444.6957 | 0 | 434.2563 | 0.082531 | 428.4718 | 0.87441 | 434.2563 | 1.192 | 434.8781 | 9.4093 | 428.9 | 0.034985 | 434.878 | 0.76693 | 434.8781 | 0 | 434.8781 | 0 | 428.9 | -0.0016906 | 434.8781 | 0 | 444.2798 | 0.00051059 | 434.8781 | 0 | 434.878 | 0 | 434.2563 | -0.031421 | 674.0291 | 0.037675 | 434.2563 | -0.024428 | 673.2691 | 0 | 674.0291 | 0.01081 | 434.2563 | 6.5142 | 434.8781 | 4.3761
|  | 444.8086 | 0.011056 | 434.4761 | 0.35343 | 444.8086 | 0.015969 | 434.4761 | 0.29859 | 428.691 | 0.88936 | 434.4761 | 1.2528 | 435.0978 | 9.6124 | 429.12 | 0.012595 | 435.0978 | 0.78609 | 435.0978 | 0.013393 | 435.0978 | 0.006513 | 429.12 | -0.0053632 | 435.0978 | 0.0081562 | 444.3945 | 0.00026688 | 435.0978 | 0.02236 | 435.0978 | 0.0059586 | 434.4762 | 0.047594 | 674.1912 | 0.029994 | 434.4761 | 0.0089345 | 673.4314 | 0.00069566 | 674.1912 | 0.010046 | 434.4762 | 6.5871 | 435.0978 | 4.4637
|  | 444.9216 | 0 | 434.696 | 0.33068 | 444.9216 | 0 | 434.696 | 0.043035 | 428.9102 | 0.83299 | 434.696 | 1.0983 | 435.3177 | 9.7663 | 429.34 | -0.02435 | 435.3177 | 0.7916 | 435.3177 | 0.0037802 | 435.3177 | 0 | 429.34 | -0.0022152 | 435.3177 | 0 | 444.5091 | 0.00052238 | 435.3177 | 0 | 435.3177 | 0 | 434.696 | -0.027724 | 674.3532 | 0.027023 | 434.696 | -0.0074728 | 673.5936 | 0 | 674.3532 | 0.010751 | 434.696 | 6.5643 | 435.3177 | 4.5296
|  | 445.0345 | 0.0024034 | 434.9159 | 0.35115 | 445.0345 | 0.012672 | 434.9159 | 0.24539 | 429.1294 | 0.82465 | 434.9159 | 1.1701 | 435.5375 | 10.1332 | 429.56 | 0.015393 | 435.5375 | 0.85348 | 435.5375 | 0.014852 | 435.5375 | 0.007819 | 429.56 | 0.00023318 | 435.5375 | 0.0087017 | 444.6238 | 0.0002616 | 435.5375 | 0.021032 | 435.5375 | 0.0054753 | 434.9159 | 0.021524 | 674.5153 | 0.022482 | 434.9159 | 0.010537 | 673.7559 | 0.00097375 | 674.5153 | 0.010281 | 434.9159 | 6.816 | 435.5375 | 4.6102
|  | 445.1474 | 0 | 435.1358 | 0.32494 | 445.1474 | 0 | 435.1358 | 0.097033 | 429.3487 | 0.78754 | 435.1358 | 1.0628 | 435.7573 | 10.4785 | 429.78 | -0.010915 | 435.7573 | 0.87677 | 435.7573 | 0.0056044 | 435.7573 | 0.00044634 | 429.78 | -0.016206 | 435.7573 | 0 | 444.7385 | 0.00052665 | 435.7573 | 0 | 435.7573 | 0 | 435.1358 | -0.013675 | 674.6774 | 0.017268 | 435.1358 | -0.020937 | 673.9181 | 0 | 674.6774 | 0.01128 | 435.1358 | 6.9473 | 435.7573 | 4.6807
|  | 445.2603 | 0.012165 | 435.3558 | 0.34117 | 445.2603 | 0.023277 | 435.3558 | 0.20463 | 429.5679 | 0.79351 | 435.3558 | 1.1384 | 435.9772 | 10.8942 | 430 | -0.02211 | 435.9772 | 0.93038 | 435.9772 | 0.0072073 | 435.9772 | 0.0051921 | 430 | 0.0047802 | 435.9772 | 0.0018908 | 444.8532 | 0.00027074 | 435.9772 | 0.014739 | 435.9772 | 0.0016003 | 435.3558 | 0.017402 | 674.8395 | 0.024444 | 435.3558 | 0.013223 | 674.0804 | 0.00097375 | 674.8395 | 0.010516 | 435.3558 | 7.1723 | 435.9772 | 4.7599
|  | 445.3733 | 0 | 435.5757 | 0.32455 | 445.3733 | 0 | 435.5757 | 0.084307 | 429.7872 | 0.73026 | 435.5757 | 0.99511 | 436.197 | 11.1321 | 430.22 | 0.0069968 | 436.197 | 0.92418 | 436.197 | 0 | 436.1971 | 0 | 430.22 | -0.0086863 | 436.197 | 0 | 444.9679 | 0.00055876 | 436.197 | 0 | 436.197 | 0 | 435.5757 | -0.045514 | 675.0015 | 0.019342 | 435.5757 | -0.0062319 | 674.2427 | 0 | 675.0015 | 0.010986 | 435.5757 | 7.2437 | 436.1971 | 4.8256
|  | 445.4862 | 0.010834 | 435.7957 | 0.35554 | 445.4862 | 0.021382 | 435.7957 | 0.19986 | 430.0064 | 0.72528 | 435.7957 | 1.0737 | 436.4169 | 11.4999 | 430.44 | 0.014274 | 436.4169 | 1.0138 | 436.4169 | 0.015305 | 436.4169 | 0.0079069 | 430.44 | 0.0049551 | 436.4169 | 0.0041959 | 445.0826 | 0.00029432 | 436.4169 | 0.02107 | 436.4169 | 0.0052539 | 435.7957 | 0.020189 | 675.1636 | 0.026406 | 435.7957 | 0.032049 | 674.4049 | 0.00069566 | 675.1636 | 0.010046 | 435.7957 | 7.3562 | 436.4169 | 4.9011
|  | 445.5991 | 0 | 436.0156 | 0.32519 | 445.5991 | 0 | 436.0156 | 0.030141 | 430.2257 | 0.67182 | 436.0156 | 0.93841 | 436.6368 | 11.7908 | 430.66 | 0.0041982 | 436.6368 | 1.015 | 436.6368 | 0.002388 | 436.6368 | 0.00015657 | 430.66 | -0.0071117 | 436.6368 | 0 | 445.1972 | 0.00057584 | 436.6368 | 0 | 436.6368 | 0 | 436.0156 | -0.038583 | 675.3257 | 0.022369 | 436.0156 | -0.0021133 | 674.5672 | 0 | 675.3257 | 0.010457 | 436.0156 | 7.4505 | 436.6368 | 4.9714
|  | 445.712 | 0.010168 | 436.2356 | 0.3343 | 445.712 | 0.013804 | 436.2356 | 0.23843 | 430.445 | 0.69502 | 436.2356 | 0.99943 | 436.8567 | 12.2087 | 430.88 | -0.017072 | 436.8567 | 1.0883 | 436.8567 | 0.010656 | 436.8567 | 0.0067611 | 430.88 | 0.0047802 | 436.8567 | 0.0048304 | 445.312 | 0.00028639 | 436.8567 | 0.019424 | 436.8567 | 0.0043086 | 436.2356 | 0.022608 | 675.4879 | 0.025509 | 436.2356 | 0.0038808 | 674.7295 | 0.00097375 | 675.4879 | 0.0095173 | 436.2356 | 7.5516 | 436.8567 | 5.0421
|  | 445.825 | 0 | 436.4556 | 0.32385 | 445.825 | 0 | 436.4556 | 0.061962 | 430.6643 | 0.63645 | 436.4556 | 0.86507 | 437.0767 | 12.4123 | 431.1 | 0.0025189 | 437.0766 | 1.0909 | 437.0767 | 0.0035389 | 437.0767 | 0 | 431.1 | 0.00040807 | 437.0767 | 0 | 445.4266 | 0.0005423 | 437.0767 | 0 | 437.0767 | 0 | 436.4556 | -0.013034 | 675.65 | 0.024051 | 436.4556 | -0.028933 | 674.8918 | 0 | 675.65 | 0.010399 | 436.4556 | 7.4913 | 437.0767 | 5.107
|  | 445.9379 | 0.011056 | 436.6756 | 0.33471 | 445.9379 | 0.01854 | 436.6756 | 0.20279 | 430.8836 | 0.65039 | 436.6756 | 0.93063 | 437.2966 | 12.853 | 431.32 | 0.027708 | 437.2966 | 1.171 | 437.2966 | 0.013754 | 437.2966 | 0.0063499 | 431.32 | 0.0075785 | 437.2966 | 0.004534 | 445.5414 | 0.00025875 | 437.2966 | 0.016168 | 437.2966 | 0.0088923 | 436.6756 | 0.031421 | 675.8121 | 0.019622 | 436.6756 | 0.0080339 | 675.0541 | 0.00069566 | 675.8121 | 0.0094585 | 436.6756 | 7.564 | 437.2966 | 5.1798
|  | 446.0509 | 0 | 436.8956 | 0.33016 | 446.0509 | 0 | 436.8956 | 0.083535 | 431.1029 | 0.59954 | 436.8956 | 0.81553 | 437.5165 | 13.1539 | 431.54 | -0.027708 | 437.5165 | 1.1826 | 437.5165 | 0.0027202 | 437.5165 | 0.00029381 | 431.54 | -0.010784 | 437.5165 | 0 | 445.6561 | 0.00052014 | 437.5165 | 0 | 437.5165 | 0 | 436.8956 | -0.018974 | 675.9742 | 0.021753 | 436.8956 | -0.0063349 | 675.2164 | 0 | 675.9742 | 0.010281 | 436.8956 | 7.6495 | 437.5165 | 5.2452
|  | 446.1638 | 0.021731 | 437.1157 | 0.3332 | 446.1638 | 0.0082132 | 437.1157 | 0.20141 | 431.3223 | 0.60962 | 437.1157 | 0.89123 | 437.7365 | 13.4884 | 431.76 | 0.015393 | 437.7365 | 1.2508 | 437.7365 | 0.016465 | 437.7365 | 0.0041025 | 431.76 | 0.0032063 | 437.7365 | 0.0031772 | 445.7708 | 0.00026647 | 437.7365 | 0.023014 | 437.7365 | 0.0077339 | 437.1157 | 0.018219 | 676.1364 | 0.02506 | 437.1157 | 0.0045562 | 675.3787 | 0.00069566 | 676.1364 | 0.0096935 | 437.1157 | 7.7257 | 437.7365 | 5.3121
|  | 446.2767 | 0 | 437.3357 | 0.31721 | 446.2767 | 0 | 437.3357 | 0.096718 | 431.5416 | 0.54966 | 437.3357 | 0.74866 | 437.9565 | 13.6115 | 431.98 | 0.053457 | 437.9565 | 1.2447 | 437.9565 | 0.0034865 | 437.9565 | 0 | 431.98 | -0.0036143 | 437.9565 | 0 | 445.8855 | 0.00051587 | 437.9565 | 0 | 437.9565 | 0 | 437.3357 | -0.024259 | 676.2985 | 0.021865 | 437.3357 | -0.014109 | 675.541 | 0 | 676.2985 | 0.01081 | 437.3357 | 7.719 | 437.9565 | 5.3539
|  | 446.3897 | 0.0059529 | 437.5558 | 0.33514 | 446.3897 | 0.020705 | 437.5558 | 0.27087 | 431.761 | 0.55441 | 437.5558 | 0.83577 | 438.1765 | 14.1972 | 432.2 | 0.0058775 | 438.1765 | 1.323 | 438.1765 | 0.012598 | 438.1765 | 0.0061127 | 432.2 | 0.0046053 | 438.1765 | 0.0081186 | 446.0002 | 0.00025448 | 438.1765 | 0.021944 | 438.1764 | 0.0029829 | 437.5558 | 0.01276 | 676.4606 | 0.022594 | 437.5558 | 0.01619 | 675.7033 | 0.00097375 | 676.4606 | 0.010164 | 437.5558 | 7.8522 | 438.1765 | 5.4286
|  | 446.5026 | 0 | 437.7759 | 0.30808 | 446.5026 | 0 | 437.7759 | 0.07707 | 431.9804 | 0.51833 | 437.7759 | 0.71862 | 438.3965 | 14.4881 | 432.42 | 0.019311 | 438.3965 | 1.3442 | 438.3965 | 0.0028332 | 438.3965 | 0 | 432.42 | -0.0013408 | 438.3965 | 0 | 446.115 | 0.0004866 | 438.3965 | 0 | 438.3965 | 0 | 437.7759 | -0.024259 | 676.6228 | 0.028985 | 437.7759 | -0.0088716 | 675.8656 | 0 | 676.6228 | 0.010516 | 437.7759 | 7.934 | 438.3965 | 5.4742
|  | 446.6155 | 0.0068403 | 437.996 | 0.33411 | 446.6155 | 0.0053973 | 437.996 | 0.23828 | 432.1998 | 0.52332 | 437.996 | 0.82046 | 438.6165 | 15.0333 | 432.64 | 0.02435 | 438.6165 | 1.441 | 438.6165 | 0.02166 | 438.6165 | 0.0098739 | 432.64 | -0.0011659 | 438.6165 | 0.011834 | 446.2297 | 0.00023578 | 438.6165 | 0.020328 | 438.6165 | 0.015244 | 437.996 | 0.032114 | 676.785 | 0.017155 | 437.996 | 0.032482 | 676.028 | 0.00069566 | 676.785 | 0.0099873 | 437.996 | 8.0893 | 438.6165 | 5.5254
|  | 446.7285 | 0 | 438.2161 | 0.32106 | 446.7285 | 0 | 438.2161 | 0.018679 | 432.4192 | 0.48963 | 438.2161 | 0.70079 | 438.8365 | 15.4312 | 432.87 | 0.054576 | 438.8365 | 1.4826 | 438.8365 | 0.0038258 | 438.8365 | 0.00052911 | 432.87 | -0.0039641 | 438.8365 | 0 | 446.3444 | 0.00051669 | 438.8365 | 0 | 438.8365 | 0 | 438.2161 | -0.029573 | 676.9471 | 0.027079 | 438.2161 | -0.009499 | 676.1903 | 0 | 676.9471 | 0.010634 | 438.2161 | 8.1798 | 438.8365 | 5.5742
|  | 446.8414 | 0.0048437 | 438.4362 | 0.33051 | 446.8414 | 0.001408 | 438.4362 | 0.15779 | 432.6386 | 0.49907 | 438.4362 | 0.75906 | 439.0566 | 15.9426 | 433.09 | 0.02379 | 439.0566 | 1.5685 | 439.0566 | 0.014436 | 439.0565 | 0.0059352 | 433.09 | -0.0090358 | 439.0566 | 0.0071632 | 446.4592 | 0.00028396 | 439.0566 | 0.020586 | 439.0566 | 0.0078922 | 438.4362 | 0.0086784 | 677.1093 | 0.03005 | 438.4362 | 0.020554 | 676.3527 | 0.00069566 | 677.1093 | 0.01034 | 438.4362 | 8.2621 | 439.0565 | 5.6372
|  | 446.9544 | 0 | 438.6564 | 0.30636 | 446.9544 | 0 | 438.6564 | 0.13013 | 432.858 | 0.46729 | 438.6564 | 0.63427 | 439.2766 | 16.2561 | 433.31 | 0.0097957 | 439.2766 | 1.5829 | 439.2766 | 0 | 439.2766 | 0 | 433.31 | -0.004139 | 439.2766 | 0 | 446.5739 | 0.00056323 | 439.2766 | 0 | 439.2766 | 0 | 438.6564 | -0.022814 | 677.2715 | 0.02265 | 438.6564 | 0.0057983 | 676.515 | 0 | 677.2715 | 0.011104 | 438.6564 | 8.1668 | 439.2766 | 5.6768
|  | 447.0673 | 0.020126 | 438.8765 | 0.33506 | 447.0673 | 0.028825 | 438.8765 | 0.22365 | 433.0774 | 0.46947 | 438.8765 | 0.72661 | 439.4967 | 16.7474 | 433.53 | 0.046739 | 439.4967 | 1.6972 | 439.4967 | 0.018471 | 439.4967 | 0.0083498 | 433.53 | 0.0082777 | 439.4967 | 0.0055518 | 446.6887 | 0.00028294 | 439.4967 | 0.018242 | 439.4967 | 0.0052474 | 438.8765 | 0.035811 | 677.4336 | 0.023491 | 438.8765 | 0.019624 | 676.6774 | 0.00069566 | 677.4336 | 0.010457 | 438.8765 | 8.2626 | 439.4967 | 5.7327
|  | 447.1803 | 0 | 439.0967 | 0.30378 | 447.1803 | 0 | 439.0967 | 0.14533 | 433.2969 | 0.42481 | 439.0967 | 0.591 | 439.7168 | 16.9241 | 433.75 | 0.073048 | 439.7168 | 1.7019 | 439.7168 | 0.0046051 | 439.7168 | 0 | 433.75 | -0.0013408 | 439.7168 | 0 | 446.8034 | 0.00055734 | 439.7168 | 0 | 439.7168 | 0 | 439.0967 | -0.030959 | 677.5958 | 0.017155 | 439.0967 | -0.0075562 | 676.8397 | 0 | 677.5958 | 0.011104 | 439.0967 | 8.2122 | 439.7168 | 5.7643
|  | 447.2932 | 0 | 439.3169 | 0.32275 | 447.2932 | 0.028148 | 439.3169 | 0.16842 | 433.5163 | 0.43573 | 439.3169 | 0.67541 | 439.9369 | 17.2572 | 433.97 | 0.074727 | 439.9369 | 1.781 | 439.9369 | 0.019774 | 439.9369 | 0.0088336 | 433.97 | 0.0014574 | 439.9369 | 0.0033179 | 446.9182 | 0.00027786 | 439.9369 | 0.018699 | 439.9369 | 0.007892 | 439.3169 | 0.025645 | 677.758 | 0.024444 | 439.3169 | 0.017475 | 677.0021 | 0.00069566 | 677.758 | 0.010281 | 439.3169 | 8.1632 | 439.9369 | 5.8129
|  | 447.4062 | 0 | 439.5371 | 0.30338 | 447.4062 | 0 | 439.5371 | 0.11538 | 433.7358 | 0.4013 | 439.5371 | 0.55412 | 440.157 | 17.4447 | 434.19 | 0.086481 | 440.157 | 1.7949 | 440.157 | 0.0050906 | 440.157 | 0 | 434.19 | -0.016556 | 440.157 | 0 | 447.033 | 0.00055124 | 440.157 | 0 | 440.157 | 0 | 439.5371 | -0.023335 | 677.9202 | 0.01951 | 439.5371 | -0.0087374 | 677.1644 | 0 | 677.9202 | 0.011045 | 439.5371 | 8.0412 | 440.157 | 5.8486
|  | 447.5191 | 0.0019596 | 439.7573 | 0.3023 | 447.5191 | 0.021382 | 439.7573 | 0.1433 | 433.9553 | 0.4199 | 439.7573 | 0.64225 | 440.3771 | 17.9827 | 434.41 | 0.064651 | 440.3771 | 1.9027 | 440.3771 | 0.019306 | 440.3771 | 0.0071644 | 434.41 | -0.0022152 | 440.3771 | 0.0079311 | 447.1477 | 0.0002744 | 440.3771 | 0.015089 | 440.3771 | 0.0048644 | 439.7573 | 0.024721 | 678.0824 | 0.019622 | 439.7573 | 0.0041345 | 677.3268 | 0.001252 | 678.0824 | 0.010046 | 439.7573 | 8.0652 | 440.3771 | 5.8902
|  | 447.6321 | 0 | 439.9775 | 0.30352 | 447.6321 | 0 | 439.9775 | 0.086794 | 434.1748 | 0.37256 | 439.9775 | 0.53167 | 440.5973 | 18.2831 | 434.63 | 0.12063 | 440.5972 | 1.9312 | 440.5973 | 0.0051034 | 440.5973 | 0 | 434.63 | -0.008336 | 440.5973 | 0 | 447.2625 | 0.00055734 | 440.5973 | 0 | 440.5973 | 0 | 439.9775 | -0.01396 | 678.2446 | 0.018333 | 439.9775 | -0.01063 | 677.4892 | 0 | 678.2446 | 0.010751 | 439.9775 | 8.0236 | 440.5973 | 5.9166
|  | 447.745 | 0.0037345 | 440.1977 | 0.3223 | 447.745 | 0.032344 | 440.1977 | 0.21353 | 434.3943 | 0.39819 | 440.1977 | 0.60678 | 440.8174 | 18.6157 | 434.85 | 0.098795 | 440.8174 | 2.0239 | 440.8174 | 0.021981 | 440.8174 | 0.010637 | 434.85 | 0.008628 | 440.8174 | 0.0057377 | 447.3773 | 0.00028355 | 440.8174 | 0.027635 | 440.8174 | 0.012076 | 440.1977 | 0.052445 | 678.4069 | 0.025453 | 440.1977 | 4.5336e-05 | 677.6516 | 0.00097375 | 678.4069 | 0.0099873 | 440.1977 | 8.0395 | 440.8174 | 5.9479
|  | 447.858 | 0 | 440.418 | 0.29652 | 447.858 | 0 | 440.418 | 0.02725 | 434.6138 | 0.36205 | 440.418 | 0.50551 | 441.0376 | 18.8127 | 435.07 | 0.15757 | 441.0376 | 2.0343 | 441.0376 | 0.0043354 | 441.0376 | 0 | 435.07 | -0.010085 | 441.0376 | 0 | 447.4921 | 0.00057076 | 441.0376 | 0 | 441.0376 | 0 | 440.418 | -0.017811 | 678.5691 | 0.022089 | 440.418 | 0.015784 | 677.814 | 0 | 678.5691 | 0.011104 | 440.418 | 7.9488 | 441.0376 | 5.9658
|  | 447.971 | 0.0072841 | 440.6383 | 0.31742 | 447.971 | 0.038433 | 440.6383 | 0.22322 | 434.8333 | 0.37452 | 440.6383 | 0.57277 | 441.2578 | 19.4129 | 435.29 | 0.20347 | 441.2577 | 2.1611 | 441.2578 | 0.019004 | 441.2578 | 0.00698 | 435.29 | -0.0018654 | 441.2578 | 0.0036163 | 447.6069 | 0.00028782 | 441.2578 | 0.012125 | 441.2577 | 0.0079274 | 440.6383 | 0.030035 | 678.7313 | 0.020631 | 440.6383 | 9.829e-05 | 677.9764 | 0.00097375 | 678.7313 | 0.010575 | 440.6383 | 7.9144 | 441.2578 | 5.9823
|  | 448.0839 | 0 | 440.8585 | 0.30312 | 448.0839 | 0 | 440.8585 | 0.044856 | 435.0529 | 0.35582 | 440.8585 | 0.50188 | 441.4779 | 19.6489 | 435.51 | 0.19843 | 441.478 | 2.1954 | 441.4779 | 0.0078521 | 441.4779 | 0.0024229 | 435.51 | 0.011251 | 441.4779 | 0 | 447.7217 | 0.00055002 | 441.4779 | 0 | 441.4779 | 0 | 440.8585 | -0.030959 | 678.8936 | 0.017324 | 440.8585 | -0.0068937 | 678.1388 | 0 | 678.8936 | 0.010986 | 440.8585 | 7.7589 | 441.4779 | 5.9855
|  | 448.1969 | 0.01039 | 441.0788 | 0.31638 | 448.1969 | 0.0063359 | 441.0788 | 0.16891 | 435.2724 | 0.35678 | 441.0788 | 0.54765 | 441.6982 | 20.049 | 435.73 | 0.16597 | 441.6982 | 2.2899 | 441.6982 | 0.022916 | 441.6982 | 0.0082696 | 435.73 | -0.0093854 | 441.6982 | 0.0058585 | 447.8365 | 0.00026221 | 441.6982 | 0.015729 | 441.6981 | 0.011662 | 441.0788 | 0.016947 | 679.0558 | 0.024051 | 441.0788 | 0.017064 | 678.3012 | 0.001252 | 679.0558 | 0.010281 | 441.0788 | 7.8292 | 441.6982 | 6.0048
|  | 448.3098 | 0 | 441.2992 | 0.29435 | 448.3098 | 0 | 441.2992 | 0.048889 | 435.492 | 0.33082 | 441.2992 | 0.45123 | 441.9184 | 20.4141 | 435.95 | 0.25496 | 441.9184 | 2.335 | 441.9184 | 0.0088702 | 441.9184 | 0 | 435.95 | -0.005713 | 441.9184 | 0 | 447.9513 | 0.00047888 | 441.9184 | 0 | 441.9184 | 0 | 441.2991 | -0.0089051 | 679.218 | 0.02977 | 441.2992 | -0.0072591 | 678.4636 | 0 | 679.218 | 0.010399 | 441.2991 | 7.7647 | 441.9184 | 6.0076
|  | 448.4228 | 0.01039 | 441.5195 | 0.29202 | 448.4228 | 0.0075091 | 441.5195 | 0.17511 | 435.7115 | 0.34706 | 441.5195 | 0.52976 | 442.1386 | 20.8085 | 436.17 | 0.23762 | 442.1386 | 2.4108 | 442.1386 | 0.021538 | 442.1386 | 0.006018 | 436.17 | 0.0037309 | 442.1386 | 0.0046685 | 448.0661 | 0.00021668 | 442.1386 | 0.0018267 | 442.1386 | 0.0081813 | 441.5195 | 0.012315 | 679.3803 | 0.016931 | 441.5195 | 0.0041817 | 678.626 | 0.00097375 | 679.3803 | 0.010046 | 441.5195 | 7.6696 | 442.1386 | 6.0147
|  | 448.5358 | 0 | 441.7398 | 0.30292 | 448.5358 | 0 | 441.7398 | 0.068515 | 435.9311 | 0.31012 | 441.7398 | 0.42893 | 442.3589 | 21.03 | 436.39 | 0.35628 | 442.3589 | 2.4771 | 442.3589 | 0.01415 | 442.3589 | 0.001809 | 436.39 | -0.021628 | 442.3589 | 0 | 448.1809 | 0.00048213 | 442.3589 | 0 | 442.3589 | 0 | 441.7398 | -0.035349 | 679.5426 | 0.024948 | 441.7398 | -0.00063095 | 678.7885 | 0 | 679.5426 | 0.010164 | 441.7398 | 7.5296 | 442.3589 | 5.9883
|  | 448.6487 | 0.011721 | 441.9602 | 0.31687 | 448.6487 | 0.018134 | 441.9602 | 0.1958 | 436.1507 | 0.32547 | 441.9602 | 0.51785 | 442.5791 | 21.4244 | 436.61 | 0.34509 | 442.5791 | 2.5854 | 442.5791 | 0.025676 | 442.5791 | 0.0096651 | 436.61 | -0.004139 | 442.5791 | 0.0066736 | 448.2957 | 0.00027034 | 442.5791 | 0.017057 | 442.5791 | 0.008166 | 441.9602 | 0.022945 | 679.7048 | 0.017155 | 441.9602 | 0.019984 | 678.9509 | 0.00097375 | 679.7048 | 0.010281 | 441.9602 | 7.5197 | 442.5791 | 5.9664
|  | 448.7617 | 0 | 442.1805 | 0.28602 | 448.7617 | 0 | 442.1805 | 0.021187 | 436.3703 | 0.29476 | 442.1805 | 0.42859 | 442.7994 | 21.8915 | 436.83 | 0.39603 | 442.7994 | 2.6375 | 442.7994 | 0.013905 | 442.7994 | 0.0013713 | 436.83 | -0.0050134 | 442.7994 | 0 | 448.4105 | 0.00053844 | 442.7994 | 0 | 442.7994 | 0 | 442.1805 | -0.044128 | 679.8671 | 0.022089 | 442.1805 | 0.0014164 | 679.1133 | 0 | 679.8671 | 0.010927 | 442.1805 | 7.4462 | 442.7994 | 5.94
|  | 448.8746 | 0.015928 | 442.4009 | 0.31013 | 448.8746 | 0.013376 | 442.4009 | 0.18888 | 436.59 | 0.32116 | 442.4009 | 0.49474 | 443.0197 | 22.4845 | 437.06 | 0.34678 | 443.0197 | 2.7656 | 443.0197 | 0.022971 | 443.0197 | 0.0071826 | 437.06 | -0.0069371 | 443.0197 | 0.0065287 | 448.5253 | 0.00027399 | 443.0197 | 0.022303 | 443.0197 | 0.011095 | 442.4009 | 0.018372 | 680.0294 | 0.022762 | 442.4009 | -0.0043448 | 679.2758 | 0.00097375 | 680.0294 | 0.010751 | 442.4009 | 7.4517 | 443.0197 | 5.9155
|  | 448.9876 | 0 | 442.6213 | 0.30735 | 448.9876 | 0 | 442.6213 | 0.054879 | 436.8096 | 0.29444 | 442.6213 | 0.39815 | 443.24 | 22.9327 | 437.28 | 0.49901 | 443.24 | 2.8543 | 443.24 | 0.0162 | 443.24 | 0.0020283 | 437.28 | -0.0029147 | 443.24 | 0 | 448.6402 | 0.00054555 | 443.24 | 0 | 443.24 | 0 | 442.6213 | -0.021415 | 680.1917 | 0.026126 | 442.6213 | 0.0034749 | 679.4382 | 0 | 680.1917 | 0.011456 | 442.6213 | 7.3637 | 443.24 | 5.8365
|  | 449.1006 | 0.017039 | 442.8417 | 0.30754 | 449.1006 | 0.01056 | 442.8417 | 0.17853 | 437.0292 | 0.30191 | 442.8417 | 0.46945 | 443.4603 | 23.2807 | 437.5 | 0.49397 | 443.4603 | 2.9589 | 443.4603 | 0.027128 | 443.4603 | 0.0033559 | 437.5 | 0.0096767 | 443.4603 | 0.0052172 | 448.755 | 0.00027826 | 443.4603 | 0.024853 | 443.4603 | 0.0048856 | 442.8417 | 0.018263 | 680.354 | 0.025509 | 442.8417 | 0.00020414 | 679.6006 | 0.001252 | 680.354 | 0.01081 | 442.8417 | 7.2595 | 443.4603 | 5.7115
|  | 449.2136 | 0 | 443.0622 | 0.29717 | 449.2136 | 0 | 443.0622 | 0.045362 | 437.2489 | 0.25468 | 443.0622 | 0.37723 | 443.6806 | 23.2241 | 437.72 | 0.61825 | 443.6806 | 2.9657 | 443.6806 | 0.013772 | 443.6806 | 0 | 437.72 | -0.0015157 | 443.6806 | 0 | 448.8698 | 0.0005238 | 443.6806 | 0 | 443.6806 | 0 | 443.0622 | -0.021983 | 680.5163 | 0.020127 | 443.0622 | -0.021007 | 679.7631 | 0 | 680.5163 | 0.011515 | 443.0622 | 6.9353 | 443.6806 | 5.5259
|  | 449.3265 | 0.012165 | 443.2826 | 0.29194 | 449.3265 | 0.015969 | 443.2826 | 0.2135 | 437.4686 | 0.25311 | 443.2826 | 0.45864 | 443.901 | 23.2369 | 437.94 | 0.63056 | 443.901 | 3.0242 | 443.901 | 0.023274 | 443.901 | 0.005852 | 437.94 | -0.0039641 | 443.901 | 0.0016303 | 448.9847 | 0.00024737 | 443.901 | 0.017664 | 443.901 | 0.0077971 | 443.2826 | 0.010708 | 680.6786 | 0.02977 | 443.2826 | 0.01203 | 679.9256 | 0.0004174 | 680.6786 | 0.010751 | 443.2826 | 6.6489 | 443.901 | 5.3644
|  | 449.4395 | 0 | 443.5031 | 0.28849 | 449.4395 | 0 | 443.5031 | 0.037716 | 437.6882 | 0.25245 | 443.5031 | 0.34662 | 444.1213 | 23.2086 | 438.16 | 0.71677 | 444.1213 | 3.0615 | 444.1213 | 0.015042 | 444.1213 | 0.0021745 | 438.16 | -0.0018654 | 444.1213 | 0 | 449.0995 | 0.00051445 | 444.1213 | 0 | 444.1213 | 0 | 443.503 | -0.043435 | 680.8409 | 0.013511 | 443.5031 | -0.010498 | 680.088 | 0 | 680.8409 | 0.011221 | 443.503 | 6.3897 | 444.1213 | 5.2359
|  | 449.5525 | 0.012347 | 443.7235 | 0.29552 | 449.5525 | 0.027878 | 443.7235 | 0.11148 | 437.9079 | 0.24565 | 443.7235 | 0.42538 | 444.3417 | 23.2344 | 438.38 | 0.68485 | 444.3417 | 3.1275 | 444.3417 | 0.029117 | 444.3417 | 0.008495 | 438.38 | 0.0037309 | 444.3417 | 0.0068432 | 449.2144 | 0.00027399 | 444.3417 | 0.008976 | 444.3417 | 0.011708 | 443.7235 | 0.034193 | 681.0032 | 0.024276 | 443.7235 | -0.0039567 | 680.2505 | 0.0004174 | 681.0032 | 0.010399 | 443.7235 | 6.17 | 444.3417 | 5.0587
|  | 449.6655 | 0 | 443.944 | 0.27529 | 449.6655 | 0 | 443.944 | -0.013992 | 438.1277 | 0.22524 | 443.944 | 0.3193 | 444.5621 | 23.2051 | 438.6 | 0.86397 | 444.5621 | 3.1568 | 444.5621 | 0.017552 | 444.5621 | 0.0011697 | 438.6 | -0.0048385 | 444.5621 | 0 | 449.3292 | 0.00054189 | 444.5621 | 0 | 444.5621 | 0 | 443.944 | -0.038814 | 681.1655 | 0.017324 | 443.944 | -0.016136 | 680.413 | 0 | 681.1655 | 0.010986 | 443.944 | 5.9748 | 444.5621 | 4.9077
|  | 449.7784 | 0.020126 | 444.1645 | 0.28652 | 449.7784 | 0.0086826 | 444.1645 | 0.13774 | 438.3474 | 0.23353 | 444.1645 | 0.40568 | 444.7825 | 23.3036 | 438.82 | 0.88244 | 444.7825 | 3.2488 | 444.7825 | 0.029277 | 444.7825 | 0.0071454 | 438.82 | 0.0040807 | 444.7825 | 0.0038345 | 449.4441 | 0.0002744 | 444.7825 | 0.013672 | 444.7825 | 0.0067171 | 444.1645 | 0.025876 | 681.3278 | 0.021865 | 444.1645 | 0.00014294 | 680.5755 | 0.00069566 | 681.3278 | 0.010164 | 444.1645 | 5.9311 | 444.7825 | 4.8179
|  | 449.8914 | 0 | 444.385 | 0.28717 | 449.8914 | 0 | 444.385 | 0.0027571 | 438.5671 | 0.20027 | 444.385 | 0.31941 | 445.0029 | 23.7726 | 439.04 | 0.99048 | 445.0029 | 3.3372 | 445.0029 | 0.022311 | 445.0029 | 0.0035787 | 439.04 | -0.007462 | 445.0029 | 0 | 449.559 | 0.00051059 | 445.0029 | 0 | 445.0029 | 0 | 444.385 | -0.021443 | 681.4902 | 0.01895 | 444.385 | -0.0014525 | 680.738 | 0 | 681.4902 | 0.011162 | 444.385 | 5.9788 | 445.0029 | 4.7686
|  | 450.0044 | 0.0090589 | 444.6055 | 0.27252 | 450.0044 | 0.010325 | 444.6055 | 0.12824 | 438.7868 | 0.22449 | 444.6055 | 0.38657 | 445.2233 | 23.9989 | 439.26 | 0.91268 | 445.2233 | 3.4577 | 445.2233 | 0.028584 | 445.2233 | 0.008457 | 439.26 | -0.0081612 | 445.2233 | 0.0093053 | 449.6738 | 0.00024269 | 445.2233 | 0.0086012 | 445.2233 | 0.0064924 | 444.6055 | 0.012227 | 681.6525 | 0.025229 | 444.6055 | 0.010395 | 680.9005 | 0.00069566 | 681.6525 | 0.010399 | 444.6055 | 5.9364 | 445.2233 | 4.7098
|  | 450.1174 | 0 | 444.8261 | 0.2764 | 450.1174 | 0 | 444.8261 | 0.074695 | 439.0066 | 0.19798 | 444.8261 | 0.30621 | 445.4438 | 24.1303 | 439.48 | 1.0968 | 445.4438 | 3.5126 | 445.4438 | 0.018123 | 445.4438 | 0.0018825 | 439.48 | -0.00064125 | 445.4438 | 0 | 449.7887 | 0.00049535 | 445.4438 | 0 | 445.4438 | 0 | 444.8261 | -0.034887 | 681.8148 | 0.022986 | 444.8261 | 0.0019364 | 681.063 | 0 | 681.8148 | 0.010986 | 444.8261 | 5.8752 | 445.4438 | 4.625
|  | 450.2304 | 0.0024034 | 445.0466 | 0.28467 | 450.2304 | 0.022735 | 445.0466 | 0.16439 | 439.2263 | 0.22106 | 445.0466 | 0.38846 | 445.6642 | 24.5475 | 439.7 | 1.131 | 445.6642 | 3.6824 | 445.6642 | 0.033171 | 445.6642 | 0.0065129 | 439.7 | 0.0044305 | 445.6642 | 0.006798 | 449.9036 | 0.00025448 | 445.6642 | 0.012427 | 445.6642 | 0.0092753 | 445.0466 | 0.016577 | 681.9772 | 0.018837 | 445.0466 | 0.016076 | 681.2255 | 0.00097375 | 681.9772 | 0.0097523 | 445.0466 | 5.8994 | 445.6642 | 4.5718
|  | 450.3433 | 0 | 445.2672 | 0.25114 | 450.3433 | 0 | 445.2672 | 0.019834 | 439.4461 | 0.19073 | 445.2672 | 0.28702 | 445.8847 | 25.0157 | 439.93 | 1.2569 | 445.8847 | 3.7907 | 445.8847 | 0.02185 | 445.8847 | 0 | 439.93 | -0.010435 | 445.8847 | 0 | 450.0185 | 0.00050165 | 445.8847 | 0 | 445.8847 | 0 | 445.2672 | -0.026338 | 682.1396 | 0.025901 | 445.2672 | -0.016829 | 681.388 | 0 | 682.1396 | 0.010457 | 445.2672 | 5.8299 | 445.8847 | 4.5194
|  | 450.4563 | 0.0052875 | 445.4878 | 0.2883 | 450.4563 | 0.01854 | 445.4878 | 0.13789 | 439.6659 | 0.21375 | 445.4878 | 0.37691 | 446.1051 | 25.7719 | 440.15 | 1.2866 | 446.1051 | 3.975 | 446.1051 | 0.034132 | 446.1052 | 0.0076385 | 440.15 | -0.008861 | 446.1051 | 0.0036203 | 450.1334 | 0.00024879 | 446.1051 | 0.019853 | 446.1052 | 0.008269 | 445.4878 | 0.035118 | 682.3019 | 0.026014 | 445.4878 | 0.0095431 | 681.5505 | 0.00069566 | 682.3019 | 0.0099285 | 445.4878 | 5.696 | 446.1052 | 4.4791
|  | 450.5693 | 0 | 445.7084 | 0.28679 | 450.5693 | 0 | 445.7084 | 0.049857 | 439.8857 | 0.19741 | 445.7084 | 0.29015 | 446.3256 | 26.3048 | 440.37 | 1.4069 | 446.3256 | 4.1009 | 446.3256 | 0.025974 | 446.3257 | 0.0025105 | 440.37 | 0.0123 | 446.3256 | 0 | 450.2482 | 0.00049392 | 446.3256 | 0 | 446.3256 | 0 | 445.7084 | -0.011658 | 682.4643 | 0.023379 | 445.7084 | -0.0013728 | 681.713 | 0 | 682.4643 | 0.010869 | 445.7084 | 5.5914 | 446.3257 | 4.4212
|  | 450.6823 | 0 | 445.929 | 0.29567 | 450.6823 | 0.020164 | 445.929 | 0.20471 | 440.1055 | 0.21867 | 445.929 | 0.37885 | 446.5461 | 26.6131 | 440.59 | 1.4411 | 446.5462 | 4.2509 | 446.5461 | 0.033248 | 446.5461 | 0.0081145 | 440.59 | 0.0049551 | 446.5461 | 0.0091728 | 450.3631 | 0.00025164 | 446.5461 | 0.015084 | 446.5461 | 0.005795 | 445.929 | 0.0087408 | 682.6267 | 0.024556 | 445.929 | 0.017219 | 681.8756 | 0.0004174 | 682.6267 | 0.0099873 | 445.929 | 5.4648 | 446.5461 | 4.3515
|  | 450.7953 | 0 | 446.1496 | 0.29582 | 450.7953 | 0 | 446.1496 | 0.036077 | 440.3253 | 0.19186 | 446.1496 | 0.28177 | 446.7667 | 27.0152 | 440.81 | 1.5849 | 446.7667 | 4.3765 | 446.7667 | 0.03001 | 446.7667 | 0.0017988 | 440.81 | -0.0011659 | 446.7667 | 0 | 450.478 | 0.00050449 | 446.7667 | 0 | 446.7667 | 0 | 446.1496 | -0.030728 | 682.789 | 0.0208 | 446.1496 | -0.022814 | 682.0381 | 0 | 682.789 | 0.011104 | 446.1496 | 5.2668 | 446.7667 | 4.2689
|  | 450.9083 | 0.0081715 | 446.3702 | 0.31921 | 450.9083 | 0.025983 | 446.3702 | 0.24737 | 440.5452 | 0.1948 | 446.3702 | 0.37782 | 446.9872 | 27.6458 | 441.03 | 1.5855 | 446.9872 | 4.5975 | 446.9872 | 0.04464 | 446.9872 | 0.012469 | 441.03 | -0.0018654 | 446.9872 | 0.012218 | 450.5929 | 0.00025895 | 446.9872 | 0.018933 | 446.9872 | 0.0087819 | 446.3702 | 0.035811 | 682.9514 | 0.01895 | 446.3702 | 0.013832 | 682.2006 | 0.00097375 | 682.9514 | 0.010399 | 446.3702 | 5.1435 | 446.9872 | 4.1888
|  | 451.0213 | 0 | 446.5909 | 0.28485 | 451.0213 | 0 | 446.5909 | 0.074398 | 440.765 | 0.19236 | 446.5909 | 0.264 | 447.2077 | 27.7179 | 441.25 | 1.7327 | 447.2077 | 4.6559 | 447.2077 | 0.032559 | 447.2077 | 0.00099586 | 441.25 | 0.0012825 | 447.2077 | 0 | 450.7079 | 0.00050917 | 447.2077 | 0 | 447.2077 | 0 | 446.5909 | -0.031652 | 683.1138 | 0.015193 | 446.5909 | -0.0047502 | 682.3632 | 0 | 683.1138 | 0.01128 | 446.5909 | 4.952 | 447.2077 | 4.08
|  | 451.1343 | 0.019262 | 446.8116 | 0.29624 | 451.1343 | 0.018811 | 446.8116 | 0.14794 | 440.9849 | 0.19654 | 446.8116 | 0.353 | 447.4283 | 27.563 | 441.47 | 1.8312 | 447.4283 | 4.7638 | 447.4283 | 0.043745 | 447.4283 | 0.010232 | 441.47 | 0.0061793 | 447.4283 | 0.0055868 | 450.8228 | 0.00025611 | 447.4283 | 0.023498 | 447.4283 | 0.0090411 | 446.8116 | 0.0268 | 683.2762 | 0.017548 | 446.8116 | 0.023809 | 682.5257 | 0.001252 | 683.2762 | 0.010164 | 446.8116 | 4.8307 | 447.4283 | 3.9555
|  | 451.2473 | 0 | 447.0322 | 0.28888 | 451.2473 | 0 | 447.0322 | 0.057651 | 441.2047 | 0.15688 | 447.0322 | 0.2425 | 447.6489 | 27.0059 | 441.69 | 1.9857 | 447.6489 | 4.7644 | 447.6489 | 0.035225 | 447.6489 | 0.0030036 | 441.69 | -0.0053632 | 447.6489 | 0 | 450.9377 | 0.00053153 | 447.6489 | 0 | 447.6489 | 0 | 447.0322 | -0.014844 | 683.4386 | 0.020015 | 447.0322 | -0.0019346 | 682.6883 | 0 | 683.4386 | 0.01081 | 447.0322 | 4.5124 | 447.6489 | 3.8096
|  | 451.3603 | 0.0024034 | 447.2529 | 0.25691 | 451.3603 | 0.011264 | 447.2529 | 0.12429 | 441.4246 | 0.19664 | 447.2529 | 0.32192 | 447.8695 | 26.7281 | 441.91 | 2.0115 | 447.8695 | 4.8515 | 447.8695 | 0.046099 | 447.8694 | 0.0095251 | 441.91 | 0.012476 | 447.8695 | 0.0065579 | 451.0526 | 0.00027786 | 447.8695 | 0.019847 | 447.8694 | 0.0073942 | 447.2529 | 0.038352 | 683.601 | 0.027303 | 447.2529 | 0.0072458 | 682.8509 | 0.001252 | 683.601 | 0.010046 | 447.2529 | 4.4084 | 447.8694 | 3.6767
|  | 451.4733 | 0 | 447.4736 | 0.27562 | 451.4733 | 0 | 447.4736 | 0.015793 | 441.6445 | 0.15389 | 447.4736 | 0.22423 | 448.0901 | 26.3965 | 442.13 | 2.0893 | 448.0901 | 4.8775 | 448.0901 | 0.033537 | 448.0901 | 0.0017349 | 442.13 | -0.0065873 | 448.0901 | 0 | 451.1675 | 0.00054148 | 448.0901 | 0 | 448.0901 | 0 | 447.4736 | -0.01822 | 683.7635 | 0.025845 | 447.4736 | -0.025799 | 683.0134 | 0 | 683.7635 | 0.010986 | 447.4736 | 4.1784 | 448.0901 | 3.5371
|  | 451.5863 | 0 | 447.6944 | 0.29017 | 451.5863 | 0.020164 | 447.6944 | 0.15193 | 441.8644 | 0.18499 | 447.6944 | 0.31496 | 448.3107 | 26.3869 | 442.36 | 2.0607 | 448.3107 | 4.9964 | 448.3107 | 0.050595 | 448.3107 | 0.010205 | 442.36 | 0.0065291 | 448.3107 | 0.0070274 | 451.2825 | 0.00026871 | 448.3107 | 0.018633 | 448.3107 | 0.0068451 | 447.6944 | 0.019289 | 683.9259 | 0.026406 | 447.6944 | 0.0047393 | 683.176 | 0.00097375 | 683.9259 | 0.010399 | 447.6944 | 4.0598 | 448.3107 | 3.4326
|  | 451.6993 | 0 | 447.9151 | 0.26493 | 451.6993 | 0 | 447.9151 | 0.068138 | 442.0843 | 0.1476 | 447.9151 | 0.24235 | 448.5313 | 26.2628 | 442.58 | 2.2208 | 448.5313 | 5.114 | 448.5313 | 0.037683 | 448.5313 | 0.0029708 | 442.58 | -0.011659 | 448.5313 | 0 | 451.3974 | 0.00055653 | 448.5313 | 0 | 448.5313 | 0 | 447.9151 | -0.027724 | 684.0883 | 0.019622 | 447.9151 | 0.0028852 | 683.3386 | 0 | 684.0883 | 0.011221 | 447.9151 | 3.9228 | 448.5313 | 3.3216
|  | 451.8123 | 0.0006286 | 448.1359 | 0.28148 | 451.8123 | 0.023683 | 448.1359 | 0.1186 | 442.3042 | 0.1579 | 448.1359 | 0.30854 | 448.7519 | 26.5133 | 442.8 | 2.3334 | 448.7519 | 5.3131 | 448.7519 | 0.053453 | 448.752 | 0.0083382 | 442.8 | 0.0047802 | 448.7519 | 0.0047018 | 451.5124 | 0.00029351 | 448.7519 | 0.016406 | 448.752 | 0.0040122 | 448.1359 | 0.037197 | 684.2507 | 0.022986 | 448.1359 | 0.0012143 | 683.5012 | 0.0004174 | 684.2507 | 0.01034 | 448.1359 | 3.8985 | 448.752 | 3.2388
|  | 451.9253 | 0 | 448.3566 | 0.28026 | 451.9253 | 0.001176 | 448.3566 | 0.00054943 | 442.5242 | 0.14459 | 448.3566 | 0.21257 | 448.9726 | 26.7131 | 443.02 | 2.4794 | 448.9726 | 5.4777 | 448.9726 | 0.046734 | 448.9726 | 0.0035895 | 443.02 | 0.0026815 | 448.9726 | 0 | 451.6273 | 0.00055368 | 448.9726 | 0 | 448.9726 | 0 | 448.3566 | -0.019726 | 684.4132 | 0.02136 | 448.3566 | -0.021454 | 683.6638 | 0 | 684.4132 | 0.011456 | 448.3566 | 3.7629 | 448.9726 | 3.1482
|  | 452.0383 | 0.015928 | 448.5774 | 0.30351 | 452.0383 | 0.015969 | 448.5774 | 0.1802 | 442.7441 | 0.17422 | 448.5774 | 0.3139 | 449.1933 | 26.5791 | 443.24 | 2.5517 | 449.1933 | 5.6284 | 449.1933 | 0.057518 | 449.1933 | 0.012222 | 443.24 | 0.0081029 | 449.1933 | 0.0041435 | 451.7422 | 0.00026444 | 449.1933 | 0.024501 | 449.1933 | 0.010381 | 448.5774 | 0.023335 | 684.5756 | 0.024724 | 448.5774 | 0.017631 | 683.8264 | 0.00097375 | 684.5756 | 0.010692 | 448.5774 | 3.703 | 449.1933 | 3.0627
|  | 452.1513 | 0 | 448.7982 | 0.27785 | 452.1513 | 0 | 448.7982 | 0.063753 | 442.9641 | 0.13955 | 448.7982 | 0.21131 | 449.4139 | 26.1966 | 443.46 | 2.7207 | 449.4139 | 5.6929 | 449.4139 | 0.049088 | 449.4139 | 0.0029053 | 443.46 | 0.010551 | 449.4139 | 0 | 451.8572 | 0.00049311 | 449.4139 | 0 | 449.4139 | 0 | 448.7982 | -0.0085219 | 684.7381 | 0.010428 | 448.7982 | -0.0067446 | 683.989 | 0 | 684.7381 | 0.011808 | 448.7982 | 3.589 | 449.4139 | 2.9514
|  | 452.2643 | 0.0072841 | 449.019 | 0.30181 | 452.2643 | 0.025577 | 449.019 | 0.21894 | 443.1841 | 0.14491 | 449.019 | 0.31155 | 449.6346 | 26.0823 | 443.68 | 2.6501 | 449.6346 | 5.8539 | 449.6346 | 0.05998 | 449.6346 | 0.013332 | 443.68 | 0.0091524 | 449.6346 | 0.012235 | 451.9721 | 0.00022948 | 449.6346 | 0.024855 | 449.6346 | 0.0087264 | 449.019 | 0.016836 | 684.9005 | 0.031171 | 449.019 | 0.0056696 | 684.1516 | 0.00069566 | 684.9005 | 0.01081 | 449.019 | 3.4948 | 449.6346 | 2.858
|  | 452.3773 | 0 | 449.2398 | 0.26084 | 452.3773 | 0 | 449.2398 | 0.025296 | 443.4041 | 0.12564 | 449.2398 | 0.20044 | 449.8553 | 25.8886 | 443.9 | 2.8718 | 449.8553 | 5.965 | 449.8553 | 0.057692 | 449.8553 | 0.003641 | 443.9 | -0.0036143 | 449.8553 | 0 | 452.0871 | 0.00046323 | 449.8553 | 0 | 449.8553 | 0 | 449.2398 | -0.019037 | 685.063 | 0.021753 | 449.2398 | -0.024415 | 684.3142 | 0 | 685.063 | 0.011808 | 449.2398 | 3.405 | 449.8553 | 2.7577
|  | 452.4903 | 0.023213 | 449.4607 | 0.27936 | 452.4903 | 0.011733 | 449.4607 | 0.16174 | 443.6241 | 0.14179 | 449.4607 | 0.28207 | 450.0761 | 25.7662 | 444.12 | 2.9547 | 450.0761 | 6.1217 | 450.0761 | 0.063482 | 450.076 | 0.010349 | 444.12 | 0.0047802 | 450.0761 | 0.0078807 | 452.2021 | 0.00023375 | 450.0761 | 0.02005 | 450.0761 | 0.0084471 | 449.4606 | 0.0011616 | 685.2255 | 0.027808 | 449.4607 | 0.0035938 | 684.4768 | 0.00097375 | 685.2255 | 0.010692 | 449.4606 | 3.356 | 450.076 | 2.6697
|  | 452.6033 | 0 | 449.6815 | 0.27385 | 452.6033 | 0 | 449.6815 | 0.035087 | 443.8441 | 0.10649 | 449.6815 | 0.18097 | 450.2968 | 25.3449 | 444.35 | 3.1506 | 450.2968 | 6.2264 | 450.2968 | 0.056672 | 450.2968 | 0.0030767 | 444.35 | 0.0058296 | 450.2968 | 0 | 452.3171 | 0.00051242 | 450.2968 | 0 | 450.2968 | 0 | 449.6815 | -0.04459 | 685.3879 | 0.026014 | 449.6815 | -0.012448 | 684.6394 | 0 | 685.3879 | 0.010927 | 449.6815 | 3.2507 | 450.2968 | 2.5789
|  | 452.7163 | 0.0037345 | 449.9024 | 0.27999 | 452.7163 | 0.011968 | 449.9024 | 0.16588 | 444.0641 | 0.11915 | 449.9024 | 0.27392 | 450.5175 | 25.1012 | 444.57 | 3.2256 | 450.5175 | 6.383 | 450.5175 | 0.06905 | 450.5175 | 0.010525 | 444.57 | 0.0054798 | 450.5175 | 0.00054866 | 452.432 | 0.00027867 | 450.5175 | 0.016016 | 450.5176 | 0.0033069 | 449.9024 | 0.039276 | 685.5504 | 0.0208 | 449.9024 | 0.023323 | 684.8021 | 0.00097375 | 685.5504 | 0.0096935 | 449.9024 | 3.1935 | 450.5175 | 2.509
|  | 452.8294 | 0 | 450.1232 | 0.28264 | 452.8294 | 0 | 450.1232 | 0.1034 | 444.2841 | 0.1092 | 450.1232 | 0.18375 | 450.7383 | 24.6697 | 444.79 | 3.3666 | 450.7383 | 6.5014 | 450.7383 | 0.062526 | 450.7383 | 0.0043712 | 444.79 | 0.010551 | 450.7383 | 0 | 452.547 | 0.00053803 | 450.7383 | 0 | 450.7383 | 0 | 450.1232 | -0.055218 | 685.7129 | 0.021753 | 450.1232 | -0.025461 | 684.9647 | 0 | 685.7129 | 0.010516 | 450.1232 | 3.1216 | 450.7383 | 2.4385
|  | 452.9424 | 0 | 450.3441 | 0.28226 | 452.9424 | 0.0091518 | 450.3441 | 0.19597 | 444.5042 | 0.12651 | 450.3441 | 0.28064 | 450.9591 | 24.5372 | 445.01 | 3.488 | 450.9591 | 6.6827 | 450.9591 | 0.073204 | 450.9591 | 0.011898 | 445.01 | -0.0022152 | 450.9591 | 0.0081221 | 452.662 | 0.00026017 | 450.9591 | 0.018656 | 450.9591 | 0.011819 | 450.3441 | 0.0335 | 685.8754 | 0.026238 | 450.3441 | 0.0060214 | 685.1273 | 0.001252 | 685.8754 | 0.010281 | 450.3441 | 3.0952 | 450.9591 | 2.3746
|  | 453.0554 | 0 | 450.565 | 0.26807 | 453.0554 | 0 | 450.565 | 0.01913 | 444.7242 | 0.097297 | 450.565 | 0.15945 | 451.1799 | 24.0828 | 445.23 | 3.6632 | 451.1799 | 6.7507 | 451.1799 | 0.059035 | 451.1799 | 0.0033016 | 445.23 | -0.0043139 | 451.1799 | 0 | 452.777 | 0.00050673 | 451.1799 | 0 | 451.1799 | 0 | 450.565 | -0.036273 | 686.0379 | 0.025845 | 450.565 | -0.0044948 | 685.29 | 0 | 686.0379 | 0.011339 | 450.565 | 3.0126 | 451.1799 | 2.308
|  | 453.1684 | 0.0059529 | 450.786 | 0.22111 | 453.1684 | 0.019487 | 450.786 | 0.18633 | 444.9443 | 0.13031 | 450.786 | 0.27773 | 451.4007 | 23.8532 | 445.45 | 3.6835 | 451.4007 | 6.9832 | 451.4007 | 0.07876 | 451.4007 | 0.014087 | 445.45 | -0.0036143 | 451.4007 | 0.0045691 | 452.892 | 0.00024879 | 451.4007 | 0.017817 | 451.4007 | 0.0058756 | 450.786 | 0.031421 | 686.2004 | 0.027808 | 450.786 | 0.014064 | 685.4526 | 0.00097375 | 686.2004 | 0.01081 | 450.786 | 3.0145 | 451.4007 | 2.2532
|  | 453.2815 | 0 | 451.0069 | 0.20818 | 453.2815 | 0 | 451.0069 | 0.052283 | 445.1643 | 0.10114 | 451.0069 | 0.16631 | 451.6215 | 23.4213 | 445.67 | 3.9706 | 451.6215 | 7.0993 | 451.6215 | 0.071749 | 451.6215 | 0.005898 | 445.67 | -0.013933 | 451.6215 | 0 | 453.007 | 0.0004925 | 451.6215 | 0 | 451.6215 | 0 | 451.0069 | -0.045283 | 686.3629 | 0.02108 | 451.0069 | -0.018069 | 685.6153 | 0 | 686.3629 | 0.011104 | 451.0069 | 2.9203 | 451.6215 | 2.1972
|  | 453.3945 | 0.0032908 | 451.2278 | 0.27892 | 453.3945 | 0.0086826 | 451.2278 | 0.20236 | 445.3844 | 0.11015 | 451.2278 | 0.26677 | 451.8423 | 23.0673 | 445.89 | 4.007 | 451.8423 | 7.2417 | 451.8423 | 0.088019 | 451.8423 | 0.012204 | 445.89 | 0.00058296 | 451.8423 | 0.0095631 | 453.122 | 0.00024655 | 451.8423 | 0.021397 | 451.8423 | 0.0072488 | 451.2278 | 0.027724 | 686.5254 | 0.027976 | 451.2278 | -0.0060729 | 685.7779 | 0.00097375 | 686.5254 | 0.010046 | 451.2278 | 2.8902 | 451.8423 | 2.1454
|  | 453.5075 | 0.0019999 | 451.4488 | 0.27533 | 453.5075 | 0 | 451.4488 | 0.040018 | 445.6045 | 0.10183 | 451.4488 | 0.16647 | 452.0632 | 22.673 | 446.12 | 4.2023 | 452.0632 | 7.3766 | 452.0632 | 0.070164 | 452.0631 | 0.0048766 | 446.12 | -0.007462 | 452.0632 | 0 | 453.237 | 0.00051526 | 452.0632 | 0 | 452.0631 | 0 | 451.4488 | -0.015473 | 686.688 | 0.015361 | 451.4488 | -0.012043 | 685.9406 | 0 | 686.688 | 0.010457 | 451.4488 | 2.8082 | 452.0631 | 2.0885
|  | 453.6205 | 0.013459 | 451.6698 | 0.2998 | 453.6205 | 0.017593 | 451.6698 | 0.096854 | 445.8246 | 0.10201 | 451.6698 | 0.2628 | 452.284 | 22.2494 | 446.34 | 4.2175 | 452.284 | 7.5362 | 452.284 | 0.087899 | 452.284 | 0.016466 | 446.34 | -0.0027399 | 452.284 | 0.0056269 | 453.352 | 0.00027156 | 452.284 | 0.022691 | 452.284 | 0.0087573 | 451.6698 | 0.031421 | 686.8505 | 0.024948 | 451.6698 | 0.0084739 | 686.1033 | 0.00069566 | 686.8505 | 0.010222 | 451.6698 | 2.8051 | 452.284 | 2.0373
|  | 453.7335 | 0 | 451.8908 | 0.28646 | 453.7335 | 0 | 451.8908 | 0.0020408 | 446.0448 | 0.079677 | 451.8908 | 0.16884 | 452.5049 | 21.6916 | 446.56 | 4.5073 | 452.5049 | 7.639 | 452.5049 | 0.078567 | 452.5049 | 0.006969 | 446.56 | -0.0015157 | 452.5049 | 0 | 453.467 | 0.00049819 | 452.5049 | 0 | 452.5049 | 0 | 451.8908 | -0.027031 | 687.013 | 0.017436 | 451.8908 | -0.010982 | 686.2659 | 0 | 687.013 | 0.011397 | 451.8908 | 2.6991 | 452.5049 | 1.9913
|  | 453.8466 | 0.011943 | 452.1118 | 0.28682 | 453.8466 | 0.024359 | 452.1118 | 0.17986 | 446.2649 | 0.1179 | 452.1118 | 0.23874 | 452.7258 | 21.3262 | 446.78 | 4.5007 | 452.7258 | 7.816 | 452.7258 | 0.094806 | 452.7258 | 0.012144 | 446.78 | -0.00029147 | 452.7258 | 0.013133 | 453.582 | 0.00023233 | 452.7258 | 0.019376 | 452.7258 | 0.0081095 | 452.1118 | 0.0077211 | 687.1756 | 0.01979 | 452.1118 | 0.0063022 | 686.4286 | 0.001252 | 687.1756 | 0.011104 | 452.1118 | 2.6603 | 452.7258 | 1.9537
|  | 453.9596 | 0 | 452.3328 | 0.26587 | 453.9596 | 0 | 452.3328 | 0.01763 | 446.485 | 0.091666 | 452.3328 | 0.14307 | 452.9467 | 20.7387 | 447 | 4.7525 | 452.9467 | 7.921 | 452.9467 | 0.082335 | 452.9467 | 0.0057655 | 447 | -0.0027399 | 452.9467 | 0 | 453.6971 | 0.0004803 | 452.9467 | 0 | 452.9467 | 0 | 452.3328 | -0.022503 | 687.3381 | 0.025733 | 452.3328 | -0.019236 | 686.5913 | 0 | 687.3381 | 0.01175 | 452.3328 | 2.546 | 452.9467 | 1.9025
|  | 454.0727 | 0.0046219 | 452.5538 | 0.28457 | 454.0727 | 0.021111 | 452.5538 | 0.16939 | 446.7052 | 0.10962 | 452.5538 | 0.24891 | 453.1676 | 20.3208 | 447.22 | 4.7452 | 453.1676 | 8.0949 | 453.1676 | 0.10421 | 453.1676 | 0.014783 | 447.22 | 0.0074037 | 453.1676 | 0.0091119 | 453.8121 | 0.00025326 | 453.1676 | 0.021995 | 453.1676 | 0.004846 | 452.5538 | 0.039045 | 687.5006 | 0.02792 | 452.5538 | 0.0137 | 686.754 | 0.00097375 | 687.5006 | 0.010634 | 452.5538 | 2.5132 | 453.1676 | 1.8628
|  | 454.1857 | 0 | 452.7749 | 0.2819 | 454.1857 | 0 | 452.7749 | 0.01504 | 446.9254 | 0.076422 | 452.7749 | 0.14868 | 453.3885 | 19.573 | 447.44 | 5.0587 | 453.3885 | 8.0937 | 453.3885 | 0.095827 | 453.3885 | 0.0083247 | 447.44 | 0.011076 | 453.3885 | 0 | 453.9271 | 0.00051262 | 453.3885 | 0 | 453.3885 | 0 | 452.7749 | -0.0037225 | 687.6632 | 0.027415 | 452.7749 | 0.0001052 | 686.9167 | 0 | 687.6632 | 0.011632 | 452.7749 | 2.4113 | 453.3885 | 1.8201
|  | 454.2987 | 0.0099464 | 452.9959 | 0.26559 | 454.2987 | 0.014345 | 452.9959 | 0.14935 | 447.1456 | 0.10086 | 452.9959 | 0.22869 | 453.6094 | 19.0253 | 447.66 | 5.22 | 453.6094 | 8.2331 | 453.6094 | 0.1002 | 453.6094 | 0.012752 | 447.66 | 0.0021569 | 453.6094 | 0.001629 | 454.0422 | 0.00026688 | 453.6094 | 0.01994 | 453.6094 | 0.0072164 | 452.9959 | 0.034656 | 687.8258 | 0.021304 | 452.9959 | -0.0098332 | 687.0794 | 0.0004174 | 687.8258 | 0.010869 | 452.9959 | 2.3463 | 453.6094 | 1.7864
|  | 454.4118 | 0 | 453.217 | 0.21075 | 454.4118 | 0 | 453.217 | 0.042023 | 447.3658 | 0.087192 | 453.217 | 0.13511 | 453.8304 | 18.4561 | 447.89 | 5.4152 | 453.8304 | 8.2906 | 453.8304 | 0.097541 | 453.8304 | 0.0074643 | 447.89 | 0.0021569 | 453.8304 | 0 | 454.1572 | 0.0005238 | 453.8304 | 0 | 453.8304 | 0 | 453.217 | -0.0268 | 687.9883 | 0.02663 | 453.217 | -0.0079511 | 687.2421 | 0 | 687.9883 | 0.011456 | 453.217 | 2.226 | 453.8304 | 1.744
|  | 454.5248 | 0.019879 | 453.4381 | 0.27987 | 454.5248 | 0.015022 | 453.4381 | 0.16258 | 447.586 | 0.095746 | 453.4381 | 0.23475 | 454.0513 | 18.1404 | 448.11 | 5.5934 | 454.0513 | 8.4976 | 454.0513 | 0.11469 | 454.0513 | 0.018318 | 448.11 | 0.0070537 | 454.0513 | 0.0062784 | 454.2722 | 0.00026038 | 454.0513 | 0.01799 | 454.0513 | 0.0075829 | 453.4381 | 0.025645 | 688.1509 | 0.027191 | 453.4381 | -0.020735 | 687.4049 | 0.001252 | 688.1509 | 0.010222 | 453.4381 | 2.2799 | 454.0513 | 1.7097
|  | 454.6378 | 0 | 453.6592 | 0.24897 | 454.6378 | 0 | 453.6592 | 0.060835 | 447.8062 | 0.067489 | 453.6592 | 0.12792 | 454.2723 | 17.585 | 448.33 | 5.6649 | 454.2723 | 8.588 | 454.2723 | 0.11116 | 454.2723 | 0.008867 | 448.33 | -0.0018654 | 454.2723 | 0 | 454.3873 | 0.00052136 | 454.2723 | 0 | 454.2723 | 0 | 453.6592 | -0.019602 | 688.3135 | 0.025341 | 453.6592 | -0.0093761 | 687.5676 | 0 | 688.3135 | 0.01081 | 453.6592 | 2.1741 | 454.2723 | 1.6685
|  | 454.7509 | 0.0006286 | 453.8803 | 0.28843 | 454.7509 | 0.013376 | 453.8803 | 0.16179 | 448.0264 | 0.08964 | 453.8803 | 0.23653 | 454.4933 | 17.3068 | 448.55 | 5.7759 | 454.4933 | 8.7983 | 454.4933 | 0.12426 | 454.4933 | 0.018807 | 448.55 | 0.00513 | 454.4933 | 0.011454 | 454.5023 | 0.00026403 | 454.4933 | 0.01543 | 454.4933 | 0.012135 | 453.8803 | 0.034887 | 688.4761 | 0.026294 | 453.8803 | 0.0033359 | 687.7303 | 0.00069566 | 688.4761 | 0.010575 | 453.8803 | 2.131 | 454.4933 | 1.6421
|  | 454.8639 | 0 | 454.1015 | 0.24879 | 454.8639 | 0 | 454.1015 | 0.018492 | 448.2466 | 0.062764 | 454.1015 | 0.11608 | 454.7143 | 16.7019 | 448.77 | 6.114 | 454.7143 | 8.9361 | 454.7143 | 0.1091 | 454.7143 | 0.0075586 | 448.77 | 0.00093272 | 454.7143 | 0 | 454.6174 | 0.00054433 | 454.7143 | 0 | 454.7143 | 0 | 454.1015 | -0.032345 | 688.6387 | 0.026126 | 454.1015 | -0.013372 | 687.893 | 0 | 688.6387 | 0.011867 | 454.1015 | 2.0544 | 454.7143 | 1.6039
|  | 454.977 | 0.0075059 | 454.3226 | 0.28626 | 454.977 | 0.019758 | 454.3226 | 0.14818 | 448.4669 | 0.090292 | 454.3226 | 0.22242 | 454.9353 | 16.4268 | 448.99 | 6.222 | 454.9353 | 9.1121 | 454.9353 | 0.13363 | 454.9353 | 0.020588 | 448.99 | 0.0070537 | 454.9353 | 0.0096032 | 454.7325 | 0.0002807 | 454.9353 | 0.025569 | 454.9353 | 0.012129 | 454.3226 | 0.033962 | 688.8013 | 0.026911 | 454.3226 | 0.020128 | 688.0558 | 0.0004174 | 688.8013 | 0.011456 | 454.3226 | 2.019 | 454.9353 | 1.5756
|  | 455.09 | 0 | 454.5438 | 0.28023 | 455.09 | 0 | 454.5438 | 0.013165 | 448.6872 | 0.052046 | 454.5438 | 0.1287 | 455.1563 | 15.8925 | 449.21 | 6.4705 | 455.1563 | 9.2276 | 455.1563 | 0.12699 | 455.1563 | 0.01354 | 449.21 | -0.00029147 | 455.1563 | 0 | 454.8475 | 0.00055083 | 455.1563 | 0 | 455.1563 | 0 | 454.5438 | -0.0082158 | 688.9639 | 0.020183 | 454.5438 | -0.0024182 | 688.2185 | 0 | 688.9639 | 0.012337 | 454.5438 | 1.9834 | 455.1563 | 1.542
|  | 455.2031 | 0.0010722 | 454.7649 | 0.25071 | 455.2031 | 0.022329 | 454.7649 | 0.18755 | 448.9074 | 0.082445 | 454.7649 | 0.20934 | 455.3774 | 15.3918 | 449.44 | 6.4913 | 455.3774 | 9.3181 | 455.3774 | 0.13926 | 455.3774 | 0.017631 | 449.44 | 0.0054798 | 455.3774 | 0.0048794 | 454.9626 | 0.00027013 | 455.3774 | 0.011893 | 455.3774 | 0.0091553 | 454.7649 | 0.023566 | 689.1265 | 0.025453 | 454.7649 | 0.025604 | 688.3813 | 0.00097375 | 689.1265 | 0.011162 | 454.7649 | 1.9668 | 455.3774 | 1.5182
|  | 455.3161 | 0 | 454.9861 | 0.24372 | 455.3161 | 0 | 454.9861 | 0.031093 | 449.1277 | 0.064129 | 454.9861 | 0.1131 | 455.5984 | 14.7771 | 449.66 | 6.8633 | 455.5985 | 9.4025 | 455.5984 | 0.12814 | 455.5984 | 0.010279 | 449.66 | -0.012183 | 455.5984 | 0 | 455.0777 | 0.00053376 | 455.5984 | 0 | 455.5985 | 0 | 454.9861 | -0.018998 | 689.2891 | 0.022257 | 454.9861 | -0.022428 | 688.544 | 0 | 689.2891 | 0.011867 | 454.9861 | 1.8641 | 455.5984 | 1.4825
|  | 455.4292 | 0.0037345 | 455.2073 | 0.26207 | 455.4292 | 0.015292 | 455.2073 | 0.19819 | 449.348 | 0.077915 | 455.2073 | 0.2038 | 455.8195 | 14.5801 | 449.88 | 6.9439 | 455.8195 | 9.634 | 455.8195 | 0.14325 | 455.8195 | 0.01865 | 449.88 | -0.0069371 | 455.8195 | 0.0062115 | 455.1928 | 0.00026363 | 455.8195 | 0.020331 | 455.8195 | 0.0093508 | 455.2073 | 0.030035 | 689.4517 | 0.024332 | 455.2073 | 0.028321 | 688.7068 | 0.00097375 | 689.4517 | 0.010516 | 455.2073 | 1.8805 | 455.8195 | 1.4602
|  | 455.5422 | 0 | 455.4285 | 0.23176 | 455.5422 | 0 | 455.4285 | 0.031739 | 449.5683 | 0.062707 | 455.4285 | 0.11647 | 456.0406 | 14.1657 | 450.1 | 7.1668 | 456.0406 | 9.7062 | 456.0406 | 0.13855 | 456.0406 | 0.012713 | 450.1 | -0.0072872 | 456.0406 | 0 | 455.3079 | 0.00053579 | 456.0406 | 0 | 456.0406 | 0 | 455.4285 | -0.0335 | 689.6144 | 0.016483 | 455.4285 | 0.024828 | 688.8696 | 0 | 689.6144 | 0.011339 | 455.4285 | 1.8146 | 456.0406 | 1.4278
|  | 455.6553 | 0.015311 | 455.6498 | 0.2641 | 455.6553 | 0.020435 | 455.6498 | 0.1469 | 449.7887 | 0.075612 | 455.6498 | 0.17865 | 456.2617 | 13.9141 | 450.32 | 7.3342 | 456.2617 | 9.9251 | 456.2617 | 0.15255 | 456.2617 | 0.01994 | 450.32 | -0.0011659 | 456.2617 | 0.0094103 | 455.423 | 0.00027461 | 456.2617 | 0.022957 | 456.2617 | 0.0082747 | 455.6498 | 0.011267 | 689.777 | 0.024668 | 455.6498 | 0.0070134 | 689.0323 | 0.00069566 | 689.777 | 0.010634 | 455.6498 | 1.8164 | 456.2617 | 1.4054
|  | 455.7683 | 0 | 455.871 | 0.24376 | 455.7683 | 0 | 455.871 | 0.0064035 | 450.009 | 0.04863 | 455.871 | 0.097261 | 456.4828 | 13.3412 | 450.54 | 7.7053 | 456.4828 | 9.9965 | 456.4828 | 0.1521 | 456.4828 | 0.013904 | 450.54 | -0.012709 | 456.4828 | 0 | 455.538 | 0.00051913 | 456.4828 | 0 | 456.4828 | 0 | 455.871 | -0.029111 | 689.9396 | 0.01951 | 455.871 | -0.016816 | 689.1951 | 0 | 689.9396 | 0.011574 | 455.871 | 1.7297 | 456.4828 | 1.3723
|  | 455.8814 | 0.016175 | 456.0923 | 0.26436 | 455.8814 | 0.011498 | 456.0923 | 0.089431 | 450.2293 | 0.067641 | 456.0923 | 0.19769 | 456.7039 | 13.1544 | 450.76 | 7.7999 | 456.7039 | 10.1778 | 456.7039 | 0.17103 | 456.7039 | 0.020837 | 450.76 | 0.00058296 | 456.7039 | 0.0042308 | 455.6531 | 0.00024838 | 456.7039 | 0.024628 | 456.7039 | 0.01214 | 456.0923 | 0.031883 | 690.1023 | 0.025621 | 456.0923 | 0.026931 | 689.3579 | 0.0004174 | 690.1023 | 0.010634 | 456.0923 | 1.7165 | 456.7039 | 1.354
|  | 455.9944 | 0 | 456.3135 | 0.25691 | 455.9944 | 0 | 456.3135 | -0.0035464 | 450.4497 | 0.039547 | 456.3135 | 0.10744 | 456.9251 | 12.8154 | 450.99 | 8.1177 | 456.9251 | 10.3781 | 456.9251 | 0.16238 | 456.925 | 0.01432 | 450.99 | -0.0016906 | 456.9251 | 0 | 455.7683 | 0.00050957 | 456.9251 | 0 | 456.925 | 0 | 456.3135 | -0.018841 | 690.2649 | 0.02136 | 456.3135 | -0.0070796 | 689.5207 | 0 | 690.2649 | 0.010869 | 456.3135 | 1.6902 | 456.925 | 1.327
|  | 456.1075 | 0.017039 | 456.5348 | 0.25884 | 456.1075 | 0.019758 | 456.5348 | 0.17858 | 450.6701 | 0.070754 | 456.5348 | 0.19452 | 457.1462 | 12.5796 | 451.21 | 8.349 | 457.1462 | 10.5415 | 457.1462 | 0.17845 | 457.1462 | 0.01995 | 451.21 | 0.012476 | 457.1462 | 0.0084625 | 455.8834 | 0.00026505 | 457.1462 | 0.0163 | 457.1462 | 0.0062465 | 456.5348 | 0.017683 | 690.4276 | 0.024724 | 456.5348 | 0.012063 | 689.6834 | 0.001252 | 690.4276 | 0.01034 | 456.5348 | 1.6847 | 457.1462 | 1.3102
|  | 456.2206 | 0 | 456.7561 | 0.24937 | 456.2206 | 0 | 456.7561 | 0.012377 | 450.8904 | 0.041106 | 456.7561 | 0.10085 | 457.3674 | 12.1952 | 451.43 | 8.5925 | 457.3674 | 10.6935 | 457.3674 | 0.17033 | 457.3674 | 0.014643 | 451.43 | 0.0044305 | 457.3674 | 0 | 455.9985 | 0.00053579 | 457.3674 | 0 | 457.3674 | 0 | 456.7561 | -0.038583 | 690.5902 | 0.023379 | 456.7561 | 0.017033 | 689.8463 | 0 | 690.5902 | 0.011456 | 456.7561 | 1.644 | 457.3674 | 1.2805
|  | 456.3336 | 0.012165 | 456.9774 | 0.26509 | 456.3336 | 0.021382 | 456.9774 | 0.10201 | 451.1108 | 0.064391 | 456.9774 | 0.17742 | 457.5886 | 11.9814 | 451.65 | 8.7016 | 457.5885 | 10.8483 | 457.5886 | 0.19158 | 457.5886 | 0.023434 | 451.65 | 0.0018072 | 457.5886 | 0.0085368 | 456.1136 | 0.00027216 | 457.5886 | 0.01942 | 457.5886 | 0.011164 | 456.9774 | 0.027262 | 690.7529 | 0.029489 | 456.9774 | 0.01746 | 690.0091 | 0.0004174 | 690.7529 | 0.011045 | 456.9774 | 1.6431 | 457.5886 | 1.2613
|  | 456.4467 | 0 | 457.1988 | 0.23623 | 456.4467 | 0 | 457.1988 | 0.061588 | 451.3312 | 0.046008 | 457.1988 | 0.087827 | 457.8097 | 11.5391 | 451.87 | 9.0044 | 457.8097 | 10.88 | 457.8097 | 0.18195 | 457.8098 | 0.015085 | 451.87 | -0.014632 | 457.8097 | 0 | 456.2287 | 0.0005551 | 457.8097 | 0 | 457.8098 | 0 | 457.1988 | -0.026338 | 690.9156 | 0.029097 | 457.1988 | -0.016914 | 690.1719 | 0 | 690.9156 | 0.011867 | 457.1988 | 1.6014 | 457.8098 | 1.2328
|  | 456.5598 | 0.0032908 | 457.4201 | 0.24471 | 456.5598 | 0.014345 | 457.4201 | 0.18927 | 451.5517 | 0.062779 | 457.4201 | 0.19055 | 458.0309 | 11.2518 | 452.09 | 9.0297 | 458.0309 | 10.9664 | 458.0309 | 0.19929 | 458.0309 | 0.021966 | 452.09 | 0.011076 | 458.0309 | 0.0052648 | 456.3438 | 0.00028436 | 458.0309 | 0.023709 | 458.0309 | 0.0075692 | 457.4201 | 0.016842 | 691.0783 | 0.031059 | 457.4201 | -0.014234 | 690.3347 | 0.00097375 | 691.0783 | 0.01034 | 457.4201 | 1.5801 | 458.0309 | 1.2163
|  | 456.6728 | 0 | 457.6415 | 0.24041 | 456.6728 | 0 | 457.6415 | 0.096841 | 451.7721 | 0.043145 | 457.6415 | 0.094284 | 458.2522 | 10.88 | 452.32 | 9.4286 | 458.2522 | 11.0613 | 458.2522 | 0.19268 | 458.2522 | 0.01615 | 452.32 | -0.008861 | 458.2522 | 0 | 456.459 | 0.00055226 | 458.2522 | 0 | 458.2522 | 0 | 457.6415 | -0.017365 | 691.241 | 0.023154 | 457.6415 | -0.0067432 | 690.4975 | 0 | 691.241 | 0.011397 | 457.6415 | 1.5123 | 458.2522 | 1.185
|  | 456.7859 | 0.0028471 | 457.8628 | 0.22733 | 456.7859 | 0.0046932 | 457.8628 | 0.12905 | 451.9925 | 0.05858 | 457.8628 | 0.17461 | 458.4734 | 10.6409 | 452.54 | 9.5842 | 458.4734 | 11.1559 | 458.4734 | 0.21187 | 458.4734 | 0.024122 | 452.54 | -0.0043139 | 458.4734 | 0.0065598 | 456.5741 | 0.00026932 | 458.4734 | 0.016793 | 458.4734 | 0.007545 | 457.8628 | 0.0044644 | 691.4036 | 0.025229 | 457.8628 | -0.0082512 | 690.6603 | 0.001252 | 691.4036 | 0.010575 | 457.8628 | 1.4651 | 458.4734 | 1.1713
|  | 456.899 | 0 | 458.0842 | 0.23423 | 456.899 | 0 | 458.0842 | -0.017983 | 452.213 | 0.042477 | 458.0842 | 0.10697 | 458.6946 | 10.4241 | 452.76 | 9.8278 | 458.6946 | 11.3512 | 458.6946 | 0.20599 | 458.6946 | 0.015275 | 452.76 | -0.0072872 | 458.6946 | 0 | 456.6892 | 0.000511 | 458.6946 | 0 | 458.6946 | 0 | 458.0842 | -0.01682 | 691.5663 | 0.023435 | 458.0842 | -0.0081602 | 690.8232 | 0 | 691.5663 | 0.012043 | 458.0842 | 1.4312 | 458.6946 | 1.1437
|  | 457.0121 | 0.0092808 | 458.3056 | 0.21436 | 457.0121 | 0.032885 | 458.3056 | 0.088602 | 452.4334 | 0.066978 | 458.3056 | 0.18396 | 458.9159 | 10.2186 | 452.98 | 10.1189 | 458.9159 | 11.5247 | 458.9159 | 0.22178 | 458.9159 | 0.024495 | 452.98 | 0.0058296 | 458.9159 | 0.0018287 | 456.8044 | 0.00024554 | 458.9159 | 0.019591 | 458.9159 | 0.012687 | 458.3056 | 0.0074704 | 691.7291 | 0.024836 | 458.3056 | 0.011445 | 690.986 | 0.0004174 | 691.7291 | 0.010751 | 458.3056 | 1.4226 | 458.9159 | 1.1342
|  | 457.1251 | 0 | 458.527 | 0.2482 | 457.1251 | 0 | 458.527 | 0.094247 | 452.6539 | 0.047123 | 458.527 | 0.099927 | 459.1372 | 9.9815 | 453.2 | 10.3103 | 459.1372 | 11.6589 | 459.1372 | 0.22507 | 459.1371 | 0.021553 | 453.2 | -0.0046636 | 459.1372 | 0 | 456.9195 | 0.00047705 | 459.1372 | 0.0018628 | 459.1372 | 0 | 458.527 | -0.031421 | 691.8918 | 0.018221 | 458.527 | 0.0017509 | 691.1488 | 0 | 691.8918 | 0.011456 | 458.527 | 1.3825 | 459.1371 | 1.1063
|  | 457.2382 | 0.0090589 | 458.7484 | 0.26068 | 457.2382 | 0.01624 | 458.7484 | 0.095601 | 452.8744 | 0.069391 | 458.7484 | 0.1834 | 459.3584 | 9.8775 | 453.42 | 10.4418 | 459.3584 | 11.9028 | 459.3584 | 0.24424 | 459.3584 | 0.02577 | 453.42 | -0.0037892 | 459.3584 | 0.0016457 | 457.0347 | 0.00023477 | 459.3584 | 0.021473 | 459.3584 | 0.015586 | 458.7484 | 0.041125 | 692.0545 | 0.026406 | 458.7484 | 0.0082205 | 691.3117 | 0.00097375 | 692.0545 | 0.010222 | 458.7484 | 1.3953 | 459.3584 | 1.0896
|  | 457.3513 | 0 | 458.9699 | 0.25558 | 457.3513 | 0 | 458.9699 | 0.031443 | 453.0949 | 0.036801 | 458.9699 | 0.095869 | 459.5797 | 9.623 | 453.65 | 10.8478 | 459.5797 | 12.0009 | 459.5797 | 0.24177 | 459.5797 | 0.021711 | 453.65 | -0.0085115 | 459.5797 | 0 | 457.1498 | 0.00050876 | 459.5797 | 0 | 459.5797 | 0 | 458.9699 | -0.017441 | 692.2172 | 0.025229 | 458.9699 | -0.017331 | 691.4745 | 0 | 692.2172 | 0.011397 | 458.9699 | 1.3533 | 459.5797 | 1.0643
|  | 457.4644 | 0.0090589 | 459.1913 | 0.26952 | 457.4644 | 0.031261 | 459.1913 | 0.20634 | 453.3154 | 0.061463 | 459.1913 | 0.18508 | 459.801 | 9.4005 | 453.87 | 11.0296 | 459.801 | 12.0896 | 459.801 | 0.26004 | 459.8011 | 0.029459 | 453.87 | -0.0071117 | 459.801 | 0.0056307 | 457.265 | 0.00027928 | 459.801 | 0.018872 | 459.8011 | 0.013586 | 459.1913 | 0.011939 | 692.3799 | 0.032012 | 459.1913 | 0.033245 | 691.6374 | 0.00097375 | 692.3799 | 0.010575 | 459.1913 | 1.353 | 459.8011 | 1.0479
|  | 457.5774 | 0 | 459.4128 | 0.2572 | 457.5774 | 0 | 459.4128 | 0.050195 | 453.5359 | 0.040422 | 459.4128 | 0.097654 | 460.0224 | 9.0635 | 454.09 | 11.3185 | 460.0224 | 12.0065 | 460.0224 | 0.25405 | 460.0224 | 0.024156 | 454.09 | -0.0086863 | 460.0224 | 0 | 457.3802 | 0.00052523 | 460.0224 | 0 | 460.0224 | 0 | 459.4128 | -0.018229 | 692.5426 | 0.028312 | 459.4128 | 0.0028504 | 691.8003 | 0 | 692.5426 | 0.011456 | 459.4128 | 1.2707 | 460.0224 | 1.0182
|  | 457.6905 | 0 | 459.6343 | 0.25566 | 457.6905 | 0.01056 | 459.6343 | 0.12679 | 453.7564 | 0.051538 | 459.6343 | 0.17502 | 460.2437 | 8.9749 | 454.31 | 11.4909 | 460.2437 | 12.1833 | 460.2437 | 0.2747 | 460.2437 | 0.030732 | 454.31 | -0.004139 | 460.2437 | 0.0044598 | 457.4953 | 0.00024879 | 460.2437 | 0.011661 | 460.2437 | 0.0091708 | 459.6343 | 0.011584 | 692.7054 | 0.030162 | 459.6343 | 0.0097814 | 691.9631 | 0.0004174 | 692.7054 | 0.010575 | 459.6343 | 1.3259 | 460.2437 | 1.0024
|  | 457.8036 | 0 | 459.8558 | 0.24433 | 457.8036 | 0.0037633 | 459.8558 | -0.0010966 | 453.977 | 0.029418 | 459.8558 | 0.089184 | 460.4651 | 8.746 | 454.53 | 11.6442 | 460.4651 | 12.2933 | 460.4651 | 0.26266 | 460.4651 | 0.022332 | 454.53 | -0.0065873 | 460.4651 | 0 | 457.6105 | 0.00049535 | 460.4651 | 0 | 460.4651 | 0 | 459.8558 | -0.03558 | 692.8681 | 0.034311 | 459.8558 | -0.023257 | 692.126 | 0 | 692.8681 | 0.01128 | 459.8558 | 1.2475 | 460.4651 | 0.97678
|  | 457.9167 | 0.014323 | 460.0773 | 0.24196 | 457.9167 | 0.016645 | 460.0773 | 0.12187 | 454.1975 | 0.049453 | 460.0773 | 0.19331 | 460.6864 | 8.5779 | 454.75 | 11.9705 | 460.6864 | 12.4258 | 460.6864 | 0.28936 | 460.6864 | 0.030116 | 454.75 | 0.0040807 | 460.6864 | 0.0075835 | 457.7257 | 0.00025306 | 460.6864 | 0.019601 | 460.6864 | 0.010591 | 460.0773 | 0.012158 | 693.0309 | 0.03162 | 460.0773 | 0.017435 | 692.2889 | 0.00097375 | 693.0309 | 0.010927 | 460.0773 | 1.2485 | 460.6864 | 0.95911
|  | 458.0298 | 0 | 460.2988 | 0.25721 | 458.0298 | 0 | 460.2988 | 0.060087 | 454.4181 | 0.031555 | 460.2988 | 0.083926 | 460.9078 | 8.4573 | 454.98 | 12.1856 | 460.9078 | 12.6363 | 460.9078 | 0.29027 | 460.9078 | 0.027596 | 454.98 | 0.013524 | 460.9078 | 0 | 457.8408 | 0.00052949 | 460.9078 | 0 | 460.9078 | 0 | 460.2988 | -0.024259 | 693.1936 | 0.024836 | 460.2988 | -0.0084783 | 692.4517 | 0 | 693.1936 | 0.011985 | 460.2988 | 1.2106 | 460.9078 | 0.93578
|  | 458.1429 | 0.018768 | 460.5203 | 0.24376 | 458.1429 | 0.022059 | 460.5203 | 0.1778 | 454.6387 | 0.048302 | 460.5203 | 0.17734 | 461.1292 | 8.4036 | 455.2 | 12.3624 | 461.1292 | 12.793 | 461.1292 | 0.30804 | 461.1292 | 0.031751 | 455.2 | -0.00064125 | 461.1292 | 0.0026535 | 457.956 | 0.00028192 | 461.1292 | 0.0084092 | 461.1292 | 0.012271 | 460.5203 | 0.018834 | 693.3564 | 0.032853 | 460.5203 | 0.0045244 | 692.6146 | 0.0015303 | 693.3564 | 0.010986 | 460.5203 | 1.2083 | 461.1292 | 0.92152
|  | 458.256 | 0 | 460.7419 | 0.25227 | 458.256 | 0 | 460.7419 | 0.090569 | 454.8593 | 0.034677 | 460.7419 | 0.08074 | 461.3506 | 8.1676 | 455.42 | 12.7027 | 461.3506 | 12.879 | 461.3506 | 0.31341 | 461.3506 | 0.027852 | 455.42 | -0.0050134 | 461.3506 | 0 | 458.0712 | 0.00054555 | 461.3506 | 0 | 461.3506 | 0 | 460.7419 | -0.018127 | 693.5192 | 0.023042 | 460.7419 | -0.0018061 | 692.7775 | 0 | 693.5192 | 0.011632 | 460.7419 | 1.1666 | 461.3506 | 0.89622
|  | 458.3691 | 0.0070623 | 460.9634 | 0.2547 | 458.3691 | 0.021382 | 460.9634 | 0.14378 | 455.0799 | 0.056152 | 460.9634 | 0.1671 | 461.572 | 8.1382 | 455.64 | 12.8499 | 461.572 | 13.138 | 461.572 | 0.32798 | 461.572 | 0.034046 | 455.64 | -0.0011659 | 461.572 | 0 | 458.1864 | 0.00027257 | 461.572 | 0.015898 | 461.572 | 0.011818 | 460.9635 | 0.030497 | 693.6819 | 0.036161 | 460.9634 | 0.011362 | 692.9404 | 0.001252 | 693.6819 | 0.010575 | 460.9635 | 1.1878 | 461.572 | 0.87825
|  | 458.4822 | 0 | 461.185 | 0.20019 | 458.4822 | 0 | 461.185 | 0.041284 | 455.3005 | 0.037528 | 461.185 | 0.10691 | 461.7934 | 8.0163 | 455.86 | 12.9205 | 461.7934 | 13.4018 | 461.7934 | 0.33826 | 461.7934 | 0.031224 | 455.86 | -0.008336 | 461.7934 | 0 | 458.3016 | 0.00052238 | 461.7934 | 0 | 461.7934 | 0 | 461.185 | -0.028649 | 693.8447 | 0.024612 | 461.185 | -0.0077 | 693.1033 | 0 | 693.8447 | 0.011808 | 461.185 | 1.1465 | 461.7934 | 0.85524
|  | 458.5953 | 0.011721 | 461.4066 | 0.25686 | 458.5953 | 0.014074 | 461.4066 | 0.13998 | 455.5211 | 0.044321 | 461.4066 | 0.18758 | 462.0149 | 7.9141 | 456.09 | 13.1841 | 462.0149 | 13.4393 | 462.0149 | 0.35213 | 462.0149 | 0.036466 | 456.09 | 0.008628 | 462.0149 | 0.0044009 | 458.4168 | 0.00025733 | 462.0149 | 0.021811 | 462.0149 | 0.010225 | 461.4066 | 0.029111 | 694.0075 | 0.026798 | 461.4066 | 0.01351 | 693.2663 | 0.00097375 | 694.0075 | 0.010692 | 461.4066 | 1.1412 | 462.0149 | 0.8418
|  | 458.7084 | 0 | 461.6282 | 0.2507 | 458.7084 | 0 | 461.6282 | 0.058089 | 455.7417 | 0.043739 | 461.6282 | 0.091531 | 462.2363 | 7.6614 | 456.31 | 13.6011 | 462.2363 | 13.4108 | 462.2363 | 0.3534 | 462.2363 | 0.032388 | 456.31 | -0.00029147 | 462.2363 | 0 | 458.532 | 0.00051526 | 462.2363 | 0 | 462.2363 | 0 | 461.6282 | -0.026107 | 694.1703 | 0.031452 | 461.6282 | 0.0039408 | 693.4292 | 0 | 694.1703 | 0.011397 | 461.6282 | 1.0945 | 462.2363 | 0.82007
|  | 458.8215 | 0.0052875 | 461.8498 | 0.23901 | 458.8215 | 0.0098558 | 461.8498 | 0.11931 | 455.9624 | 0.039511 | 461.8498 | 0.17494 | 462.4578 | 7.4755 | 456.53 | 13.853 | 462.4578 | 13.328 | 462.4578 | 0.36433 | 462.4578 | 0.038447 | 456.53 | 0.0049551 | 462.4578 | 0.003272 | 458.6472 | 0.00026546 | 462.4578 | 0.013237 | 462.4578 | 0.011751 | 461.8498 | 0.017546 | 694.3331 | 0.022201 | 461.8498 | 0.00038203 | 693.5921 | 0.00097375 | 694.3331 | 0.010692 | 461.8498 | 1.0663 | 462.4578 | 0.80607
|  | 458.9346 | 0.0055551 | 462.0715 | 0.23896 | 458.9346 | 0 | 462.0715 | 0.037663 | 456.183 | 0.028949 | 462.0715 | 0.088231 | 462.6793 | 7.2672 | 456.75 | 13.8227 | 462.6793 | 13.2923 | 462.6793 | 0.36325 | 462.6793 | 0.031808 | 456.75 | -0.00046636 | 462.6793 | 0 | 458.7625 | 0.00053051 | 462.6793 | 0 | 462.6793 | 0 | 462.0715 | -0.0090894 | 694.4959 | 0.027023 | 462.0715 | -0.0057675 | 693.755 | 0 | 694.4959 | 0.011632 | 462.0715 | 1.0161 | 462.6793 | 0.77997
|  | 459.0477 | 0.0097244 | 462.2931 | 0.2485 | 459.0477 | 0.024224 | 462.2931 | 0.159 | 456.4037 | 0.052065 | 462.2931 | 0.16152 | 462.9008 | 7.1241 | 456.97 | 14.0954 | 462.9008 | 13.2932 | 462.9008 | 0.38951 | 462.9008 | 0.039753 | 456.97 | 5.8296e-05 | 462.9008 | 0.0043614 | 458.8777 | 0.00026932 | 462.9008 | 0.014564 | 462.9008 | 0.014324 | 462.2931 | 0.039738 | 694.6587 | 0.034703 | 462.2931 | 0.0096148 | 693.918 | 0.00097375 | 694.6587 | 0.011045 | 462.2931 | 1.0043 | 462.9008 | 0.76404
|  | 459.1608 | 0 | 462.5148 | 0.236 | 459.1608 | 0 | 462.5148 | 0.065448 | 456.6244 | 0.027191 | 462.5148 | 0.070699 | 463.1223 | 6.9506 | 457.19 | 14.4171 | 463.1223 | 13.3901 | 463.1223 | 0.38367 | 463.1223 | 0.033963 | 457.19 | 0.017197 | 463.1223 | 0 | 458.9929 | 0.00052421 | 463.1223 | 0 | 463.1223 | 0 | 462.5148 | -0.015205 | 694.8215 | 0.02848 | 462.5148 | 0.0033497 | 694.0809 | 0 | 694.8215 | 0.012161 | 462.5148 | 0.95599 | 463.1223 | 0.74414
|  | 459.2739 | 0.014817 | 462.7365 | 0.25236 | 459.2739 | 0.017187 | 462.7365 | 0.16998 | 456.8451 | 0.043936 | 462.7365 | 0.16904 | 463.3438 | 6.9153 | 457.42 | 14.5069 | 463.3438 | 13.5559 | 463.3438 | 0.4126 | 463.3438 | 0.043479 | 457.42 | -0.0081612 | 463.3438 | 0.0034221 | 459.1081 | 0.00025692 | 463.3438 | 0.015767 | 463.3438 | 0.0092281 | 462.7364 | 0.030728 | 694.9843 | 0.038348 | 462.7365 | 0.010659 | 694.2438 | 0.00069566 | 694.9843 | 0.011808 | 462.7364 | 0.94888 | 463.3438 | 0.73328
|  | 459.387 | 0 | 462.9581 | 0.23442 | 459.387 | 0 | 462.9581 | 0.082388 | 457.0658 | 0.032876 | 462.9581 | 0.086399 | 463.5653 | 6.7296 | 457.64 | 14.7206 | 463.5654 | 13.5858 | 463.5653 | 0.41294 | 463.5653 | 0.037239 | 457.64 | 0.00023318 | 463.5653 | 0 | 459.2234 | 0.00052238 | 463.5653 | 0 | 463.5653 | 0 | 462.9581 | -0.0023191 | 695.1472 | 0.027023 | 462.9581 | -0.018055 | 694.4068 | 0 | 695.1472 | 0.012513 | 462.9581 | 0.90352 | 463.5653 | 0.71351
|  | 459.5001 | 0.023213 | 463.1798 | 0.24021 | 459.5001 | 0.016375 | 463.1798 | 0.14661 | 457.2865 | 0.043621 | 463.1798 | 0.16148 | 463.7869 | 6.7183 | 457.86 | 14.93 | 463.7869 | 13.7814 | 463.7869 | 0.44293 | 463.7869 | 0.044603 | 457.86 | -0.0079864 | 463.7869 | 0.0032805 | 459.3386 | 0.00027074 | 463.7869 | 0.018787 | 463.7869 | 0.011929 | 463.1798 | 0.014938 | 695.31 | 0.029602 | 463.1798 | 0.0098214 | 694.5697 | 0.00097375 | 695.31 | 0.010986 | 463.1798 | 0.90988 | 463.7869 | 0.70651
|  | 459.6132 | 0 | 463.4016 | 0.24457 | 459.6132 | 0 | 463.4016 | 0.021999 | 457.5072 | 0.022209 | 463.4016 | 0.090164 | 464.0085 | 6.5555 | 458.08 | 15.179 | 464.0085 | 13.7333 | 464.0085 | 0.4481 | 464.0085 | 0.042468 | 458.08 | -0.0086863 | 464.0085 | 0 | 459.4538 | 0.00053905 | 464.0085 | 0 | 464.0084 | 0 | 463.4016 | -0.017731 | 695.4728 | 0.031564 | 463.4016 | -0.005598 | 694.7327 | 0 | 695.4728 | 0.011632 | 463.4016 | 0.87857 | 464.0085 | 0.69105
|  | 459.7263 | 0.0019596 | 463.6233 | 0.24455 | 459.7263 | 0.012437 | 463.6233 | 0.1065 | 457.728 | 0.043551 | 463.6233 | 0.16219 | 464.23 | 6.4122 | 458.3 | 15.1248 | 464.23 | 13.6645 | 464.23 | 0.46955 | 464.23 | 0.046849 | 458.3 | -0.0093854 | 464.23 | 0.008512 | 459.5691 | 0.00027725 | 464.23 | 0.026317 | 464.23 | 0.012372 | 463.6233 | 0.030035 | 695.6357 | 0.035881 | 463.6233 | 0.015655 | 694.8957 | 0.0004174 | 695.6357 | 0.010986 | 463.6233 | 0.84279 | 464.23 | 0.68129
|  | 459.8395 | 0 | 463.845 | 0.22926 | 459.8395 | 0 | 463.845 | 0.086246 | 457.9487 | 0.027297 | 463.845 | 0.082005 | 464.4516 | 6.1512 | 458.53 | 15.3952 | 464.4516 | 13.5267 | 464.4516 | 0.46194 | 464.4516 | 0.042747 | 458.53 | 0.0030313 | 464.4516 | 0 | 459.6843 | 0.00051526 | 464.4516 | 0 | 464.4516 | 0 | 463.845 | -0.0029199 | 695.7985 | 0.036946 | 463.845 | 0.0083493 | 695.0586 | 0 | 695.7985 | 0.012513 | 463.845 | 0.79974 | 464.4516 | 0.66021
|  | 459.9526 | 0.0063967 | 464.0668 | 0.23248 | 459.9526 | 0.015022 | 464.0668 | 0.18037 | 458.1695 | 0.030617 | 464.0668 | 0.14494 | 464.6732 | 6.035 | 458.75 | 15.5984 | 464.6732 | 13.4557 | 464.6732 | 0.48074 | 464.6732 | 0.048876 | 458.75 | 0.00513 | 464.6732 | 0.004366 | 459.7996 | 0.00024696 | 464.6732 | 0.026381 | 464.6732 | 0.01278 | 464.0668 | 0.005556 | 695.9614 | 0.039245 | 464.0668 | -0.010145 | 695.2216 | 0.00097375 | 695.9614 | 0.011456 | 464.0668 | 0.78586 | 464.6732 | 0.64673
|  | 460.0657 | 0 | 464.2886 | 0.22123 | 460.0657 | 0 | 464.2886 | -0.0095463 | 458.3903 | 0.013658 | 464.2886 | 0.079288 | 464.8948 | 5.7249 | 458.97 | 15.6592 | 464.8948 | 13.1968 | 464.8948 | 0.47458 | 464.8948 | 0.043477 | 458.97 | -0.017605 | 464.8948 | 0 | 459.9149 | 0.00050876 | 464.8948 | 0 | 464.8948 | 0 | 464.2886 | -0.0078209 | 696.1242 | 0.029153 | 464.2886 | -0.0061081 | 695.3846 | 0 | 696.1242 | 0.012513 | 464.2886 | 0.75892 | 464.8948 | 0.62347
|  | 460.1788 | 0.0095026 | 464.5103 | 0.22247 | 460.1788 | 0.025983 | 464.5103 | 0.10879 | 458.6111 | 0.040477 | 464.5103 | 0.14547 | 465.1165 | 5.6404 | 459.19 | 15.8244 | 465.1165 | 13.0985 | 465.1165 | 0.49855 | 465.1165 | 0.049909 | 459.19 | 0.0014574 | 465.1165 | 0.0030617 | 460.0301 | 0.00033558 | 465.1165 | 0.017711 | 465.1165 | 0.018267 | 464.5104 | 0.014558 | 696.2871 | 0.037282 | 464.5103 | 0.012342 | 695.5476 | 0.0004174 | 696.2871 | 0.011985 | 464.5104 | 0.74884 | 465.1165 | 0.61329
|  | 460.2919 | 0 | 464.7321 | 0.22763 | 460.2919 | 0 | 464.7321 | 0.1443 | 458.8318 | 0.03571 | 464.7321 | 0.13629 | 465.3381 | 5.4867 | 459.41 | 16.0192 | 465.3381 | 13.2134 | 465.3381 | 0.52987 | 465.3381 | 0.052125 | 459.41 | 0.0028565 | 465.3381 | 0.0018807 | 460.1454 | 0.00037806 | 465.3381 | 0.012354 | 465.3381 | 0.01354 | 464.7321 | 0.012613 | 696.45 | 0.037675 | 464.7321 | -0.0090529 | 695.7106 | 0 | 696.45 | 0.01222 | 464.7321 | 0.7476 | 465.3381 | 0.59801
|  | 460.4051 | 0 | 464.954 | 0.24075 | 460.4051 | 0.0084479 | 464.954 | 0.062194 | 459.0526 | 0.025388 | 464.954 | 0.090027 | 465.5598 | 5.3348 | 459.64 | 16.3177 | 465.5598 | 13.2504 | 465.5598 | 0.54796 | 465.5598 | 0.052898 | 459.64 | -0.011484 | 465.5598 | 0 | 460.2607 | 0.00018964 | 465.5598 | 0 | 465.5598 | 0 | 464.954 | -0.025414 | 696.6128 | 0.031171 | 464.954 | -0.0081145 | 695.8736 | 0.00013913 | 696.6128 | 0.011985 | 464.954 | 0.72802 | 465.5598 | 0.58547
|  | 460.5182 | 0 | 465.1758 | 0.24207 | 460.5182 | 0 | 465.1758 | 0.18165 | 459.2735 | 0.03845 | 465.1758 | 0.15231 | 465.7814 | 5.3234 | 459.86 | 16.3065 | 465.7814 | 13.3621 | 465.7814 | 0.57058 | 465.7814 | 0.057992 | 459.86 | 0.013175 | 465.7814 | 0.0033563 | 460.3759 | 0.00016993 | 465.7814 | 0.024677 | 465.7814 | 0.0096187 | 465.1758 | 0.025645 | 696.7757 | 0.037563 | 465.1758 | -0.00042402 | 696.0366 | 9.2755e-05 | 696.7757 | 0.011339 | 465.1758 | 0.75768 | 465.7814 | 0.58143
|  | 460.6313 | 0.0028471 | 465.3976 | 0.22867 | 460.6313 | 0.011733 | 465.3976 | 0.063248 | 459.4943 | 0.021488 | 465.3976 | 0.075314 | 466.0031 | 5.1569 | 460.08 | 16.3366 | 466.0031 | 13.3519 | 466.0031 | 0.583 | 466.0031 | 0.054319 | 460.08 | 0.00040807 | 466.0031 | 0 | 460.4912 | 0.00018415 | 466.0031 | 0 | 466.0031 | 0 | 465.3976 | -0.017824 | 696.9386 | 0.031956 | 465.3976 | -0.009882 | 696.1996 | 0.0004174 | 696.9386 | 0.011808 | 465.3976 | 0.70108 | 466.0031 | 0.56869
|  | 460.7444 | 0 | 465.6195 | 0.24085 | 460.7444 | 0 | 465.6195 | 0.14895 | 459.7151 | 0.036957 | 465.6195 | 0.15553 | 466.2248 | 5.1137 | 460.3 | 16.3288 | 466.2248 | 13.3801 | 466.2248 | 0.60823 | 466.2248 | 0.061938 | 460.3 | -0.0046636 | 466.2248 | 0.0027442 | 460.6065 | 0.00014899 | 466.2248 | 0.009966 | 466.2248 | 0.017584 | 465.6195 | 0.032576 | 697.1015 | 0.051242 | 465.6195 | -0.0020205 | 696.3626 | 0 | 697.1015 | 0.01128 | 465.6195 | 0.75917 | 466.2248 | 0.56439
|  | 460.8576 | 0.0097244 | 465.8414 | 0.2165 | 460.8576 | 0.019758 | 465.8414 | 0.048563 | 459.936 | 0.021673 | 465.8414 | 0.081609 | 466.4465 | 4.9054 | 460.53 | 16.461 | 466.4465 | 13.2323 | 466.4465 | 0.61477 | 466.4465 | 0.058815 | 460.53 | -0.0053632 | 466.4465 | 0 | 460.7218 | 0.00015753 | 466.4465 | 0 | 466.4465 | 0 | 465.8413 | -0.024952 | 697.2644 | 0.039917 | 465.8414 | -0.010909 | 696.5256 | 0.0004174 | 697.2644 | 0.011632 | 465.8413 | 0.70811 | 466.4465 | 0.55275
|  | 460.9707 | 0 | 466.0632 | 0.23969 | 460.9707 | 0 | 466.0632 | 0.14285 | 460.1569 | 0.034337 | 466.0632 | 0.14889 | 466.6682 | 4.8697 | 460.75 | 16.551 | 466.6682 | 13.1946 | 466.6682 | 0.64109 | 466.6682 | 0.066084 | 460.75 | -0.0022152 | 466.6682 | 0.001876 | 460.8371 | 0.00016078 | 466.6682 | 0.015685 | 466.6682 | 0.013199 | 466.0632 | 0.032576 | 697.4273 | 0.036161 | 466.0632 | 0.0089133 | 696.6886 | 0 | 697.4273 | 0.011045 | 466.0632 | 0.70464 | 466.6682 | 0.54854
|  | 461.0839 | 0.011499 | 466.2851 | 0.22962 | 461.0839 | 0.012437 | 466.2851 | 0.067333 | 460.3777 | 0.01092 | 466.2851 | 0.064646 | 466.89 | 4.6786 | 460.97 | 16.5325 | 466.89 | 13.0228 | 466.89 | 0.64199 | 466.89 | 0.060543 | 460.97 | 0.0021569 | 466.89 | 0 | 460.9524 | 0.00018822 | 466.89 | 0 | 466.8899 | 0 | 466.2851 | -0.02042 | 697.5902 | 0.030667 | 466.2851 | 0.0011754 | 696.8517 | 0.00013913 | 697.5902 | 0.011515 | 466.2851 | 0.67952 | 466.89 | 0.53521
|  | 461.197 | 0 | 466.507 | 0.23476 | 461.197 | 0 | 466.507 | 0.12648 | 460.5986 | 0.035163 | 466.507 | 0.14829 | 467.1117 | 4.5717 | 461.19 | 16.4077 | 467.1117 | 12.8784 | 467.1117 | 0.66781 | 467.1117 | 0.067494 | 461.19 | -0.0050134 | 467.1117 | 0.00020784 | 461.0677 | 0.00018985 | 467.1117 | 0.011988 | 467.1117 | 0.0093834 | 466.507 | 0.028187 | 697.7531 | 0.044346 | 466.507 | 0.0034442 | 697.0147 | 0 | 697.7531 | 0.011104 | 466.507 | 0.68629 | 467.1117 | 0.53204
|  | 461.3101 | 0.0041782 | 466.729 | 0.23573 | 461.3101 | 0.025983 | 466.729 | 0.066965 | 460.8195 | 0.01579 | 466.729 | 0.081602 | 467.3335 | 4.4477 | 461.41 | 16.5963 | 467.3335 | 12.8241 | 467.3335 | 0.67632 | 467.3335 | 0.063684 | 461.41 | 0.0079281 | 467.3335 | 0 | 461.183 | 0.00018456 | 467.3335 | 0 | 467.3335 | 0 | 466.729 | -0.01815 | 697.9161 | 0.036105 | 466.729 | -0.011331 | 697.1777 | 0.0004174 | 697.9161 | 0.01175 | 466.729 | 0.65886 | 467.3335 | 0.52395
|  | 461.4233 | 0 | 466.9509 | 0.24316 | 461.4233 | 0 | 466.9509 | 0.15784 | 461.0404 | 0.030971 | 466.9509 | 0.14799 | 467.5552 | 4.3878 | 461.64 | 16.3769 | 467.5553 | 12.808 | 467.5552 | 0.70459 | 467.5552 | 0.072402 | 461.64 | -0.014457 | 467.5552 | 0.0051162 | 461.2983 | 0.00017602 | 467.5552 | 0.018969 | 467.5552 | 0.014819 | 466.9509 | 0.0081306 | 698.079 | 0.049 | 466.9509 | 0.012205 | 697.3408 | 9.2755e-05 | 698.079 | 0.011339 | 466.9509 | 0.67489 | 467.5552 | 0.52145
|  | 461.5364 | 0 | 467.1728 | 0.2415 | 461.5364 | 0.011264 | 467.1728 | 0.081357 | 461.2614 | 0.015759 | 467.1728 | 0.07863 | 467.777 | 4.2239 | 461.86 | 16.456 | 467.777 | 12.7151 | 467.777 | 0.72159 | 467.777 | 0.070823 | 461.86 | -0.016031 | 467.777 | 0 | 461.4136 | 0.00016322 | 467.777 | 0 | 467.777 | 0 | 467.1728 | -0.0073246 | 698.2419 | 0.03846 | 467.1728 | -0.0085936 | 697.5038 | 0.0004174 | 698.2419 | 0.011985 | 467.1728 | 0.65068 | 467.777 | 0.51148
|  | 461.6496 | 0 | 467.3948 | 0.24288 | 461.6496 | 0 | 467.3948 | 0.13421 | 461.4823 | 0.043852 | 467.3948 | 0.14763 | 467.9988 | 4.1317 | 462.08 | 16.3919 | 467.9988 | 12.5781 | 467.9988 | 0.74549 | 467.9988 | 0.075597 | 462.08 | 0.0018072 | 467.9988 | 0.0017125 | 461.529 | 0.00017277 | 467.9988 | 0.024027 | 467.9988 | 0.014074 | 467.3948 | 0.019576 | 698.4049 | 0.044571 | 467.3948 | -0.012818 | 697.6669 | 9.2755e-05 | 698.4049 | 0.011515 | 467.3948 | 0.64382 | 467.9988 | 0.50939
|  | 461.7627 | 0 | 467.6168 | 0.21792 | 461.7627 | 0.023412 | 467.6168 | 0.010556 | 461.7032 | 0.021556 | 467.6168 | 0.077124 | 468.2206 | 3.9609 | 462.3 | 16.2124 | 468.2206 | 12.3638 | 468.2206 | 0.7516 | 468.2206 | 0.072111 | 462.3 | -0.00029147 | 468.2206 | 0 | 461.6443 | 0.00017318 | 468.2206 | 0 | 468.2206 | 0 | 467.6168 | -0.027493 | 698.5678 | 0.039525 | 467.6168 | -0.024095 | 697.83 | 0.00013913 | 698.5678 | 0.011574 | 467.6168 | 0.6292 | 468.2206 | 0.50237
|  | 461.8759 | 0 | 467.8388 | 0.2454 | 461.8759 | 0 | 467.8388 | 0.13127 | 461.9242 | 0.032753 | 467.8388 | 0.14604 | 468.4425 | 3.961 | 462.53 | 16.073 | 468.4425 | 12.362 | 468.4425 | 0.78355 | 468.4425 | 0.078518 | 462.53 | 0.003556 | 468.4425 | 0.0037955 | 461.7596 | 0.00018354 | 468.4425 | 0.015661 | 468.4425 | 0.01279 | 467.8388 | 0.0073177 | 698.7307 | 0.060493 | 467.8388 | 0.0077552 | 697.993 | 9.2755e-05 | 698.7307 | 0.010634 | 467.8388 | 0.63036 | 468.4425 | 0.50387
|  | 461.989 | 0.0050655 | 468.0608 | 0.22546 | 461.989 | 0.021382 | 468.0608 | 0.084349 | 462.1452 | 0.016856 | 468.0608 | 0.081537 | 468.6643 | 3.8042 | 462.75 | 15.8725 | 468.6643 | 12.2933 | 468.6643 | 0.80626 | 468.6643 | 0.076132 | 462.75 | 0.0077533 | 468.6643 | 0 | 461.875 | 0.00019167 | 468.6643 | 0 | 468.6643 | 0 | 468.0608 | -0.027262 | 698.8937 | 0.036666 | 468.0608 | -0.017498 | 698.1561 | 0.00013913 | 698.8937 | 0.011397 | 468.0608 | 0.60763 | 468.6643 | 0.49669
|  | 462.1022 | 0 | 468.2828 | 0.24452 | 462.1022 | 0 | 468.2828 | 0.096069 | 462.3661 | 0.02425 | 468.2828 | 0.14672 | 468.8862 | 3.775 | 462.97 | 15.96 | 468.8862 | 12.1649 | 468.8862 | 0.82985 | 468.8862 | 0.084377 | 462.97 | 0.013175 | 468.8862 | 0.0048154 | 461.9903 | 0.00017074 | 468.8862 | 0.016233 | 468.8862 | 0.010481 | 468.2828 | 0.031421 | 699.0567 | 0.0527 | 468.2828 | 0.00016388 | 698.3192 | 0 | 699.0567 | 0.011162 | 468.2828 | 0.6035 | 468.8862 | 0.49557
|  | 462.2153 | 0.0019596 | 468.5048 | 0.23502 | 462.2153 | 0.022465 | 468.5048 | 0.046677 | 462.5872 | 0.02084 | 468.5048 | 0.077734 | 469.108 | 3.6173 | 463.19 | 15.9773 | 469.108 | 12.104 | 469.108 | 0.84323 | 469.108 | 0.0814 | 463.19 | -0.01026 | 469.108 | 0 | 462.1056 | 0.00019167 | 469.108 | 0 | 469.108 | 0 | 468.5048 | -0.024952 | 699.2196 | 0.045356 | 468.5048 | -0.0084737 | 698.4823 | 0.00013913 | 699.2196 | 0.012455 | 468.5048 | 0.59227 | 469.108 | 0.4868
|  | 462.3285 | 0.001111 | 468.7269 | 0.23833 | 462.3285 | 0 | 468.7269 | 0.13023 | 462.8081 | 0.033218 | 468.7269 | 0.15314 | 469.3299 | 3.6156 | 463.41 | 15.6599 | 469.3299 | 12.1071 | 469.3299 | 0.8827 | 469.3299 | 0.08962 | 463.41 | -0.008861 | 469.3299 | 0.0065151 | 462.221 | 0.00017846 | 469.3299 | 0.01671 | 469.3299 | 0.0047793 | 468.7269 | 0.016018 | 699.3826 | 0.065819 | 468.7269 | -0.008623 | 698.6453 | 0 | 699.3826 | 0.011926 | 468.7269 | 0.60359 | 469.3299 | 0.48814
|  | 462.4416 | 0.0075059 | 468.949 | 0.2377 | 462.4416 | 0.015292 | 468.949 | 0.040073 | 463.0292 | 0.01387 | 468.949 | 0.073497 | 469.5518 | 3.4757 | 463.64 | 15.6952 | 469.5518 | 11.9687 | 469.5518 | 0.90439 | 469.5518 | 0.088926 | 463.64 | -0.002565 | 469.5518 | 0 | 462.3363 | 0.00022196 | 469.5518 | 0 | 469.5518 | 0 | 468.949 | -0.0022365 | 699.5456 | 0.050401 | 468.949 | -0.0081923 | 698.8084 | 0 | 699.5456 | 0.012396 | 468.949 | 0.575 | 469.5518 | 0.47976
|  | 462.5548 | 0 | 469.171 | 0.24206 | 462.5548 | 0 | 469.171 | 0.14808 | 463.2502 | 0.030528 | 469.171 | 0.15006 | 469.7737 | 3.4424 | 463.86 | 15.2653 | 469.7737 | 11.8255 | 469.7737 | 0.93809 | 469.7737 | 0.095872 | 463.86 | 0.0016322 | 469.7737 | 0.0020325 | 462.4517 | 0.00018923 | 469.7737 | 0.024316 | 469.7737 | 0.015294 | 469.171 | 0.016837 | 699.7086 | 0.064361 | 469.171 | 0.0079994 | 698.9715 | 9.2755e-05 | 699.7086 | 0.01128 | 469.171 | 0.5859 | 469.7737 | 0.48366
|  | 462.668 | 0.010834 | 469.3931 | 0.18728 | 462.668 | 0.011498 | 469.3931 | 0.097016 | 463.4712 | 0.013906 | 469.3931 | 0.074893 | 469.9956 | 3.3257 | 464.08 | 15.4963 | 469.9956 | 11.7678 | 469.9956 | 0.95211 | 469.9956 | 0.093424 | 464.08 | 5.8296e-05 | 469.9956 | 0 | 462.567 | 0.00018923 | 469.9956 | 0 | 469.9956 | 0 | 469.3931 | -0.015076 | 699.8715 | 0.05085 | 469.3931 | -0.010265 | 699.1346 | 0.00013913 | 699.8715 | 0.011808 | 469.3931 | 0.56483 | 469.9956 | 0.47704
|  | 462.7811 | 0 | 469.6152 | 0.22957 | 462.7811 | 0 | 469.6152 | 0.14613 | 463.6923 | 0.026183 | 469.6152 | 0.14348 | 470.2176 | 3.3101 | 464.3 | 15.1635 | 470.2176 | 11.7784 | 470.2176 | 1.0023 | 470.2176 | 0.10092 | 464.3 | 0.0025067 | 470.2176 | 0.00079656 | 462.6824 | 0.00015224 | 470.2176 | 0.015387 | 470.2176 | 0.010506 | 469.6152 | 0.015276 | 700.0345 | 0.064866 | 469.6152 | 0.0016548 | 699.2977 | 9.2755e-05 | 700.0345 | 0.011691 | 469.6152 | 0.57409 | 470.2176 | 0.47947
|  | 462.8943 | 0 | 469.8373 | 0.21359 | 462.8943 | 0 | 469.8373 | 0.057532 | 463.9133 | 0.0128 | 469.8373 | 0.075313 | 470.4395 | 3.1686 | 464.53 | 15.1644 | 470.4395 | 11.6327 | 470.4395 | 1.0233 | 470.4395 | 0.099842 | 464.53 | 0.0030313 | 470.4395 | 0 | 462.7978 | 0.00016383 | 470.4395 | 0 | 470.4395 | 0 | 469.8373 | -0.019515 | 700.1975 | 0.043842 | 469.8373 | -0.013591 | 699.4609 | 0.00013913 | 700.1975 | 0.012748 | 469.8373 | 0.54071 | 470.4395 | 0.47142
|  | 463.0075 | 0 | 470.0595 | 0.22775 | 463.0075 | 0 | 470.0595 | 0.14865 | 464.1344 | 0.02284 | 470.0595 | 0.13869 | 470.6615 | 3.1647 | 464.75 | 14.6254 | 470.6615 | 11.5593 | 470.6615 | 1.0638 | 470.6615 | 0.10646 | 464.75 | -0.0020404 | 470.6615 | 0.00037321 | 462.9131 | 0.00016708 | 470.6615 | 0.016093 | 470.6615 | 0.0094255 | 470.0595 | 0.019073 | 700.3606 | 0.062006 | 470.0595 | -0.0007297 | 699.624 | 9.2755e-05 | 700.3606 | 0.012043 | 470.0595 | 0.55277 | 470.6615 | 0.47464
|  | 463.1206 | 0.010834 | 470.2816 | 0.20523 | 463.1206 | 0.017863 | 470.2816 | 0.05854 | 464.3555 | 0.011155 | 470.2816 | 0.078094 | 470.8834 | 3.0631 | 464.97 | 14.5477 | 470.8834 | 11.4556 | 470.8834 | 1.0861 | 470.8834 | 0.10502 | 464.97 | -0.00064125 | 470.8834 | 0 | 463.0285 | 0.00017785 | 470.8834 | 0 | 470.8834 | 0 | 470.2816 | -0.020249 | 700.5236 | 0.071593 | 470.2816 | -0.0024304 | 699.7871 | 0.0004174 | 700.5236 | 0.012337 | 470.2816 | 0.536 | 470.8834 | 0.47055
|  | 463.2338 | 0 | 470.5038 | 0.23447 | 463.2338 | 0 | 470.5038 | 0.15676 | 464.5766 | 0.031554 | 470.5038 | 0.13886 | 471.1054 | 3.0421 | 465.19 | 14.3406 | 471.1054 | 11.388 | 471.1054 | 1.1315 | 471.1054 | 0.11715 | 465.19 | -0.005713 | 471.1054 | 0.0076603 | 463.1439 | 0.00018354 | 471.1054 | 0.013943 | 471.1054 | 0.013389 | 470.5038 | 0.024952 | 700.6866 | 0.06851 | 470.5038 | 0.0095491 | 699.9502 | 9.2755e-05 | 700.6866 | 0.011221 | 470.5038 | 0.52964 | 471.1054 | 0.47149
|  | 463.347 | 0.00018483 | 470.7259 | 0.22535 | 463.347 | 0.02869 | 470.7259 | 0.043823 | 464.7977 | 0.0058853 | 470.7259 | 0.076422 | 471.3274 | 2.9133 | 465.42 | 14.0018 | 471.3274 | 11.1923 | 471.3274 | 1.1526 | 471.3274 | 0.11335 | 465.42 | -0.0092106 | 471.3274 | 0 | 463.2593 | 0.00017887 | 471.3274 | 0 | 471.3274 | 0 | 470.7259 | -0.0077936 | 700.8496 | 0.074733 | 470.7259 | -0.015016 | 700.1134 | 0.00013913 | 700.8496 | 0.011632 | 470.7259 | 0.51832 | 471.3274 | 0.46655
|  | 463.4601 | 0 | 470.9481 | 0.22548 | 463.4601 | 0 | 470.9481 | 0.10901 | 465.0188 | 0.032245 | 470.9481 | 0.12602 | 471.5494 | 2.894 | 465.64 | 13.8861 | 471.5494 | 11.1382 | 471.5494 | 1.194 | 471.5494 | 0.12139 | 465.64 | 0.0095019 | 471.5494 | 0.0064117 | 463.3747 | 0.00018537 | 471.5494 | 0.014353 | 471.5494 | 0.013618 | 470.9481 | 0.018508 | 701.0126 | 0.060044 | 470.9481 | 0.0039844 | 700.2765 | 0.00064928 | 701.0126 | 0.011104 | 470.9481 | 0.53335 | 471.5494 | 0.46952
|  | 463.5733 | 0.012594 | 471.1703 | 0.21191 | 463.5733 | 0.023277 | 471.1703 | 0.036856 | 465.2399 | 0.014385 | 471.1703 | 0.071626 | 471.7715 | 2.7331 | 465.86 | 13.5792 | 471.7715 | 10.8089 | 471.7715 | 1.1986 | 471.7715 | 0.1171 | 465.86 | -0.005538 | 471.7715 | 0 | 463.4901 | 0.00019676 | 471.7715 | 0 | 471.7715 | 0 | 471.1703 | -0.014315 | 701.1757 | 0.060325 | 471.1703 | 0.0013779 | 700.4397 | 0.00013913 | 701.1757 | 0.01175 | 471.1703 | 0.50419 | 471.7715 | 0.46502
|  | 463.6865 | 0 | 471.3925 | 0.21927 | 463.6865 | 0 | 471.3925 | 0.15643 | 465.4611 | 0.035244 | 471.3925 | 0.13534 | 471.9935 | 2.6872 | 466.08 | 13.1803 | 471.9935 | 10.6179 | 471.9935 | 1.2456 | 471.9935 | 0.12739 | 466.08 | -0.0071117 | 471.9935 | 0.0064392 | 463.6055 | 0.00018456 | 471.9935 | 0.013542 | 471.9935 | 0.013619 | 471.3925 | 0.01233 | 701.3387 | 0.077368 | 471.3925 | 0.017476 | 700.6028 | 0 | 701.3387 | 0.011162 | 471.3925 | 0.50997 | 471.9935 | 0.46762
|  | 463.7997 | 0 | 471.6148 | 0.211 | 463.7997 | 0.030043 | 471.6148 | 0.088219 | 465.6823 | 0.010389 | 471.6148 | 0.071299 | 472.2155 | 2.5815 | 466.31 | 13.1392 | 472.2155 | 10.3979 | 472.2155 | 1.2529 | 472.2155 | 0.1252 | 466.31 | -0.0032645 | 472.2155 | 0 | 463.7209 | 0.00017745 | 472.2155 | 0 | 472.2156 | 0 | 471.6148 | -0.0060087 | 701.5018 | 0.070584 | 471.6148 | 0.0017821 | 700.766 | 0.0004174 | 701.5018 | 0.012102 | 471.6148 | 0.45097 | 472.2155 | 0.46145
|  | 463.9129 | 0 | 471.837 | 0.21856 | 463.9129 | 0 | 471.837 | 0.14166 | 465.9034 | 0.017769 | 471.837 | 0.1309 | 472.4376 | 2.5334 | 466.53 | 12.8176 | 472.4376 | 10.2542 | 472.4376 | 1.298 | 472.4376 | 0.13313 | 466.53 | 0.010027 | 472.4376 | 0.0030545 | 463.8363 | 0.0001618 | 472.4376 | 0.011654 | 472.4376 | 0.012918 | 471.837 | 0.011345 | 701.6648 | 0.074789 | 471.837 | 0.00022261 | 700.9291 | 9.2755e-05 | 701.6648 | 0.011808 | 471.837 | 0.52435 | 472.4376 | 0.46607
|  | 464.026 | 0 | 472.0592 | 0.20839 | 464.026 | 0.0089172 | 472.0592 | 0.032701 | 466.1246 | 0.01298 | 472.0592 | 0.068475 | 472.6597 | 2.4145 | 466.75 | 12.5291 | 472.6597 | 9.9588 | 472.6597 | 1.3053 | 472.6597 | 0.1314 | 466.75 | 0.001982 | 472.6597 | 0 | 463.9517 | 0.00016789 | 472.6597 | 0 | 472.6597 | 0 | 472.0593 | -0.022127 | 701.8279 | 0.072939 | 472.0592 | -0.010425 | 701.0923 | 0.00013913 | 701.8279 | 0.012337 | 472.0593 | 0.47081 | 472.6597 | 0.46093
|  | 464.1392 | 0 | 472.2815 | 0.22793 | 464.1392 | 0 | 472.2815 | 0.14907 | 466.3458 | 0.022365 | 472.2815 | 0.13319 | 472.8818 | 2.4389 | 466.97 | 12.0573 | 472.8818 | 9.8695 | 472.8818 | 1.3661 | 472.8818 | 0.14169 | 466.97 | -0.0027399 | 472.8818 | 0.0041247 | 464.0671 | 0.00017501 | 472.8818 | 0.014624 | 472.8818 | 0.015589 | 472.2815 | 0.025414 | 701.9909 | 0.077256 | 472.2815 | 0.012318 | 701.2555 | 0 | 701.9909 | 0.011515 | 472.2815 | 0.48022 | 472.8818 | 0.46182
|  | 464.2524 | 0.001516 | 472.5038 | 0.2093 | 464.2524 | 0.015292 | 472.5038 | 0.068905 | 466.567 | 0.016294 | 472.5038 | 0.075067 | 473.1039 | 2.3118 | 467.2 | 11.9167 | 473.1039 | 9.8005 | 473.1039 | 1.3956 | 473.1039 | 0.14114 | 467.2 | -0.011484 | 473.1039 | 0 | 464.1825 | 0.00016606 | 473.1039 | 0 | 473.1039 | 0 | 472.5038 | -0.022843 | 702.154 | 0.060212 | 472.5038 | -0.0088833 | 701.4186 | 0 | 702.154 | 0.01222 | 472.5038 | 0.45767 | 473.1039 | 0.45584
|  | 464.3656 | 0 | 472.7261 | 0.21331 | 464.3656 | 0 | 472.7261 | 0.089602 | 466.7882 | 0.027033 | 472.7261 | 0.1248 | 473.326 | 2.2948 | 467.42 | 11.6023 | 473.326 | 9.6591 | 473.326 | 1.4458 | 473.326 | 0.14847 | 467.42 | 0.010726 | 473.326 | 0 | 464.2979 | 0.00016566 | 473.326 | 0.020283 | 473.326 | 0.011527 | 472.7261 | 0.019626 | 702.3171 | 0.081124 | 472.7261 | -0.0036559 | 701.5818 | 0 | 702.3171 | 0.011867 | 472.7261 | 0.46874 | 473.326 | 0.45819
|  | 464.4788 | 0.0050655 | 472.9484 | 0.20303 | 464.4788 | 0.011264 | 472.9484 | 0.062578 | 467.0094 | 0.0054243 | 472.9484 | 0.07591 | 473.5481 | 2.2138 | 467.64 | 11.4741 | 473.5481 | 9.4094 | 473.5481 | 1.4666 | 473.5481 | 0.14765 | 467.64 | -0.0069371 | 473.5481 | 0 | 464.4134 | 0.00016993 | 473.5481 | 0 | 473.5481 | 0 | 472.9484 | -0.02211 | 702.4802 | 0.069911 | 472.9484 | -0.0069201 | 701.745 | 0.00013913 | 702.4802 | 0.012161 | 472.9484 | 0.45891 | 473.5481 | 0.45621
|  | 464.592 | 0 | 473.1707 | 0.20964 | 464.592 | 0 | 473.1707 | 0.13124 | 467.2306 | 0.024125 | 473.1707 | 0.13604 | 473.7703 | 2.1768 | 467.86 | 10.9799 | 473.7703 | 9.2261 | 473.7703 | 1.4974 | 473.7703 | 0.15519 | 467.86 | 0.0037309 | 473.7703 | 0.0048671 | 464.5288 | 0.00017419 | 473.7703 | 0.020151 | 473.7703 | 0.014189 | 473.1707 | 0.016786 | 702.6432 | 0.080003 | 473.1707 | 0.0055255 | 701.9082 | 9.2755e-05 | 702.6432 | 0.01128 | 473.1707 | 0.45453 | 473.7703 | 0.45896
|  | 464.7052 | 0 | 473.3931 | 0.1983 | 464.7052 | 0.015022 | 473.3931 | 0.016284 | 467.4519 | 0.015706 | 473.3931 | 0.061221 | 473.9924 | 2.0718 | 468.09 | 10.9261 | 473.9924 | 9.0349 | 473.9924 | 1.5298 | 473.9924 | 0.15303 | 468.09 | -0.0067623 | 473.9924 | 0 | 464.6442 | 0.00015895 | 473.9924 | 0 | 473.9924 | 0 | 473.3931 | -0.014475 | 702.8063 | 0.071649 | 473.3931 | -0.017542 | 702.0714 | 0.00013913 | 702.8063 | 0.011515 | 473.3931 | 0.438 | 473.9924 | 0.45588
|  | 464.8184 | 0 | 473.6154 | 0.2128 | 464.8184 | 0 | 473.6154 | 0.11362 | 467.6731 | 0.019313 | 473.6154 | 0.11763 | 474.2146 | 2.0376 | 468.31 | 10.5612 | 474.2146 | 8.849 | 474.2146 | 1.569 | 474.2146 | 0.16278 | 468.31 | -0.00081612 | 474.2146 | 0.0039341 | 464.7597 | 0.00016362 | 474.2146 | 0.017381 | 474.2146 | 0.016529 | 473.6154 | 0.010274 | 702.9694 | 0.083871 | 473.6154 | 0.0061162 | 702.2346 | 0 | 702.9694 | 0.011221 | 473.6154 | 0.44288 | 474.2146 | 0.45747
|  | 464.9316 | 0.0059529 | 473.8378 | 0.17952 | 464.9316 | 0.015698 | 473.8378 | 0.047625 | 467.8944 | 0.013852 | 473.8378 | 0.073821 | 474.4368 | 1.964 | 468.53 | 10.4648 | 474.4368 | 8.6612 | 474.4368 | 1.5936 | 474.4368 | 0.1602 | 468.53 | -0.0071117 | 474.4368 | 0 | 464.8751 | 0.00018598 | 474.4368 | 0 | 474.4368 | 0 | 473.8378 | -0.015648 | 703.1325 | 0.063184 | 473.8378 | -0.01514 | 702.3978 | 0.00013913 | 703.1325 | 0.011926 | 473.8378 | 0.43098 | 474.4368 | 0.45596
|  | 465.0448 | 0 | 474.0601 | 0.2063 | 465.0448 | 0 | 474.0601 | 0.087387 | 468.1157 | 0.020812 | 474.0601 | 0.12644 | 474.659 | 1.9614 | 468.75 | 9.9118 | 474.659 | 8.5828 | 474.659 | 1.6525 | 474.659 | 0.16992 | 468.75 | -0.0036143 | 474.659 | 0.0053136 | 464.9906 | 0.00020489 | 474.659 | 0.013617 | 474.659 | 0.01266 | 474.0601 | 0.016401 | 703.2956 | 0.082189 | 474.0601 | 0.0074862 | 702.561 | 0 | 703.2956 | 0.012043 | 474.0601 | 0.43346 | 474.659 | 0.4564
|  | 465.158 | 0.0061749 | 474.2825 | 0.21256 | 465.158 | 0.020705 | 474.2825 | 0.037202 | 468.337 | 0.016127 | 474.2825 | 0.06981 | 474.8812 | 1.8843 | 468.98 | 9.9039 | 474.8812 | 8.436 | 474.8812 | 1.6881 | 474.8812 | 0.17189 | 468.98 | 0.0016322 | 474.8812 | 0 | 465.106 | 0.00019554 | 474.8812 | 0 | 474.8812 | 0 | 474.2825 | -0.01454 | 703.4588 | 0.08617 | 474.2825 | 0.00021428 | 702.7243 | 0.00013913 | 703.4588 | 0.012866 | 474.2825 | 0.42321 | 474.8812 | 0.44991
|  | 465.2712 | 0 | 474.5049 | 0.20943 | 465.2712 | 0 | 474.5049 | 0.13976 | 468.5583 | 0.028777 | 474.5049 | 0.12525 | 475.1034 | 1.8778 | 469.2 | 9.4366 | 475.1034 | 8.3151 | 475.1034 | 1.7413 | 475.1034 | 0.18066 | 469.2 | 0.00513 | 475.1034 | 0.0040332 | 465.2215 | 0.00016993 | 475.1034 | 0.013164 | 475.1034 | 0.014044 | 474.5049 | 0.021111 | 703.6219 | 0.082189 | 474.5049 | 0.0078467 | 702.8875 | 0 | 703.6219 | 0.011926 | 474.5049 | 0.43032 | 475.1034 | 0.45507
|  | 465.3844 | 0.019756 | 474.7274 | 0.2066 | 465.3844 | 0.019893 | 474.7274 | 0.047189 | 468.7796 | 0.01017 | 474.7274 | 0.073107 | 475.3256 | 1.8034 | 469.42 | 9.183 | 475.3256 | 8.1254 | 475.3256 | 1.7716 | 475.3256 | 0.18197 | 469.42 | 0.00058296 | 475.3256 | 0 | 465.3369 | 0.00016383 | 475.3256 | 0 | 475.3256 | 0 | 474.7274 | -0.015 | 703.785 | 0.084208 | 474.7274 | -0.0024137 | 703.0507 | 0.00013913 | 703.785 | 0.011985 | 474.7274 | 0.42503 | 475.3256 | 0.45432
|  | 465.4976 | 0 | 474.9498 | 0.21369 | 465.4976 | 0 | 474.9498 | 0.13863 | 469.0009 | 0.026259 | 474.9498 | 0.12807 | 475.5479 | 1.8253 | 469.64 | 8.8957 | 475.5479 | 8.0421 | 475.5479 | 1.828 | 475.5479 | 0.19052 | 469.64 | -0.0011659 | 475.5479 | 0.0054947 | 465.4524 | 0.00014675 | 475.5479 | 0.013515 | 475.5479 | 0.01202 | 474.9498 | 0.025414 | 703.9481 | 0.085441 | 474.9498 | -0.0075832 | 703.2139 | 9.2755e-05 | 703.9481 | 0.01128 | 474.9498 | 0.43503 | 475.5479 | 0.45775
|  | 465.6108 | 0.0090589 | 475.1722 | 0.20718 | 465.6108 | 0.0051626 | 475.1722 | 0.067864 | 469.2222 | 0.015726 | 475.1722 | 0.068003 | 475.7701 | 1.74 | 469.87 | 8.798 | 475.7701 | 7.8783 | 475.7701 | 1.8683 | 475.7701 | 0.19172 | 469.87 | 0.0067039 | 475.7701 | 0 | 465.5679 | 0.00015854 | 475.7701 | 0 | 475.7701 | 0 | 475.1722 | -0.012231 | 704.1113 | 0.083591 | 475.1722 | -0.0081591 | 703.3772 | 0.0004174 | 704.1113 | 0.012337 | 475.1722 | 0.41759 | 475.7701 | 0.45343
|  | 465.724 | 0 | 475.3947 | 0.22032 | 465.724 | 0 | 475.3947 | 0.16554 | 469.4436 | 0.018555 | 475.3947 | 0.13413 | 475.9924 | 1.7456 | 470.09 | 8.3977 | 475.9924 | 7.828 | 475.9924 | 1.9407 | 475.9924 | 0.2046 | 470.09 | -0.0064125 | 475.9924 | 0.0044197 | 465.6833 | 0.00016708 | 475.9924 | 0.013209 | 475.9924 | 0.011611 | 475.3947 | 0.039969 | 704.2744 | 0.083367 | 475.3947 | 0.014383 | 703.5404 | 0 | 704.2744 | 0.011867 | 475.3947 | 0.43825 | 475.9924 | 0.45613
|  | 465.8373 | 0.0081715 | 475.6172 | 0.21173 | 465.8373 | 0.015698 | 475.6172 | 0.015266 | 469.6649 | 0.011739 | 475.6172 | 0.080631 | 476.2147 | 1.674 | 470.31 | 8.3193 | 476.2147 | 7.6598 | 476.2147 | 1.9762 | 476.2147 | 0.20454 | 470.31 | -0.0023901 | 476.2147 | 0 | 465.7988 | 0.00018822 | 476.2147 | 0 | 476.2147 | 0 | 475.6172 | -0.020317 | 704.4375 | 0.083815 | 475.6172 | -0.0069298 | 703.7037 | 0.0004174 | 704.4375 | 0.012807 | 475.6172 | 0.41892 | 476.2147 | 0.45559
|  | 465.9505 | 0 | 475.8396 | 0.2113 | 465.9505 | 0 | 475.8396 | 0.15725 | 469.8863 | 0.017854 | 475.8396 | 0.13204 | 476.437 | 1.6739 | 470.54 | 7.9728 | 476.437 | 7.5008 | 476.437 | 2.0099 | 476.437 | 0.21309 | 470.54 | 0.010027 | 476.437 | 0.0071233 | 465.9143 | 0.00016139 | 476.437 | 0.0080604 | 476.437 | 0.011783 | 475.8396 | 0.013068 | 704.6007 | 0.085161 | 475.8396 | 0.0053056 | 703.8669 | 0 | 704.6007 | 0.01175 | 475.8396 | 0.43445 | 476.437 | 0.46147
|  | 466.0637 | 0.0092808 | 476.0621 | 0.19807 | 466.0637 | 0.012202 | 476.0621 | 0.091691 | 470.1077 | 0.0078276 | 476.0621 | 0.072735 | 476.6593 | 1.5676 | 470.76 | 7.652 | 476.6593 | 7.2983 | 476.6593 | 2.0403 | 476.6593 | 0.21222 | 470.76 | -0.0043139 | 476.6593 | 0 | 466.0298 | 0.00016566 | 476.6593 | 0 | 476.6593 | 0 | 476.0621 | -0.010306 | 704.7639 | 0.086562 | 476.0621 | -0.01645 | 704.0302 | 0.00013913 | 704.7639 | 0.01222 | 476.0621 | 0.4152 | 476.6593 | 0.45682
|  | 466.1769 | 0 | 476.2847 | 0.20848 | 466.1769 | 0 | 476.2847 | 0.12906 | 470.3291 | 0.021548 | 476.2847 | 0.12869 | 476.8816 | 1.5585 | 470.98 | 7.5821 | 476.8816 | 7.1112 | 476.8816 | 2.0701 | 476.8816 | 0.22128 | 470.98 | 0.0026815 | 476.8816 | 0.0045353 | 466.1453 | 0.0001622 | 476.8816 | 0.01433 | 476.8816 | 0.012716 | 476.2846 | 0.01472 | 704.927 | 0.08488 | 476.2847 | 0.011922 | 704.1935 | 0 | 704.927 | 0.011045 | 476.2846 | 0.42007 | 476.8816 | 0.4618
|  | 466.2901 | 0.0079496 | 476.5072 | 0.18811 | 466.2901 | 0.010325 | 476.5072 | 0.0036632 | 470.5505 | 0.010404 | 476.5072 | 0.073403 | 477.104 | 1.4953 | 471.2 | 7.3354 | 477.104 | 7.0201 | 477.104 | 2.1284 | 477.104 | 0.22306 | 471.2 | 0.0046053 | 477.104 | 0 | 466.2608 | 0.00019025 | 477.104 | 0 | 477.104 | 0 | 476.5072 | -0.023104 | 705.0902 | 0.088805 | 476.5072 | 0.0010636 | 704.3568 | 0.0004174 | 705.0902 | 0.01222 | 476.5072 | 0.40925 | 477.104 | 0.46067
|  | 466.4034 | 0 | 476.7297 | 0.21181 | 466.4034 | 0 | 476.7297 | 0.17788 | 470.7719 | 0.027305 | 476.7297 | 0.12795 | 477.3263 | 1.4967 | 471.43 | 7.1214 | 477.3263 | 6.9023 | 477.3263 | 2.1824 | 477.3263 | 0.23484 | 471.43 | 0.0060044 | 477.3263 | 0.0054787 | 466.3763 | 0.00016566 | 477.3263 | 0.013178 | 477.3263 | 0.011137 | 476.7297 | 0.014913 | 705.2534 | 0.084376 | 476.7297 | 0.013241 | 704.52 | 0 | 705.2534 | 0.011808 | 476.7297 | 0.41825 | 477.3263 | 0.4639
|  | 466.5166 | 0.001516 | 476.9523 | 0.20141 | 466.5166 | 0.015969 | 476.9523 | 0.059838 | 470.9933 | 0.0050315 | 476.9523 | 0.067787 | 477.5487 | 1.4256 | 471.65 | 6.8656 | 477.5487 | 6.7412 | 477.5487 | 2.2277 | 477.5487 | 0.23573 | 471.65 | -0.0069371 | 477.5487 | 0 | 466.4918 | 0.00016037 | 477.5487 | 0 | 477.5487 | 0 | 476.9523 | -0.021462 | 705.4166 | 0.085273 | 476.9523 | -0.0091258 | 704.6833 | 0.0004174 | 705.4166 | 0.012572 | 476.9523 | 0.40289 | 477.5487 | 0.4625
|  | 466.6298 | 0 | 477.1748 | 0.21068 | 466.6298 | 0 | 477.1748 | 0.13126 | 471.2148 | 0.025167 | 477.1748 | 0.13103 | 477.7711 | 1.4539 | 471.87 | 6.7396 | 477.7711 | 6.6536 | 477.7711 | 2.2875 | 477.7711 | 0.24669 | 471.87 | 5.8296e-05 | 477.7711 | 0.0024649 | 466.6073 | 0.00014574 | 477.7711 | 0.014251 | 477.7711 | 0.014878 | 477.1748 | 0.016371 | 705.5797 | 0.081517 | 477.1748 | 0.021504 | 704.8466 | 0 | 705.5797 | 0.011515 | 477.1748 | 0.41784 | 477.7711 | 0.46503
|  | 466.7431 | 0 | 477.3974 | 0.19957 | 466.7431 | 0.022329 | 477.3974 | 0.042499 | 471.4362 | 0.013012 | 477.3974 | 0.064917 | 477.9935 | 1.3872 | 472.09 | 6.4553 | 477.9934 | 6.5416 | 477.9935 | 2.3329 | 477.9934 | 0.24787 | 472.09 | 0.0068789 | 477.9935 | 0 | 466.7228 | 0.00017094 | 477.9935 | 0 | 477.9934 | 0 | 477.3974 | -0.016539 | 705.7429 | 0.08959 | 477.3974 | -0.0053149 | 705.0099 | 0.00013913 | 705.7429 | 0.012337 | 477.3974 | 0.39966 | 477.9934 | 0.46294
|  | 466.8563 | 0 | 477.62 | 0.20074 | 466.8563 | 0 | 477.62 | 0.227 | 471.6577 | 0.025834 | 477.62 | 0.13295 | 478.2159 | 1.3924 | 472.32 | 6.2213 | 478.2158 | 6.4829 | 478.2159 | 2.405 | 478.2159 | 0.26217 | 472.32 | 0.014923 | 478.2159 | 0.0023373 | 466.8383 | 0.00018212 | 478.2159 | 0.010205 | 478.2158 | 0.016336 | 477.62 | 0.018282 | 705.9061 | 0.083255 | 477.62 | 0.0095191 | 705.1732 | 0 | 705.9061 | 0.011456 | 477.62 | 0.41569 | 478.2159 | 0.46654
|  | 466.9695 | 0.012841 | 477.8426 | 0.21324 | 466.9695 | 0.013376 | 477.8426 | 0.041305 | 471.8792 | 0.011562 | 477.8426 | 0.077781 | 478.4383 | 1.3421 | 472.54 | 6.0552 | 478.4383 | 6.3801 | 478.4383 | 2.4574 | 478.4383 | 0.26782 | 472.54 | -0.0043139 | 478.4383 | 0 | 466.9538 | 0.00020245 | 478.4383 | 0 | 478.4383 | 0 | 477.8426 | -0.0022889 | 706.0693 | 0.090094 | 477.8426 | -0.0012623 | 705.3365 | 0.0004174 | 706.0693 | 0.012455 | 477.8426 | 0.37322 | 478.4383 | 0.46256
|  | 467.0828 | 0 | 478.0652 | 0.20562 | 467.0828 | 0 | 478.0652 | 0.14138 | 472.1006 | 0.024154 | 478.0652 | 0.138 | 478.6607 | 1.3612 | 472.76 | 5.8693 | 478.6607 | 6.3283 | 478.6607 | 2.5306 | 478.6607 | 0.28173 | 472.76 | 0.0088028 | 478.6607 | 0.0056208 | 467.0693 | 0.00019838 | 478.6607 | 0.024953 | 478.6607 | 0.016713 | 478.0652 | 0.018214 | 706.2325 | 0.083591 | 478.0652 | -0.00088881 | 705.4998 | 9.2755e-05 | 706.2325 | 0.011456 | 478.0652 | 0.43247 | 478.6607 | 0.46817
|  | 467.196 | 0.0070623 | 478.2879 | 0.20113 | 467.196 | 0.0025812 | 478.2879 | 0.025709 | 472.3221 | 0.0059854 | 478.2879 | 0.064647 | 478.8831 | 1.2785 | 472.99 | 5.8296 | 478.8831 | 6.1348 | 478.8831 | 2.5637 | 478.8831 | 0.28049 | 472.99 | -0.005538 | 478.8831 | 0 | 467.1849 | 0.00018456 | 478.8831 | 0 | 478.8832 | 0 | 478.2879 | -0.0016066 | 706.3958 | 0.088749 | 478.2879 | -0.019285 | 705.6631 | 0.0004174 | 706.3958 | 0.012337 | 478.2879 | 0.39859 | 478.8831 | 0.46709
|  | 467.3093 | 0 | 478.5105 | 0.21506 | 467.3093 | 0 | 478.5105 | 0.10432 | 472.5436 | 0.021512 | 478.5105 | 0.13202 | 479.1056 | 1.2985 | 473.21 | 5.3813 | 479.1056 | 6.048 | 479.1056 | 2.6218 | 479.1056 | 0.29299 | 473.21 | -0.009735 | 479.1056 | 0.0054772 | 467.3004 | 0.00016078 | 479.1056 | 0.018797 | 479.1056 | 0.016162 | 478.5105 | 0.0092031 | 706.559 | 0.083871 | 478.5105 | -0.002155 | 705.8265 | 0 | 706.559 | 0.011339 | 478.5105 | 0.40413 | 479.1056 | 0.47442
|  | 467.4225 | 0.0081715 | 478.7332 | 0.1877 | 467.4225 | 0.011498 | 478.7332 | 0.050917 | 472.7652 | 0.0087752 | 478.7332 | 0.064465 | 479.3281 | 1.2171 | 473.43 | 5.4729 | 479.3281 | 5.8334 | 479.3281 | 2.627 | 479.3281 | 0.28987 | 473.43 | -0.010784 | 479.3281 | 0 | 467.416 | 0.00017602 | 479.3281 | 0 | 479.3281 | 0 | 478.7332 | -0.0022368 | 706.7222 | 0.087628 | 478.7332 | -0.0077868 | 705.9898 | 0.00013913 | 706.7222 | 0.012631 | 478.7332 | 0.38991 | 479.3281 | 0.4703
|  | 467.5358 | 0 | 478.9559 | 0.20282 | 467.5358 | 0 | 478.9559 | 0.11943 | 472.9867 | 0.018657 | 478.9559 | 0.13341 | 479.5506 | 1.2191 | 473.65 | 5.1136 | 479.5505 | 5.6884 | 479.5506 | 2.6616 | 479.5505 | 0.30053 | 473.65 | 0.0054798 | 479.5506 | 0.0028855 | 467.5315 | 0.00016749 | 479.5506 | 0.015266 | 479.5505 | 0.01633 | 478.9559 | 0.020534 | 706.8854 | 0.080395 | 478.9559 | -0.010823 | 706.1531 | 0 | 706.8854 | 0.012161 | 478.9559 | 0.3995 | 479.5505 | 0.47641
|  | 467.649 | 0.0050655 | 479.1786 | 0.19359 | 467.649 | 0.0072746 | 479.1786 | 0.062388 | 473.2082 | 0.0058 | 479.1786 | 0.058553 | 479.773 | 1.141 | 473.88 | 5.1081 | 479.7731 | 5.5171 | 479.773 | 2.6845 | 479.773 | 0.30227 | 473.88 | 0.00058296 | 479.773 | 0 | 467.647 | 0.00017501 | 479.773 | 0 | 479.773 | 0 | 479.1785 | -0.010368 | 707.0487 | 0.088525 | 479.1786 | -0.018199 | 706.3164 | 0.00013913 | 707.0487 | 0.012925 | 479.1785 | 0.39685 | 479.773 | 0.47426
|  | 467.7622 | 0 | 479.4013 | 0.1994 | 467.7622 | 0 | 479.4013 | 0.15724 | 473.4298 | 0.016845 | 479.4013 | 0.12649 | 479.9956 | 1.1436 | 474.1 | 4.8411 | 479.9955 | 5.4202 | 479.9956 | 2.7271 | 479.9955 | 0.31202 | 474.1 | 0.007229 | 479.9956 | 0.006569 | 467.7626 | 0.00014492 | 479.9956 | 0.022286 | 479.9955 | 0.016591 | 479.4013 | 0.013033 | 707.2119 | 0.076751 | 479.4013 | -0.0029847 | 706.4798 | 0 | 707.2119 | 0.012102 | 479.4013 | 0.40611 | 479.9955 | 0.47917
|  | 467.8755 | 0.0028471 | 479.624 | 0.17171 | 467.8755 | 0.015428 | 479.624 | 0.081477 | 473.6514 | 0.0046395 | 479.624 | 0.063505 | 480.2181 | 1.0799 | 474.32 | 4.7067 | 480.2181 | 5.3148 | 480.2181 | 2.7704 | 480.2181 | 0.31523 | 474.32 | -0.009735 | 480.2181 | 0 | 467.8781 | 0.00016037 | 480.2181 | 0 | 480.2181 | 0 | 479.624 | -0.027262 | 707.3751 | 0.087235 | 479.624 | 0.0077469 | 706.6431 | 0.00013913 | 707.3751 | 0.012396 | 479.624 | 0.39148 | 480.2181 | 0.47926
|  | 467.9887 | 0 | 479.8467 | 0.2112 | 467.9887 | 0 | 479.8467 | 0.14401 | 473.8729 | 0.027818 | 479.8467 | 0.13214 | 480.4406 | 1.1108 | 474.55 | 4.4816 | 480.4406 | 5.2557 | 480.4406 | 2.8454 | 480.4406 | 0.33308 | 474.55 | -0.0043139 | 480.4406 | 0.011845 | 467.9937 | 0.00016667 | 480.4406 | 0.024008 | 480.4406 | 0.017268 | 479.8467 | 0.020285 | 707.5384 | 0.076751 | 479.8467 | 0.012949 | 706.8065 | 0 | 707.5384 | 0.01175 | 479.8467 | 0.40454 | 480.4406 | 0.4898
|  | 468.102 | 0.0028471 | 480.0694 | 0.19318 | 468.102 | 0.0093865 | 480.0694 | 0.035877 | 474.0945 | 0.0041365 | 480.0694 | 0.062535 | 480.6632 | 1.0532 | 474.77 | 4.475 | 480.6632 | 5.1848 | 480.6632 | 2.9087 | 480.6631 | 0.3369 | 474.77 | 0.0037309 | 480.6632 | 0 | 468.1093 | 0.00017074 | 480.6632 | 0 | 480.6631 | 0 | 480.0695 | 0.00055798 | 707.7017 | 0.087908 | 480.0694 | -0.011845 | 706.9698 | 0 | 707.7017 | 0.012278 | 480.0695 | 0.39057 | 480.6631 | 0.49738
|  | 468.2153 | 0 | 480.2922 | 0.20887 | 468.2153 | 0 | 480.2922 | 0.15317 | 474.3161 | 0.01859 | 480.2922 | 0.13499 | 480.8857 | 1.0874 | 474.99 | 4.241 | 480.8857 | 5.1337 | 480.8857 | 2.9842 | 480.8857 | 0.35189 | 474.99 | 0.001982 | 480.8857 | 0.002973 | 468.2248 | 0.00016078 | 480.8857 | 0.019521 | 480.8857 | 0.013666 | 480.2922 | 0.0068515 | 707.8649 | 0.078153 | 480.2922 | 0.012397 | 707.1332 | 0 | 707.8649 | 0.011574 | 480.2922 | 0.4085 | 480.8857 | 0.50935
|  | 468.3285 | 0 | 480.515 | 0.20705 | 468.3285 | 0.0086826 | 480.515 | 0.063892 | 474.5377 | 0.0064859 | 480.515 | 0.074596 | 481.1083 | 1.0292 | 475.22 | 4.1838 | 481.1083 | 5.0247 | 481.1083 | 3.0234 | 481.1083 | 0.35582 | 475.22 | -0.013408 | 481.1083 | 0 | 468.3404 | 0.00014777 | 481.1083 | 0 | 481.1083 | 0 | 480.515 | 0.0031824 | 708.0282 | 0.087235 | 480.515 | -0.013379 | 707.2966 | 0.00013913 | 708.0282 | 0.01222 | 480.515 | 0.39702 | 481.1083 | 0.51592
|  | 468.4418 | 0 | 480.7378 | 0.19929 | 468.4418 | 0 | 480.7378 | 0.12144 | 474.7593 | 0.018573 | 480.7378 | 0.12337 | 481.3309 | 1.0276 | 475.44 | 3.9425 | 481.3309 | 4.9277 | 481.3309 | 3.066 | 481.3309 | 0.36575 | 475.44 | 0.0032063 | 481.3309 | 0.0010711 | 468.456 | 0.00016708 | 481.3309 | 0.01122 | 481.3309 | 0.012124 | 480.7378 | 0.016903 | 708.1915 | 0.077536 | 480.7378 | 0.0032518 | 707.4599 | 0.00037102 | 708.1915 | 0.011691 | 480.7378 | 0.41173 | 481.3309 | 0.52749
|  | 468.5551 | 0.0032908 | 480.9606 | 0.18336 | 468.5551 | 0.0072746 | 480.9606 | 0.078201 | 474.981 | 0.006224 | 480.9606 | 0.062237 | 481.5535 | 0.96949 | 475.66 | 3.9321 | 481.5535 | 4.8102 | 481.5535 | 3.0995 | 481.5535 | 0.3698 | 475.66 | -0.0060627 | 481.5535 | 0 | 468.5716 | 0.00015814 | 481.5535 | 0 | 481.5535 | 0 | 480.9606 | -0.010146 | 708.3547 | 0.088356 | 480.9606 | -0.012922 | 707.6233 | 0 | 708.3547 | 0.01269 | 480.9606 | 0.40636 | 481.5535 | 0.53558
|  | 468.6683 | 0 | 481.1834 | 0.20655 | 468.6683 | 0 | 481.1834 | 0.11421 | 475.2026 | 0.020377 | 481.1834 | 0.13559 | 481.7761 | 0.98143 | 475.88 | 3.6117 | 481.7761 | 4.6967 | 481.7761 | 3.1353 | 481.7761 | 0.38316 | 475.88 | 0.0042556 | 481.7761 | 0.0072373 | 468.6871 | 0.00018497 | 481.7761 | 0.014985 | 481.7761 | 0.016731 | 481.1834 | 0.0094046 | 708.518 | 0.077368 | 481.1834 | 0.0032786 | 707.7867 | 9.2755e-05 | 708.518 | 0.012278 | 481.1834 | 0.42478 | 481.7761 | 0.54774
|  | 468.7816 | 0.0075059 | 481.4062 | 0.19611 | 468.7816 | 0.016916 | 481.4062 | 0.085548 | 475.4243 | 0.007352 | 481.4062 | 0.063956 | 481.9987 | 0.9089 | 476.11 | 3.5849 | 481.9987 | 4.5691 | 481.9987 | 3.152 | 481.9987 | 0.38411 | 476.11 | -0.00011659 | 481.9987 | 0 | 468.8027 | 0.00016139 | 481.9987 | 0 | 481.9987 | 0 | 481.4062 | -0.012249 | 708.6813 | 0.08645 | 481.4062 | -0.012587 | 707.9501 | 0.00069566 | 708.6813 | 0.01316 | 481.4062 | 0.40545 | 481.9987 | 0.54896
|  | 468.8949 | 0 | 481.629 | 0.20057 | 468.8949 | 0 | 481.629 | 0.11346 | 475.6459 | 0.018034 | 481.629 | 0.13088 | 482.2214 | 0.90419 | 476.33 | 3.4103 | 482.2213 | 4.4839 | 482.2214 | 3.1883 | 482.2213 | 0.39687 | 476.33 | 0.0026815 | 482.2214 | 0.0012565 | 468.9183 | 0.00020773 | 482.2214 | 0.012954 | 482.2213 | 0.010208 | 481.629 | 0.033962 | 708.8446 | 0.076471 | 481.629 | 0.0038621 | 708.1135 | 0 | 708.8446 | 0.012925 | 481.629 | 0.42445 | 482.2213 | 0.56312
|  | 469.0081 | 0.015311 | 481.8519 | 0.16912 | 469.0081 | 0.013668 | 481.8519 | 0.065244 | 475.8676 | 0.0081296 | 481.8519 | 0.06312 | 482.444 | 0.84078 | 476.55 | 3.2955 | 482.444 | 4.3708 | 482.444 | 3.2275 | 482.444 | 0.39995 | 476.55 | -0.0069371 | 482.444 | 0 | 469.0339 | 0.00021159 | 482.444 | 0 | 482.444 | 0 | 481.8519 | -0.021049 | 709.0079 | 0.087459 | 481.8519 | -0.0029283 | 708.2769 | 0 | 709.0079 | 0.013336 | 481.8519 | 0.41792 | 482.444 | 0.57055
|  | 469.1214 | 0 | 482.0747 | 0.20023 | 469.1214 | 0 | 482.0747 | 0.14242 | 476.0893 | 0.02877 | 482.0747 | 0.1248 | 482.6667 | 0.87863 | 476.78 | 3.0666 | 482.6667 | 4.295 | 482.6667 | 3.255 | 482.6667 | 0.41493 | 476.78 | -0.0022152 | 482.6667 | 0.0035797 | 469.1495 | 0.00020875 | 482.6667 | 0.018007 | 482.6667 | 0.012165 | 482.0747 | 0.020951 | 709.1712 | 0.076583 | 482.0747 | 0.0068003 | 708.4403 | 9.2755e-05 | 709.1712 | 0.011926 | 482.0747 | 0.43486 | 482.6667 | 0.58269
|  | 469.2347 | 0.0090589 | 482.2976 | 0.19021 | 469.2347 | 0.01854 | 482.2976 | 0.084151 | 476.311 | 0.0073893 | 482.2976 | 0.060537 | 482.8893 | 0.81668 | 477 | 3.1019 | 482.8893 | 4.1872 | 482.8893 | 3.2949 | 482.8893 | 0.41951 | 477 | 0.0093272 | 482.8893 | 0 | 469.2651 | 0.0001931 | 482.8893 | 0 | 482.8893 | 0 | 482.2976 | -0.014607 | 709.3345 | 0.094075 | 482.2976 | -0.0042096 | 708.6037 | 0.00013913 | 709.3345 | 0.011867 | 482.2976 | 0.42635 | 482.8893 | 0.5881
|  | 469.348 | 0 | 482.5205 | 0.19321 | 469.348 | 0 | 482.5205 | 0.12509 | 476.5327 | 0.011252 | 482.5205 | 0.12592 | 483.112 | 0.81476 | 477.22 | 2.9624 | 483.112 | 4.1085 | 483.112 | 3.3419 | 483.112 | 0.42989 | 477.22 | 0.0018072 | 483.112 | 0.00291 | 469.3807 | 0.00016647 | 483.112 | 0.01334 | 483.112 | 0.011127 | 482.5205 | 0.017479 | 709.4979 | 0.076359 | 482.5205 | 0.010802 | 708.7671 | 0 | 709.4979 | 0.01128 | 482.5205 | 0.43057 | 483.112 | 0.60148
|  | 469.4613 | 0 | 482.7434 | 0.19349 | 469.4613 | 0.015292 | 482.7434 | 0.053485 | 476.7545 | 0.013086 | 482.7434 | 0.062374 | 483.3347 | 0.76929 | 477.45 | 2.9233 | 483.3347 | 4.0005 | 483.3347 | 3.363 | 483.3347 | 0.43602 | 477.45 | -0.008861 | 483.3347 | 0 | 469.4963 | 0.00019676 | 483.3347 | 0 | 483.3347 | 0 | 482.7434 | -0.017578 | 709.6612 | 0.091608 | 482.7434 | -0.0085329 | 708.9305 | 0.0004174 | 709.6612 | 0.01269 | 482.7434 | 0.42834 | 483.3347 | 0.60833
|  | 469.5745 | 0 | 482.9663 | 0.19153 | 469.5745 | 0 | 482.9663 | 0.12307 | 476.9762 | 0.011387 | 482.9663 | 0.13146 | 483.5575 | 0.78344 | 477.67 | 2.7599 | 483.5575 | 3.9495 | 483.5575 | 3.4087 | 483.5575 | 0.45029 | 477.67 | 0.0028565 | 483.5575 | 0.0014375 | 469.612 | 0.00019818 | 483.5575 | 0.016096 | 483.5575 | 0.010507 | 482.9663 | 0.019673 | 709.8245 | 0.077088 | 482.9663 | -0.01444 | 709.094 | 0.00037102 | 709.8245 | 0.01222 | 482.9663 | 0.44436 | 483.5575 | 0.6206
|  | 469.6878 | 0.012347 | 483.1893 | 0.19287 | 469.6878 | 0.011264 | 483.1893 | 0.012801 | 477.1979 | 0.0094647 | 483.1893 | 0.065466 | 483.7802 | 0.73415 | 477.89 | 2.8075 | 483.7802 | 3.8333 | 483.7802 | 3.4327 | 483.7802 | 0.45571 | 477.89 | -0.010959 | 483.7802 | 0 | 469.7276 | 0.00020875 | 483.7802 | 0 | 483.7802 | 0 | 483.1893 | -0.010713 | 709.9878 | 0.089926 | 483.1893 | -0.007847 | 709.2574 | 0.0004174 | 709.9878 | 0.012807 | 483.1893 | 0.42957 | 483.7802 | 0.62467
|  | 469.8011 | 0 | 483.4122 | 0.19071 | 469.8011 | 0 | 483.4122 | 0.11269 | 477.4197 | 0.021007 | 483.4122 | 0.12193 | 484.0029 | 0.7551 | 478.12 | 2.5986 | 484.0029 | 3.7959 | 484.0029 | 3.47 | 484.0029 | 0.47239 | 478.12 | 0.00040807 | 484.0029 | 0.0024737 | 469.8432 | 0.00019208 | 484.0029 | 0.014692 | 484.0029 | 0.017355 | 483.4122 | 0.011342 | 710.1512 | 0.075686 | 483.4122 | 0.0035547 | 709.4208 | 9.2755e-05 | 710.1512 | 0.011808 | 483.4122 | 0.44453 | 484.0029 | 0.63663
|  | 469.9144 | 0.0037345 | 483.6352 | 0.18514 | 469.9144 | 0.025577 | 483.6352 | 0.06179 | 477.6414 | 0.01325 | 483.6352 | 0.064175 | 484.2257 | 0.68691 | 478.34 | 2.5528 | 484.2257 | 3.6904 | 484.2257 | 3.5024 | 484.2257 | 0.47457 | 478.34 | -0.009735 | 484.2257 | 0 | 469.9588 | 0.00016932 | 484.2257 | 0 | 484.2257 | 0 | 483.6352 | -0.010874 | 710.3145 | 0.09699 | 483.6352 | -0.0034527 | 709.5843 | 0.00013913 | 710.3145 | 0.012396 | 483.6352 | 0.44147 | 484.2257 | 0.6416
|  | 470.0277 | 0 | 483.8582 | 0.18374 | 470.0277 | 0 | 483.8582 | 0.1494 | 477.8632 | 0.034859 | 483.8582 | 0.12925 | 484.4485 | 0.71468 | 478.56 | 2.4598 | 484.4484 | 3.6419 | 484.4485 | 3.5549 | 484.4485 | 0.49034 | 478.56 | 0.010202 | 484.4485 | 0.0037885 | 470.0745 | 0.00017033 | 484.4485 | 0.012188 | 484.4485 | 0.011574 | 483.8582 | 0.012828 | 710.4779 | 0.088693 | 483.8582 | 0.0016311 | 709.7477 | 0 | 710.4779 | 0.011926 | 483.8582 | 0.44891 | 484.4485 | 0.65559
|  | 470.141 | 0.0035126 | 484.0811 | 0.1888 | 470.141 | 0.0070399 | 484.0811 | 0.026661 | 478.085 | 0.0018953 | 484.0811 | 0.062451 | 484.6712 | 0.65401 | 478.79 | 2.4419 | 484.6712 | 3.5432 | 484.6712 | 3.5686 | 484.6712 | 0.49804 | 478.79 | -0.011834 | 484.6712 | 0 | 470.1901 | 0.00018253 | 484.6712 | 0 | 484.6712 | 0 | 484.0811 | -0.013583 | 710.6412 | 0.098111 | 484.0811 | 0.00068385 | 709.9112 | 0 | 710.6412 | 0.012513 | 484.0811 | 0.41421 | 484.6712 | 0.65641
|  | 470.2543 | 0 | 484.3041 | 0.18908 | 470.2543 | 0 | 484.3041 | 0.135 | 478.3068 | 0.027341 | 484.3041 | 0.12266 | 484.894 | 0.68764 | 479.01 | 2.2527 | 484.894 | 3.4903 | 484.894 | 3.6156 | 484.894 | 0.5103 | 479.01 | -0.0069371 | 484.894 | 0.0065188 | 470.3057 | 0.00017806 | 484.894 | 0.018999 | 484.894 | 0.012409 | 484.3041 | 0.012268 | 710.8046 | 0.076863 | 484.3041 | -0.005783 | 710.0746 | 9.2755e-05 | 710.8046 | 0.01175 | 484.3041 | 0.47295 | 484.894 | 0.66906
|  | 470.3676 | 0.0075059 | 484.5272 | 0.17914 | 470.3676 | 0.020435 | 484.5272 | 0.026137 | 478.5286 | 0.01087 | 484.5272 | 0.060392 | 485.1168 | 0.61442 | 479.23 | 2.2152 | 485.1168 | 3.3961 | 485.1168 | 3.6374 | 485.1168 | 0.52007 | 479.23 | -0.0086863 | 485.1168 | 0 | 470.4214 | 0.0001809 | 485.1168 | 0 | 485.1168 | 0 | 484.5272 | -0.010427 | 710.968 | 0.097999 | 484.5272 | -0.0077918 | 710.2381 | 0 | 710.968 | 0.012337 | 484.5272 | 0.44858 | 485.1168 | 0.67443
|  | 470.4809 | 0 | 484.7502 | 0.18289 | 470.4809 | 0 | 484.7502 | 0.13741 | 478.7505 | 0.030932 | 484.7502 | 0.11906 | 485.3397 | 0.64436 | 479.46 | 2.1173 | 485.3397 | 3.3551 | 485.3397 | 3.6711 | 485.3397 | 0.53549 | 479.46 | 0.00040807 | 485.3397 | 0.0038265 | 470.5371 | 0.00015956 | 485.3397 | 0.015525 | 485.3397 | 0.012445 | 484.7502 | 0.025876 | 711.1313 | 0.093346 | 484.7502 | 0.0078126 | 710.4015 | 0 | 711.1313 | 0.011985 | 484.7502 | 0.4651 | 485.3397 | 0.68624
|  | 470.5942 | 0.0026252 | 484.9732 | 0.17588 | 470.5942 | 0 | 484.9732 | 0.061431 | 478.9723 | 0.01161 | 484.9732 | 0.05704 | 485.5625 | 0.59089 | 479.68 | 2.0786 | 485.5625 | 3.2541 | 485.5625 | 3.6982 | 485.5625 | 0.5428 | 479.68 | 0.0025067 | 485.5625 | 0 | 470.6527 | 0.00019167 | 485.5625 | 0 | 485.5625 | 0 | 484.9732 | -0.0023609 | 711.2947 | 0.098784 | 484.9732 | -0.0018791 | 710.565 | 0.0004174 | 711.2947 | 0.012983 | 484.9732 | 0.46089 | 485.5625 | 0.68776
|  | 470.7075 | 0 | 485.1963 | 0.17778 | 470.7075 | 0 | 485.1963 | 0.1069 | 479.1942 | 0.028502 | 485.1963 | 0.12185 | 485.7853 | 0.60806 | 479.9 | 1.8642 | 485.7853 | 3.206 | 485.7853 | 3.7351 | 485.7853 | 0.55878 | 479.9 | 0.0084525 | 485.7853 | 0.0029768 | 470.7684 | 0.00017928 | 485.7853 | 0.018431 | 485.7853 | 0.012584 | 485.1963 | 0.030497 | 711.4581 | 0.09144 | 485.1963 | 0.010196 | 710.7285 | 0 | 711.4581 | 0.012396 | 485.1963 | 0.47312 | 485.7853 | 0.70035
|  | 470.8208 | 0.014199 | 485.4193 | 0.17703 | 470.8208 | 0.020841 | 485.4193 | 0.020376 | 479.416 | 0.0075683 | 485.4193 | 0.050211 | 486.0082 | 0.56117 | 480.13 | 1.9085 | 486.0082 | 3.1333 | 486.0082 | 3.7482 | 486.0082 | 0.56887 | 480.13 | 0.0077533 | 486.0082 | 0 | 470.884 | 0.00019493 | 486.0082 | 0 | 486.0082 | 0 | 485.4193 | -0.018828 | 711.6215 | 0.078265 | 485.4193 | -0.0054259 | 710.892 | 0.00013913 | 711.6215 | 0.01316 | 485.4193 | 0.45783 | 486.0082 | 0.70108
|  | 470.9341 | 0 | 485.6424 | 0.17867 | 470.9341 | 0 | 485.6424 | 0.11885 | 479.6379 | 0.020466 | 485.6424 | 0.12285 | 486.2311 | 0.59649 | 480.35 | 1.8262 | 486.2311 | 3.1022 | 486.2311 | 3.809 | 486.231 | 0.58681 | 480.35 | -0.0032645 | 486.2311 | 0.0048715 | 470.9997 | 0.00017277 | 486.2311 | 0.012657 | 486.231 | 0.014988 | 485.6424 | 0.035811 | 711.7849 | 0.10153 | 485.6424 | 0.0051173 | 711.0555 | 0 | 711.7849 | 0.011985 | 485.6424 | 0.48419 | 486.231 | 0.71272
|  | 471.0474 | 0 | 485.8655 | 0.17632 | 471.0474 | 0.015969 | 485.8655 | 0.0304 | 479.8598 | -0.00026494 | 485.8655 | 0.049015 | 486.4539 | 0.5304 | 480.57 | 1.7708 | 486.454 | 3.0086 | 486.4539 | 3.817 | 486.4539 | 0.59364 | 480.57 | -0.0064125 | 486.4539 | 0 | 471.1154 | 0.00017988 | 486.4539 | 0 | 486.454 | 0 | 485.8655 | 0.0042095 | 711.9483 | 0.090599 | 485.8655 | -0.0085132 | 711.2189 | 0.00013913 | 711.9483 | 0.01269 | 485.8655 | 0.48014 | 486.4539 | 0.71624
|  | 471.1607 | 0 | 486.0886 | 0.18737 | 471.1607 | 0 | 486.0886 | 0.18095 | 480.0817 | 0.023636 | 486.0886 | 0.12728 | 486.6768 | 0.54913 | 480.8 | 1.5939 | 486.6769 | 2.9702 | 486.6768 | 3.8729 | 486.6768 | 0.61264 | 480.8 | 0.0058296 | 486.6768 | 0.0041457 | 471.231 | 0.00016606 | 486.6768 | 0.017706 | 486.6769 | 0.012387 | 486.0886 | 0.014349 | 712.1117 | 0.099849 | 486.0886 | 0.0056425 | 711.3824 | 0 | 712.1117 | 0.011632 | 486.0886 | 0.48526 | 486.6768 | 0.72372
|  | 471.2741 | 0.0092808 | 486.3117 | 0.17793 | 471.2741 | 0.0082132 | 486.3117 | -0.011457 | 480.3036 | 0.0026526 | 486.3117 | 0.055377 | 486.8998 | 0.52669 | 481.02 | 1.5709 | 486.8998 | 2.8828 | 486.8998 | 3.8826 | 486.8997 | 0.61827 | 481.02 | -0.0067623 | 486.8998 | 0 | 471.3467 | 0.00016037 | 486.8998 | 0 | 486.8997 | 0 | 486.3118 | -0.014165 | 712.2751 | 0.080732 | 486.3117 | 0.00090297 | 711.5459 | 0.0004174 | 712.2751 | 0.012807 | 486.3118 | 0.48642 | 486.8997 | 0.72393
|  | 471.3874 | 0 | 486.5349 | 0.17295 | 471.3874 | 0 | 486.5349 | 0.12194 | 480.5255 | 0.024506 | 486.5349 | 0.12363 | 487.1227 | 0.5384 | 481.24 | 1.4987 | 487.1227 | 2.8446 | 487.1227 | 3.9137 | 487.1227 | 0.63672 | 481.24 | -0.0058878 | 487.1227 | 0.0028443 | 471.4624 | 0.00014757 | 487.1227 | 0.01081 | 487.1227 | 0.011522 | 486.5349 | 0.0099609 | 712.4385 | 0.09727 | 486.5349 | 0.0031816 | 711.7095 | 9.2755e-05 | 712.4385 | 0.011515 | 486.5349 | 0.49832 | 487.1227 | 0.73279
|  | 471.5007 | 0.0099464 | 486.758 | 0.17077 | 471.5007 | 0.020841 | 486.758 | 0.016807 | 480.7474 | 0.0022766 | 486.758 | 0.052164 | 487.3456 | 0.47483 | 481.47 | 1.5654 | 487.3456 | 2.7619 | 487.3456 | 3.9427 | 487.3456 | 0.6512 | 481.47 | -0.0069371 | 487.3456 | 0 | 471.5781 | 0.00015102 | 487.3456 | 0 | 487.3456 | 0 | 486.758 | -0.022632 | 712.6019 | 0.072659 | 486.758 | -0.010393 | 711.873 | 0.00013913 | 712.6019 | 0.012161 | 486.758 | 0.49584 | 487.3456 | 0.73299
|  | 471.614 | 0 | 486.9812 | 0.17345 | 471.614 | 0 | 486.9812 | 0.12179 | 480.9693 | 0.014259 | 486.9812 | 0.11696 | 487.5686 | 0.51724 | 481.69 | 1.3739 | 487.5686 | 2.7424 | 487.5686 | 3.9921 | 487.5686 | 0.66872 | 481.69 | -0.0065873 | 487.5686 | 0.0043384 | 471.6938 | 0.00015854 | 487.5686 | 0.014926 | 487.5686 | 0.0074086 | 486.9812 | 0.017097 | 712.7654 | 0.098336 | 486.9812 | -0.013098 | 712.0365 | 0 | 712.7654 | 0.011515 | 486.9812 | 0.51377 | 487.5686 | 0.74206
|  | 471.7274 | 0 | 487.2044 | 0.16728 | 471.7274 | 0.0030506 | 487.2044 | 0.049496 | 481.1913 | 0.0030754 | 487.2044 | 0.053529 | 487.7915 | 0.47219 | 481.91 | 1.3773 | 487.7915 | 2.6517 | 487.7915 | 4.0052 | 487.7915 | 0.67877 | 481.91 | -0.008861 | 487.7915 | 0 | 471.8095 | 0.00015468 | 487.7915 | 0 | 487.7915 | 0 | 487.2044 | -0.013127 | 712.9288 | 0.075798 | 487.2044 | -0.0023219 | 712.2 | 0.00013913 | 712.9288 | 0.012572 | 487.2044 | 0.50947 | 487.7915 | 0.7397
|  | 471.8407 | 0 | 487.4276 | 0.18153 | 471.8407 | 0 | 487.4276 | 0.11477 | 481.4132 | 0.02123 | 487.4276 | 0.12155 | 488.0145 | 0.48677 | 482.14 | 1.2373 | 488.0145 | 2.6307 | 488.0145 | 4.0507 | 488.0145 | 0.69898 | 482.14 | -0.0081612 | 488.0145 | 0.004153 | 471.9252 | 0.00015366 | 488.0145 | 0.022439 | 488.0145 | 0.013395 | 487.4276 | 0.021761 | 713.0922 | 0.095308 | 487.4276 | 0.0087774 | 712.3636 | 0 | 713.0922 | 0.011985 | 487.4276 | 0.53434 | 488.0145 | 0.74779
|  | 471.954 | 0.0068403 | 487.6508 | 0.16458 | 471.954 | 0.021111 | 487.6508 | 0.063302 | 481.6352 | 0.0040022 | 487.6508 | 0.060514 | 488.2375 | 0.43384 | 482.36 | 1.2351 | 488.2375 | 2.5442 | 488.2375 | 4.0537 | 488.2375 | 0.71095 | 482.36 | 0.0037309 | 488.2375 | 0 | 472.0409 | 0.00017033 | 488.2375 | 0 | 488.2375 | 0 | 487.6508 | -0.010357 | 713.2557 | 0.082526 | 487.6508 | -0.010036 | 712.5271 | 0.0004174 | 713.2557 | 0.012631 | 487.6508 | 0.52319 | 488.2375 | 0.74538
|  | 472.0673 | 0 | 487.874 | 0.17367 | 472.0673 | 0 | 487.874 | 0.10405 | 481.8572 | 0.023981 | 487.874 | 0.12191 | 488.4605 | 0.45477 | 482.58 | 1.0828 | 488.4605 | 2.5298 | 488.4605 | 4.0952 | 488.4605 | 0.73323 | 482.58 | -0.013408 | 488.4605 | 0.0049173 | 472.1566 | 0.00018212 | 488.4605 | 0.015017 | 488.4605 | 0.017663 | 487.874 | 0.023104 | 713.4191 | 0.099513 | 487.874 | 0.0033224 | 712.6906 | 9.2755e-05 | 713.4191 | 0.012102 | 487.874 | 0.53996 | 488.4605 | 0.74945
|  | 472.1807 | 0.0095026 | 488.0972 | 0.1664 | 472.1807 | 0.020164 | 488.0972 | 0.04624 | 482.0792 | 0.012044 | 488.0972 | 0.054932 | 488.6835 | 0.42001 | 482.81 | 1.1959 | 488.6835 | 2.4501 | 488.6835 | 4.1243 | 488.6835 | 0.74345 | 482.81 | -0.00029147 | 488.6835 | 0 | 472.2723 | 0.00018639 | 488.6835 | 0 | 488.6835 | 0 | 488.0972 | -0.012116 | 713.5826 | 0.075294 | 488.0972 | -0.026684 | 712.8542 | 0.00013913 | 713.5826 | 0.013042 | 488.0972 | 0.54707 | 488.6835 | 0.74876
|  | 472.294 | 0 | 488.3204 | 0.1914 | 472.294 | 0 | 488.3204 | 0.14052 | 482.3012 | 0.023039 | 488.3204 | 0.12015 | 488.9065 | 0.44896 | 483.03 | 1.0056 | 488.9065 | 2.4309 | 488.9065 | 4.1624 | 488.9065 | 0.76754 | 483.03 | -0.0013408 | 488.9065 | 0.0060557 | 472.388 | 0.00015651 | 488.9065 | 0.012091 | 488.9065 | 0.014929 | 488.3204 | 0.027724 | 713.746 | 0.083367 | 488.3204 | 0.010932 | 713.0177 | 9.2755e-05 | 713.746 | 0.012748 | 488.3204 | 0.55649 | 488.9065 | 0.75433
|  | 472.4074 | 0.011277 | 488.5437 | 0.18251 | 472.4074 | 0.016645 | 488.5437 | 0.037621 | 482.5232 | 0.0018904 | 488.5437 | 0.055917 | 489.1296 | 0.40148 | 483.25 | 1.0918 | 489.1296 | 2.3661 | 489.1296 | 4.1777 | 489.1296 | 0.78286 | 483.25 | -0.0067623 | 489.1296 | 0 | 472.5038 | 0.00015366 | 489.1296 | 0 | 489.1296 | 0 | 488.5437 | -0.0078583 | 713.9095 | 0.073668 | 488.5437 | 0.0050415 | 713.1813 | 0.00013913 | 713.9095 | 0.012983 | 488.5437 | 0.55327 | 489.1296 | 0.75106
|  | 472.5207 | 0 | 488.767 | 0.18795 | 472.5207 | 0 | 488.767 | 0.12036 | 482.7452 | 0.017521 | 488.767 | 0.11998 | 489.3526 | 0.42591 | 483.48 | 0.93619 | 489.3526 | 2.3435 | 489.3526 | 4.2163 | 489.3526 | 0.80706 | 483.48 | 0.0049551 | 489.3526 | 0.0029332 | 472.6195 | 0.00015102 | 489.3526 | 0.013307 | 489.3526 | 0.014677 | 488.767 | 0.009378 | 714.073 | 0.08987 | 488.767 | -5.6496e-05 | 713.3448 | 0.00037102 | 714.073 | 0.011926 | 488.767 | 0.57681 | 489.3526 | 0.75719
|  | 472.634 | 0.012841 | 488.9902 | 0.166 | 472.634 | 0.025171 | 488.9902 | 0.046978 | 482.9673 | 0.0007268 | 488.9902 | 0.055327 | 489.5757 | 0.37462 | 483.7 | 0.99943 | 489.5757 | 2.2717 | 489.5757 | 4.2408 | 489.5757 | 0.81724 | 483.7 | -0.01131 | 489.5757 | 0 | 472.7352 | 0.00015529 | 489.5757 | 0 | 489.5757 | 0 | 488.9903 | -0.019683 | 714.2365 | 0.073724 | 488.9902 | -0.023079 | 713.5084 | 0 | 714.2365 | 0.012161 | 488.9903 | 0.56434 | 489.5757 | 0.75779
|  | 472.7474 | 0 | 489.2135 | 0.16634 | 472.7474 | 0 | 489.2135 | 0.10744 | 483.1893 | 0.017054 | 489.2135 | 0.12584 | 489.7988 | 0.40894 | 483.92 | 0.87518 | 489.7988 | 2.2468 | 489.7988 | 4.2804 | 489.7988 | 0.84371 | 483.92 | -0.00011659 | 489.7988 | 0.0043577 | 472.8509 | 0.00016749 | 489.7988 | 0.0086837 | 489.7988 | 0.011342 | 489.2135 | 0.031883 | 714.3999 | 0.08645 | 489.2135 | 0.0080816 | 713.672 | 9.2755e-05 | 714.3999 | 0.011926 | 489.2135 | 0.59243 | 489.7988 | 0.77087
|  | 472.8607 | 0.0099464 | 489.4369 | 0.17867 | 472.8607 | 0.016645 | 489.4369 | 0.02653 | 483.4114 | -0.00068536 | 489.4369 | 0.049937 | 490.0219 | 0.36884 | 484.15 | 0.92555 | 490.0219 | 2.1908 | 490.0219 | 4.3086 | 490.0219 | 0.85843 | 484.15 | -0.0032645 | 490.0219 | 0 | 472.9667 | 0.0001681 | 490.0219 | 0 | 490.0218 | 0 | 489.4368 | -0.023335 | 714.5634 | 0.072939 | 489.4369 | -0.0017596 | 713.8355 | 0.00013913 | 714.5634 | 0.013042 | 489.4368 | 0.57715 | 490.0219 | 0.77174
|  | 472.9741 | 0 | 489.6602 | 0.17374 | 472.9741 | 0 | 489.6602 | 0.12848 | 483.6335 | 0.019835 | 489.6602 | 0.11847 | 490.245 | 0.38749 | 484.37 | 0.81359 | 490.245 | 2.1711 | 490.245 | 4.3521 | 490.245 | 0.88511 | 484.37 | 0.0012825 | 490.245 | 0.0031554 | 473.0824 | 0.00017785 | 490.245 | 0.0079611 | 490.245 | 0.013182 | 489.6602 | 0.030728 | 714.7269 | 0.087908 | 489.6602 | 0.005783 | 713.9991 | 0 | 714.7269 | 0.012161 | 489.6602 | 0.60243 | 490.245 | 0.7812
|  | 473.0874 | 0.0048437 | 489.8835 | 0.17052 | 473.0874 | 0.014345 | 489.8835 | 0.032391 | 483.8556 | 0.0023481 | 489.8835 | 0.06147 | 490.4681 | 0.35223 | 484.59 | 0.74643 | 490.4681 | 2.0988 | 490.4681 | 4.3713 | 490.4681 | 0.89994 | 484.59 | -0.0051883 | 490.4681 | 0 | 473.1982 | 0.00019594 | 490.4681 | 0 | 490.4681 | 0 | 489.8835 | -0.0092322 | 714.8904 | 0.072659 | 489.8835 | -6.2224e-05 | 714.1627 | 0 | 714.8904 | 0.013101 | 489.8835 | 0.59797 | 490.4681 | 0.78799
|  | 473.2008 | 0 | 490.1069 | 0.142 | 473.2008 | 0 | 490.1069 | 0.1367 | 484.0777 | 0.017005 | 490.1069 | 0.12266 | 490.6912 | 0.38667 | 484.82 | 0.69437 | 490.6912 | 2.0753 | 490.6912 | 4.4192 | 490.6912 | 0.92704 | 484.82 | -0.01131 | 490.6912 | 0.0035006 | 473.3139 | 0.00020021 | 490.6912 | 0.017181 | 490.6912 | 0.013608 | 490.1069 | 0.023566 | 715.0539 | 0.084656 | 490.1069 | -0.0058228 | 714.3263 | 0 | 715.0539 | 0.01222 | 490.1069 | 0.61697 | 490.6912 | 0.80058
|  | 473.3141 | 0 | 490.3302 | 0.16955 | 473.3141 | 0.013141 | 490.3302 | 0.015927 | 484.2998 | 0.0074409 | 490.3302 | 0.056955 | 490.9144 | 0.3416 | 485.04 | 0.72852 | 490.9144 | 2.0311 | 490.9144 | 4.4436 | 490.9144 | 0.94592 | 485.04 | -0.00029147 | 490.9144 | 0 | 473.4297 | 0.00021485 | 490.9144 | 0 | 490.9144 | 0 | 490.3302 | -0.0037771 | 715.2174 | 0.076919 | 490.3302 | -0.0071634 | 714.4899 | 0.00013913 | 715.2174 | 0.011515 | 490.3302 | 0.58062 | 490.9144 | 0.80611
|  | 473.4275 | 0 | 490.5536 | 0.17877 | 473.4275 | 0 | 490.5536 | 0.15314 | 484.5219 | 0.018272 | 490.5536 | 0.12225 | 491.1375 | 0.3636 | 485.26 | 0.50404 | 491.1375 | 1.9984 | 491.1375 | 4.4717 | 491.1375 | 0.96878 | 485.26 | 0.011426 | 491.1375 | 0.0046987 | 473.5454 | 0.00017887 | 491.1375 | 0.021564 | 491.1375 | 0.014783 | 490.5536 | 0.024028 | 715.3809 | 0.08802 | 490.5536 | 0.0070119 | 714.6535 | 9.2755e-05 | 715.3809 | 0.010634 | 490.5536 | 0.64308 | 491.1375 | 0.82337
|  | 473.5409 | 0.0063967 | 490.777 | 0.17055 | 473.5409 | 0.024224 | 490.777 | 0.079008 | 484.744 | 0.0074158 | 490.777 | 0.063664 | 491.3607 | 0.31784 | 485.49 | 0.69494 | 491.3607 | 1.9361 | 491.3607 | 4.4733 | 491.3607 | 0.98731 | 485.49 | -0.011659 | 491.3607 | 0 | 473.6612 | 0.00018395 | 491.3607 | 0 | 491.3607 | 0 | 490.777 | -0.0059843 | 715.5445 | 0.10321 | 490.777 | -0.01406 | 714.8171 | 0.0004174 | 715.5445 | 0.011104 | 490.777 | 0.61325 | 491.3607 | 0.83281
|  | 473.6542 | 0 | 491.0004 | 0.1785 | 473.6542 | 0 | 491.0004 | 0.095679 | 484.9662 | 0.01515 | 491.0004 | 0.119 | 491.5839 | 0.34876 | 485.71 | 0.52532 | 491.5839 | 1.935 | 491.5839 | 4.5315 | 491.5839 | 1.0165 | 485.71 | -0.00029147 | 491.5839 | 0.0030038 | 473.777 | 0.00016647 | 491.5839 | 0.018874 | 491.5839 | 0.011924 | 491.0004 | 0.025876 | 715.708 | 0.15227 | 491.0004 | 0.00054943 | 714.9807 | 9.2755e-05 | 715.708 | 0.012337 | 491.0004 | 0.64581 | 491.5839 | 0.84924
|  | 473.7676 | 0.015681 | 491.2238 | 0.1659 | 473.7676 | 0.019758 | 491.2238 | 0.023116 | 485.1883 | -0.00081609 | 491.2238 | 0.05042 | 491.8071 | 0.30677 | 485.94 | 0.55891 | 491.8071 | 1.877 | 491.8071 | 4.5615 | 491.8071 | 1.0381 | 485.94 | -0.0078116 | 491.8071 | 0 | 473.8927 | 0.00016932 | 491.8071 | 0 | 491.8071 | 0 | 491.2238 | -0.0049247 | 715.8715 | 0.12586 | 491.2238 | -0.0042124 | 715.1443 | 0 | 715.8715 | 0.012866 | 491.2238 | 0.63573 | 491.8071 | 0.86172
|  | 473.881 | 0 | 491.4472 | 0.16976 | 473.881 | 0 | 491.4472 | 0.097871 | 485.4105 | 0.017642 | 491.4472 | 0.11328 | 492.0303 | 0.32527 | 486.16 | 0.46488 | 492.0303 | 1.8412 | 492.0303 | 4.5852 | 492.0303 | 1.0649 | 486.16 | 0.0053049 | 492.0303 | 0.0030911 | 474.0085 | 0.00017419 | 492.0303 | 0.013678 | 492.0303 | 0.014066 | 491.4472 | 0.015632 | 716.0351 | 0.1558 | 491.4472 | -0.00059607 | 715.308 | 0.00037102 | 716.0351 | 0.012455 | 491.4472 | 0.65019 | 492.0303 | 0.88099
|  | 473.9943 | 0.0055093 | 491.6707 | 0.15794 | 473.9943 | 0.010091 | 491.6707 | 0.014474 | 485.6327 | 0.0066096 | 491.6707 | 0.052166 | 492.2535 | 0.27114 | 486.38 | 0.46992 | 492.2535 | 1.7921 | 492.2535 | 4.5916 | 492.2535 | 1.0812 | 486.38 | -0.0062376 | 492.2535 | 0 | 474.1243 | 0.00016098 | 492.2535 | 0 | 492.2535 | 0 | 491.6707 | -0.01882 | 716.1986 | 0.12026 | 491.6707 | 0.0074667 | 715.4716 | 0.0004174 | 716.1986 | 0.013336 | 491.6707 | 0.6506 | 492.2535 | 0.89543
|  | 474.1077 | 0 | 491.8941 | 0.18076 | 474.1077 | 0 | 491.8941 | 0.10532 | 485.8549 | 0.024374 | 491.8941 | 0.12024 | 492.4767 | 0.33804 | 486.61 | 0.40161 | 492.4767 | 1.7774 | 492.4767 | 4.6181 | 492.4767 | 1.1081 | 486.61 | 0.0053049 | 492.4767 | 0.0052926 | 474.2401 | 0.00017887 | 492.4767 | 0.023558 | 492.4767 | 0.015763 | 491.8941 | 0.022116 | 716.3621 | 0.15827 | 491.8941 | 0.0054164 | 715.6352 | 0.00037102 | 716.3621 | 0.012807 | 491.8941 | 0.66126 | 492.4767 | 0.91821
|  | 474.2211 | 0.0032908 | 492.1176 | 0.16291 | 474.2211 | 0.0075091 | 492.1176 | 0.063751 | 486.0771 | 0.00063716 | 492.1176 | 0.059466 | 492.7 | 0.27667 | 486.83 | 0.45201 | 492.7 | 1.7267 | 492.7 | 4.6545 | 492.7 | 1.1367 | 486.83 | 0.0014574 | 492.7 | 0 | 474.3559 | 0.00014675 | 492.7 | 0 | 492.7 | 0 | 492.1176 | -0.011873 | 716.5257 | 0.10557 | 492.1176 | -0.00017977 | 715.7988 | 0 | 716.5257 | 0.012866 | 492.1176 | 0.66151 | 492.7 | 0.93137
|  | 474.3345 | 0 | 492.3411 | 0.17634 | 474.3345 | 0 | 492.3411 | 0.10958 | 486.2993 | 0.013249 | 492.3411 | 0.11391 | 492.9232 | 0.30374 | 487.05 | 0.37083 | 492.9232 | 1.7156 | 492.9232 | 4.7202 | 492.9232 | 1.1753 | 487.05 | -0.01061 | 492.9232 | 0.0026019 | 474.4717 | 0.00015956 | 492.9232 | 0.016985 | 492.9232 | 0.0072255 | 492.3411 | 0.021363 | 716.6893 | 0.16343 | 492.3411 | -0.0019778 | 715.9625 | 0.00037102 | 716.6893 | 0.012102 | 492.3411 | 0.68448 | 492.9232 | 0.95018
|  | 474.4478 | 0.0019596 | 492.5646 | 0.16296 | 474.4478 | 0.0058665 | 492.5646 | 0.061736 | 486.5215 | 0.0037711 | 492.5646 | 0.051111 | 493.1465 | 0.25128 | 487.28 | 0.43688 | 493.1465 | 1.6696 | 493.1465 | 4.7544 | 493.1465 | 1.1982 | 487.28 | -0.0078116 | 493.1465 | 0 | 474.5874 | 0.00015895 | 493.1465 | 0 | 493.1465 | 0 | 492.5646 | -0.017628 | 716.8528 | 0.12844 | 492.5646 | -0.016324 | 716.1261 | 0 | 716.8528 | 0.012631 | 492.5646 | 0.68712 | 493.1465 | 0.9641
|  | 474.5612 | 0 | 492.7881 | 0.16415 | 474.5612 | 0 | 492.7881 | 0.11641 | 486.7437 | 0.017478 | 492.7881 | 0.11713 | 493.3698 | 0.2901 | 487.5 | 0.31989 | 493.3698 | 1.6538 | 493.3698 | 4.7602 | 493.3698 | 1.2197 | 487.5 | -0.0015157 | 493.3698 | 0.0018391 | 474.7033 | 0.00018822 | 493.3698 | 0.015591 | 493.3698 | 0.015902 | 492.7881 | 0.010482 | 717.0164 | 0.17228 | 492.7881 | -0.0033743 | 716.2898 | 9.2755e-05 | 717.0164 | 0.012572 | 492.7881 | 0.70778 | 493.3698 | 0.9831
|  | 474.6746 | 0.0072841 | 493.0116 | 0.16881 | 474.6746 | 0.012202 | 493.0116 | 0.021676 | 486.9659 | 0.0018782 | 493.0116 | 0.056686 | 493.5931 | 0.2607 | 487.73 | 0.37195 | 493.5931 | 1.597 | 493.5931 | 4.7455 | 493.5931 | 1.2408 | 487.73 | -0.0069371 | 493.5931 | 0 | 474.8191 | 0.00018741 | 493.5931 | 0 | 493.5931 | 0 | 493.0116 | -0.0010024 | 717.18 | 0.13921 | 493.0116 | -0.0086869 | 716.4534 | 0.00013913 | 717.18 | 0.013395 | 493.0116 | 0.70051 | 493.5931 | 0.99318
|  | 474.788 | 0 | 493.2351 | 0.14694 | 474.788 | 0 | 493.2351 | 0.10075 | 487.1882 | 0.022493 | 493.2351 | 0.11756 | 493.8164 | 0.288 | 487.95 | 0.25385 | 493.8164 | 1.5744 | 493.8164 | 4.7788 | 493.8164 | 1.27 | 487.95 | 0.0030313 | 493.8164 | 0.0036343 | 474.9349 | 0.00016139 | 493.8164 | 0.015362 | 493.8164 | 0.014357 | 493.2351 | 0.022467 | 717.3435 | 0.15642 | 493.2351 | 0.0069377 | 716.6171 | 0 | 717.3435 | 0.012513 | 493.2351 | 0.71348 | 493.8164 | 1.0138
|  | 474.9014 | 0.0092808 | 493.4587 | 0.16416 | 474.9014 | 0.017863 | 493.4587 | 0.022877 | 487.4105 | 0.0004342 | 493.4587 | 0.04816 | 494.0397 | 0.23747 | 488.17 | 0.28239 | 494.0397 | 1.5343 | 494.0397 | 4.8324 | 494.0397 | 1.3009 | 488.17 | 0.0014574 | 494.0397 | 0 | 475.0507 | 0.00014818 | 494.0397 | 0 | 494.0397 | 0 | 493.4587 | -0.010754 | 717.5071 | 0.13545 | 493.4587 | -0.014106 | 716.7808 | 0.0004174 | 717.5071 | 0.012866 | 493.4587 | 0.71348 | 494.0397 | 1.0244
|  | 475.0148 | 0 | 493.6823 | 0.15323 | 475.0148 | 0 | 493.6823 | 0.13018 | 487.6328 | 0.015667 | 493.6823 | 0.11659 | 494.263 | 0.28452 | 488.4 | 0.24097 | 494.263 | 1.5536 | 494.263 | 4.9444 | 494.263 | 1.362 | 488.4 | -0.002565 | 494.263 | 0.0072864 | 475.1665 | 0.00013618 | 494.263 | 0.011595 | 494.263 | 0.011649 | 493.6823 | 0.022724 | 717.6707 | 0.17896 | 493.6823 | 0.02105 | 716.9444 | 9.2755e-05 | 717.6707 | 0.012043 | 493.6823 | 0.75421 | 494.263 | 1.0457
|  | 475.1282 | 0.0028471 | 493.9058 | 0.16098 | 475.1282 | 0.012906 | 493.9058 | 0.0095194 | 487.855 | 0.006525 | 493.9058 | 0.052217 | 494.4864 | 0.24012 | 488.62 | 0.25665 | 494.4864 | 1.508 | 494.4864 | 5.0096 | 494.4864 | 1.3941 | 488.62 | 0.0044305 | 494.4864 | 0 | 475.2823 | 0.00016749 | 494.4864 | 0 | 494.4864 | 0 | 493.9058 | -0.00857 | 717.8343 | 0.15115 | 493.9058 | -0.004602 | 717.1081 | 0.00013913 | 717.8343 | 0.012866 | 493.9058 | 0.74174 | 494.4864 | 1.0549
|  | 475.2416 | 0 | 494.1294 | 0.1734 | 475.2416 | 0 | 494.1294 | 0.093807 | 488.0773 | 0.0094789 | 494.1294 | 0.11959 | 494.7098 | 0.27603 | 488.84 | 0.20627 | 494.7097 | 1.4822 | 494.7098 | 5.0086 | 494.7097 | 1.4229 | 488.84 | -0.0018654 | 494.7098 | 0.0030098 | 475.3981 | 0.00017928 | 494.7098 | 0.014943 | 494.7097 | 0.016758 | 494.1294 | 0.030497 | 717.9979 | 0.17996 | 494.1294 | 0.0036509 | 717.2718 | 0.00037102 | 717.9979 | 0.012513 | 494.1294 | 0.7714 | 494.7097 | 1.072
|  | 475.355 | 0.0063967 | 494.353 | 0.15188 | 475.355 | 0.020705 | 494.353 | 0.023825 | 488.2997 | -0.00028393 | 494.353 | 0.053147 | 494.9331 | 0.23228 | 489.07 | 0.24209 | 494.9331 | 1.4195 | 494.9331 | 4.9589 | 494.9331 | 1.4344 | 489.07 | -0.0029147 | 494.9331 | 0 | 475.514 | 0.00020631 | 494.9331 | 0 | 494.9331 | 0 | 494.353 | -0.01681 | 718.1615 | 0.15283 | 494.353 | 0.0015514 | 717.4355 | 0.0004174 | 718.1615 | 0.013218 | 494.353 | 0.77024 | 494.9331 | 1.0793
|  | 475.4684 | 0 | 494.5766 | 0.1687 | 475.4684 | 0 | 494.5766 | 0.14658 | 488.522 | 0.028297 | 494.5766 | 0.11984 | 495.1565 | 0.26895 | 489.29 | 0.1878 | 495.1565 | 1.4102 | 495.1565 | 4.9863 | 495.1565 | 1.4649 | 489.29 | 0.0067039 | 495.1565 | 0.0064643 | 475.6298 | 0.00019554 | 495.1565 | 0.016535 | 495.1565 | 0.010938 | 494.5766 | 0.019545 | 718.3251 | 0.15653 | 494.5766 | 0.0076666 | 717.5992 | 9.2755e-05 | 718.3251 | 0.012866 | 494.5766 | 0.7914 | 495.1565 | 1.0931
|  | 475.5818 | 0.0055093 | 494.8003 | 0.17189 | 475.5818 | 0.023412 | 494.8003 | 0.023412 | 488.7443 | 0.0028747 | 494.8003 | 0.06487 | 495.3799 | 0.21394 | 489.52 | 0.22026 | 495.3799 | 1.3757 | 495.3799 | 4.9942 | 495.3799 | 1.4929 | 489.52 | -0.010784 | 495.3799 | 0 | 475.7456 | 0.0002059 | 495.3799 | 0.003375 | 495.3799 | 0 | 494.8003 | -0.0025117 | 718.4887 | 0.1516 | 494.8003 | -0.0092965 | 717.7629 | 0.00013913 | 718.4887 | 0.013512 | 494.8003 | 0.77702 | 495.3799 | 1.106
|  | 475.6952 | 0 | 495.0239 | 0.15387 | 475.6952 | 0 | 495.0239 | 0.097163 | 488.9666 | 0.018877 | 495.0239 | 0.11665 | 495.6033 | 0.26117 | 489.74 | 0.16317 | 495.6033 | 1.3551 | 495.6033 | 5.0419 | 495.6033 | 1.5303 | 489.74 | -0.00064125 | 495.6033 | 0.0045041 | 475.8615 | 0.00017135 | 495.6033 | 0.0076578 | 495.6033 | 0.011139 | 495.0239 | 0.017396 | 718.6523 | 0.1632 | 495.0239 | 0.0022163 | 717.9266 | 9.2755e-05 | 718.6523 | 0.012748 | 495.0239 | 0.81156 | 495.6033 | 1.1301
|  | 475.8086 | 0.0066185 | 495.2476 | 0.15946 | 475.8086 | 0.020435 | 495.2476 | 0.03165 | 489.189 | 0.010515 | 495.2476 | 0.054954 | 495.8268 | 0.20099 | 489.96 | 0.19171 | 495.8268 | 1.3243 | 495.8268 | 5.0935 | 495.8268 | 1.5685 | 489.96 | -0.016556 | 495.8268 | 0 | 475.9773 | 0.00018273 | 495.8268 | 0 | 495.8268 | 0 | 495.2476 | -0.0086052 | 718.816 | 0.14829 | 495.2476 | -0.013334 | 718.0903 | 0.00013913 | 718.816 | 0.013336 | 495.2476 | 0.82098 | 495.8268 | 1.1505
|  | 475.922 | 0 | 495.4712 | 0.17507 | 475.922 | 0 | 495.4712 | 0.13577 | 489.4114 | 0.014355 | 495.4712 | 0.12084 | 496.0502 | 0.25543 | 490.19 | 0.17436 | 496.0502 | 1.3258 | 496.0502 | 5.1305 | 496.0502 | 1.612 | 490.19 | -0.0050134 | 496.0502 | 0.0040868 | 476.0932 | 0.00015102 | 496.0502 | 0.017505 | 496.0502 | 0.013125 | 495.4712 | 0.022081 | 718.9796 | 0.15866 | 495.4712 | -0.0066915 | 718.254 | 0 | 718.9796 | 0.01269 | 495.4712 | 0.84552 | 496.0502 | 1.1749
|  | 476.0354 | 0.0006286 | 495.6949 | 0.1669 | 476.0354 | 0.013376 | 495.6949 | 0.027105 | 489.6338 | -0.0003414 | 495.6949 | 0.060213 | 496.2736 | 0.21158 | 490.41 | 0.12566 | 496.2736 | 1.2866 | 496.2736 | 5.1945 | 496.2737 | 1.657 | 490.41 | -0.0034394 | 496.2736 | 0 | 476.209 | 0.00016139 | 496.2736 | 0 | 496.2736 | 0 | 495.6949 | -0.0057165 | 719.1432 | 0.19084 | 495.6949 | -0.006139 | 718.4177 | 0 | 719.1432 | 0.013218 | 495.6949 | 0.85584 | 496.2737 | 1.1897
|  | 476.1488 | 0 | 495.9186 | 0.16877 | 476.1488 | 0 | 495.9186 | 0.15558 | 489.8561 | 0.01143 | 495.9186 | 0.11621 | 496.4971 | 0.23078 | 490.64 | 0.14637 | 496.4971 | 1.2807 | 496.4971 | 5.2261 | 496.4971 | 1.6969 | 490.64 | 0.0016322 | 496.4971 | 0.0045274 | 476.3249 | 0.00012785 | 496.4971 | 0.023039 | 496.4971 | 0.01004 | 495.9186 | 0.023797 | 719.3069 | 0.16303 | 495.9186 | 0.0024005 | 718.5815 | 0 | 719.3069 | 0.012396 | 495.9186 | 0.87857 | 496.4971 | 1.2087
|  | 476.2622 | 0 | 496.1423 | 0.14875 | 476.2622 | 0.018269 | 496.1423 | 0.055211 | 490.0785 | 0.01001 | 496.1423 | 0.06054 | 496.7206 | 0.17899 | 490.86 | 0.11167 | 496.7206 | 1.2177 | 496.7206 | 5.1823 | 496.7206 | 1.7071 | 490.86 | 0.00075785 | 496.7206 | 0 | 476.4407 | 0.00016098 | 496.7206 | 0 | 496.7206 | 0 | 496.1423 | -0.024721 | 719.4705 | 0.1604 | 496.1423 | -0.017377 | 718.7452 | 0.0004174 | 719.4705 | 0.012807 | 496.1423 | 0.86667 | 496.7206 | 1.2129
|  | 476.3757 | 0 | 496.366 | 0.13165 | 476.3757 | 0 | 496.366 | 0.10491 | 490.3009 | 0.015724 | 496.366 | 0.1167 | 496.9441 | 0.22029 | 491.08 | 0.15309 | 496.9441 | 1.2108 | 496.9441 | 5.1732 | 496.9441 | 1.7417 | 491.08 | 0.015973 | 496.9441 | 0.0043473 | 476.5566 | 0.00016525 | 496.9441 | 0.0164 | 496.9441 | 0.015608 | 496.366 | 0.034887 | 719.6342 | 0.16359 | 496.366 | 0.0082548 | 718.9089 | 0 | 719.6342 | 0.012102 | 496.366 | 0.89385 | 496.9441 | 1.224
|  | 476.4891 | 0.015311 | 496.5898 | 0.17032 | 476.4891 | 0.013141 | 496.5898 | 0.049858 | 490.5234 | 0.0021256 | 496.5898 | 0.060392 | 497.1676 | 0.19607 | 491.31 | 0.12119 | 497.1676 | 1.1682 | 497.1676 | 5.179 | 497.1676 | 1.7721 | 491.31 | 0.0093272 | 497.1676 | 0 | 476.6725 | 0.00018537 | 497.1676 | 0 | 497.1676 | 0 | 496.5898 | 0.0027662 | 719.7979 | 0.21607 | 496.5898 | 0.0076748 | 719.0727 | 0.00013913 | 719.7979 | 0.01316 | 496.5898 | 0.85849 | 497.1676 | 1.223
|  | 476.6025 | 0 | 496.8135 | 0.16425 | 476.6025 | 0 | 496.8135 | 0.10114 | 490.7458 | 0.011285 | 496.8135 | 0.10503 | 497.3911 | 0.21327 | 491.53 | 0.10607 | 497.3911 | 1.1513 | 497.3911 | 5.1534 | 497.3911 | 1.7888 | 491.53 | 0.00093272 | 497.3911 | 0.0046909 | 476.7883 | 0.00017663 | 497.3911 | 0.015746 | 497.3911 | 0.013228 | 496.8135 | 0.020211 | 719.9615 | 0.16242 | 496.8135 | -0.001093 | 719.2364 | 0 | 719.9615 | 0.01269 | 496.8135 | 0.91467 | 497.3911 | 1.2435
|  | 476.7159 | 0.013335 | 497.0373 | 0.16072 | 476.7159 | 0.017593 | 497.0373 | 0.02833 | 490.9683 | 0.0022971 | 497.0373 | 0.052105 | 497.6146 | 0.17486 | 491.76 | 0.087041 | 497.6146 | 1.0907 | 497.6146 | 5.0743 | 497.6146 | 1.7905 | 491.76 | -0.0020404 | 497.6146 | 0 | 476.9042 | 0.00020163 | 497.6146 | 0.00097036 | 497.6146 | 0 | 497.0373 | -0.0083854 | 720.1252 | 0.21484 | 497.0373 | 0.0068401 | 719.4002 | 0.0004174 | 720.1252 | 0.013395 | 497.0373 | 0.87121 | 497.6146 | 1.251
|  | 476.8294 | 0 | 497.2611 | 0.16182 | 476.8294 | 0 | 497.2611 | 0.14364 | 491.1907 | 0.014828 | 497.2611 | 0.10903 | 497.8382 | 0.22082 | 491.98 | 0.093758 | 497.8382 | 1.0774 | 497.8382 | 5.0864 | 497.8382 | 1.822 | 491.98 | 0.0016322 | 497.8382 | 0.00206 | 477.0201 | 0.00020448 | 497.8382 | 0.01076 | 497.8382 | 0.011494 | 497.2611 | 0.0199 | 720.2889 | 0.19039 | 497.2611 | 0.0087733 | 719.5639 | 9.2755e-05 | 720.2889 | 0.012748 | 497.2611 | 0.90798 | 497.8382 | 1.2747
|  | 476.9428 | 0.0019596 | 497.4849 | 0.15778 | 476.9428 | 0.0084479 | 497.4849 | 0.029557 | 491.4132 | 0.0018783 | 497.4849 | 0.054395 | 498.0617 | 0.17009 | 492.2 | 0.076406 | 498.0617 | 1.0455 | 498.0617 | 5.103 | 498.0617 | 1.8633 | 492.2 | 0.0049551 | 498.0617 | 0 | 477.136 | 0.00018598 | 498.0617 | 0 | 498.0617 | 0 | 497.4848 | -0.015444 | 720.4525 | 0.21562 | 497.4849 | -0.0055458 | 719.7277 | 0.00069566 | 720.4525 | 0.013571 | 497.4848 | 0.9055 | 498.0617 | 1.2898
|  | 477.0562 | 0 | 497.7087 | 0.17252 | 477.0562 | 0 | 497.7087 | 0.092411 | 491.6357 | 0.017399 | 497.7087 | 0.11059 | 498.2853 | 0.20243 | 492.43 | 0.11559 | 498.2853 | 1.0497 | 498.2853 | 5.1395 | 498.2853 | 1.9096 | 492.43 | -0.009735 | 498.2853 | 0.0071636 | 477.2519 | 0.00016891 | 498.2853 | 0.018798 | 498.2853 | 0.017286 | 497.7087 | 0.010857 | 720.6162 | 0.19359 | 497.7087 | -2.4712e-05 | 719.8914 | 0 | 720.6162 | 0.012866 | 497.7087 | 0.91922 | 498.2853 | 1.3117
|  | 477.1697 | 0.014323 | 497.9325 | 0.15074 | 477.1697 | 0.025577 | 497.9325 | 0.02513 | 491.8582 | 0.0039805 | 497.9325 | 0.051597 | 498.5089 | 0.15522 | 492.65 | 0.041141 | 498.5089 | 1.0044 | 498.5089 | 5.1179 | 498.5089 | 1.9321 | 492.65 | -0.01061 | 498.5089 | 0 | 477.3678 | 0.00018029 | 498.5089 | 0.00049601 | 498.5088 | 0 | 497.9325 | -0.013807 | 720.7799 | 0.21528 | 497.9325 | -0.0020888 | 720.0552 | 0.0004174 | 720.7799 | 0.01316 | 497.9325 | 0.91054 | 498.5089 | 1.3199
|  | 477.2831 | 0 | 498.1563 | 0.1548 | 477.2831 | 0 | 498.1563 | 0.11521 | 492.0807 | 0.015355 | 498.1563 | 0.10841 | 498.7324 | 0.19491 | 492.88 | 0.041701 | 498.7324 | 1.0031 | 498.7324 | 5.1566 | 498.7325 | 1.9788 | 492.88 | -0.0081612 | 498.7324 | 0.0031862 | 477.4837 | 0.0001998 | 498.7324 | 0.010892 | 498.7324 | 0.0093811 | 498.1563 | 0.015138 | 720.9436 | 0.20609 | 498.1563 | -0.0041643 | 720.219 | 0 | 720.9436 | 0.012455 | 498.1563 | 0.93864 | 498.7325 | 1.3387
|  | 477.3965 | 0.0024034 | 498.3801 | 0.15054 | 477.3965 | 0.014616 | 498.3801 | 0.04582 | 492.3032 | 0.0058891 | 498.3801 | 0.055099 | 498.9561 | 0.14524 | 493.1 | 0.081444 | 498.9561 | 0.96938 | 498.9561 | 5.2011 | 498.9561 | 2.0286 | 493.1 | 0.0016322 | 498.9561 | 0 | 477.5996 | 0.00019249 | 498.9561 | 0 | 498.9561 | 0 | 498.3801 | -0.0092673 | 721.1073 | 0.19163 | 498.3801 | -0.0054218 | 720.3827 | 0.0004174 | 721.1073 | 0.013336 | 498.3801 | 0.94368 | 498.9561 | 1.3475
|  | 477.51 | 0 | 498.604 | 0.16276 | 477.51 | 0 | 498.604 | 0.065001 | 492.5257 | 0.018747 | 498.604 | 0.11419 | 499.1797 | 0.20059 | 493.32 | 0.071369 | 499.1797 | 0.97448 | 499.1797 | 5.2466 | 499.1797 | 2.0797 | 493.32 | -0.0029147 | 499.1797 | 0.0024829 | 477.7155 | 0.00019249 | 499.1797 | 0.012035 | 499.1797 | 0.017272 | 498.604 | 0.015527 | 721.271 | 0.20794 | 498.604 | 0.0005783 | 720.5465 | 9.2755e-05 | 721.271 | 0.013101 | 498.604 | 0.95979 | 499.1797 | 1.3646
|  | 477.6234 | 0.0075059 | 498.8279 | 0.12683 | 477.6234 | 0.014074 | 498.8279 | 0.029845 | 492.7482 | 0.0056686 | 498.8279 | 0.055713 | 499.4033 | 0.15753 | 493.55 | 0.013714 | 499.4033 | 0.95023 | 499.4033 | 5.2672 | 499.4033 | 2.1284 | 493.55 | 0.0047802 | 499.4033 | 0 | 477.8314 | 0.0001868 | 499.4033 | 0 | 499.4033 | 0 | 498.8279 | -0.012184 | 721.4347 | 0.21069 | 498.8279 | -0.015209 | 720.7103 | 0.00013913 | 721.4347 | 0.013277 | 498.8279 | 0.96714 | 499.4033 | 1.3762
|  | 477.7369 | 0 | 499.0517 | 0.15919 | 477.7369 | 0 | 499.0517 | 0.11805 | 492.9708 | 0.022607 | 499.0517 | 0.11 | 499.6269 | 0.19487 | 493.77 | 0.060174 | 499.6269 | 0.94375 | 499.6269 | 5.2326 | 499.627 | 2.1467 | 493.77 | -0.005538 | 499.6269 | 0.0022144 | 477.9473 | 0.00018314 | 499.6269 | 0.014813 | 499.627 | 0.014735 | 499.0517 | 0.018626 | 721.5984 | 0.21271 | 499.0517 | -0.0050973 | 720.8741 | 0 | 721.5984 | 0.012396 | 499.0517 | 0.97226 | 499.627 | 1.3902
|  | 477.8503 | 0.012165 | 499.2756 | 0.16065 | 477.8503 | 0.015969 | 499.2756 | 0.054344 | 493.1933 | 0.0048532 | 499.2756 | 0.061969 | 499.8506 | 0.14033 | 494 | 0.059053 | 499.8506 | 0.90612 | 499.8506 | 5.2329 | 499.8506 | 2.1849 | 494 | -0.0078116 | 499.8506 | 0 | 478.0632 | 0.00017216 | 499.8506 | 0 | 499.8506 | 0 | 499.2756 | -0.0061777 | 721.7622 | 0.19045 | 499.2756 | -0.00094681 | 721.0379 | 0.0004174 | 721.7622 | 0.012983 | 499.2756 | 0.96805 | 499.8506 | 1.403
|  | 477.9638 | 0 | 499.4995 | 0.15983 | 477.9638 | 0 | 499.4995 | 0.13889 | 493.4159 | 0.02069 | 499.4995 | 0.10612 | 500.0743 | 0.18007 | 494.22 | 0.034985 | 500.0743 | 0.9075 | 500.0743 | 5.2709 | 500.0743 | 2.243 | 494.22 | 0.0037309 | 500.0743 | 0.0037522 | 478.1792 | 0.00015936 | 500.0743 | 0.010471 | 500.0743 | 0.013754 | 499.4995 | 0.0124 | 721.9259 | 0.18983 | 499.4995 | -0.0073488 | 721.2017 | 9.2755e-05 | 721.9259 | 0.012807 | 499.4995 | 0.99193 | 500.0743 | 1.4202
|  | 478.0772 | 0.0066185 | 499.7235 | 0.14096 | 478.0772 | 0.016375 | 499.7235 | 0.061156 | 493.6385 | 0.0035839 | 499.7235 | 0.058688 | 500.2979 | 0.15149 | 494.44 | 0.038343 | 500.298 | 0.87581 | 500.2979 | 5.2619 | 500.2979 | 2.272 | 494.44 | 0.0025067 | 500.2979 | 0 | 478.2951 | 0.00015753 | 500.2979 | 0 | 500.2979 | 0 | 499.7235 | -0.0058222 | 722.0896 | 0.18798 | 499.7235 | 0.00031076 | 721.3655 | 0.0004174 | 722.0896 | 0.013865 | 499.7235 | 0.99176 | 500.2979 | 1.4339
|  | 478.1907 | 0.0019999 | 499.9474 | 0.14379 | 478.1907 | 0 | 499.9474 | 0.12128 | 493.8611 | 0.017619 | 499.9474 | 0.10802 | 500.5216 | 0.17746 | 494.67 | 0.020431 | 500.5216 | 0.87333 | 500.5216 | 5.2756 | 500.5216 | 2.3158 | 494.67 | 0.0096767 | 500.5216 | 0.0029405 | 478.411 | 0.00015936 | 500.5216 | 0.012316 | 500.5216 | 0.012271 | 499.9474 | 0.018132 | 722.2534 | 0.19168 | 499.9474 | 0.00060824 | 721.5294 | 9.2755e-05 | 722.2534 | 0.013101 | 499.9474 | 1.0143 | 500.5216 | 1.4497
|  | 478.3042 | 0.0057311 | 500.1713 | 0.1515 | 478.3042 | 0.024359 | 500.1713 | 0.041496 | 494.0837 | 0.0056864 | 500.1713 | 0.054531 | 500.7453 | 0.14002 | 494.89 | 0.04786 | 500.7453 | 0.82978 | 500.7453 | 5.2284 | 500.7454 | 2.338 | 494.89 | -0.0071117 | 500.7453 | 0 | 478.5269 | 0.00018456 | 500.7453 | 0 | 500.7454 | 0 | 500.1713 | -0.0062115 | 722.4171 | 0.18512 | 500.1713 | 0.0008246 | 721.6932 | 0.0004174 | 722.4171 | 0.013806 | 500.1713 | 1.0023 | 500.7454 | 1.4614
|  | 478.4176 | 0 | 500.3953 | 0.1562 | 478.4176 | 0 | 500.3953 | 0.074104 | 494.3063 | 0.017168 | 500.3953 | 0.10802 | 500.9691 | 0.16925 | 495.12 | 0.063532 | 500.9691 | 0.82082 | 500.9691 | 5.2471 | 500.9691 | 2.3879 | 495.12 | 0.003556 | 500.9691 | 0.00303 | 478.6429 | 0.00018273 | 500.9691 | 0.010346 | 500.9691 | 0.016559 | 500.3953 | 0.011307 | 722.5809 | 0.19336 | 500.3953 | 0.007208 | 721.857 | 9.2755e-05 | 722.5809 | 0.012925 | 500.3953 | 1.0237 | 500.9691 | 1.4794
|  | 478.5311 | 0.016175 | 500.6193 | 0.1552 | 478.5311 | 0.01854 | 500.6193 | 0.039666 | 494.5289 | 0.0042214 | 500.6193 | 0.057973 | 501.1928 | 0.129 | 495.34 | 0.02155 | 501.1928 | 0.81668 | 501.1928 | 5.2525 | 501.1928 | 2.4276 | 495.34 | -0.0015157 | 501.1928 | 0 | 478.7588 | 0.00017094 | 501.1928 | 0 | 501.1928 | 0 | 500.6193 | 0.0025038 | 722.7446 | 0.18591 | 500.6193 | -0.00093558 | 722.0208 | 0.0004174 | 722.7446 | 0.01363 | 500.6193 | 1.047 | 501.1928 | 1.4915
|  | 478.6446 | 0 | 500.8433 | 0.14539 | 478.6446 | 0 | 500.8433 | 0.092034 | 494.7516 | 0.018098 | 500.8433 | 0.10558 | 501.4165 | 0.16286 | 495.56 | 0.083683 | 501.4165 | 0.8058 | 501.4165 | 5.2501 | 501.4165 | 2.478 | 495.56 | -0.00099105 | 501.4165 | 0.0011713 | 478.8748 | 0.00013354 | 501.4165 | 0.013293 | 501.4165 | 0.015891 | 500.8433 | 0.017961 | 722.9084 | 0.19454 | 500.8433 | -0.01316 | 722.1847 | 0 | 722.9084 | 0.012748 | 500.8433 | 1.0661 | 501.4165 | 1.5105
|  | 478.758 | 0.013952 | 501.0673 | 0.1489 | 478.758 | 0.011498 | 501.0673 | 0.051956 | 494.9742 | 8.5523e-05 | 501.0673 | 0.047655 | 501.6403 | 0.11869 | 495.79 | 0.027148 | 501.6403 | 0.77892 | 501.6403 | 5.2883 | 501.6403 | 2.5355 | 495.79 | -0.0030897 | 501.6403 | 0 | 478.9907 | 0.00013496 | 501.6403 | 0 | 501.6403 | 0 | 501.0673 | -0.0092951 | 723.0721 | 0.18899 | 501.0673 | 0.00061583 | 722.3485 | 0.00013913 | 723.0721 | 0.013101 | 501.0673 | 1.0777 | 501.6403 | 1.5205
|  | 478.8715 | 0 | 501.2913 | 0.14429 | 478.8715 | 0 | 501.2913 | 0.11639 | 495.1968 | 0.014719 | 501.2913 | 0.11 | 501.8641 | 0.14688 | 496.01 | 0.033306 | 501.8641 | 0.79064 | 501.8641 | 5.3159 | 501.8641 | 2.592 | 496.01 | -0.0020404 | 501.8641 | 0 | 479.1067 | 0.00013923 | 501.8641 | 0.012544 | 501.8641 | 0.012959 | 501.2913 | 0.023054 | 723.2359 | 0.20048 | 501.2913 | 0.009543 | 722.5123 | 9.2755e-05 | 723.2359 | 0.012161 | 501.2913 | 1.1026 | 501.8641 | 1.5421
|  | 478.985 | 0.0039563 | 501.5153 | 0.13378 | 478.985 | 0.023683 | 501.5153 | 0.018536 | 495.4195 | 0.0024765 | 501.5153 | 0.054384 | 502.0879 | 0.11578 | 496.24 | 0.030506 | 502.0879 | 0.75274 | 502.0879 | 5.2695 | 502.0879 | 2.6176 | 496.24 | -0.0053632 | 502.0879 | 0 | 479.2226 | 0.00016423 | 502.0879 | 0 | 502.0879 | 0 | 501.5153 | -0.0022006 | 723.3997 | 0.19123 | 501.5153 | -0.013634 | 722.6762 | 0 | 723.3997 | 0.012983 | 501.5153 | 1.1011 | 502.0879 | 1.558
|  | 479.0985 | 0 | 501.7393 | 0.15993 | 479.0985 | 0 | 501.7393 | 0.087364 | 495.6422 | 0.017675 | 501.7393 | 0.10471 | 502.3117 | 0.15059 | 496.46 | 0.041701 | 502.3116 | 0.74461 | 502.3117 | 5.2222 | 502.3116 | 2.6444 | 496.46 | 0.0070537 | 502.3117 | 0.0044374 | 479.3386 | 0.00019249 | 502.3117 | 0.0088909 | 502.3116 | 0.010678 | 501.7393 | 0.023797 | 723.5634 | 0.20547 | 501.7393 | 0.0053752 | 722.8401 | 0.00037102 | 723.5634 | 0.012572 | 501.7393 | 1.1016 | 502.3116 | 1.5791
|  | 479.212 | 0.013952 | 501.9634 | 0.14265 | 479.212 | 0.016645 | 501.9634 | 0.062485 | 495.8649 | -0.0021034 | 501.9634 | 0.04903 | 502.5355 | 0.11499 | 496.69 | 0.053457 | 502.5355 | 0.71594 | 502.5355 | 5.1685 | 502.5355 | 2.6643 | 496.69 | 0.0044305 | 502.5355 | 0 | 479.4546 | 0.00020448 | 502.5355 | 0 | 502.5355 | 0 | 501.9634 | -0.018447 | 723.7272 | 0.18888 | 501.9634 | -0.0075276 | 723.0039 | 0 | 723.7272 | 0.01363 | 501.9634 | 1.0986 | 502.5355 | 1.5932
|  | 479.3254 | 0 | 502.1875 | 0.1488 | 479.3254 | 0 | 502.1875 | 0.088463 | 496.0876 | 0.01574 | 502.1875 | 0.10252 | 502.7593 | 0.15269 | 496.91 | 0.043941 | 502.7593 | 0.71057 | 502.7593 | 5.1376 | 502.7593 | 2.6924 | 496.91 | 0.0075785 | 502.7593 | 0.0038051 | 479.5706 | 0.00018883 | 502.7593 | 0.015104 | 502.7593 | 0.013376 | 502.1875 | 0.014261 | 723.891 | 0.21999 | 502.1875 | -0.0024665 | 723.1678 | 9.2755e-05 | 723.891 | 0.013218 | 502.1875 | 1.1001 | 502.7593 | 1.6135
|  | 479.4389 | 0.017904 | 502.4115 | 0.14296 | 479.4389 | 0.013141 | 502.4115 | 0.074103 | 496.3103 | 0.0026387 | 502.4115 | 0.05572 | 502.9831 | 0.11425 | 497.13 | 0.018192 | 502.9831 | 0.67405 | 502.9831 | 5.1024 | 502.9831 | 2.7292 | 497.13 | 0.0032063 | 502.9831 | 0 | 479.6865 | 0.00015366 | 502.9831 | 0 | 502.9831 | 0.001219 | 502.4115 | -0.0081989 | 724.0548 | 0.21304 | 502.4115 | 0.0069201 | 723.3317 | 0.00013913 | 724.0548 | 0.014158 | 502.4115 | 1.11 | 502.9831 | 1.6293
|  | 479.5524 | 0 | 502.6356 | 0.14711 | 479.5524 | 0 | 502.6356 | 0.086668 | 496.533 | 0.013784 | 502.6356 | 0.097548 | 503.207 | 0.13377 | 497.36 | 0.0047579 | 503.207 | 0.68121 | 503.207 | 5.1078 | 503.207 | 2.7784 | 497.36 | -0.00011659 | 503.207 | 0.0050611 | 479.8025 | 0.00017074 | 503.207 | 0.014483 | 503.207 | 0.01381 | 502.6356 | 0.0067728 | 724.2186 | 0.22117 | 502.6356 | 0.0056204 | 723.4955 | 0.00037102 | 724.2186 | 0.013336 | 502.6356 | 1.1192 | 503.207 | 1.6462
|  | 479.6659 | 0.011056 | 502.8597 | 0.14294 | 479.6659 | 0.021653 | 502.8597 | 0.032233 | 496.7558 | 0.00046595 | 502.8597 | 0.051839 | 503.4308 | 0.1102 | 497.58 | 0.041701 | 503.4308 | 0.65296 | 503.4308 | 5.0825 | 503.4308 | 2.8218 | 497.58 | -0.010435 | 503.4308 | 0 | 479.9185 | 0.00018314 | 503.4308 | 0 | 503.4308 | 0 | 502.8597 | -0.0093598 | 724.3824 | 0.20912 | 502.8597 | -0.013187 | 723.6594 | 0 | 724.3824 | 0.013806 | 502.8597 | 1.1063 | 503.4308 | 1.6608
|  | 479.7794 | 0 | 503.0838 | 0.15581 | 479.7794 | 0 | 503.0838 | 0.085978 | 496.9785 | 0.015042 | 503.0838 | 0.10438 | 503.6547 | 0.13116 | 497.81 | 0.013714 | 503.6547 | 0.65723 | 503.6547 | 5.0835 | 503.6547 | 2.8716 | 497.81 | -0.0067623 | 503.6547 | 0.0035469 | 480.0345 | 0.00020062 | 503.6547 | 0.010795 | 503.6547 | 0.014306 | 503.0838 | 0.015779 | 724.5462 | 0.2376 | 503.0838 | 0.0062629 | 723.8233 | 0 | 724.5462 | 0.012748 | 503.0838 | 1.169 | 503.6547 | 1.6804
|  | 479.8929 | 0 | 503.308 | 0.13801 | 479.8929 | 0.020841 | 503.308 | 0.075178 | 497.2013 | -0.0010713 | 503.308 | 0.055399 | 503.8786 | 0.094415 | 498.03 | 0.016513 | 503.8786 | 0.62099 | 503.8786 | 5.0169 | 503.8786 | 2.8852 | 498.03 | 0.0033811 | 503.8786 | 0 | 480.1505 | 0.00016139 | 503.8786 | 0 | 503.8786 | 0 | 503.308 | -0.0035119 | 724.7101 | 0.21809 | 503.308 | -0.01222 | 723.9872 | 0.00013913 | 724.7101 | 0.013042 | 503.308 | 1.14 | 503.8786 | 1.6948
|  | 480.0064 | 0 | 503.5321 | 0.14995 | 480.0064 | 0 | 503.5321 | 0.08452 | 497.424 | 0.019282 | 503.5321 | 0.10205 | 504.1025 | 0.12523 | 498.26 | -0.014274 | 504.1025 | 0.63684 | 504.1025 | 5.0177 | 504.1025 | 2.9407 | 498.26 | 0.00040807 | 504.1025 | 0.0027824 | 480.2665 | 0.00017806 | 504.1025 | 0.013288 | 504.1025 | 0.014112 | 503.5321 | 0.00985 | 724.8739 | 0.23317 | 503.5321 | -0.0067777 | 724.1511 | 0 | 724.8739 | 0.012278 | 503.5321 | 1.1624 | 504.1025 | 1.708
|  | 480.1199 | 0.019509 | 503.7563 | 0.14714 | 480.1199 | 0.0037546 | 503.7563 | 0.047847 | 497.6468 | 0.0053428 | 503.7563 | 0.059146 | 504.3264 | 0.094138 | 498.48 | 0.024908 | 504.3264 | 0.59976 | 504.3264 | 4.9797 | 504.3264 | 2.9761 | 498.48 | -0.0071117 | 504.3264 | 0 | 480.3825 | 0.00018456 | 504.3264 | 0 | 504.3264 | 0 | 503.7563 | -0.011906 | 725.0377 | 0.23564 | 503.7563 | 0.010209 | 724.315 | 0.0004174 | 725.0377 | 0.013336 | 503.7563 | 1.1735 | 504.3264 | 1.7206
|  | 480.2334 | 0 | 503.9804 | 0.153 | 480.2334 | 0 | 503.9804 | 0.08302 | 497.8696 | 0.014967 | 503.9804 | 0.10495 | 504.5503 | 0.12977 | 498.71 | 0.0075566 | 504.5503 | 0.61451 | 504.5503 | 4.9698 | 504.5503 | 3.0341 | 498.71 | -0.0048385 | 504.5503 | 0.0045103 | 480.4985 | 0.00020021 | 504.5503 | 0.01239 | 504.5503 | 0.012128 | 503.9805 | 0.021672 | 725.2015 | 0.23429 | 503.9804 | -0.0084987 | 724.4789 | 9.2755e-05 | 725.2015 | 0.013042 | 503.9805 | 1.1899 | 504.5503 | 1.7416
|  | 480.3469 | 0.0030689 | 504.2046 | 0.145 | 480.3469 | 0.014751 | 504.2046 | 0.051642 | 498.0924 | 0.00029792 | 504.2046 | 0.057682 | 504.7742 | 0.10071 | 498.93 | -0.020431 | 504.7742 | 0.58543 | 504.7742 | 4.9359 | 504.7742 | 3.0688 | 498.93 | -0.0078116 | 504.7742 | 0 | 480.6145 | 0.00019391 | 504.7742 | 0 | 504.7742 | 0 | 504.2046 | -0.0096232 | 725.3654 | 0.22386 | 504.2046 | 0.0020442 | 724.6428 | 0.00013913 | 725.3654 | 0.013747 | 504.2046 | 1.1974 | 504.7742 | 1.7577
|  | 480.4604 | 0 | 504.4288 | 0.14884 | 480.4604 | 0 | 504.4288 | 0.10728 | 498.3152 | 0.017801 | 504.4288 | 0.10103 | 504.9982 | 0.13179 | 499.15 | 0.028827 | 504.9982 | 0.58199 | 504.9982 | 4.8823 | 504.9982 | 3.0869 | 499.15 | -0.0027399 | 504.9982 | 0.002949 | 480.7305 | 0.00019777 | 504.9982 | 0.010443 | 504.9982 | 0.015188 | 504.4288 | 0.011607 | 725.5292 | 0.25358 | 504.4288 | 0.00035065 | 724.8067 | 9.2755e-05 | 725.5292 | 0.012807 | 504.4288 | 1.207 | 504.9982 | 1.7808
|  | 480.5739 | 0 | 504.653 | 0.13634 | 480.5739 | 0.014616 | 504.653 | 0.042771 | 498.5381 | 0.0018046 | 504.653 | 0.051305 | 505.2221 | 0.093897 | 499.38 | -0.0030786 | 505.2221 | 0.55815 | 505.2221 | 4.8461 | 505.2221 | 3.1259 | 499.38 | -0.0067623 | 505.2221 | 0 | 480.8465 | 0.00018456 | 505.2221 | 0 | 505.2221 | 0 | 504.653 | -0.0030788 | 725.6931 | 0.24063 | 504.653 | -0.0078604 | 724.9706 | 0 | 725.6931 | 0.013218 | 504.653 | 1.2014 | 505.2221 | 1.7971
|  | 480.6875 | 0 | 504.8773 | 0.14573 | 480.6875 | 0 | 504.8773 | 0.048621 | 498.7609 | 0.0187 | 504.8773 | 0.10385 | 505.4461 | 0.12698 | 499.6 | 0.054016 | 505.4461 | 0.562 | 505.4461 | 4.8548 | 505.4461 | 3.1895 | 499.6 | -0.0020404 | 505.4461 | 0.002924 | 480.9625 | 0.00017216 | 505.4461 | 0.0074993 | 505.4461 | 0.011948 | 504.8773 | 0.01757 | 725.8569 | 0.25801 | 504.8773 | -0.0073779 | 725.1346 | 9.2755e-05 | 725.8569 | 0.012866 | 504.8773 | 1.2223 | 505.4461 | 1.8152
|  | 480.801 | 0.0046219 | 505.1015 | 0.1339 | 480.801 | 0.017187 | 505.1015 | 0.040486 | 498.9838 | 0.0079844 | 505.1015 | 0.052002 | 505.6701 | 0.082814 | 499.83 | -0.02379 | 505.6701 | 0.53789 | 505.6701 | 4.8065 | 505.6701 | 3.2287 | 499.83 | -0.0071117 | 505.6701 | 0 | 481.0786 | 0.00016139 | 505.6701 | 0 | 505.6701 | 0 | 505.1015 | -0.012487 | 726.0208 | 0.25402 | 505.1015 | -8.659e-05 | 725.2985 | 0.00013913 | 726.0208 | 0.014041 | 505.1015 | 1.2413 | 505.6701 | 1.8343
|  | 480.9145 | 0 | 505.3257 | 0.14947 | 480.9145 | 0 | 505.3257 | 0.089444 | 499.2066 | 0.01175 | 505.3257 | 0.10254 | 505.8941 | 0.11511 | 500.05 | 0.020431 | 505.8941 | 0.54519 | 505.8941 | 4.7976 | 505.8941 | 3.2745 | 500.05 | 0.0012825 | 505.8941 | 0.0031511 | 481.1946 | 0.0001622 | 505.8941 | 0.013738 | 505.8941 | 0.009459 | 505.3258 | 0.013005 | 726.1846 | 0.25593 | 505.3257 | 0.0096539 | 725.4624 | 0 | 726.1846 | 0.014041 | 505.3258 | 1.2616 | 505.8941 | 1.8556
|  | 481.028 | 0.0039563 | 505.55 | 0.13972 | 481.028 | 0.010794 | 505.55 | 0.031022 | 499.4295 | 0.0037466 | 505.55 | 0.054962 | 506.1181 | 0.076668 | 500.28 | -0.012035 | 506.1181 | 0.52631 | 506.1181 | 4.7732 | 506.1181 | 3.3296 | 500.28 | -0.0039641 | 506.1181 | 0 | 481.3106 | 0.00015956 | 506.1181 | 0 | 506.1181 | 0 | 505.55 | -0.00756 | 726.3485 | 0.28222 | 505.55 | -0.0018076 | 725.6264 | 0 | 726.3485 | 0.01457 | 505.55 | 1.2634 | 506.1181 | 1.8642
|  | 481.1415 | 0 | 505.7743 | 0.15225 | 481.1415 | 0 | 505.7743 | 0.10314 | 499.6524 | 0.018999 | 505.7743 | 0.098035 | 506.3421 | 0.11006 | 500.5 | 0.02211 | 506.3421 | 0.53086 | 506.3421 | 4.7592 | 506.3421 | 3.3796 | 500.5 | -0.0081612 | 506.3421 | 0.0039918 | 481.4266 | 0.0001618 | 506.3421 | 0.015603 | 506.3421 | 0.011337 | 505.7743 | 0.013838 | 726.5124 | 0.27578 | 505.7743 | 0.0064664 | 725.7903 | 9.2755e-05 | 726.5124 | 0.013571 | 505.7743 | 1.2913 | 506.3421 | 1.8827
|  | 481.2551 | 0.011277 | 505.9986 | 0.14301 | 481.2551 | 0.019217 | 505.9986 | 0.036479 | 499.8752 | 0.0075999 | 505.9986 | 0.050246 | 506.5662 | 0.071097 | 500.73 | -0.0053177 | 506.5662 | 0.50867 | 506.5662 | 4.7125 | 506.5662 | 3.4272 | 500.73 | 0.0026815 | 506.5662 | 0 | 481.5427 | 0.00017704 | 506.5662 | 0 | 506.5662 | 0 | 505.9986 | -0.0077199 | 726.6762 | 0.28374 | 505.9986 | -0.0070303 | 725.9543 | 0.0004174 | 726.6762 | 0.013923 | 505.9986 | 1.2985 | 506.5662 | 1.9001
|  | 481.3686 | 0 | 506.2229 | 0.14108 | 481.3686 | 0 | 506.2229 | 0.078581 | 500.0982 | 0.015455 | 506.2229 | 0.10378 | 506.7902 | 0.11683 | 500.95 | 0.031627 | 506.7902 | 0.50426 | 506.7902 | 4.6787 | 506.7902 | 3.461 | 500.95 | 0.0026815 | 506.7902 | 0.0026866 | 481.6587 | 0.00018639 | 506.7902 | 0.012231 | 506.7902 | 0.016399 | 506.2229 | 0.013689 | 726.8401 | 0.28542 | 506.2229 | 0.0018654 | 726.1182 | 9.2755e-05 | 726.8401 | 0.013395 | 506.2229 | 1.313 | 506.7902 | 1.9149
|  | 481.4821 | 0.0077278 | 506.4472 | 0.14013 | 481.4821 | 0 | 506.4472 | 0.035909 | 500.3211 | 0.011941 | 506.4472 | 0.05142 | 507.0143 | 0.080232 | 501.17 | -0.038904 | 507.0143 | 0.47808 | 507.0143 | 4.5939 | 507.0143 | 3.4757 | 501.17 | 0.0037309 | 507.0143 | 0 | 481.7748 | 0.00019127 | 507.0143 | 0 | 507.0143 | 0 | 506.4472 | -0.013033 | 727.004 | 0.2866 | 506.4472 | -0.0058029 | 726.2822 | 0 | 727.004 | 0.013923 | 506.4472 | 1.312 | 507.0143 | 1.9268
|  | 481.5957 | 0 | 506.6715 | 0.1418 | 481.5957 | 0 | 506.6715 | 0.096504 | 500.544 | 0.013045 | 506.6715 | 0.10162 | 507.2384 | 0.10527 | 501.4 | 0.02211 | 507.2384 | 0.48648 | 507.2384 | 4.5499 | 507.2384 | 3.5118 | 501.4 | 0.001982 | 507.2384 | 0.0020327 | 481.8908 | 0.00018273 | 507.2384 | 0.0065638 | 507.2384 | 0.011982 | 506.6715 | 0.022639 | 727.1679 | 0.28077 | 506.6715 | -0.0021435 | 726.4462 | 0.00037102 | 727.1679 | 0.01316 | 506.6715 | 1.3351 | 507.2384 | 1.9434
|  | 481.7092 | 0.015681 | 506.8959 | 0.14271 | 481.7092 | 0.018811 | 506.8959 | 0.058103 | 500.7669 | 0.0055185 | 506.8959 | 0.05726 | 507.4625 | 0.070852 | 501.62 | -0.0058775 | 507.4624 | 0.45906 | 507.4625 | 4.494 | 507.4625 | 3.5402 | 501.62 | 0.003556 | 507.4625 | 0 | 482.0069 | 0.00017948 | 507.4625 | 0 | 507.4625 | 0 | 506.8958 | -0.013989 | 727.3318 | 0.2732 | 506.8959 | -0.0020636 | 726.6101 | 0 | 727.3318 | 0.013865 | 506.8958 | 1.3316 | 507.4625 | 1.9636
|  | 481.8227 | 0 | 507.1202 | 0.14448 | 481.8227 | 0 | 507.1202 | 0.099288 | 500.9899 | 0.012047 | 507.1202 | 0.096009 | 507.6866 | 0.10408 | 501.85 | 0.017072 | 507.6866 | 0.4705 | 507.6866 | 4.4728 | 507.6866 | 3.5928 | 501.85 | -0.0095602 | 507.6866 | 0.0038667 | 482.123 | 0.00017419 | 507.6866 | 0.0089104 | 507.6866 | 0.010605 | 507.1202 | 0.016623 | 727.4957 | 0.2986 | 507.1202 | -0.0027107 | 726.7741 | 0 | 727.4957 | 0.013336 | 507.1202 | 1.3547 | 507.6866 | 1.9822
|  | 481.9363 | 0.011721 | 507.3446 | 0.13907 | 481.9363 | 0.0046932 | 507.3446 | 0.045388 | 501.2129 | 0.0083241 | 507.3446 | 0.053334 | 507.9107 | 0.076062 | 502.07 | -0.014274 | 507.9107 | 0.43907 | 507.9107 | 4.4264 | 507.9107 | 3.6311 | 502.07 | -0.0050134 | 507.9107 | 0 | 482.239 | 0.00018253 | 507.9107 | 0 | 507.9107 | 0 | 507.3446 | -0.0095105 | 727.6596 | 0.2986 | 507.3446 | -0.0049191 | 726.9381 | 0.00013913 | 727.6596 | 0.014335 | 507.3446 | 1.3391 | 507.9107 | 1.992
|  | 482.0498 | 0.0019999 | 507.569 | 0.12539 | 482.0498 | 0 | 507.569 | 0.093586 | 501.4358 | 0.011818 | 507.569 | 0.095322 | 508.1348 | 0.09679 | 502.3 | 0.02211 | 508.1348 | 0.45051 | 508.1348 | 4.4142 | 508.1348 | 3.6915 | 502.3 | 0.0074037 | 508.1348 | 0.0019483 | 482.3551 | 0.00020062 | 508.1348 | 0.015273 | 508.1348 | 0.0096698 | 507.5689 | 0.015754 | 727.8235 | 0.29803 | 507.569 | -0.0055036 | 727.1021 | 9.2755e-05 | 727.8235 | 0.013336 | 507.5689 | 1.3574 | 508.1348 | 2.0089
|  | 482.1634 | 0.0019596 | 507.7933 | 0.13263 | 482.1634 | 0.0091518 | 507.7933 | 0.045999 | 501.6588 | 0.0058667 | 507.7933 | 0.056576 | 508.3589 | 0.069047 | 502.52 | -0.0036384 | 508.3589 | 0.42832 | 508.3589 | 4.3906 | 508.3589 | 3.7552 | 502.52 | 0.001982 | 508.3589 | 0 | 482.4712 | 0.00021302 | 508.3589 | 0 | 508.3589 | 0 | 507.7933 | -0.0048618 | 727.9875 | 0.30028 | 507.7933 | -0.0041927 | 727.2661 | 0.00013913 | 727.9875 | 0.014158 | 507.7933 | 1.3714 | 508.3589 | 2.0211
|  | 482.2769 | 0 | 508.0178 | 0.14704 | 482.2769 | 0 | 508.0178 | 0.13342 | 501.8818 | 0.013111 | 508.0178 | 0.10155 | 508.5831 | 0.10234 | 502.75 | -0.0047579 | 508.5831 | 0.43632 | 508.5831 | 4.366 | 508.5831 | 3.803 | 502.75 | -0.0053632 | 508.5831 | 0.0016516 | 482.5872 | 0.00020163 | 508.5831 | 0.0089145 | 508.5831 | 0.013788 | 508.0177 | 0.024952 | 728.1514 | 0.30712 | 508.0178 | 0.0096212 | 727.4301 | 0 | 728.1514 | 0.013101 | 508.0177 | 1.406 | 508.5831 | 2.0349
|  | 482.3905 | 0.013459 | 508.2422 | 0.1377 | 482.3905 | 0.014751 | 508.2422 | 0.050289 | 502.1048 | 0.001002 | 508.2422 | 0.052553 | 508.8072 | 0.071178 | 502.97 | 0.0041982 | 508.8072 | 0.41399 | 508.8072 | 4.3124 | 508.8073 | 3.8421 | 502.97 | -0.0081612 | 508.8072 | 0 | 482.7033 | 0.0001996 | 508.8072 | 0 | 508.8073 | 0 | 508.2422 | -0.015842 | 728.3153 | 0.29742 | 508.2422 | -0.011018 | 727.5941 | 0.00013913 | 728.3153 | 0.013982 | 508.2422 | 1.3963 | 508.8073 | 2.0425
|  | 482.504 | 0 | 508.4666 | 0.13905 | 482.504 | 0 | 508.4666 | 0.083335 | 502.3278 | 0.011809 | 508.4666 | 0.10531 | 509.0314 | 0.087181 | 503.2 | 0.036104 | 509.0314 | 0.42212 | 509.0314 | 4.2881 | 509.0314 | 3.8911 | 503.2 | -0.011659 | 509.0314 | 0.0033732 | 482.8194 | 0.00017643 | 509.0314 | 0.015783 | 509.0314 | 0.011924 | 508.4666 | 0.004806 | 728.4793 | 0.30818 | 508.4666 | 0.0079445 | 727.7581 | 0 | 728.4793 | 0.012983 | 508.4666 | 1.4253 | 509.0314 | 2.0617
|  | 482.6176 | 0.0099464 | 508.691 | 0.13162 | 482.6176 | 0.0032853 | 508.691 | 0.041737 | 502.5508 | 0.0079478 | 508.691 | 0.0523 | 509.2556 | 0.058085 | 503.42 | 0.017072 | 509.2556 | 0.40173 | 509.2556 | 4.2136 | 509.2556 | 3.9087 | 503.42 | -0.0044887 | 509.2556 | 0 | 482.9355 | 0.00016708 | 509.2556 | 0 | 509.2556 | 0 | 508.6911 | -0.0065339 | 728.6432 | 0.31379 | 508.691 | 0.0024978 | 727.9221 | 0.0004174 | 728.6432 | 0.013395 | 508.6911 | 1.4287 | 509.2556 | 2.0745
|  | 482.7312 | 0 | 508.9155 | 0.13329 | 482.7312 | 0 | 508.9155 | 0.066989 | 502.7739 | 0.013086 | 508.9155 | 0.097687 | 509.4798 | 0.086103 | 503.64 | -0.014833 | 509.4798 | 0.40462 | 509.4798 | 4.1562 | 509.4798 | 3.931 | 503.64 | 0.011776 | 509.4798 | 0.0026867 | 483.0516 | 0.00014045 | 509.4798 | 0.010025 | 509.4798 | 0.01622 | 508.9155 | 0.0029093 | 728.8071 | 0.32954 | 508.9155 | -0.0013045 | 728.0861 | 0 | 728.8071 | 0.012631 | 508.9155 | 1.4365 | 509.4798 | 2.0884
|  | 482.8447 | 0 | 509.14 | 0.13726 | 482.8447 | 0.015969 | 509.14 | 0.036342 | 502.9969 | 0.0052918 | 509.14 | 0.058096 | 509.704 | 0.063766 | 503.87 | 0.013714 | 509.704 | 0.3805 | 509.704 | 4.1082 | 509.704 | 3.9697 | 503.87 | -0.0053632 | 509.704 | 0 | 483.1677 | 0.00015326 | 509.704 | 0 | 509.704 | 0 | 509.14 | -0.0032754 | 728.9711 | 0.32461 | 509.14 | -0.0074428 | 728.2501 | 0.00097375 | 728.9711 | 0.013806 | 509.14 | 1.4119 | 509.704 | 2.0996
|  | 482.9583 | 0 | 509.3645 | 0.14053 | 482.9583 | 0 | 509.3645 | 0.10245 | 503.22 | 0.012734 | 509.3645 | 0.097459 | 509.9282 | 0.097311 | 504.09 | -0.029946 | 509.9282 | 0.38615 | 509.9282 | 4.0426 | 509.9283 | 3.9836 | 504.09 | 0.0018072 | 509.9282 | 0.0016882 | 483.2838 | 0.00015184 | 509.9282 | 0.0096008 | 509.9282 | 0.01067 | 509.3645 | 0.010463 | 729.135 | 0.32691 | 509.3645 | -0.00016358 | 728.4142 | 0 | 729.135 | 0.013806 | 509.3645 | 1.4598 | 509.9283 | 2.1144
|  | 483.0718 | 0.0086152 | 509.589 | 0.12386 | 483.0718 | 0.019487 | 509.589 | 0.036464 | 503.4431 | -2.4337e-05 | 509.589 | 0.052656 | 510.1525 | 0.052624 | 504.32 | -0.014274 | 510.1525 | 0.36851 | 510.1525 | 3.9772 | 510.1525 | 3.9985 | 504.32 | -0.00064125 | 510.1525 | 0 | 483.3999 | 0.00017033 | 510.1525 | 0 | 510.1525 | 0 | 509.589 | -0.01317 | 729.299 | 0.33033 | 509.589 | -0.0048752 | 728.5782 | 0.00069566 | 729.299 | 0.014687 | 509.589 | 1.4328 | 510.1525 | 2.133
|  | 483.1854 | 0 | 509.8135 | 0.13865 | 483.1854 | 0 | 509.8135 | 0.066714 | 503.6661 | 0.012858 | 509.8135 | 0.098546 | 510.3767 | 0.087898 | 504.54 | -0.025469 | 510.3767 | 0.3743 | 510.3767 | 3.9368 | 510.3767 | 4.0435 | 504.54 | 0.00023318 | 510.3767 | 0.0020454 | 483.516 | 0.00015936 | 510.3767 | 0.013427 | 510.3767 | 0.01042 | 509.8135 | 0.013284 | 729.463 | 0.33509 | 509.8135 | 0.0056786 | 728.7422 | 0 | 729.463 | 0.013806 | 509.8135 | 1.4535 | 510.3767 | 2.1527
|  | 483.299 | 0.0041782 | 510.038 | 0.12782 | 483.299 | 0.021111 | 510.038 | 0.0047733 | 503.8892 | 0.0030234 | 510.038 | 0.053936 | 510.601 | 0.059969 | 504.77 | 0.00083963 | 510.601 | 0.35018 | 510.601 | 3.8771 | 510.601 | 4.0685 | 504.77 | 0.003556 | 510.601 | 0 | 483.6321 | 0.00016891 | 510.601 | 0 | 510.601 | 0 | 510.038 | -0.011363 | 729.6269 | 0.33145 | 510.038 | -0.0064466 | 728.9063 | 0.00013913 | 729.6269 | 0.014276 | 510.038 | 1.4499 | 510.601 | 2.1609
|  | 483.4126 | 0 | 510.2625 | 0.13838 | 483.4126 | 0 | 510.2625 | 0.1287 | 504.1123 | 0.016762 | 510.2625 | 0.09732 | 510.8253 | 0.074382 | 504.99 | 0.029946 | 510.8253 | 0.36038 | 510.8253 | 3.8307 | 510.8253 | 4.0909 | 504.99 | 0.00058296 | 510.8253 | 0.0020877 | 483.7482 | 0.00015001 | 510.8253 | 0.0096088 | 510.8253 | 0.011342 | 510.2625 | 0.01856 | 729.7909 | 0.34496 | 510.2625 | -0.0076344 | 729.0703 | 0 | 729.7909 | 0.013277 | 510.2625 | 1.4702 | 510.8253 | 2.1752
|  | 483.5262 | 0.0079496 | 510.4871 | 0.13169 | 483.5262 | 0.016916 | 510.4871 | 0.0072652 | 504.3354 | 0.0075798 | 510.4871 | 0.050838 | 511.0496 | 0.054281 | 505.22 | -0.047299 | 511.0496 | 0.33943 | 511.0496 | 3.7756 | 511.0496 | 4.1239 | 505.22 | 0.0033811 | 511.0496 | 0 | 483.8644 | 0.00017745 | 511.0496 | 0 | 511.0496 | 0 | 510.4871 | -0.0020465 | 729.9549 | 0.33442 | 510.4871 | -0.0050499 | 729.2344 | 0 | 729.9549 | 0.013512 | 510.4871 | 1.4771 | 511.0496 | 2.1906
|  | 483.6397 | 0 | 510.7116 | 0.13711 | 483.6397 | 0 | 510.7116 | 0.092551 | 504.5586 | 0.014204 | 510.7116 | 0.09448 | 511.2739 | 0.081429 | 505.44 | 0.0047579 | 511.2739 | 0.34577 | 511.2739 | 3.7061 | 511.2739 | 4.1314 | 505.44 | 0.0060044 | 511.2739 | 0.0043384 | 483.9805 | 0.00018822 | 511.2739 | 0.0084086 | 511.2739 | 0.013347 | 510.7116 | 0.012338 | 730.1189 | 0.34462 | 510.7116 | 0.0022009 | 729.3984 | 0 | 730.1189 | 0.012572 | 510.7116 | 1.4817 | 511.2739 | 2.2038
|  | 483.7533 | 0.019262 | 510.9362 | 0.13601 | 483.7533 | 0.019487 | 510.9362 | 0.02653 | 504.7817 | 0.0045119 | 510.9362 | 0.054705 | 511.4982 | 0.047352 | 505.67 | -0.028267 | 511.4982 | 0.32276 | 511.4982 | 3.6537 | 511.4982 | 4.151 | 505.67 | -0.00011659 | 511.4982 | 0 | 484.0966 | 0.00018639 | 511.4982 | 0 | 511.4982 | 0 | 510.9362 | -0.0031762 | 730.2829 | 0.3407 | 510.9362 | 0.00050758 | 729.5625 | 0.00069566 | 730.2829 | 0.013571 | 510.9362 | 1.4831 | 511.4982 | 2.2118
|  | 483.8669 | 0 | 511.1608 | 0.13762 | 483.8669 | 0 | 511.1608 | 0.13939 | 505.0049 | 0.01242 | 511.1608 | 0.097989 | 511.7225 | 0.078906 | 505.89 | 0.0053177 | 511.7225 | 0.3313 | 511.7225 | 3.6009 | 511.7225 | 4.1722 | 505.89 | -0.0058878 | 511.7225 | 0.0034817 | 484.2127 | 0.0001622 | 511.7225 | 0.0092103 | 511.7225 | 0.013306 | 511.1608 | 0.025876 | 730.4469 | 0.34603 | 511.1608 | 0.004186 | 729.7265 | 0 | 730.4469 | 0.01363 | 511.1608 | 1.5132 | 511.7225 | 2.2223
|  | 483.9805 | 0.0046219 | 511.3854 | 0.12915 | 483.9805 | 0.021111 | 511.3854 | 0.0016321 | 505.228 | 0.0067322 | 511.3854 | 0.048762 | 511.9469 | 0.056609 | 506.12 | 0.0036384 | 511.9468 | 0.29961 | 511.9469 | 3.5287 | 511.9468 | 4.1747 | 506.12 | -0.013058 | 511.9469 | 0 | 484.3289 | 0.0001622 | 511.9469 | 0 | 511.9468 | 0 | 511.3854 | -0.0097608 | 730.6109 | 0.35331 | 511.3854 | -0.0021569 | 729.8906 | 0.00013913 | 730.6109 | 0.014452 | 511.3854 | 1.5046 | 511.9468 | 2.2318
|  | 484.0941 | 0 | 511.61 | 0.13426 | 484.0941 | 0 | 511.61 | 0.10123 | 505.4512 | 0.013772 | 511.61 | 0.091676 | 512.1712 | 0.072759 | 506.34 | 0.035543 | 512.1712 | 0.30967 | 512.1712 | 3.4852 | 512.1712 | 4.2023 | 506.34 | 5.8296e-05 | 512.1712 | 0.0022484 | 484.445 | 0.00018639 | 512.1712 | 0.0092739 | 512.1712 | 0.015985 | 511.61 | 0.027724 | 730.7749 | 0.35006 | 511.61 | 0.014701 | 730.0547 | 0 | 730.7749 | 0.013571 | 511.61 | 1.4983 | 512.1712 | 2.2369
|  | 484.2077 | 0.00085042 | 511.8346 | 0.12944 | 484.2077 | 0.016375 | 511.8346 | 0.027266 | 505.6744 | 0.0033901 | 511.8346 | 0.048101 | 512.3956 | 0.048908 | 506.57 | -0.029387 | 512.3956 | 0.29203 | 512.3956 | 3.42 | 512.3956 | 4.2063 | 506.57 | 0.00023318 | 512.3956 | 0 | 484.5612 | 0.00017948 | 512.3956 | 0 | 512.3956 | 0 | 511.8346 | -0.0066799 | 730.9389 | 0.33823 | 511.8346 | -0.010085 | 730.2188 | 0.00013913 | 730.9389 | 0.014041 | 511.8346 | 1.4852 | 512.3956 | 2.2352
|  | 484.3213 | 0 | 512.0593 | 0.12666 | 484.3213 | 0 | 512.0593 | 0.10746 | 505.8976 | 0.01654 | 512.0593 | 0.093729 | 512.6199 | 0.081037 | 506.79 | -0.041141 | 512.6199 | 0.30071 | 512.6199 | 3.3728 | 512.6199 | 4.2264 | 506.79 | -0.0050134 | 512.6199 | 0.0028996 | 484.6773 | 0.00017988 | 512.6199 | 0.0092719 | 512.6199 | 0.010805 | 512.0593 | 0.014603 | 731.1029 | 0.36839 | 512.0593 | 0.0010179 | 730.3829 | 0 | 731.1029 | 0.013512 | 512.0593 | 1.4959 | 512.6199 | 2.2454
|  | 484.4349 | 0.0006286 | 512.2839 | 0.13328 | 484.4349 | 0.011264 | 512.2839 | 0.018553 | 506.1208 | 0.0015007 | 512.2839 | 0.04705 | 512.8443 | 0.051939 | 507.02 | -0.020431 | 512.8443 | 0.2872 | 512.8443 | 3.306 | 512.8444 | 4.2214 | 507.02 | -0.0051883 | 512.8443 | 0 | 484.7935 | 0.00015671 | 512.8443 | 0 | 512.8444 | 0 | 512.2839 | -0.0018314 | 731.2669 | 0.35685 | 512.2839 | -0.0026023 | 730.547 | 0.0004174 | 731.2669 | 0.013982 | 512.2839 | 1.4906 | 512.8444 | 2.2593
|  | 484.5485 | 0 | 512.5086 | 0.12841 | 484.5485 | 0 | 512.5086 | 0.091056 | 506.344 | 0.019768 | 512.5086 | 0.094565 | 513.0687 | 0.074697 | 507.24 | -0.0036384 | 513.0687 | 0.28844 | 513.0687 | 3.2601 | 513.0687 | 4.2391 | 507.24 | 0.0032063 | 513.0687 | 0.002652 | 484.9096 | 0.0001681 | 513.0687 | 0.010347 | 513.0687 | 0.014472 | 512.5086 | 0.020411 | 731.431 | 0.36318 | 512.5086 | 0.0044521 | 730.7111 | 0 | 731.431 | 0.013277 | 512.5086 | 1.5278 | 513.0687 | 2.2816
|  | 484.6621 | 0.014323 | 512.7333 | 0.1222 | 484.6621 | 0.011733 | 512.7333 | 0.027692 | 506.5672 | 0.0018911 | 512.7333 | 0.043479 | 513.2932 | 0.047675 | 507.47 | 0.0097957 | 513.2931 | 0.26667 | 513.2932 | 3.2226 | 513.2932 | 4.283 | 507.47 | -0.0037892 | 513.2932 | 0 | 485.0258 | 0.00016952 | 513.2932 | 0 | 513.2931 | 0 | 512.7333 | -0.016196 | 731.595 | 0.3703 | 512.7333 | -0.0058805 | 730.8752 | 0.00013913 | 731.595 | 0.013512 | 512.7333 | 1.5288 | 513.2932 | 2.3028
|  | 484.7757 | 0 | 512.958 | 0.13466 | 484.7757 | 0 | 512.958 | 0.10056 | 506.7904 | 0.018351 | 512.958 | 0.091449 | 513.5176 | 0.077131 | 507.69 | -0.0097957 | 513.5176 | 0.28403 | 513.5176 | 3.2044 | 513.5176 | 4.3362 | 507.69 | -0.0020404 | 513.5176 | 0.0031247 | 485.142 | 0.00017074 | 513.5176 | 0.011394 | 513.5176 | 0.011736 | 512.958 | 0.015133 | 731.7591 | 0.37411 | 512.958 | 0.0058186 | 731.0393 | 9.2755e-05 | 731.7591 | 0.013453 | 512.958 | 1.5661 | 513.5176 | 2.3205
|  | 484.8893 | 0.0037345 | 513.1827 | 0.12038 | 484.8893 | 0.025577 | 513.1827 | 0.0567 | 507.0137 | 0.0043085 | 513.1827 | 0.055951 | 513.742 | 0.041209 | 507.92 | -0.0097957 | 513.742 | 0.26322 | 513.742 | 3.1571 | 513.742 | 4.3635 | 507.92 | -0.014457 | 513.742 | 0 | 485.2581 | 0.00018131 | 513.742 | 0 | 513.742 | 0 | 513.1827 | -0.017612 | 731.9231 | 0.37226 | 513.1827 | -0.0039666 | 731.2034 | 0.00013913 | 731.9231 | 0.014276 | 513.1827 | 1.565 | 513.742 | 2.3303
|  | 485.0029 | 0 | 513.4074 | 0.13296 | 485.0029 | 0 | 513.4074 | 0.084727 | 507.237 | 0.020662 | 513.4074 | 0.095322 | 513.9665 | 0.073587 | 508.14 | 0.012595 | 513.9665 | 0.2697 | 513.9665 | 3.1122 | 513.9665 | 4.3919 | 508.14 | -0.0016906 | 513.9665 | 0.0025937 | 485.3743 | 0.00017948 | 513.9665 | 0.0072661 | 513.9665 | 0.013374 | 513.4074 | 0.014816 | 732.0871 | 0.38011 | 513.4074 | 0.0057858 | 731.3675 | 0 | 732.0871 | 0.013806 | 513.4074 | 1.584 | 513.9665 | 2.3405
|  | 485.1166 | 0.00040678 | 513.6321 | 0.12835 | 485.1166 | 0.013804 | 513.6321 | 0.049542 | 507.4602 | 0.00095892 | 513.6321 | 0.045885 | 514.1909 | 0.038894 | 508.37 | 0.0025189 | 514.1909 | 0.25041 | 514.1909 | 3.0806 | 514.1909 | 4.433 | 508.37 | -0.015856 | 514.1909 | 0 | 485.4905 | 0.00019249 | 514.1909 | 0 | 514.1909 | 0 | 513.6321 | -0.018652 | 732.2512 | 0.38241 | 513.6321 | 0.00039046 | 731.5316 | 0.0004174 | 732.2512 | 0.013982 | 513.6321 | 1.5924 | 514.1909 | 2.3422
|  | 485.2302 | 0.0057773 | 513.8569 | 0.13114 | 485.2302 | 0 | 513.8569 | 0.091157 | 507.6835 | 0.014768 | 513.8569 | 0.095601 | 514.4154 | 0.073849 | 508.59 | 0.0041982 | 514.4154 | 0.25854 | 514.4154 | 3.0263 | 514.4154 | 4.4331 | 508.59 | 0.00023318 | 514.4154 | 0.004001 | 485.6067 | 0.00017094 | 514.4154 | 0.019067 | 514.4154 | 0.0073676 | 513.8569 | 0.0096833 | 732.4153 | 0.39104 | 513.8569 | 0.0092928 | 731.6957 | 9.2755e-05 | 732.4153 | 0.013042 | 513.8569 | 1.5892 | 514.4154 | 2.352
|  | 485.3438 | 0.020373 | 514.0816 | 0.12283 | 485.3438 | 0.020705 | 514.0816 | 0.046088 | 507.9068 | 0.0067055 | 514.0816 | 0.047938 | 514.6399 | 0.048344 | 508.82 | -0.015953 | 514.6399 | 0.24131 | 514.6399 | 2.972 | 514.6399 | 4.4379 | 508.82 | 0.003556 | 514.6399 | 0 | 485.7228 | 0.00017033 | 514.6399 | 0 | 514.6399 | 0 | 514.0816 | 0.0025661 | 732.5793 | 0.40282 | 514.0816 | 0.0037758 | 731.8599 | 0 | 732.5793 | 0.013865 | 514.0816 | 1.5745 | 514.6399 | 2.3587
|  | 485.4574 | 0 | 514.3064 | 0.11213 | 485.4574 | 0 | 514.3064 | 0.061246 | 508.1301 | 0.019189 | 514.3064 | 0.092537 | 514.8644 | 0.075644 | 509.04 | 0.00083963 | 514.8644 | 0.25482 | 514.8644 | 2.943 | 514.8644 | 4.4653 | 509.04 | -0.0036143 | 514.8644 | 0.005664 | 485.839 | 0.00015956 | 514.8644 | 0.0062774 | 514.8644 | 0.018007 | 514.3064 | 0.011669 | 732.7434 | 0.39306 | 514.3064 | 0.0084262 | 732.024 | 9.2755e-05 | 732.7434 | 0.013277 | 514.3064 | 1.5786 | 514.8644 | 2.3753
|  | 485.5711 | 0 | 514.5312 | 0.12008 | 485.5711 | 0.002112 | 514.5312 | 0.033605 | 508.3534 | 0.0026219 | 514.5312 | 0.044942 | 515.0889 | 0.045231 | 509.27 | -0.0025189 | 515.0889 | 0.23607 | 515.0889 | 2.8751 | 515.0889 | 4.4561 | 509.27 | -0.009735 | 515.0889 | 0 | 485.9552 | 0.00017704 | 515.0889 | 0 | 515.0889 | 0 | 514.5312 | -0.011457 | 732.9075 | 0.40024 | 514.5312 | -0.015698 | 732.1881 | 0 | 732.9075 | 0.0141 | 514.5312 | 1.5528 | 515.0889 | 2.3905
|  | 485.6847 | 0 | 514.756 | 0.12824 | 485.6847 | 0 | 514.756 | 0.075374 | 508.5768 | 0.010099 | 514.756 | 0.088726 | 515.3135 | 0.074614 | 509.49 | 0.006437 | 515.3134 | 0.24131 | 515.3135 | 2.8619 | 515.3135 | 4.51 | 509.49 | -0.00081612 | 515.3135 | 0.0040529 | 486.0714 | 0.00016993 | 515.3135 | 0.012243 | 515.3135 | 0.010517 | 514.756 | 0.014769 | 733.0715 | 0.41779 | 514.756 | 0.0045289 | 732.3523 | 0 | 733.0715 | 0.013688 | 514.756 | 1.5804 | 515.3135 | 2.4119
|  | 485.7983 | 0.011943 | 514.9808 | 0.11896 | 485.7983 | 0.019217 | 514.9808 | 0.016606 | 508.8001 | 0.0043386 | 514.9808 | 0.044094 | 515.538 | 0.038455 | 509.72 | -0.006437 | 515.538 | 0.22023 | 515.538 | 2.8084 | 515.538 | 4.5115 | 509.72 | -0.012883 | 515.538 | 0 | 486.1876 | 0.00018314 | 515.538 | 0 | 515.538 | 0 | 514.9808 | -0.0045913 | 733.2356 | 0.41739 | 514.9808 | -0.0070173 | 732.5164 | 0.0004174 | 733.2356 | 0.014687 | 514.9808 | 1.5679 | 515.538 | 2.4282
|  | 485.912 | 0 | 515.2056 | 0.12241 | 485.912 | 0 | 515.2056 | 0.092017 | 509.0234 | 0.01092 | 515.2056 | 0.087274 | 515.7625 | 0.069534 | 509.94 | 0.006437 | 515.7626 | 0.23497 | 515.7625 | 2.7882 | 515.7626 | 4.5447 | 509.94 | 0.010726 | 515.7625 | 0.0026788 | 486.3038 | 0.00017379 | 515.7625 | 0.01652 | 515.7626 | 0.015338 | 515.2056 | 0.021152 | 733.3997 | 0.41521 | 515.2056 | 0.01016 | 732.6806 | 0 | 733.3997 | 0.013923 | 515.2056 | 1.6218 | 515.7626 | 2.4451
|  | 486.0256 | 0.0041782 | 515.4304 | 0.12207 | 486.0256 | 0.019487 | 515.4304 | -0.0058317 | 509.2468 | 0.0055162 | 515.4304 | 0.044648 | 515.9871 | 0.036863 | 510.17 | -0.0058775 | 515.9871 | 0.21127 | 515.9871 | 2.7206 | 515.9871 | 4.5182 | 510.17 | -0.020228 | 515.9871 | 0 | 486.42 | 0.00018842 | 515.9871 | 0 | 515.9871 | 0 | 515.4304 | -0.0086162 | 733.5638 | 0.41711 | 515.4304 | -0.0013895 | 732.8448 | 0 | 733.5638 | 0.014511 | 515.4304 | 1.5786 | 515.9871 | 2.4561
|  | 486.1393 | 0 | 515.6553 | 0.12773 | 486.1393 | 0 | 515.6553 | 0.073519 | 509.4702 | 0.012817 | 515.6553 | 0.093969 | 516.2117 | 0.067654 | 510.39 | 0.00083963 | 516.2117 | 0.22946 | 516.2117 | 2.6911 | 516.2117 | 4.5371 | 510.39 | 0.0021569 | 516.2117 | 0.0047206 | 486.5362 | 0.0001624 | 516.2117 | 0.019101 | 516.2117 | 0.012599 | 515.6553 | 0.013121 | 733.7279 | 0.43444 | 515.6553 | 0.0069774 | 733.0089 | 0 | 733.7279 | 0.013512 | 515.6553 | 1.6232 | 516.2117 | 2.4709
|  | 486.2529 | 0.024571 | 515.8801 | 0.1167 | 486.2529 | 0.0049279 | 515.8801 | 0.047433 | 509.6935 | 0.0063605 | 515.8801 | 0.046413 | 516.4363 | 0.039588 | 510.62 | -0.027708 | 516.4363 | 0.20851 | 516.4363 | 2.6509 | 516.4363 | 4.5508 | 510.62 | -0.0067623 | 516.4363 | 0 | 486.6524 | 0.00016952 | 516.4363 | 0 | 516.4363 | 0 | 515.8801 | -0.0070012 | 733.892 | 0.43376 | 515.8801 | -0.0054377 | 733.1731 | 0.0004174 | 733.892 | 0.014628 | 515.8801 | 1.6068 | 516.4363 | 2.4826
|  | 486.3666 | 0 | 516.105 | 0.13328 | 486.3666 | 0 | 516.105 | 0.092844 | 509.9169 | 0.021394 | 516.105 | 0.093839 | 516.6609 | 0.066714 | 510.84 | -0.013714 | 516.6609 | 0.22408 | 516.6609 | 2.6314 | 516.6609 | 4.5874 | 510.84 | 0.015973 | 516.6609 | 0.0038898 | 486.7687 | 0.00013903 | 516.6609 | 0.016024 | 516.6609 | 0.013529 | 516.105 | 0.029342 | 734.0561 | 0.43702 | 516.105 | 0.0084549 | 733.3373 | 0 | 734.0561 | 0.013923 | 516.105 | 1.6129 | 516.6609 | 2.4992
|  | 486.4802 | 0.0072841 | 516.3299 | 0.097704 | 486.4802 | 0.020705 | 516.3299 | 0.025882 | 510.1403 | 0.0062121 | 516.3299 | 0.040775 | 516.8855 | 0.043197 | 511.07 | 0.00027989 | 516.8855 | 0.20534 | 516.8855 | 2.6252 | 516.8855 | 4.651 | 511.07 | -0.00064125 | 516.8855 | 0 | 486.8849 | 0.00015814 | 516.8855 | 0.0022401 | 516.8855 | 0 | 516.3299 | -3.0435e-05 | 734.2202 | 0.4318 | 516.3299 | -4.024e-05 | 733.5015 | 0.00013913 | 734.2202 | 0.015098 | 516.3299 | 1.6258 | 516.8855 | 2.5116
|  | 486.5939 | 0 | 516.5548 | 0.12595 | 486.5939 | 0 | 516.5548 | 0.098362 | 510.3637 | 0.017898 | 516.5548 | 0.092907 | 517.1101 | 0.072041 | 511.29 | 0.0013994 | 517.1101 | 0.20934 | 517.1101 | 2.5996 | 517.1101 | 4.6805 | 511.29 | -0.008861 | 517.1101 | 0.0018408 | 487.0011 | 0.00015651 | 517.1101 | 0.012555 | 517.1101 | 0.0084007 | 516.5548 | 0.016498 | 734.3843 | 0.45591 | 516.5548 | 0.0024673 | 733.6656 | 9.2755e-05 | 734.3843 | 0.014217 | 516.5548 | 1.6622 | 517.1101 | 2.5241
|  | 486.7075 | 0 | 516.7797 | 0.10537 | 486.7075 | 0.018811 | 516.7797 | 0.016509 | 510.5872 | 0.0024927 | 516.7797 | 0.04087 | 517.3348 | 0.042367 | 511.52 | -0.043941 | 517.3348 | 0.19501 | 517.3348 | 2.5615 | 517.3348 | 4.6833 | 511.52 | -0.004139 | 517.3348 | 0 | 487.1174 | 0.00020306 | 517.3348 | 0 | 517.3348 | 0 | 516.7797 | -0.0020813 | 734.5485 | 0.44363 | 516.7797 | -0.010658 | 733.8298 | 0.00013913 | 734.5485 | 0.014863 | 516.7797 | 1.6572 | 517.3348 | 2.5396
|  | 486.8212 | 0 | 517.0046 | 0.13443 | 486.8212 | 0 | 517.0046 | 0.10187 | 510.8106 | 0.016643 | 517.0046 | 0.10024 | 517.5594 | 0.068084 | 511.74 | 0.036664 | 517.5594 | 0.21265 | 517.5594 | 2.5318 | 517.5594 | 4.6905 | 511.74 | -0.0046636 | 517.5594 | 0.0041187 | 487.2336 | 0.00018964 | 517.5594 | 0.018492 | 517.5594 | 0.012377 | 517.0046 | 0.024721 | 734.7126 | 0.45944 | 517.0046 | 0.015256 | 733.994 | 0 | 734.7126 | 0.0141 | 517.0046 | 1.6707 | 517.5594 | 2.5597
|  | 486.9348 | 0.0092808 | 517.2296 | 0.12292 | 486.9348 | 0.015022 | 517.2296 | 0.018237 | 511.0341 | 0.0018515 | 517.2296 | 0.042417 | 517.7841 | 0.033953 | 511.97 | 0.0025189 | 517.7841 | 0.18839 | 517.7841 | 2.4885 | 517.7841 | 4.6879 | 511.97 | -0.005538 | 517.7841 | 0 | 487.3498 | 0.00018253 | 517.7841 | 0 | 517.7841 | 0 | 517.2296 | -0.0093871 | 734.8767 | 0.44963 | 517.2296 | -0.0015768 | 734.1582 | 0.00013913 | 734.8767 | 0.014628 | 517.2296 | 1.6542 | 517.7841 | 2.5714
|  | 487.0485 | 0 | 517.4545 | 0.12324 | 487.0485 | 0 | 517.4545 | 0.093515 | 511.2575 | 0.016351 | 517.4545 | 0.098242 | 518.0088 | 0.063626 | 512.19 | -0.025469 | 518.0088 | 0.20314 | 518.0088 | 2.4575 | 518.0088 | 4.7038 | 512.19 | -0.0050134 | 518.0088 | 0.0029686 | 487.4661 | 0.00016139 | 518.0088 | 0.015181 | 518.0088 | 0.011674 | 517.4545 | 0.015569 | 735.0409 | 0.46152 | 517.4545 | -0.0033742 | 734.3224 | 9.2755e-05 | 735.0409 | 0.013865 | 517.4545 | 1.6753 | 518.0088 | 2.5847
|  | 487.1622 | 0.01039 | 517.6795 | 0.10584 | 487.1622 | 0.015292 | 517.6795 | -0.0016196 | 511.481 | 0.007102 | 517.6795 | 0.041298 | 518.2335 | 0.03281 | 512.42 | -0.019871 | 518.2335 | 0.1793 | 518.2335 | 2.3986 | 518.2335 | 4.6711 | 512.42 | 0.00093272 | 518.2335 | 0 | 487.5823 | 0.00018639 | 518.2335 | 0 | 518.2335 | 0 | 517.6795 | -0.016104 | 735.205 | 0.45395 | 517.6795 | -0.0044327 | 734.4866 | 0 | 735.205 | 0.014687 | 517.6795 | 1.6768 | 518.2335 | 2.6008
|  | 487.2758 | 0 | 517.9045 | 0.11753 | 487.2758 | 0 | 517.9045 | 0.077556 | 511.7045 | 0.020192 | 517.9045 | 0.09117 | 518.4582 | 0.060318 | 512.64 | 0.0041982 | 518.4582 | 0.18839 | 518.4582 | 2.3721 | 518.4581 | 4.6782 | 512.64 | 0.0023318 | 518.4582 | 0.0039951 | 487.6986 | 0.00020448 | 518.4582 | 0.0086199 | 518.4581 | 0.011512 | 517.9045 | 0.011809 | 735.3692 | 0.46578 | 517.9045 | 0.0081734 | 734.6509 | 0 | 735.3692 | 0.013865 | 517.9045 | 1.6939 | 518.4581 | 2.6148
|  | 487.3895 | 0.0055093 | 518.1295 | 0.11483 | 487.3895 | 0.018269 | 518.1295 | 0.01968 | 511.9279 | 0.0042166 | 518.1295 | 0.044284 | 518.6829 | 0.038685 | 512.87 | -0.014274 | 518.6829 | 0.16965 | 518.6829 | 2.3268 | 518.6829 | 4.654 | 512.87 | -0.00099105 | 518.6829 | 0 | 487.8148 | 0.0001996 | 518.6829 | 0 | 518.6829 | 0 | 518.1295 | -0.0164 | 735.5333 | 0.46353 | 518.1295 | -0.0063624 | 734.8151 | 0 | 735.5333 | 0.014922 | 518.1295 | 1.681 | 518.6829 | 2.6264
|  | 487.5032 | 0 | 518.3545 | 0.12664 | 487.5032 | 0 | 518.3545 | 0.087752 | 512.1514 | 0.019595 | 518.3545 | 0.097311 | 518.9076 | 0.068012 | 513.09 | 0.02155 | 518.9076 | 0.18825 | 518.9076 | 2.3295 | 518.9076 | 4.7071 | 513.09 | 0.011076 | 518.9076 | 0.0048523 | 487.9311 | 0.00018212 | 518.9076 | 0.0092714 | 518.9076 | 0.014874 | 518.3545 | 0.015105 | 735.6975 | 0.46163 | 518.3545 | 0.0064617 | 734.9793 | 9.2755e-05 | 735.6975 | 0.013923 | 518.3545 | 1.7285 | 518.9076 | 2.6394
|  | 487.6169 | 0.016792 | 518.5795 | 0.11762 | 487.6169 | 0.015428 | 518.5795 | 0.021022 | 512.375 | 0.0016556 | 518.5795 | 0.047126 | 519.1323 | 0.03531 | 513.32 | 0.0041982 | 519.1323 | 0.16483 | 519.1323 | 2.2864 | 519.1323 | 4.6869 | 513.32 | -0.013058 | 519.1323 | 0 | 488.0474 | 0.00017928 | 519.1323 | 0 | 519.1323 | 0 | 518.5795 | -0.017041 | 735.8616 | 0.47962 | 518.5795 | -0.0065845 | 735.1435 | 0.00013913 | 735.8616 | 0.01504 | 518.5795 | 1.7073 | 519.1323 | 2.6534
|  | 487.7306 | 0 | 518.8045 | 0.12695 | 487.7306 | 0 | 518.8045 | 0.090163 | 512.5985 | 0.01176 | 518.8045 | 0.091554 | 519.3571 | 0.060649 | 513.54 | 0.013714 | 519.3571 | 0.18591 | 519.3571 | 2.2723 | 519.3571 | 4.7226 | 513.54 | 0.0067039 | 519.3571 | 0.0027514 | 488.1636 | 0.00017562 | 519.3571 | 0.0082104 | 519.3571 | 0.013813 | 518.8045 | 0.018369 | 736.0258 | 0.48271 | 518.8045 | -0.006478 | 735.3078 | 0 | 736.0258 | 0.014217 | 518.8045 | 1.7253 | 519.3571 | 2.6648
|  | 487.8442 | 0 | 519.0295 | 0.11123 | 487.8442 | 0.014074 | 519.0295 | 0.042986 | 512.822 | 0.0077285 | 519.0295 | 0.038795 | 519.5819 | 0.025411 | 513.77 | -0.044499 | 519.5819 | 0.16248 | 519.5819 | 2.2587 | 519.5818 | 4.7683 | 513.77 | -0.0090358 | 519.5819 | 0 | 488.2799 | 0.00017277 | 519.5819 | 0 | 519.5819 | 0 | 519.0295 | -0.016118 | 736.19 | 0.49005 | 519.0295 | -0.0057751 | 735.472 | 0.00069566 | 736.19 | 0.014511 | 519.0295 | 1.7446 | 519.5818 | 2.6773
|  | 487.9579 | 0 | 519.2546 | 0.12554 | 487.9579 | 0 | 519.2546 | 0.11848 | 513.0456 | 0.020891 | 519.2546 | 0.089243 | 519.8066 | 0.054274 | 513.99 | 0.00027989 | 519.8066 | 0.17585 | 519.8066 | 2.2563 | 519.8066 | 4.7923 | 513.99 | 0.0042556 | 519.8066 | 0.0012722 | 488.3962 | 0.00015854 | 519.8066 | 0.010619 | 519.8066 | 0.014457 | 519.2546 | 0.015883 | 736.3542 | 0.50076 | 519.2546 | 0.009868 | 735.6363 | 0 | 736.3542 | 0.01363 | 519.2546 | 1.7568 | 519.8066 | 2.6906
|  | 488.0716 | 0 | 519.4797 | 0.11838 | 488.0716 | 0.017593 | 519.4797 | 0.024172 | 513.2691 | 0.00015362 | 519.4797 | 0.043444 | 520.0314 | 0.026434 | 514.22 | -0.010915 | 520.0314 | 0.15876 | 520.0314 | 2.2138 | 520.0314 | 4.7671 | 514.22 | 0.008628 | 520.0314 | 0 | 488.5125 | 0.00016281 | 520.0314 | 0 | 520.0314 | 0 | 519.4797 | -0.017196 | 736.5184 | 0.50631 | 519.4797 | -0.0093863 | 735.8005 | 0.0004174 | 736.5184 | 0.014158 | 519.4797 | 1.7517 | 520.0314 | 2.7072
|  | 488.1853 | 0 | 519.7047 | 0.12211 | 488.1853 | 0 | 519.7047 | 0.077809 | 513.4927 | 0.014828 | 519.7047 | 0.094051 | 520.2562 | 0.062159 | 514.44 | 0.0025189 | 520.2562 | 0.17172 | 520.2562 | 2.1846 | 520.2562 | 4.7626 | 514.44 | 0.0058296 | 520.2562 | 0 | 488.6287 | 0.00016464 | 520.2562 | 0.017538 | 520.2562 | 0.009257 | 519.7047 | 0.013503 | 736.6825 | 0.49723 | 519.7047 | -0.00229 | 735.9648 | 0 | 736.6825 | 0.014041 | 519.7047 | 1.7646 | 520.2562 | 2.7259
|  | 488.299 | 0.0046219 | 519.9298 | 0.1072 | 488.299 | 0.005632 | 519.9298 | 0.026834 | 513.7163 | 0.0092856 | 519.9298 | 0.040861 | 520.481 | 0.022692 | 514.67 | -0.023229 | 520.481 | 0.14953 | 520.481 | 2.1295 | 520.4811 | 4.7249 | 514.67 | -0.0072872 | 520.481 | 0 | 488.745 | 0.00017379 | 520.481 | 0 | 520.4811 | 0 | 519.9298 | -0.0055089 | 736.8467 | 0.49801 | 519.9298 | -0.0041698 | 736.129 | 0.0004174 | 736.8467 | 0.014805 | 519.9298 | 1.7492 | 520.4811 | 2.7425
|  | 488.4127 | 0 | 520.1549 | 0.12576 | 488.4127 | 0 | 520.1549 | 0.070977 | 513.9399 | 0.01621 | 520.1549 | 0.099186 | 520.7059 | 0.065942 | 514.89 | 0.0058775 | 520.7059 | 0.16937 | 520.7059 | 2.1285 | 520.7059 | 4.7641 | 514.89 | 0.0011076 | 520.7059 | 0.0062286 | 488.8613 | 0.00018558 | 520.7059 | 0.01833 | 520.7059 | 0.017804 | 520.1549 | 0.024952 | 737.0109 | 0.51405 | 520.1549 | 0.0053206 | 736.2933 | 0.00037102 | 737.0109 | 0.014041 | 520.1549 | 1.7775 | 520.7059 | 2.7661
|  | 488.5264 | 0.018768 | 520.3801 | 0.12565 | 488.5264 | 0.023277 | 520.3801 | 0.029688 | 514.1635 | 0.00044685 | 520.3801 | 0.048033 | 520.9307 | 0.030314 | 515.12 | -0.0019591 | 520.9307 | 0.15104 | 520.9307 | 2.1148 | 520.9307 | 4.8025 | 515.12 | 0.00075785 | 520.9307 | 0 | 488.9776 | 0.00019635 | 520.9307 | 0 | 520.9307 | 0 | 520.38 | -0.0090996 | 737.1751 | 0.51926 | 520.3801 | 0.0035202 | 736.4575 | 0.00013913 | 737.1751 | 0.014863 | 520.38 | 1.7932 | 520.9307 | 2.7844
|  | 488.6401 | 0 | 520.6052 | 0.12071 | 488.6401 | 0 | 520.6052 | 0.090694 | 514.3871 | 0.014285 | 520.6052 | 0.094875 | 521.1556 | 0.051535 | 515.34 | 0.0092359 | 521.1556 | 0.1662 | 521.1556 | 2.0967 | 521.1556 | 4.7919 | 515.34 | 0.00075785 | 521.1556 | 0.0028468 | 489.0939 | 0.00019127 | 521.1556 | 0.013359 | 521.1556 | 0.0073096 | 520.6052 | -0.00044451 | 737.3393 | 0.51635 | 520.6052 | 0.0056517 | 736.6218 | 0 | 737.3393 | 0.013982 | 520.6052 | 1.8098 | 521.1556 | 2.8018
|  | 488.7538 | 0 | 520.8303 | 0.10725 | 488.7538 | 0.025171 | 520.8303 | 0.0081724 | 514.6107 | 0.0048671 | 520.8303 | 0.039187 | 521.3804 | 0.022006 | 515.57 | -0.054576 | 521.3804 | 0.1385 | 521.3804 | 2.0454 | 521.3804 | 4.7668 | 515.57 | -0.0081612 | 521.3804 | 0 | 489.2102 | 0.00017521 | 521.3804 | 0 | 521.3804 | 0 | 520.8303 | -0.014675 | 737.5036 | 0.51618 | 520.8303 | -0.0027225 | 736.7861 | 0.0004174 | 737.5036 | 0.015157 | 520.8303 | 1.7947 | 521.3804 | 2.8061
|  | 488.8675 | 0 | 521.0555 | 0.12377 | 488.8675 | 0 | 521.0555 | 0.10829 | 514.8344 | 0.018017 | 521.0555 | 0.1004 | 521.6053 | 0.066088 | 515.8 | 0.02267 | 521.6053 | 0.16055 | 521.6053 | 2.0373 | 521.6053 | 4.7761 | 515.8 | 0.0095019 | 521.6053 | 0.003763 | 489.3265 | 0.00017562 | 521.6053 | 0.011562 | 521.6053 | 0.015538 | 521.0555 | 0.019408 | 737.6678 | 0.53171 | 521.0555 | 0.010173 | 736.9504 | 9.2755e-05 | 737.6678 | 0.014276 | 521.0555 | 1.8012 | 521.6053 | 2.8097
|  | 488.9812 | 0.0061749 | 521.2807 | 0.11072 | 488.9812 | 0.021111 | 521.2807 | 0.021997 | 515.058 | 0.00053876 | 521.2807 | 0.039779 | 521.8302 | 0.039247 | 516.02 | 0.012035 | 521.8302 | 0.13781 | 521.8302 | 2.0148 | 521.8302 | 4.7994 | 516.02 | 0.00075785 | 521.8302 | 0 | 489.4428 | 0.00017745 | 521.8302 | 0 | 521.8302 | 0 | 521.2807 | -0.0020448 | 737.832 | 0.53799 | 521.2807 | -0.0039576 | 737.1147 | 0.00013913 | 737.832 | 0.014746 | 521.2807 | 1.8141 | 521.8302 | 2.8179
|  | 489.095 | 0 | 521.5058 | 0.12239 | 489.095 | 0 | 521.5058 | 0.07572 | 515.2816 | 0.017083 | 521.5058 | 0.10032 | 522.0551 | 0.065604 | 516.25 | -0.0030786 | 522.0551 | 0.16262 | 522.0551 | 2.0228 | 522.0551 | 4.8356 | 516.25 | 0.0049551 | 522.0551 | 0.0037998 | 489.5591 | 0.00016383 | 522.0551 | 0.016759 | 522.0551 | 0.011308 | 521.5058 | 0.022284 | 737.9962 | 0.5441 | 521.5058 | 0.0070649 | 737.279 | 9.2755e-05 | 737.9962 | 0.014041 | 521.5058 | 1.8333 | 522.0551 | 2.8316
|  | 489.2087 | 0.0032908 | 521.731 | 0.11347 | 489.2087 | 0.01624 | 521.731 | 0.024116 | 515.5053 | 0.00039606 | 521.731 | 0.035905 | 522.28 | 0.02304 | 516.47 | -0.0092359 | 522.28 | 0.14029 | 522.28 | 1.9642 | 522.28 | 4.7783 | 516.47 | -0.00029147 | 522.28 | 0 | 489.6755 | 0.00010305 | 522.28 | 0 | 522.28 | 0 | 521.731 | -0.0095114 | 738.1605 | 0.55722 | 521.731 | -0.014671 | 737.4433 | 0.0004174 | 738.1605 | 0.014158 | 521.731 | 1.8003 | 522.28 | 2.844
|  | 489.3224 | 0 | 521.9562 | 0.10121 | 489.3224 | 0 | 521.9562 | 0.0079435 | 515.729 | 0.00065711 | 521.9562 | 0.042473 | 522.505 | 0.015423 | 516.7 | 0.0053177 | 522.505 | 0.1283 | 522.505 | 1.8899 | 522.5049 | 4.7031 | 516.7 | -0.007462 | 522.505 | 0 | 489.7918 | 0.00028721 | 522.505 | 0 | 522.5049 | 0 | 521.9562 | -0.016294 | 738.3247 | 0.5649 | 521.9562 | -0.0056413 | 737.6076 | 0 | 738.3247 | 0.0141 | 521.9562 | 1.8322 | 522.5049 | 2.8603
|  | 489.4361 | 0.011277 | 522.1815 | 0.12166 | 489.4361 | 0.0082132 | 522.1815 | 0.09866 | 515.9527 | 0.016744 | 522.1815 | 0.089465 | 522.7299 | 0.051076 | 516.92 | 0.013154 | 522.7299 | 0.14553 | 522.7299 | 1.8734 | 522.7299 | 4.6799 | 516.92 | 0.001982 | 522.7299 | 0.0057276 | 489.9081 | 0.00024513 | 522.7299 | 0.016697 | 522.7299 | 0.013396 | 522.1815 | 0.013448 | 738.489 | 0.57493 | 522.1815 | -6.3921e-05 | 737.7719 | 0.00097375 | 738.489 | 0.014041 | 522.1815 | 1.8434 | 522.7299 | 2.8748
|  | 489.5499 | 0 | 522.4067 | 0.11419 | 489.5499 | 0 | 522.4067 | 0.012505 | 516.1764 | -0.0013759 | 522.4067 | 0.032593 | 522.9548 | 0.032572 | 517.15 | 0.0025189 | 522.9548 | 0.12651 | 522.9548 | 1.8367 | 522.9548 | 4.6554 | 517.15 | 0.0042556 | 522.9548 | 0 | 490.0245 | 0.00050246 | 522.9548 | 0.00044066 | 522.9548 | 0 | 522.4067 | -0.020803 | 738.6532 | 0.57241 | 522.4067 | -0.0061404 | 737.9362 | 0 | 738.6532 | 0.014863 | 522.4067 | 1.8142 | 522.9548 | 2.8873
|  | 489.6636 | 0.0072841 | 522.6319 | 0.1195 | 489.6636 | 0.028825 | 522.6319 | 0.10768 | 516.4001 | 0.020641 | 522.6319 | 0.092247 | 523.1798 | 0.053851 | 517.37 | 0.0047579 | 523.1798 | 0.14222 | 523.1798 | 1.8112 | 523.1798 | 4.6133 | 517.37 | 0.0047802 | 523.1798 | 0.0052179 | 490.1408 | 0.00025834 | 523.1798 | 0.01211 | 523.1798 | 0.011585 | 522.6319 | 0.021688 | 738.8175 | 0.56989 | 522.6319 | 0.0070535 | 738.1005 | 0.00097375 | 738.8175 | 0.014276 | 522.6319 | 1.8243 | 523.1798 | 2.8965
|  | 489.7773 | 0 | 522.8572 | 0.11195 | 489.7773 | 0 | 522.8572 | 0.028426 | 516.6238 | 0.0023581 | 522.8572 | 0.039933 | 523.4048 | 0.024734 | 517.6 | -0.026587 | 523.4048 | 0.12114 | 523.4048 | 1.7786 | 523.4048 | 4.5884 | 517.6 | -0.005713 | 523.4048 | 0 | 490.2571 | 0.00051262 | 523.4048 | 0.00046413 | 523.4048 | 0 | 522.8572 | -0.021122 | 738.9817 | 0.59624 | 522.8572 | -0.0081484 | 738.2648 | 0 | 738.9817 | 0.01504 | 522.8572 | 1.8188 | 523.4048 | 2.9128
|  | 489.8911 | 0.0050655 | 523.0825 | 0.10245 | 489.8911 | 0.0053973 | 523.0825 | 0.0428 | 516.8475 | 0.01915 | 523.0825 | 0.08367 | 523.6298 | 0.042268 | 517.82 | 0.006437 | 523.6298 | 0.13313 | 523.6298 | 1.7491 | 523.6298 | 4.5478 | 517.82 | -0.0048385 | 523.6298 | 0.0030135 | 490.3735 | 0.00025733 | 523.6298 | 0.019204 | 523.6298 | 0.012923 | 523.0825 | 0.00090191 | 739.146 | 0.59719 | 523.0825 | -0.011854 | 738.4292 | 0.001252 | 739.146 | 0.014217 | 523.0825 | 1.8376 | 523.6298 | 2.9134
|  | 490.0048 | 0 | 523.3077 | 0.11649 | 490.0048 | 0 | 523.3077 | 0.0035106 | 517.0713 | 0.0040652 | 523.3077 | 0.030556 | 523.8548 | 0.011585 | 518.05 | -0.0075566 | 523.8548 | 0.11756 | 523.8548 | 1.7266 | 523.8548 | 4.5438 | 518.05 | -0.0065873 | 523.8548 | 0 | 490.4898 | 0.00049067 | 523.8548 | 0.00036459 | 523.8548 | 0 | 523.3077 | -0.0075081 | 739.3102 | 0.60986 | 523.3077 | -0.0064222 | 738.5935 | 0 | 739.3102 | 0.015275 | 523.3077 | 1.8319 | 523.8548 | 2.9261
|  | 490.1186 | 0.014817 | 523.533 | 0.11584 | 490.1186 | 0.010091 | 523.533 | 0.079912 | 517.295 | 0.019681 | 523.533 | 0.09002 | 524.0798 | 0.063817 | 518.27 | 0.030506 | 524.0798 | 0.13726 | 524.0798 | 1.7045 | 524.0798 | 4.5025 | 518.27 | 5.8296e-05 | 524.0798 | 0.0054575 | 490.6062 | 0.00023558 | 524.0798 | 0.022208 | 524.0798 | 0.015095 | 523.533 | 0.017755 | 739.4745 | 0.60667 | 523.533 | -0.0068103 | 738.7578 | 0.00097375 | 739.4745 | 0.014628 | 523.533 | 1.8422 | 524.0798 | 2.9388
|  | 490.2323 | 0 | 523.7584 | 0.10965 | 490.2323 | 0 | 523.7584 | 0.032923 | 517.5188 | 0.0067457 | 523.7584 | 0.038765 | 524.3048 | 0.018122 | 518.5 | -0.017072 | 524.3048 | 0.11742 | 524.3048 | 1.6579 | 524.3048 | 4.4595 | 518.5 | -0.0050134 | 524.3048 | 0 | 490.7225 | 0.00049738 | 524.3048 | 0 | 524.3048 | 0 | 523.7583 | -0.0092124 | 739.6388 | 0.62831 | 523.7584 | -0.0088624 | 738.9222 | 0 | 739.6388 | 0.015157 | 523.7583 | 1.8238 | 524.3048 | 2.9431
|  | 490.346 | 0.010168 | 523.9837 | 0.10342 | 490.346 | 0.0061012 | 523.9837 | 0.084987 | 517.7426 | 0.023813 | 523.9837 | 0.093141 | 524.5299 | 0.056583 | 518.73 | 0.0036384 | 524.5299 | 0.12748 | 524.5299 | 1.6481 | 524.5298 | 4.433 | 518.73 | 0.010726 | 524.5299 | 0.005294 | 490.8389 | 0.00026444 | 524.5299 | 0.011588 | 524.5299 | 0.017187 | 523.9837 | 0.014335 | 739.8031 | 0.6139 | 523.9837 | 0.0057662 | 739.0865 | 0.00069566 | 739.8031 | 0.0141 | 523.9837 | 1.8298 | 524.5298 | 2.9576
|  | 490.4598 | 0 | 524.209 | 0.10735 | 490.4598 | 0 | 524.209 | 0.020854 | 517.9664 | 0.0015265 | 524.209 | 0.031088 | 524.7549 | 0.0056168 | 518.95 | -0.039462 | 524.7549 | 0.10887 | 524.7549 | 1.6154 | 524.7549 | 4.407 | 518.95 | -0.013933 | 524.7549 | 0 | 490.9552 | 0.00056872 | 524.7549 | 0 | 524.7549 | 0 | 524.209 | -0.014077 | 739.9674 | 0.63145 | 524.209 | -0.018581 | 739.2509 | 0 | 739.9674 | 0.014628 | 524.209 | 1.8346 | 524.7549 | 2.9636
|  | 490.5736 | 0.010834 | 524.4344 | 0.1239 | 490.5736 | 0.022329 | 524.4344 | 0.058051 | 518.1902 | 0.013364 | 524.4344 | 0.092196 | 524.98 | 0.056581 | 519.18 | 0.026029 | 524.98 | 0.12762 | 524.98 | 1.5945 | 524.98 | 4.3773 | 519.18 | -0.0043139 | 524.98 | 0.0064123 | 491.0716 | 0.0003057 | 524.98 | 0.016036 | 524.98 | 0.0099272 | 524.4344 | 0.02007 | 740.1317 | 0.63223 | 524.4344 | -0.0011238 | 739.4152 | 0.00097375 | 740.1317 | 0.013806 | 524.4344 | 1.8532 | 524.98 | 2.9717
|  | 490.6873 | 0 | 524.6597 | 0.10802 | 490.6873 | 0 | 524.6597 | 0.049348 | 518.414 | 0.0032617 | 524.6597 | 0.039421 | 525.2051 | 0.01666 | 519.4 | 0.024908 | 525.2051 | 0.099777 | 525.2051 | 1.5632 | 525.2051 | 4.3426 | 519.4 | -0.0092106 | 525.2051 | 0 | 491.188 | 0.00053722 | 525.2051 | 0 | 525.2051 | 0 | 524.6597 | -0.0039263 | 740.296 | 0.656 | 524.6597 | 0.0066467 | 739.5796 | 0 | 740.296 | 0.014863 | 524.6597 | 1.8341 | 525.2051 | 2.9785
|  | 490.8011 | 0.011943 | 524.8851 | 0.11253 | 490.8011 | 0.019758 | 524.8851 | 0.097899 | 518.6378 | 0.020353 | 524.8851 | 0.08499 | 525.4301 | 0.050991 | 519.63 | -0.0058775 | 525.4301 | 0.12155 | 525.4301 | 1.5252 | 525.4301 | 4.2479 | 519.63 | 0.0061793 | 525.4301 | 0.0042959 | 491.3043 | 0.00023558 | 525.4301 | 0.013676 | 525.4301 | 0.0081596 | 524.8851 | 0.0040094 | 740.4603 | 0.64591 | 524.8851 | -0.001621 | 739.744 | 0.00069566 | 740.4603 | 0.014276 | 524.8851 | 1.8229 | 525.4301 | 2.9809
|  | 490.9148 | 0 | 525.1105 | 0.1007 | 490.9148 | 0 | 525.1105 | 0.00095749 | 518.8616 | 0.0090471 | 525.1105 | 0.031218 | 525.6552 | 0.011493 | 519.85 | -0.016513 | 525.6552 | 0.097848 | 525.6552 | 1.4919 | 525.6552 | 4.1994 | 519.85 | -0.0027399 | 525.6552 | 0 | 491.4207 | 0.00050693 | 525.6552 | 0 | 525.6552 | 0 | 525.1105 | -0.015428 | 740.6246 | 0.66957 | 525.1105 | -0.011616 | 739.9083 | 0 | 740.6246 | 0.015392 | 525.1105 | 1.8105 | 525.6552 | 2.9842
|  | 491.0286 | 0.013459 | 525.3359 | 0.11158 | 491.0286 | 0.021653 | 525.3359 | 0.069414 | 519.0855 | 0.015142 | 525.3359 | 0.092562 | 525.8804 | 0.05027 | 520.08 | 0.049539 | 525.8804 | 0.1159 | 525.8804 | 1.4733 | 525.8804 | 4.1694 | 520.08 | 0.0088028 | 525.8804 | 0.0033128 | 491.5371 | 0.00027461 | 525.8804 | 0.009351 | 525.8804 | 0.012886 | 525.3359 | 0.012271 | 740.7889 | 0.64978 | 525.3359 | 0.005935 | 740.0727 | 0.00097375 | 740.7889 | 0.014922 | 525.3359 | 1.8303 | 525.8804 | 2.9919
|  | 491.1424 | 0 | 525.5613 | 0.10617 | 491.1424 | 0 | 525.5613 | 0.023688 | 519.3093 | 0.0038639 | 525.5613 | 0.030445 | 526.1055 | 0.016658 | 520.3 | 0.013714 | 526.1055 | 0.097848 | 526.1055 | 1.4499 | 526.1055 | 4.1572 | 520.3 | -0.0093854 | 526.1055 | 0 | 491.6535 | 0.00053376 | 526.1055 | 0 | 526.1055 | 0 | 525.5613 | -0.010854 | 740.9532 | 0.66968 | 525.5613 | -0.0035888 | 740.2371 | 0 | 740.9532 | 0.015686 | 525.5613 | 1.827 | 526.1055 | 2.9978
|  | 491.2561 | 0.0019596 | 525.7867 | 0.11296 | 491.2561 | 0.02463 | 525.7867 | 0.066793 | 519.5332 | 0.015697 | 525.7867 | 0.088323 | 526.3306 | 0.051715 | 520.53 | 0.025469 | 526.3306 | 0.11356 | 526.3306 | 1.4278 | 526.3306 | 4.1021 | 520.53 | -0.0029147 | 526.3306 | 0.0078807 | 491.7699 | 0.0002616 | 526.3306 | 0.01068 | 526.3306 | 0.0076652 | 525.7867 | 0.027955 | 741.1175 | 0.67097 | 525.7867 | 0.0030553 | 740.4015 | 0.00069566 | 741.1175 | 0.014628 | 525.7867 | 1.8331 | 526.3306 | 2.9969
|  | 491.3699 | 0 | 526.0121 | 0.1105 | 491.3699 | 0 | 526.0121 | -0.00015191 | 519.7571 | 0.0078315 | 526.0121 | 0.032685 | 526.5558 | 0.01278 | 520.76 | -0.016513 | 526.5558 | 0.09013 | 526.5558 | 1.3992 | 526.5558 | 4.087 | 520.76 | -0.0036143 | 526.5558 | 0 | 491.8863 | 0.00052949 | 526.5558 | 0.0010899 | 526.5558 | 0 | 526.0122 | -0.017306 | 741.2819 | 0.67265 | 526.0121 | 0.00095273 | 740.5659 | 0 | 741.2819 | 0.015333 | 526.0122 | 1.8398 | 526.5558 | 3.0045
|  | 491.4837 | 0 | 526.2376 | 0.10569 | 491.4837 | 0.0096211 | 526.2376 | 0.050083 | 519.981 | 0.021794 | 526.2376 | 0.086026 | 526.7809 | 0.044892 | 520.98 | -0.010915 | 526.7809 | 0.11259 | 526.7809 | 1.3821 | 526.7809 | 4.0582 | 520.98 | 0.0082777 | 526.7809 | 0.0022596 | 492.0027 | 0.00027115 | 526.7809 | 0.0079759 | 526.7809 | 0.0072472 | 526.2376 | 0.0090769 | 741.4462 | 0.68644 | 526.2376 | 0.0028611 | 740.7303 | 0.00069566 | 741.4462 | 0.01457 | 526.2376 | 1.8607 | 526.7809 | 3.0063
|  | 491.5975 | 0 | 526.4631 | 0.11296 | 491.5975 | 0 | 526.4631 | -0.042471 | 520.2048 | -0.00071708 | 526.4631 | 0.031152 | 527.0061 | 0.018518 | 521.21 | -0.016513 | 527.0061 | 0.087925 | 527.0061 | 1.3496 | 527.0061 | 3.9957 | 521.21 | 0.0021569 | 527.0061 | 0 | 492.1191 | 0.00051547 | 527.0061 | 0 | 527.0061 | 0 | 526.4631 | -0.00078621 | 741.6105 | 0.70001 | 526.4631 | -0.0048559 | 740.8947 | 0 | 741.6105 | 0.015803 | 526.4631 | 1.8477 | 527.0061 | 3.0077
|  | 491.7113 | 0.0099464 | 526.6885 | 0.11619 | 491.7113 | 0.017593 | 526.6885 | 0.055115 | 520.4288 | 0.022448 | 526.6885 | 0.089805 | 527.2313 | 0.057867 | 521.43 | 0.015953 | 527.2313 | 0.11066 | 527.2313 | 1.3251 | 527.2313 | 3.9382 | 521.43 | 0.0026815 | 527.2313 | 0.0017415 | 492.2355 | 0.00025042 | 527.2313 | 0.015095 | 527.2313 | 0.014109 | 526.6885 | 0.0087508 | 741.7749 | 0.70764 | 526.6885 | 0.0082482 | 741.0591 | 0.0004174 | 741.7749 | 0.014511 | 526.6885 | 1.8301 | 527.2313 | 3.0111
|  | 491.8251 | 0 | 526.914 | 0.10608 | 491.8251 | 0 | 526.914 | 0.023499 | 520.6527 | 0.0046803 | 526.914 | 0.030278 | 527.4565 | 0.013053 | 521.66 | -0.030506 | 527.4565 | 0.087925 | 527.4565 | 1.2935 | 527.4565 | 3.8896 | 521.66 | 0.00023318 | 527.4565 | 0 | 492.3519 | 0.000511 | 527.4565 | 0.0012839 | 527.4565 | 0 | 526.914 | -0.0033344 | 741.9392 | 0.69917 | 526.914 | 0.0103 | 741.2235 | 0 | 741.9392 | 0.015392 | 526.914 | 1.8158 | 527.4565 | 3.0119
|  | 491.9389 | 0.010834 | 527.1395 | 0.10677 | 491.9389 | 0.019758 | 527.1395 | 0.10009 | 520.8766 | 0.017512 | 527.1395 | 0.086245 | 527.6817 | 0.044843 | 521.88 | 0.010355 | 527.6817 | 0.10074 | 527.6817 | 1.275 | 527.6817 | 3.85 | 521.88 | 0.0023318 | 527.6817 | 0.0035137 | 492.4683 | 0.0002683 | 527.6817 | 0.016017 | 527.6817 | 0.017533 | 527.1395 | 0.011709 | 742.1036 | 0.71649 | 527.1395 | -0.00475 | 741.3879 | 0.00097375 | 742.1036 | 0.014452 | 527.1395 | 1.8336 | 527.6817 | 3.0167
|  | 492.0526 | 0 | 527.365 | 0.096076 | 492.0526 | 0 | 527.365 | 0.033018 | 521.1006 | 0.0042264 | 527.365 | 0.029644 | 527.9069 | 0.02396 | 522.11 | -0.034425 | 527.9069 | 0.085031 | 527.9069 | 1.2444 | 527.9069 | 3.802 | 522.11 | -0.0030897 | 527.9069 | 0 | 492.5847 | 0.00050978 | 527.9069 | 0 | 527.9069 | 0 | 527.365 | -0.020483 | 742.268 | 0.72193 | 527.365 | -0.007822 | 741.5523 | 0 | 742.268 | 0.016097 | 527.365 | 1.8194 | 527.9069 | 3.0111
|  | 492.1664 | 0.0055093 | 527.5906 | 0.10405 | 492.1664 | 0.013804 | 527.5906 | 0.08956 | 521.3245 | 0.021407 | 527.5906 | 0.089617 | 528.1322 | 0.04163 | 522.34 | 0.0053177 | 528.1322 | 0.098537 | 528.1322 | 1.235 | 528.1322 | 3.7914 | 522.34 | 0.00075785 | 528.1322 | 0.0051762 | 492.7011 | 0.00024838 | 528.1322 | 0.01593 | 528.1322 | 0.010153 | 527.5906 | 0.016028 | 742.4323 | 0.7392 | 527.5906 | 0.00072558 | 741.7167 | 0.00069566 | 742.4323 | 0.015686 | 527.5906 | 1.8624 | 528.1322 | 3.019
|  | 492.2802 | 0 | 527.8161 | 0.10288 | 492.2802 | 0 | 527.8161 | 0.017923 | 521.5485 | 0.0070143 | 527.8161 | 0.033086 | 528.3574 | 0.024553 | 522.56 | -0.014274 | 528.3574 | 0.079656 | 528.3574 | 1.2145 | 528.3574 | 3.7453 | 522.56 | -0.002565 | 528.3574 | 0 | 492.8176 | 0.00051872 | 528.3574 | 0 | 528.3574 | 0 | 527.8161 | -0.014287 | 742.5967 | 0.7369 | 527.8161 | -0.013639 | 741.8812 | 0 | 742.5967 | 0.016508 | 527.8161 | 1.8127 | 528.3574 | 3.0139
|  | 492.394 | 0 | 528.0417 | 0.10555 | 492.394 | 0.0091518 | 528.0417 | 0.086281 | 521.7725 | 0.012203 | 528.0417 | 0.083541 | 528.5827 | 0.047286 | 522.79 | 0.010355 | 528.5827 | 0.098123 | 528.5827 | 1.1843 | 528.5827 | 3.6801 | 522.79 | 0.0011076 | 528.5827 | 0.0041112 | 492.934 | 0.0002744 | 528.5827 | 0.018546 | 528.5827 | 0.0068949 | 528.0417 | 0.017619 | 742.761 | 0.72855 | 528.0417 | -0.0048131 | 742.0456 | 0.001252 | 742.761 | 0.015098 | 528.0417 | 1.8596 | 528.5827 | 3.0143
|  | 492.5079 | 0 | 528.2672 | 0.10745 | 492.5079 | 0 | 528.2672 | 0.03074 | 521.9965 | 0.00372 | 528.2672 | 0.03971 | 528.808 | 0.010776 | 523.01 | -0.006437 | 528.808 | 0.077038 | 528.808 | 1.1635 | 528.808 | 3.6593 | 523.01 | -0.007462 | 528.808 | 0 | 493.0504 | 0.00052726 | 528.808 | 0 | 528.808 | 0 | 528.2672 | -0.022533 | 742.9254 | 0.7415 | 528.2672 | -0.015548 | 742.2101 | 0 | 742.9254 | 0.015921 | 528.2672 | 1.8623 | 528.808 | 3.0082
|  | 492.6217 | 0.014323 | 528.4928 | 0.10927 | 492.6217 | 0.015969 | 528.4928 | 0.084175 | 522.2205 | 0.012614 | 528.4928 | 0.093495 | 529.0332 | 0.048917 | 523.24 | -0.0053177 | 529.0332 | 0.088339 | 529.0332 | 1.1522 | 529.0333 | 3.6432 | 523.24 | -0.005538 | 529.0332 | 0.0050468 | 493.1669 | 0.00025509 | 529.0332 | 0.0126 | 529.0333 | 0.0093268 | 528.4928 | 0.018713 | 743.0898 | 0.74744 | 528.4928 | -0.0056627 | 742.3745 | 0.00097375 | 743.0898 | 0.015216 | 528.4928 | 1.8813 | 529.0333 | 3.008
|  | 492.7355 | 0 | 528.7184 | 0.099356 | 492.7355 | 0 | 528.7184 | -0.048909 | 522.4445 | 0.010147 | 528.7184 | 0.02776 | 529.2585 | 0.013863 | 523.46 | 0.019311 | 529.2586 | 0.072352 | 529.2585 | 1.1332 | 529.2585 | 3.6126 | 523.46 | -0.0072872 | 529.2585 | 0 | 493.2833 | 0.00050591 | 529.2585 | 0 | 529.2585 | 0 | 528.7184 | -0.016495 | 743.2542 | 0.75899 | 528.7184 | -0.023133 | 742.5389 | 0 | 743.2542 | 0.016332 | 528.7184 | 1.8665 | 529.2585 | 2.9979
|  | 492.8493 | 0.014199 | 528.944 | 0.11543 | 492.8493 | 0.022465 | 528.944 | 0.10586 | 522.6685 | 0.021906 | 528.944 | 0.090104 | 529.4839 | 0.057277 | 523.69 | 0.00083963 | 529.4839 | 0.095367 | 529.4839 | 1.1136 | 529.4839 | 3.5635 | 523.69 | -0.0030897 | 529.4839 | 0.0045078 | 493.3997 | 0.00025306 | 529.4839 | 0.013535 | 529.4839 | 0.010046 | 528.944 | 0.019198 | 743.4186 | 0.76039 | 528.944 | 0.010349 | 742.7034 | 0.00069566 | 743.4186 | 0.015627 | 528.944 | 1.8744 | 529.4839 | 3.0021
|  | 492.9631 | 0 | 529.1696 | 0.096005 | 492.9631 | 0 | 529.1696 | -0.023961 | 522.8925 | 0.0016497 | 529.1696 | 0.033088 | 529.7092 | 0.017127 | 523.92 | -0.013154 | 529.7092 | 0.071112 | 529.7092 | 1.0862 | 529.7092 | 3.5242 | 523.92 | -0.016731 | 529.7092 | 0 | 493.5162 | 0.00052949 | 529.7092 | 0 | 529.7092 | 0 | 529.1696 | -0.013568 | 743.583 | 0.78786 | 529.1696 | -0.0081845 | 742.8679 | 0 | 743.583 | 0.016508 | 529.1696 | 1.885 | 529.7092 | 3.0019
|  | 493.0769 | 0.011277 | 529.3952 | 0.1126 | 493.0769 | 0.032614 | 529.3952 | 0.039479 | 523.1165 | 0.01679 | 529.3952 | 0.080799 | 529.9345 | 0.045773 | 524.14 | 0.00083963 | 529.9345 | 0.086547 | 529.9345 | 1.0787 | 529.9345 | 3.4736 | 524.14 | 0.001982 | 529.9345 | 0.0041982 | 493.6326 | 0.00027867 | 529.9345 | 0.0099927 | 529.9345 | 0.012675 | 529.3952 | 0.017743 | 743.7474 | 0.78489 | 529.3952 | 0.016258 | 743.0323 | 0.00097375 | 743.7474 | 0.01551 | 529.3952 | 1.8814 | 529.9345 | 3.0044
|  | 493.1907 | 0 | 529.6209 | 0.10404 | 493.1907 | 0 | 529.6209 | 0.023823 | 523.3406 | 0.0025043 | 529.6209 | 0.037084 | 530.1599 | 0.0062743 | 524.37 | -0.030506 | 530.1599 | 0.073868 | 530.1599 | 1.0442 | 530.1599 | 3.4359 | 524.37 | -0.0090358 | 530.1599 | 0 | 493.7491 | 0.0005423 | 530.1599 | 0 | 530.1599 | 0 | 529.6209 | -0.0050487 | 743.9118 | 0.79324 | 529.6209 | -0.011359 | 743.1968 | 0 | 743.9118 | 0.016215 | 529.6209 | 1.8683 | 530.1599 | 2.9989
|  | 493.3046 | 0.0052875 | 529.8465 | 0.099207 | 493.3046 | 0.023277 | 529.8465 | 0.036708 | 523.5646 | 0.018236 | 529.8465 | 0.080278 | 530.3852 | 0.057571 | 524.59 | 0.0058775 | 530.3852 | 0.082688 | 530.3852 | 1.0426 | 530.3853 | 3.4151 | 524.59 | 0.0014574 | 530.3852 | 0.0048088 | 493.8655 | 0.00027074 | 530.3852 | 0.010968 | 530.3853 | 0.0048335 | 529.8465 | 0.016116 | 744.0762 | 0.79291 | 529.8465 | 0.00852 | 743.3613 | 0.0004174 | 744.0762 | 0.015157 | 529.8465 | 1.8839 | 530.3853 | 3.007
|  | 493.4184 | 0 | 530.0722 | 0.1033 | 493.4184 | 0 | 530.0722 | -0.038707 | 523.7887 | 0.0052383 | 530.0722 | 0.034048 | 530.6106 | 0 | 524.82 | -0.023229 | 530.6106 | 0.067115 | 530.6106 | 1.0227 | 530.6106 | 3.3977 | 524.82 | -0.012358 | 530.6106 | 0 | 493.982 | 0.00055896 | 530.6106 | 0 | 530.6106 | 0 | 530.0722 | -0.024259 | 744.2406 | 0.80048 | 530.0722 | -0.0014712 | 743.5257 | 0 | 744.2406 | 0.015803 | 530.0722 | 1.8981 | 530.6106 | 3.003
|  | 493.5322 | 0.019756 | 530.2979 | 0.10404 | 493.5322 | 0.013804 | 530.2979 | 0.091657 | 524.0128 | 0.01906 | 530.2979 | 0.081053 | 530.836 | 0.056022 | 525.05 | -0.010915 | 530.836 | 0.085307 | 530.836 | 1.0147 | 530.836 | 3.3747 | 525.05 | -0.0092106 | 530.836 | 0.0056532 | 494.0985 | 0.00029331 | 530.836 | 0.012714 | 530.836 | 0.013284 | 530.2979 | 0.016783 | 744.405 | 0.81388 | 530.2979 | 0.0085469 | 743.6902 | 0.00097375 | 744.405 | 0.014863 | 530.2979 | 1.9173 | 530.836 | 3.0039
|  | 493.6461 | 0.00066663 | 530.5236 | 0.10095 | 493.6461 | 0 | 530.5236 | 0.012979 | 524.2369 | 0.0023751 | 530.5236 | 0.036193 | 531.0614 | 0.016449 | 525.27 | -0.029387 | 531.0614 | 0.059949 | 531.0614 | 0.98144 | 531.0614 | 3.3036 | 525.27 | -0.00064125 | 531.0614 | 0 | 494.2149 | 0.00054331 | 531.0614 | 0 | 531.0614 | 0 | 530.5236 | -0.0031221 | 744.5695 | 0.81831 | 530.5236 | -0.0046839 | 743.8547 | 0 | 744.5695 | 0.01598 | 530.5236 | 1.924 | 531.0614 | 2.9993
|  | 493.7599 | 0.019756 | 530.7493 | 0.11161 | 493.7599 | 0.03072 | 530.7493 | 0.12387 | 524.461 | 0.01331 | 530.7493 | 0.082272 | 531.2868 | 0.050676 | 525.5 | -0.02379 | 531.2868 | 0.084204 | 531.2868 | 0.97601 | 531.2868 | 3.2779 | 525.5 | -0.0022152 | 531.2868 | 0.0076856 | 494.3314 | 0.00025509 | 531.2868 | 0.018056 | 531.2868 | 0.0087606 | 530.7493 | 0.022414 | 744.7339 | 0.82229 | 530.7493 | 0.0042714 | 744.0192 | 0.00097375 | 744.7339 | 0.015216 | 530.7493 | 1.9255 | 531.2868 | 2.9979
|  | 493.8738 | 0 | 530.975 | 0.088961 | 493.8738 | 0 | 530.975 | 0.030596 | 524.6851 | 0.0054433 | 530.975 | 0.020979 | 531.5122 | 0.018857 | 525.72 | -0.00083963 | 531.5122 | 0.060225 | 531.5122 | 0.94552 | 531.5122 | 3.2326 | 525.72 | -0.0050134 | 531.5122 | 0 | 494.4479 | 0.00051242 | 531.5122 | 0 | 531.5122 | 0 | 530.975 | -0.0049474 | 744.8984 | 0.84224 | 530.975 | -0.0032577 | 744.1837 | 0 | 744.8984 | 0.016391 | 530.975 | 1.9128 | 531.5122 | 2.9933
|  | 493.9876 | 0.0055093 | 531.2007 | 0.11077 | 493.9876 | 0.015292 | 531.2007 | 0.093341 | 524.9092 | 0.022174 | 531.2007 | 0.085143 | 531.7377 | 0.045103 | 525.95 | 0.018192 | 531.7377 | 0.083929 | 531.7377 | 0.93812 | 531.7377 | 3.1978 | 525.95 | 0.012825 | 531.7377 | 0.0046824 | 494.5644 | 0.00025733 | 531.7377 | 0.018891 | 531.7377 | 0.022948 | 531.2007 | 0.022413 | 745.0628 | 0.87521 | 531.2007 | 0.0066489 | 744.3482 | 0.00069566 | 745.0628 | 0.01551 | 531.2007 | 1.9381 | 531.7377 | 2.9958
|  | 494.1014 | 0 | 531.4264 | 0.089119 | 494.1014 | 0 | 531.4264 | -0.011166 | 525.1334 | 0.0034467 | 531.4264 | 0.029032 | 531.9631 | 0 | 526.17 | -0.012035 | 531.9631 | 0.0605 | 531.9631 | 0.90926 | 531.9631 | 3.1487 | 526.17 | -0.0078116 | 531.9631 | 0 | 494.6809 | 0.00051445 | 531.9631 | 0 | 531.9631 | 0 | 531.4264 | -0.021274 | 745.2272 | 0.86736 | 531.4264 | -0.013146 | 744.5127 | 0 | 745.2272 | 0.016802 | 531.4264 | 1.9158 | 531.9631 | 2.9929
|  | 494.2153 | 0.010612 | 531.6522 | 0.10201 | 494.2153 | 0.0089172 | 531.6522 | 0.073242 | 525.3575 | 0.018692 | 531.6522 | 0.088406 | 532.1886 | 0.044678 | 526.4 | 0.015953 | 532.1886 | 0.074419 | 532.1886 | 0.89706 | 532.1885 | 3.1014 | 526.4 | 0.0046053 | 532.1886 | 0.0050947 | 494.7974 | 0.00026017 | 532.1886 | 0.014912 | 532.1885 | 0.0098809 | 531.6522 | 0.010779 | 745.3917 | 0.88743 | 531.6522 | -0.0019752 | 744.6772 | 0.00097375 | 745.3917 | 0.01551 | 531.6522 | 1.9083 | 532.1885 | 2.9943
|  | 494.3292 | 0 | 531.878 | 0.077753 | 494.3292 | 0 | 531.878 | -0.035868 | 525.5817 | 0.0029183 | 531.878 | 0.036825 | 532.414 | 0.02404 | 526.63 | -0.041141 | 532.414 | 0.059535 | 532.414 | 0.86918 | 532.414 | 3.039 | 526.63 | -0.014108 | 532.414 | 0 | 494.9139 | 0.00052157 | 532.414 | 0 | 532.414 | 0 | 531.878 | -0.019335 | 745.5561 | 0.86489 | 531.878 | -0.020998 | 744.8417 | 0 | 745.5561 | 0.016626 | 531.878 | 1.9128 | 532.414 | 2.9948
|  | 494.443 | 0.018397 | 532.1037 | 0.10556 | 494.443 | 0.013141 | 532.1037 | 0.065219 | 525.8058 | 0.013015 | 532.1037 | 0.088183 | 532.6395 | 0.050811 | 526.85 | 0.037783 | 532.6395 | 0.072077 | 532.6395 | 0.86369 | 532.6395 | 3.0051 | 526.85 | 0.00040807 | 532.6395 | 0.0073949 | 495.0304 | 0.00026444 | 532.6395 | 0.013405 | 532.6395 | 0.017813 | 532.1037 | 0.01233 | 745.7206 | 0.88609 | 532.1037 | 0.017129 | 745.0063 | 0.001252 | 745.7206 | 0.016038 | 532.1037 | 1.9203 | 532.6395 | 2.9997
|  | 494.5569 | 0 | 532.3295 | 0.09402 | 494.5569 | 0 | 532.3295 | 0.0076079 | 526.03 | 0.005157 | 532.3295 | 0.029422 | 532.865 | 0.017663 | 527.08 | -0.027708 | 532.865 | 0.055677 | 532.865 | 0.83445 | 532.865 | 2.9578 | 527.08 | -0.00011659 | 532.865 | 0 | 495.1469 | 0.00052299 | 532.865 | 0 | 532.865 | 0 | 532.3295 | -0.01673 | 745.8851 | 0.89932 | 532.3295 | -0.0075919 | 745.1708 | 0 | 745.8851 | 0.01692 | 532.3295 | 1.9025 | 532.865 | 2.9956
|  | 494.6707 | 0.0075059 | 532.5553 | 0.10127 | 494.6707 | 0.026931 | 532.5553 | 0.069786 | 526.2542 | 0.016884 | 532.5553 | 0.076618 | 533.0905 | 0.04819 | 527.3 | 0.038343 | 533.0905 | 0.075246 | 533.0905 | 0.82862 | 533.0905 | 2.9298 | 527.3 | 0.0061793 | 533.0905 | 0.0039264 | 495.2634 | 0.0002616 | 533.0905 | 0.021994 | 533.0905 | 0.011169 | 532.5553 | 0.0093293 | 746.0495 | 0.90576 | 532.5553 | 0.010255 | 745.3353 | 0.00069566 | 746.0495 | 0.015686 | 532.5553 | 1.9114 | 533.0905 | 3.0044
|  | 494.7846 | 0 | 532.7812 | 0.095286 | 494.7846 | 0 | 532.7812 | -0.01357 | 526.4785 | 0.0033205 | 532.7812 | 0.031236 | 533.316 | 0.0040955 | 527.53 | -0.026029 | 533.316 | 0.057055 | 533.316 | 0.80104 | 533.316 | 2.8757 | 527.53 | -0.009735 | 533.316 | 0 | 495.3799 | 0.00050388 | 533.316 | 0 | 533.316 | 0 | 532.7812 | -0.013005 | 746.214 | 0.91311 | 532.7812 | -0.0019814 | 745.4999 | 0 | 746.214 | 0.016215 | 532.7812 | 1.8901 | 533.316 | 3.0001
|  | 494.8985 | 0.0050655 | 533.007 | 0.097869 | 494.8985 | 0.026795 | 533.007 | 0.091556 | 526.7026 | 0.018499 | 533.007 | 0.082076 | 533.5416 | 0.042623 | 527.76 | 0.011475 | 533.5416 | 0.07249 | 533.5416 | 0.79405 | 533.5416 | 2.8303 | 527.76 | 0.0039058 | 533.5416 | 0.0060419 | 495.4964 | 0.00024432 | 533.5416 | 0.019533 | 533.5416 | 0.011093 | 533.007 | 0.013866 | 746.3785 | 0.94215 | 533.007 | 0.0087955 | 745.6644 | 0.00097375 | 746.3785 | 0.015216 | 533.007 | 1.902 | 533.5416 | 3.0023
|  | 495.0124 | 0 | 533.2328 | 0.097879 | 495.0124 | 0 | 533.2328 | -0.034131 | 526.9269 | 0.0024268 | 533.2328 | 0.029475 | 533.7671 | 0.017354 | 527.98 | -0.020431 | 533.7671 | 0.052231 | 533.7671 | 0.76379 | 533.7672 | 2.7737 | 527.98 | -0.00099105 | 533.7671 | 0 | 495.6129 | 0.00049311 | 533.7671 | 0 | 533.7672 | 0 | 533.2328 | -0.0046435 | 746.543 | 0.94546 | 533.2328 | -0.014914 | 745.8289 | 0 | 746.543 | 0.016743 | 533.2328 | 1.8845 | 533.7672 | 3.0014
|  | 495.1262 | 0.014323 | 533.4587 | 0.093882 | 495.1262 | 0.0025812 | 533.4587 | 0.055685 | 527.1511 | 0.016091 | 533.4587 | 0.078727 | 533.9927 | 0.041882 | 528.21 | -0.0025189 | 533.9927 | 0.063256 | 533.9927 | 0.75845 | 533.9927 | 2.7373 | 528.21 | -0.0016906 | 533.9927 | 0.005957 | 495.7294 | 0.00025184 | 533.9927 | 0.014162 | 533.9927 | 0.013813 | 533.4587 | 0.0079973 | 746.7075 | 0.94748 | 533.4587 | 0.013162 | 745.9935 | 0.00097375 | 746.7075 | 0.015862 | 533.4587 | 1.9006 | 533.9927 | 3.0074
|  | 495.2401 | 0 | 533.6845 | 0.090363 | 495.2401 | 0 | 533.6845 | 0.029439 | 527.3754 | 0.0064196 | 533.6845 | 0.025429 | 534.2182 | 0.0021044 | 528.43 | -0.00027989 | 534.2183 | 0.050715 | 534.2182 | 0.73549 | 534.2183 | 2.6817 | 528.43 | -0.0053632 | 534.2182 | 0 | 495.846 | 0.00051547 | 534.2182 | 0 | 534.2183 | 0 | 533.6845 | -0.00098878 | 746.872 | 0.96031 | 533.6845 | -0.0048335 | 746.1581 | 0 | 746.872 | 0.016743 | 533.6845 | 1.895 | 534.2183 | 3.0087
|  | 495.354 | 0.0030689 | 533.9104 | 0.10405 | 495.354 | 0.012437 | 533.9104 | 0.084079 | 527.5996 | 0.016666 | 533.9104 | 0.077374 | 534.4438 | 0.044021 | 528.66 | -0.013714 | 534.4438 | 0.065324 | 534.4438 | 0.72799 | 534.4438 | 2.6499 | 528.66 | 0.00093272 | 534.4438 | 0.0060307 | 495.9625 | 0.00026749 | 534.4438 | 0.011004 | 534.4438 | 0.0091623 | 533.9104 | 0.019509 | 747.0365 | 0.95202 | 533.9104 | 0.0023448 | 746.3226 | 0.00097375 | 747.0365 | 0.015803 | 533.9104 | 1.892 | 534.4438 | 3.0068
|  | 495.4679 | 0 | 534.1363 | 0.08998 | 495.4679 | 0 | 534.1363 | -0.014464 | 527.8239 | 0.002643 | 534.1363 | 0.025739 | 534.6694 | 0.0083263 | 528.89 | 0.0053177 | 534.6694 | 0.047408 | 534.6694 | 0.70021 | 534.6694 | 2.6046 | 528.89 | -0.0023901 | 534.6694 | 0.00017232 | 496.079 | 0.00050673 | 534.6694 | 0 | 534.6694 | 0 | 534.1363 | -0.013483 | 747.201 | 0.97669 | 534.1363 | -0.013096 | 746.4872 | 0 | 747.201 | 0.01645 | 534.1363 | 1.8562 | 534.6694 | 3.0048
|  | 495.5818 | 0.0057311 | 534.3622 | 0.095641 | 495.5818 | 0.019758 | 534.3622 | 0.046522 | 528.0482 | 0.015786 | 534.3622 | 0.08189 | 534.895 | 0.043472 | 529.11 | -0.0025189 | 534.895 | 0.065599 | 534.895 | 0.6927 | 534.895 | 2.5662 | 529.11 | 0.0075785 | 534.895 | 0.0035607 | 496.1956 | 0.00024147 | 534.895 | 0.015303 | 534.895 | 0.011034 | 534.3622 | 0.016064 | 747.3655 | 0.97725 | 534.3622 | 0.00014128 | 746.6517 | 0.001252 | 747.3655 | 0.015686 | 534.3622 | 1.9098 | 534.895 | 3.0124
|  | 495.6957 | 0 | 534.5881 | 0.087928 | 495.6957 | 0 | 534.5881 | -0.0035864 | 528.2725 | -0.0026507 | 534.5881 | 0.027137 | 535.1207 | 0.0076317 | 529.34 | -0.0075566 | 535.1206 | 0.046443 | 535.1207 | 0.67309 | 535.1207 | 2.5319 | 529.34 | -0.0078116 | 535.1207 | 0 | 496.3121 | 0.00052583 | 535.1207 | 0 | 535.1207 | 0 | 534.5882 | -0.011638 | 747.53 | 0.98162 | 534.5881 | -0.0066593 | 746.8163 | 0 | 747.53 | 0.016567 | 534.5882 | 1.8836 | 535.1207 | 3.0123
|  | 495.8096 | 0.0070623 | 534.8141 | 0.0969 | 495.8096 | 0.016645 | 534.8141 | 0.074372 | 528.4968 | 0.014765 | 534.8141 | 0.080476 | 535.3463 | 0.041789 | 529.56 | -0.012035 | 535.3463 | 0.063532 | 535.3463 | 0.67242 | 535.3463 | 2.501 | 529.56 | -0.0027399 | 535.3463 | 0.0062288 | 496.4286 | 0.00028721 | 535.3463 | 0.011334 | 535.3463 | 0.01339 | 534.8141 | 0.019721 | 747.6945 | 1.0026 | 534.8141 | -0.010277 | 746.9809 | 0.0015303 | 747.6945 | 0.015745 | 534.8141 | 1.904 | 535.3463 | 3.0124
|  | 495.9235 | 0 | 535.04 | 0.089104 | 495.9235 | 0 | 535.04 | -0.019467 | 528.7211 | 0.0067246 | 535.04 | 0.024168 | 535.5719 | 0.010425 | 529.79 | 0.014274 | 535.5719 | 0.048235 | 535.5719 | 0.65808 | 535.5719 | 2.4792 | 529.79 | -0.0081612 | 535.5719 | 0 | 496.5452 | 0.00055002 | 535.5719 | 0 | 535.5719 | 0 | 535.04 | -0.015999 | 747.859 | 1.0389 | 535.04 | -0.0028732 | 747.1455 | 0 | 747.859 | 0.016802 | 535.04 | 1.8939 | 535.5719 | 3.0164
|  | 496.0374 | 0.0012942 | 535.266 | 0.095192 | 496.0374 | 0.01854 | 535.266 | 0.061328 | 528.9454 | 0.019292 | 535.266 | 0.0756 | 535.7976 | 0.031685 | 530.02 | 0.027708 | 535.7976 | 0.060776 | 535.7976 | 0.64664 | 535.7976 | 2.4511 | 530.02 | -0.002565 | 535.7976 | 0.0078516 | 496.6617 | 0.00026647 | 535.7976 | 0.0077202 | 535.7976 | 0.013886 | 535.266 | 0.020625 | 748.0236 | 1.0412 | 535.266 | -0.0028119 | 747.3101 | 0.001252 | 748.0236 | 0.015803 | 535.266 | 1.9007 | 535.7976 | 3.0237
|  | 496.1513 | 0 | 535.4919 | 0.090499 | 496.1513 | 0 | 535.4919 | 0.00050826 | 529.1697 | 0.0094066 | 535.4919 | 0.02742 | 536.0233 | 0 | 530.24 | -0.010355 | 536.0232 | 0.045754 | 536.0233 | 0.63445 | 536.0233 | 2.4296 | 530.24 | -0.0018654 | 536.0233 | 0 | 496.7783 | 0.00054575 | 536.0233 | 0 | 536.0232 | 0 | 535.4919 | -0.0064627 | 748.1881 | 1.0409 | 535.4919 | 0.00058345 | 747.4747 | 0 | 748.1881 | 0.017155 | 535.4919 | 1.8993 | 536.0233 | 3.0222
|  | 496.2652 | 0.0099464 | 535.7179 | 0.094441 | 496.2652 | 0.024901 | 535.7179 | 0.059173 | 529.394 | 0.018665 | 535.7179 | 0.076035 | 536.2489 | 0.042034 | 530.47 | 0.0092359 | 536.2489 | 0.059949 | 536.2489 | 0.6334 | 536.2489 | 2.4076 | 530.47 | -0.0016906 | 536.2489 | 0.0075678 | 496.8949 | 0.00028213 | 536.2489 | 0.015089 | 536.2489 | 0.012813 | 535.7179 | 0.0093805 | 748.3526 | 1.0449 | 535.7179 | 0.013362 | 747.6393 | 0.001252 | 748.3526 | 0.016156 | 535.7179 | 1.9061 | 536.2489 | 3.0239
|  | 496.3791 | 0 | 535.9439 | 0.08974 | 496.3791 | 0 | 535.9439 | 0.01725 | 529.6184 | 0.0067618 | 535.9439 | 0.025833 | 536.4746 | 0.0087255 | 530.7 | -0.006437 | 536.4746 | 0.040931 | 536.4746 | 0.6155 | 536.4746 | 2.3781 | 530.7 | 0.007229 | 536.4746 | 0.00097197 | 497.0114 | 0.00055734 | 536.4746 | 0 | 536.4746 | 0 | 535.9439 | -0.0048411 | 748.5172 | 1.068 | 535.9439 | 0.0028478 | 747.8039 | 0 | 748.5172 | 0.016978 | 535.9439 | 1.8803 | 536.4746 | 3.0169
|  | 496.493 | 0.011056 | 536.1699 | 0.099685 | 496.493 | 0.021382 | 536.1699 | 0.097807 | 529.8428 | 0.018537 | 536.1699 | 0.081477 | 536.7003 | 0.03703 | 530.92 | 0.0047579 | 536.7003 | 0.059122 | 536.7003 | 0.60898 | 536.7003 | 2.3427 | 530.92 | -0.011484 | 536.7003 | 0.0087019 | 497.128 | 0.00027969 | 536.7003 | 0.016344 | 536.7003 | 0.012916 | 536.1699 | 0.022296 | 748.6817 | 1.0616 | 536.1699 | 0.012138 | 747.9685 | 0.00097375 | 748.6817 | 0.015921 | 536.1699 | 1.9025 | 536.7003 | 3.0187
|  | 496.6069 | 0 | 536.3959 | 0.088916 | 496.6069 | 0 | 536.3959 | -0.02965 | 530.0672 | 0.0069826 | 536.3959 | 0.023306 | 536.926 | 0.014622 | 531.15 | 0.037783 | 536.9261 | 0.04286 | 536.926 | 0.58904 | 536.926 | 2.3054 | 531.15 | -0.0062376 | 536.926 | 0 | 497.2446 | 0.00055409 | 536.926 | 0 | 536.926 | 0 | 536.3959 | -0.0092504 | 748.8463 | 1.0816 | 536.3959 | -0.0068205 | 748.1331 | 0 | 748.8463 | 0.017272 | 536.3959 | 1.8918 | 536.926 | 3.0127
|  | 496.7208 | 0.017904 | 536.622 | 0.09596 | 496.7208 | 0.029096 | 536.622 | 0.065288 | 530.2916 | 0.017749 | 536.622 | 0.071685 | 537.1518 | 0.048258 | 531.37 | -0.02267 | 537.1518 | 0.053058 | 537.1518 | 0.58667 | 537.1518 | 2.2831 | 531.37 | -0.0030897 | 537.1518 | 0.0076924 | 497.3611 | 0.00027826 | 537.1518 | 0.016379 | 537.1518 | 0.010219 | 536.622 | 0.017071 | 749.0108 | 1.0838 | 536.622 | 0.0083852 | 748.2977 | 0.0004174 | 749.0108 | 0.016332 | 536.622 | 1.8967 | 537.1518 | 3.0134
|  | 496.8348 | 0 | 536.848 | 0.096818 | 496.8348 | 0 | 536.848 | 0.034822 | 530.5159 | 0.00075824 | 536.848 | 0.026654 | 537.3775 | 0 | 531.6 | -0.057374 | 537.3775 | 0.043273 | 537.3775 | 0.57436 | 537.3775 | 2.2592 | 531.6 | -0.0085115 | 537.3775 | 0.0034365 | 497.4777 | 0.00052807 | 537.3775 | 0 | 537.3775 | 0 | 536.848 | -0.013896 | 749.1754 | 1.0743 | 536.848 | 0.0013103 | 748.4623 | 0 | 749.1754 | 0.01739 | 536.848 | 1.8633 | 537.3775 | 3.0129
|  | 496.9487 | 0.0057311 | 537.0741 | 0.093468 | 496.9487 | 0.027878 | 537.0741 | 0.046983 | 530.7404 | 0.023855 | 537.0741 | 0.071924 | 537.6033 | 0.038305 | 531.83 | -0.010355 | 537.6033 | 0.055952 | 537.6033 | 0.57392 | 537.6033 | 2.2511 | 531.83 | -0.0090358 | 537.6033 | 0.0072757 | 497.5943 | 0.00025367 | 537.6033 | 0.014454 | 537.6033 | 0.0085084 | 537.0741 | 0.0086605 | 749.34 | 1.1212 | 537.0741 | 0.0081699 | 748.627 | 0.00097375 | 749.34 | 0.015803 | 537.0741 | 1.8863 | 537.6033 | 3.0284
|  | 497.0626 | 0 | 537.3001 | 0.084737 | 497.0626 | 0 | 537.3001 | -0.027477 | 530.9648 | 0.0070026 | 537.3001 | 0.029643 | 537.829 | 0.0028207 | 532.05 | -0.014833 | 537.829 | 0.045065 | 537.829 | 0.55603 | 537.829 | 2.2206 | 532.05 | -0.0053632 | 537.829 | 0 | 497.7109 | 0.00052949 | 537.829 | 0 | 537.829 | 0 | 537.3001 | -0.012116 | 749.5045 | 1.0946 | 537.3001 | -0.001526 | 748.7916 | 0 | 749.5045 | 0.017037 | 537.3001 | 1.8774 | 537.829 | 3.0326
|  | 497.1766 | 0.0052875 | 537.5262 | 0.091444 | 497.1766 | 0.025577 | 537.5262 | 0.065777 | 531.1892 | 0.014726 | 537.5262 | 0.07742 | 538.0548 | 0.049223 | 532.28 | -0.014274 | 538.0548 | 0.051542 | 538.0548 | 0.55464 | 538.0548 | 2.1963 | 532.28 | -0.0069371 | 538.0548 | 0.0083752 | 497.8275 | 0.00027725 | 538.0548 | 0.018262 | 538.0548 | 0.016088 | 537.5262 | 0.0010425 | 749.6691 | 1.1297 | 537.5262 | -0.0018626 | 748.9562 | 0.00097375 | 749.6691 | 0.015745 | 537.5262 | 1.907 | 538.0548 | 3.0408
|  | 497.2905 | 0 | 537.7523 | 0.087851 | 497.2905 | 0 | 537.7523 | -0.017265 | 531.4136 | 0.0048212 | 537.7523 | 0.029171 | 538.2806 | 0.0095774 | 532.51 | -0.036664 | 538.2806 | 0.036107 | 538.2806 | 0.54112 | 538.2806 | 2.1726 | 532.51 | -0.0085115 | 538.2806 | 2.0815e-05 | 497.9441 | 0.00052583 | 538.2806 | 0 | 538.2806 | 0 | 537.7523 | -0.017943 | 749.8337 | 1.1594 | 537.7523 | 0.0030174 | 749.1209 | 0 | 749.8337 | 0.017096 | 537.7523 | 1.9136 | 538.2806 | 3.0422
|  | 497.4044 | 0.02099 | 537.9784 | 0.090926 | 497.4044 | 0.023953 | 537.9784 | 0.067176 | 531.6381 | 0.016203 | 537.9784 | 0.078264 | 538.5064 | 0.045323 | 532.73 | 0.016513 | 538.5064 | 0.054161 | 538.5064 | 0.53436 | 538.5064 | 2.148 | 532.73 | -0.0086863 | 538.5064 | 0.0080161 | 498.0607 | 0.00025408 | 538.5064 | 0.0093112 | 538.5064 | 0.014343 | 537.9784 | 0.016069 | 749.9983 | 1.1648 | 537.9784 | 0.013521 | 749.2855 | 0.0004174 | 749.9983 | 0.015921 | 537.9784 | 1.9344 | 538.5064 | 3.0424
|  | 497.5184 | 0 | 538.2045 | 0.092007 | 497.5184 | 0 | 538.2045 | 0.031104 | 531.8626 | 0.005741 | 538.2045 | 0.032884 | 538.7322 | 0.019799 | 532.96 | -0.0075566 | 538.7322 | 0.040931 | 538.7322 | 0.52614 | 538.7322 | 2.1239 | 532.96 | -0.008336 | 538.7322 | 0.002105 | 498.1773 | 0.00053417 | 538.7322 | 0 | 538.7322 | 0 | 538.2045 | -0.00084705 | 750.1629 | 1.1789 | 538.2045 | -0.0069556 | 749.4502 | 0 | 750.1629 | 0.017213 | 538.2045 | 1.9271 | 538.7322 | 3.0422
|  | 497.6323 | 0.0099464 | 538.4307 | 0.081033 | 497.6323 | 0.011264 | 538.4307 | 0.069506 | 532.087 | 0.022144 | 538.4307 | 0.076074 | 538.9581 | 0.03751 | 533.18 | 0.0075566 | 538.958 | 0.056228 | 538.9581 | 0.51892 | 538.9581 | 2.0988 | 533.18 | 0.0030313 | 538.9581 | 0.0087698 | 498.2939 | 0.00028578 | 538.9581 | 0.015155 | 538.9581 | 0.007155 | 538.4307 | 0.0067905 | 750.3275 | 1.1667 | 538.4307 | 0.00085729 | 749.6148 | 0.0004174 | 750.3275 | 0.016156 | 538.4307 | 1.9456 | 538.9581 | 3.0418
|  | 497.7463 | 0.0015555 | 538.6568 | 0.085723 | 497.7463 | 0 | 538.6568 | 0.024327 | 532.3115 | 0.0029114 | 538.6568 | 0.027833 | 539.1839 | 0.0092013 | 533.41 | -0.017072 | 539.1839 | 0.038588 | 539.1839 | 0.51106 | 539.1839 | 2.0918 | 533.41 | -0.01131 | 539.1839 | 0.0023266 | 498.4105 | 0.00054474 | 539.1839 | 0 | 539.1839 | 0 | 538.6568 | -0.0086148 | 750.4921 | 1.2021 | 538.6568 | 0.00168 | 749.7795 | 0 | 750.4921 | 0.017096 | 538.6568 | 1.9542 | 539.1839 | 3.0432
|  | 497.8602 | 0.012841 | 538.883 | 0.091229 | 497.8602 | 0.031667 | 538.883 | 0.056125 | 532.536 | 0.015018 | 538.883 | 0.068915 | 539.4097 | 0.045395 | 533.64 | -0.049539 | 539.4097 | 0.051542 | 539.4097 | 0.50725 | 539.4097 | 2.0649 | 533.64 | 0.0054798 | 539.4097 | 0.010365 | 498.5271 | 0.00026403 | 539.4097 | 0.010614 | 539.4097 | 0.014137 | 538.883 | 0.013773 | 750.6567 | 1.2085 | 538.883 | 0.0099256 | 749.9441 | 0.00097375 | 750.6567 | 0.01598 | 538.883 | 1.9729 | 539.4097 | 3.0527
|  | 497.9742 | 0 | 539.1091 | 0.082868 | 497.9742 | 0 | 539.1091 | 0.040931 | 532.7606 | 0.0075076 | 539.1091 | 0.027262 | 539.6356 | 0.0075971 | 533.86 | -0.0086761 | 539.6356 | 0.035005 | 539.6356 | 0.49216 | 539.6356 | 2.0274 | 533.86 | -0.0058878 | 539.6356 | 0.002927 | 498.6437 | 0.00054433 | 539.6356 | 0 | 539.6356 | 0 | 539.1091 | -0.004135 | 750.8213 | 1.2244 | 539.1091 | -0.011126 | 750.1088 | 0 | 750.8213 | 0.01739 | 539.1091 | 1.9582 | 539.6356 | 3.0528
|  | 498.0881 | 0.0059529 | 539.3353 | 0.075363 | 498.0881 | 0.02463 | 539.3353 | 0.070616 | 532.985 | 0.013143 | 539.3353 | 0.070829 | 539.8615 | 0.039056 | 534.09 | -0.006437 | 539.8615 | 0.052645 | 539.8615 | 0.49239 | 539.8615 | 2.0064 | 534.09 | -0.0062376 | 539.8615 | 0.0090279 | 498.7603 | 0.0002807 | 539.8615 | 0.0088107 | 539.8615 | 0.014653 | 539.3353 | 0.01712 | 750.9859 | 1.1998 | 539.3353 | -0.0062379 | 750.2735 | 0.0004174 | 750.9859 | 0.016391 | 539.3353 | 1.9809 | 539.8615 | 3.0561
|  | 498.2021 | 0 | 539.5615 | 0.080907 | 498.2021 | 0 | 539.5615 | 0.016005 | 533.2096 | 0.0025411 | 539.5615 | 0.028569 | 540.0874 | 0.010111 | 534.32 | 0.017632 | 540.0874 | 0.029216 | 540.0874 | 0.47608 | 540.0873 | 1.9789 | 534.32 | -0.00011659 | 540.0874 | 0.0032907 | 498.8769 | 0.00053803 | 540.0874 | 0 | 540.0873 | 0 | 539.5615 | -0.0096378 | 751.1505 | 1.2495 | 539.5615 | 0.0018748 | 750.4382 | 0 | 751.1505 | 0.017683 | 539.5615 | 1.9565 | 540.0873 | 3.0563
|  | 498.3161 | 0.011943 | 539.7877 | 0.092341 | 498.3161 | 0.0070399 | 539.7877 | 0.094325 | 533.4341 | 0.017004 | 539.7877 | 0.06988 | 540.3133 | 0.040281 | 534.54 | -0.023229 | 540.3133 | 0.053334 | 540.3133 | 0.47509 | 540.3133 | 1.9609 | 534.54 | -0.0018654 | 540.3133 | 0.010335 | 498.9936 | 0.00025753 | 540.3133 | 0.015991 | 540.3133 | 0.014248 | 539.7877 | 0.015152 | 751.3151 | 1.2513 | 539.7877 | 0.0020757 | 750.6028 | 0.00069566 | 751.3151 | 0.016626 | 539.7877 | 1.9768 | 540.3133 | 3.0569
|  | 498.43 | 0 | 540.0139 | 0.082403 | 498.43 | 0 | 540.0139 | 0.014589 | 533.6587 | 0.0082168 | 540.0139 | 0.025541 | 540.5392 | 0.0091665 | 534.77 | -0.043381 | 540.5392 | 0.033075 | 540.5392 | 0.45994 | 540.5392 | 1.9317 | 534.77 | -0.0062376 | 540.5392 | 0.0048478 | 499.1102 | 0.00056608 | 540.5392 | 0 | 540.5392 | 0 | 540.0139 | -0.01081 | 751.4798 | 1.2699 | 540.0139 | -0.0038689 | 750.7675 | 0 | 751.4798 | 0.01786 | 540.0139 | 1.9565 | 540.5392 | 3.0549
|  | 498.544 | 0.0030689 | 540.2402 | 0.078334 | 498.544 | 0.013804 | 540.2402 | 0.031888 | 533.8832 | 0.017568 | 540.2402 | 0.066005 | 540.7651 | 0.041414 | 535 | -0.013154 | 540.7651 | 0.046443 | 540.7651 | 0.4543 | 540.7651 | 1.9045 | 535 | 0.013175 | 540.7651 | 0.0093265 | 499.2268 | 0.00030936 | 540.7651 | 0.013689 | 540.7651 | 0.011785 | 540.2402 | 0.013598 | 751.6444 | 1.2613 | 540.2402 | 0.0094884 | 750.9322 | 0.00069566 | 751.6444 | 0.016567 | 540.2402 | 1.9622 | 540.7651 | 3.0599
|  | 498.658 | 0 | 540.4664 | 0.084963 | 498.658 | 0 | 540.4664 | 0.0018104 | 534.1078 | 0.0034184 | 540.4664 | 0.029962 | 540.991 | 0.012419 | 535.22 | -0.014833 | 540.991 | 0.033489 | 540.991 | 0.44354 | 540.991 | 1.8757 | 535.22 | -0.0029147 | 540.991 | 0.0029784 | 499.3435 | 0.00054901 | 540.991 | 0 | 540.991 | 0 | 540.4664 | -0.011813 | 751.809 | 1.2869 | 540.4664 | 0.00075988 | 751.0969 | 0 | 751.809 | 0.017331 | 540.4664 | 1.9461 | 540.991 | 3.0548
|  | 498.772 | 0.0057311 | 540.6927 | 0.087253 | 498.772 | 0.020164 | 540.6927 | 0.04599 | 534.3324 | 0.020317 | 540.6927 | 0.074858 | 541.217 | 0.039285 | 535.45 | 0.0081163 | 541.217 | 0.047408 | 541.217 | 0.44407 | 541.217 | 1.8611 | 535.45 | 0.00093272 | 541.217 | 0.0121 | 499.4601 | 0.00024127 | 541.217 | 0.011195 | 541.217 | 0.016331 | 540.6927 | 0.015747 | 751.9737 | 1.3153 | 540.6927 | 0.0034016 | 751.2616 | 0.0004174 | 751.9737 | 0.016273 | 540.6927 | 1.9936 | 541.217 | 3.0648
|  | 498.8859 | 0 | 540.9189 | 0.070403 | 498.8859 | 0 | 540.9189 | 0.0059548 | 534.557 | 0.0061974 | 540.9189 | 0.02996 | 541.443 | 0.011653 | 535.67 | -0.010915 | 541.443 | 0.030457 | 541.443 | 0.43174 | 541.4429 | 1.8354 | 535.67 | 0.0030313 | 541.443 | 0.0042856 | 499.5768 | 0.00051953 | 541.443 | 0 | 541.4429 | 0 | 540.9189 | -0.016198 | 752.1383 | 1.3225 | 540.9189 | -0.0063283 | 751.4263 | 0 | 752.1383 | 0.01692 | 540.9189 | 1.9556 | 541.4429 | 3.0641
|  | 498.9999 | 0.013952 | 541.1452 | 0.087606 | 498.9999 | 0.023953 | 541.1452 | 0.061811 | 534.7816 | 0.015224 | 541.1452 | 0.065212 | 541.6689 | 0.035988 | 535.9 | 0.0058775 | 541.6689 | 0.044514 | 541.6689 | 0.43454 | 541.6689 | 1.8168 | 535.9 | 0.010551 | 541.6689 | 0.0084455 | 499.6934 | 0.00027969 | 541.6689 | 0.010688 | 541.6689 | 0.0089209 | 541.1452 | 0.011485 | 752.303 | 1.3298 | 541.1452 | -0.010787 | 751.5911 | 0.00097375 | 752.303 | 0.016156 | 541.1452 | 1.9694 | 541.6689 | 3.065
|  | 499.1139 | 0 | 541.3715 | 0.079292 | 499.1139 | 0 | 541.3715 | -0.0092963 | 535.0062 | 0.007011 | 541.3715 | 0.023642 | 541.8949 | 0.0039982 | 536.13 | 0.0075566 | 541.8949 | 0.027287 | 541.8949 | 0.41932 | 541.8949 | 1.7939 | 536.13 | -0.013058 | 541.8949 | 0.0054028 | 499.8101 | 0.00055978 | 541.8949 | 0 | 541.8949 | 0 | 541.3715 | -0.010856 | 752.4677 | 1.3579 | 541.3715 | 0.0019957 | 751.7558 | 0 | 752.4677 | 0.017272 | 541.3715 | 1.9585 | 541.8949 | 3.0643
|  | 499.2279 | 0.014323 | 541.5978 | 0.089703 | 499.2279 | 0.011029 | 541.5978 | 0.081548 | 535.2308 | 0.01868 | 541.5978 | 0.072604 | 542.1209 | 0.035292 | 536.35 | 0.00027989 | 542.1209 | 0.046719 | 542.1209 | 0.41748 | 542.1209 | 1.7705 | 536.35 | -0.0027399 | 542.1209 | 0.012487 | 499.9267 | 0.00028151 | 542.1209 | 0.01033 | 542.1209 | 0.014199 | 541.5978 | 0.012202 | 752.6323 | 1.3723 | 541.5978 | 0.0019686 | 751.9205 | 0.00069566 | 752.6323 | 0.01692 | 541.5978 | 1.9749 | 542.1209 | 3.0718
|  | 499.3419 | 0 | 541.8241 | 0.077119 | 499.3419 | 0 | 541.8241 | 0.013689 | 535.4555 | 0.0096024 | 541.8241 | 0.029681 | 542.3469 | 0.013338 | 536.58 | -0.012035 | 542.3469 | 0.033902 | 542.3469 | 0.40339 | 542.3469 | 1.7331 | 536.58 | -0.012534 | 542.3469 | 0.004784 | 500.0434 | 0.00053945 | 542.3469 | 0.0016231 | 542.3469 | 0 | 541.8241 | -0.017683 | 752.797 | 1.3828 | 541.8241 | 0.0037195 | 752.0852 | 0 | 752.797 | 0.017801 | 541.8241 | 1.9501 | 542.3469 | 3.0695
|  | 499.4559 | 0.0075059 | 542.0505 | 0.079399 | 499.4559 | 0.013804 | 542.0505 | 0.065401 | 535.6801 | 0.015161 | 542.0505 | 0.066426 | 542.5729 | 0.035682 | 536.81 | -0.031627 | 542.5729 | 0.045754 | 542.5729 | 0.40112 | 542.5729 | 1.7145 | 536.81 | 0.0030313 | 542.5729 | 0.010942 | 500.1601 | 0.00026017 | 542.5729 | 0.0091863 | 542.5729 | 0.010784 | 542.0505 | 0.005754 | 752.9616 | 1.4173 | 542.0505 | 0.00944 | 752.25 | 0.00069566 | 752.9616 | 0.016626 | 542.0505 | 1.954 | 542.5729 | 3.0775
|  | 499.5699 | 0 | 542.2768 | 0.079529 | 499.5699 | 0 | 542.2768 | 0.030837 | 535.9048 | 0.0072658 | 542.2768 | 0.028831 | 542.799 | 0 | 537.03 | -0.0069968 | 542.799 | 0.028527 | 542.799 | 0.38907 | 542.799 | 1.6868 | 537.03 | -0.0086863 | 542.799 | 0.0065416 | 500.2767 | 0.00055551 | 542.799 | 0 | 542.7989 | 0 | 542.2768 | -0.0090619 | 753.1263 | 1.3852 | 542.2768 | -0.0021518 | 752.4147 | 0 | 753.1263 | 0.017566 | 542.2768 | 1.9451 | 542.799 | 3.0757
|  | 499.6839 | 0.011056 | 542.5032 | 0.08673 | 499.6839 | 0.016645 | 542.5032 | 0.062429 | 536.1295 | 0.018302 | 542.5032 | 0.067469 | 543.025 | 0.036062 | 537.26 | 0.0075566 | 543.025 | 0.046168 | 543.025 | 0.38642 | 543.025 | 1.667 | 537.26 | -0.0037892 | 543.025 | 0.013954 | 500.3934 | 0.00029757 | 543.025 | 0.012506 | 543.025 | 0.0092596 | 542.5032 | 0.011043 | 753.291 | 1.4067 | 542.5032 | -0.006616 | 752.5794 | 0.0004174 | 753.291 | 0.016743 | 542.5032 | 1.9568 | 543.025 | 3.0812
|  | 499.7979 | 0 | 542.7295 | 0.074937 | 499.7979 | 0 | 542.7295 | -0.012714 | 536.3541 | 0.0040243 | 542.7295 | 0.027595 | 543.2511 | 0.00711 | 537.49 | -0.023229 | 543.2511 | 0.029354 | 543.2511 | 0.37452 | 543.2511 | 1.6343 | 537.49 | -0.012534 | 543.2511 | 0.0057593 | 500.5101 | 0.00057035 | 543.2511 | 0 | 543.2511 | 0 | 542.7295 | -0.017109 | 753.4557 | 1.4355 | 542.7295 | -0.0055998 | 752.7442 | 0 | 753.4557 | 0.017801 | 542.7295 | 1.9544 | 543.2511 | 3.0858
|  | 499.9119 | 0.011499 | 542.9559 | 0.080677 | 499.9119 | 0.032344 | 542.9559 | 0.077542 | 536.5789 | 0.011452 | 542.9559 | 0.071707 | 543.4772 | 0.043285 | 537.71 | -0.0069968 | 543.4772 | 0.037623 | 543.4772 | 0.37468 | 543.4772 | 1.6142 | 537.71 | -0.0029147 | 543.4772 | 0.012875 | 500.6268 | 0.00027582 | 543.4772 | 0.012244 | 543.4772 | 0.014405 | 542.9559 | 0.0041486 | 753.6204 | 1.4609 | 542.9559 | 0.005345 | 752.9089 | 0.0004174 | 753.6204 | 0.01692 | 542.9559 | 1.9734 | 543.4772 | 3.0799
|  | 500.026 | 0 | 543.1823 | 0.076529 | 500.026 | 0 | 543.1823 | 0.02117 | 536.8035 | 0.0077076 | 543.1823 | 0.028326 | 543.7032 | 0.005107 | 537.94 | -0.04562 | 543.7032 | 0.027425 | 543.7032 | 0.35968 | 543.7032 | 1.5813 | 537.94 | -0.012358 | 543.7032 | 0.0067663 | 500.7434 | 0.00055653 | 543.7032 | 0 | 543.7033 | 0 | 543.1823 | -0.0039115 | 753.7851 | 1.474 | 543.1823 | 0.002314 | 753.0737 | 0 | 753.7851 | 0.017918 | 543.1823 | 1.9467 | 543.7032 | 3.0724
|  | 500.14 | 0.014323 | 543.4087 | 0.091851 | 500.14 | 0.031396 | 543.4087 | 0.077734 | 537.0283 | 0.013866 | 543.4087 | 0.064703 | 543.9293 | 0.044458 | 538.17 | 0.0030786 | 543.9293 | 0.042998 | 543.9293 | 0.36008 | 543.9293 | 1.5639 | 538.17 | -0.012883 | 543.9293 | 0.018874 | 500.8601 | 0.00028213 | 543.9293 | 0.015071 | 543.9293 | 0.014801 | 543.4087 | 0.0050536 | 753.9498 | 1.4904 | 543.4087 | 0.0040975 | 753.2384 | 0.00097375 | 753.9498 | 0.017213 | 543.4087 | 1.9564 | 543.9293 | 3.0696
|  | 500.254 | 0 | 543.6351 | 0.06031 | 500.254 | 0 | 543.6351 | 0.016193 | 537.253 | 0.0066485 | 543.6351 | 0.024587 | 544.1554 | 0.015023 | 538.39 | -0.0069968 | 544.1554 | 0.026047 | 544.1554 | 0.34828 | 544.1555 | 1.5429 | 538.39 | 0.0049551 | 544.1554 | 0.006246 | 500.9768 | 0.00056181 | 544.1554 | 0 | 544.1555 | 0 | 543.6351 | -0.011549 | 754.1145 | 1.4606 | 543.6351 | -0.0083279 | 753.4032 | 0 | 754.1145 | 0.01833 | 543.6351 | 1.9733 | 544.1555 | 3.0691
|  | 500.368 | 0.0046219 | 543.8616 | 0.086499 | 500.368 | 0.0091518 | 543.8616 | 0.055879 | 537.4777 | 0.013322 | 543.8616 | 0.069794 | 544.3816 | 0.037201 | 538.62 | -0.015393 | 544.3816 | 0.04162 | 544.3816 | 0.35056 | 544.3815 | 1.526 | 538.62 | -0.0090358 | 544.3816 | 0.01537 | 501.0935 | 0.00028396 | 544.3816 | 0.010903 | 544.3815 | 0.015577 | 543.8616 | 0.013371 | 754.2792 | 1.4941 | 543.8616 | 0.011423 | 753.568 | 0.00097375 | 754.2792 | 0.01739 | 543.8616 | 1.9813 | 544.3815 | 3.0747
|  | 500.4821 | 0 | 544.088 | 0.080021 | 500.4821 | 0 | 544.088 | 0.0017605 | 537.7025 | 0.0044337 | 544.088 | 0.030385 | 544.6077 | 0 | 538.85 | -0.0041982 | 544.6077 | 0.025633 | 544.6077 | 0.33937 | 544.6077 | 1.5059 | 538.85 | -0.01061 | 544.6077 | 0.0078502 | 501.2102 | 0.00053701 | 544.6077 | 0 | 544.6077 | 0 | 544.088 | -0.010519 | 754.4439 | 1.5144 | 544.088 | 0.0014544 | 753.7328 | 0 | 754.4439 | 0.018565 | 544.088 | 1.9869 | 544.6077 | 3.074
|  | 500.5961 | 0.0044001 | 544.3145 | 0.087102 | 500.5961 | 0.021382 | 544.3145 | 0.079435 | 537.9272 | 0.016105 | 544.3145 | 0.067343 | 544.8338 | 0.035137 | 539.07 | 0.0025189 | 544.8338 | 0.042033 | 544.8338 | 0.33961 | 544.8339 | 1.495 | 539.07 | -0.009735 | 544.8338 | 0.016971 | 501.3269 | 0.00025692 | 544.8338 | 0.014046 | 544.8339 | 0.018496 | 544.3144 | 0.011908 | 754.6086 | 1.528 | 544.3145 | 0.013789 | 753.8975 | 0.0015303 | 754.6086 | 0.017331 | 544.3144 | 2.0132 | 544.8339 | 3.0884
|  | 500.7101 | 0 | 544.5409 | 0.072098 | 500.7101 | 0 | 544.5409 | 0.043113 | 538.152 | 0.0016795 | 544.5409 | 0.026935 | 545.06 | 0.0023913 | 539.3 | -0.00083963 | 545.06 | 0.02522 | 545.06 | 0.3287 | 545.06 | 1.4772 | 539.3 | -0.013408 | 545.06 | 0.011711 | 501.4436 | 0.00051953 | 545.06 | 0 | 545.06 | 0 | 544.5409 | -0.014816 | 754.7734 | 1.5315 | 544.5409 | -0.004161 | 754.0623 | 0 | 754.7734 | 0.018565 | 544.5409 | 1.9972 | 545.06 | 3.0915
|  | 500.8242 | 0.0068403 | 544.7674 | 0.083246 | 500.8242 | 0.010091 | 544.7674 | 0.04395 | 538.3768 | 0.015604 | 544.7674 | 0.069828 | 545.2862 | 0.044484 | 539.53 | 0.019871 | 545.2862 | 0.036107 | 545.2862 | 0.32935 | 545.2861 | 1.4576 | 539.53 | -0.0053632 | 545.2862 | 0.01642 | 501.5603 | 0.00026871 | 545.2862 | 0.016156 | 545.2861 | 0.015726 | 544.7674 | 0.014012 | 754.9381 | 1.5513 | 544.7674 | 0.0075439 | 754.2271 | 0.00097375 | 754.9381 | 0.01739 | 544.7674 | 2.0138 | 545.2861 | 3.0885
|  | 500.9382 | 0 | 544.9939 | 0.075147 | 500.9382 | 0 | 544.9939 | -0.0069701 | 538.6016 | 0.004101 | 544.9939 | 0.025002 | 545.5123 | 0 | 539.75 | -0.015393 | 545.5123 | 0.025082 | 545.5123 | 0.31935 | 545.5123 | 1.4376 | 539.75 | 0.0018072 | 545.5123 | 0.010279 | 501.6771 | 0.00052726 | 545.5123 | 0 | 545.5123 | 0 | 544.9939 | -0.0096557 | 755.1028 | 1.5522 | 544.9939 | -0.006801 | 754.3919 | 0 | 755.1028 | 0.01833 | 544.9939 | 2.0051 | 545.5123 | 3.0825
|  | 501.0522 | 0 | 545.2204 | 0.072031 | 501.0522 | 0.026525 | 545.2204 | 0.043797 | 538.8264 | 0.014018 | 545.2204 | 0.070942 | 545.7385 | 0.03799 | 539.98 | -0.006437 | 545.7385 | 0.042447 | 545.7385 | 0.3217 | 545.7385 | 1.4256 | 539.98 | 0.0033811 | 545.7385 | 0.018063 | 501.7938 | 0.00026546 | 545.7385 | 0.01033 | 545.7385 | 0.018443 | 545.2204 | 0.010812 | 755.2676 | 1.5913 | 545.2204 | -0.00058825 | 754.5567 | 0.00097375 | 755.2676 | 0.017155 | 545.2204 | 2.0068 | 545.7385 | 3.0708
|  | 501.1663 | 0 | 545.4469 | 0.075738 | 501.1663 | 0 | 545.4469 | 0.028921 | 539.0511 | 0.0090231 | 545.4469 | 0.026326 | 545.9647 | 0.0086254 | 540.21 | -0.018192 | 545.9647 | 0.024255 | 545.9647 | 0.3085 | 545.9647 | 1.3969 | 540.21 | 0.001982 | 545.9647 | 0.012612 | 501.9105 | 0.00052482 | 545.9647 | 0.00079052 | 545.9647 | 0 | 545.4469 | -0.00046127 | 755.4323 | 1.6074 | 545.4469 | 0.0039399 | 754.7215 | 0 | 755.4323 | 0.018095 | 545.4469 | 1.9952 | 545.9647 | 3.0631
|  | 501.2803 | 0.017533 | 545.6734 | 0.073509 | 501.2803 | 0.024901 | 545.6734 | 0.077155 | 539.2759 | 0.015165 | 545.6734 | 0.073485 | 546.191 | 0.031928 | 540.43 | 0.0047579 | 546.191 | 0.03845 | 546.191 | 0.30897 | 546.191 | 1.3775 | 540.43 | 0.0012825 | 546.191 | 0.018708 | 502.0272 | 0.00027013 | 546.191 | 0.01024 | 546.191 | 0.012277 | 545.6734 | 0.0099422 | 755.597 | 1.6083 | 545.6734 | 0.0088718 | 754.8863 | 0.00097375 | 755.597 | 0.017272 | 545.6734 | 1.998 | 546.191 | 3.0583
|  | 501.3944 | 0 | 545.9 | 0.075064 | 501.3944 | 0 | 545.9 | 0.02614 | 539.5008 | 0.0055148 | 545.9 | 0.026577 | 546.4172 | 0.0082374 | 540.66 | -0.02211 | 546.4172 | 0.022601 | 546.4172 | 0.30179 | 546.4172 | 1.3614 | 540.66 | -0.0093854 | 546.4172 | 0.012327 | 502.144 | 0.00051486 | 546.4172 | 0 | 546.4172 | 0 | 545.9 | -0.0052398 | 755.7618 | 1.6066 | 545.9 | -0.0098614 | 755.0511 | 0 | 755.7618 | 0.018212 | 545.9 | 1.9817 | 546.4172 | 3.055
|  | 501.5085 | 0.027041 | 546.1265 | 0.073709 | 501.5085 | 0.023277 | 546.1265 | 0.078431 | 539.7256 | 0.015901 | 546.1265 | 0.061506 | 546.6434 | 0.031066 | 540.89 | 0.011475 | 546.6434 | 0.039277 | 546.6434 | 0.29923 | 546.6434 | 1.3474 | 540.89 | 0.00023318 | 546.6434 | 0.018871 | 502.2607 | 0.00025326 | 546.6434 | 0.010988 | 546.6434 | 0.017225 | 546.1265 | 0.0033726 | 755.9265 | 1.6365 | 546.1265 | -0.0060639 | 755.2159 | 0.00097375 | 755.9265 | 0.017155 | 546.1265 | 2.0021 | 546.6434 | 3.0613
|  | 501.6225 | 0 | 546.3531 | 0.075512 | 501.6225 | 0 | 546.3531 | -0.0068678 | 539.9505 | 0.010862 | 546.3531 | 0.029869 | 546.8697 | 0.00085462 | 541.11 | -0.00027989 | 546.8697 | 0.022326 | 546.8697 | 0.29211 | 546.8697 | 1.3312 | 541.11 | 0.0028565 | 546.8697 | 0.015891 | 502.3774 | 0.00051872 | 546.8697 | 0 | 546.8697 | 0 | 546.3531 | -0.0049645 | 756.0913 | 1.6506 | 546.3531 | -0.0022458 | 755.3808 | 0 | 756.0913 | 0.018682 | 546.3531 | 1.9901 | 546.8697 | 3.0638
|  | 501.7366 | 0.0010722 | 546.5797 | 0.067481 | 501.7366 | 0.025307 | 546.5797 | 0.040144 | 540.1754 | 0.01725 | 546.5797 | 0.060966 | 547.0959 | 0.031708 | 541.34 | 0.017632 | 547.0959 | 0.034591 | 547.0959 | 0.29293 | 547.0959 | 1.3157 | 541.34 | -0.0067623 | 547.0959 | 0.020763 | 502.4942 | 0.0002744 | 547.0959 | 0.014559 | 547.096 | 0.014304 | 546.5797 | 0.0095343 | 756.2561 | 1.6779 | 546.5797 | 0.0026582 | 755.5456 | 0.00069566 | 756.2561 | 0.017448 | 546.5797 | 2.0094 | 547.0959 | 3.0687
|  | 501.8507 | 0 | 546.8063 | 0.069899 | 501.8507 | 0 | 546.8063 | -0.00060319 | 540.4002 | 0.004599 | 546.8063 | 0.02487 | 547.3222 | 0.0047555 | 541.57 | -0.012595 | 547.3222 | 0.026874 | 547.3222 | 0.28031 | 547.3222 | 1.2918 | 541.57 | -0.0050134 | 547.3222 | 0.014346 | 502.6109 | 0.00056364 | 547.3222 | 0 | 547.3222 | 0 | 546.8063 | -0.0075411 | 756.4208 | 1.6754 | 546.8063 | -0.0056609 | 755.7104 | 0 | 756.4208 | 0.018388 | 546.8063 | 1.9773 | 547.3222 | 3.0681
|  | 501.9647 | 0.0095026 | 547.0329 | 0.073526 | 501.9647 | 0.013804 | 547.0329 | 0.038608 | 540.6251 | 0.015757 | 547.0329 | 0.06316 | 547.5485 | 0.022639 | 541.79 | 0.0036384 | 547.5485 | 0.036107 | 547.5485 | 0.27935 | 547.5485 | 1.2676 | 541.79 | -0.0048385 | 547.5485 | 0.022327 | 502.7277 | 0.00029432 | 547.5485 | 0.012388 | 547.5485 | 0.015555 | 547.0329 | 0.011339 | 756.5856 | 1.707 | 547.0329 | -0.0031542 | 755.8752 | 0.00069566 | 756.5856 | 0.016978 | 547.0329 | 2.0128 | 547.5485 | 3.0701
|  | 502.0788 | 0 | 547.2595 | 0.064461 | 502.0788 | 0 | 547.2595 | 0.018871 | 540.85 | 0.0074622 | 547.2595 | 0.023683 | 547.7748 | 0.0093304 | 542.02 | 0.006437 | 547.7748 | 0.021912 | 547.7748 | 0.2712 | 547.7748 | 1.25 | 542.02 | 0.0032063 | 547.7748 | 0.014776 | 502.8444 | 0.0005173 | 547.7748 | 0 | 547.7748 | 0 | 547.2595 | -0.0016006 | 756.7504 | 1.7037 | 547.2595 | -0.0068129 | 756.0401 | 0 | 756.7504 | 0.018153 | 547.2595 | 1.9848 | 547.7748 | 3.0739
|  | 502.1929 | 0.014199 | 547.4861 | 0.076619 | 502.1929 | 0.034509 | 547.4861 | 0.036193 | 541.0749 | 0.016016 | 547.4861 | 0.067068 | 548.0011 | 0.028251 | 542.25 | 0.015393 | 548.0011 | 0.035005 | 548.0011 | 0.27006 | 548.0011 | 1.2312 | 542.25 | -0.0032645 | 548.0011 | 0.021956 | 502.9612 | 0.00022948 | 548.0011 | 0.0090543 | 548.0011 | 0.012168 | 547.4861 | 0.014267 | 756.9152 | 1.7355 | 547.4861 | -0.0073831 | 756.2049 | 0.00069566 | 756.9152 | 0.017213 | 547.4861 | 1.9908 | 548.0011 | 3.0773
|  | 502.307 | 0 | 547.7128 | 0.072504 | 502.307 | 0 | 547.7128 | 0.010275 | 541.2998 | 0.0075102 | 547.7128 | 0.022748 | 548.2274 | 0.0049853 | 542.47 | -0.026587 | 548.2274 | 0.02205 | 548.2274 | 0.26244 | 548.2274 | 1.2126 | 542.47 | 0.008628 | 548.2274 | 0.017804 | 503.0779 | 0.00048173 | 548.2274 | 0 | 548.2274 | 0 | 547.7128 | -0.0092293 | 757.08 | 1.7768 | 547.7128 | -0.0046236 | 756.3698 | 0 | 757.08 | 0.01833 | 547.7128 | 1.9837 | 548.2274 | 3.0779
|  | 502.4211 | 0.015681 | 547.9394 | 0.072359 | 502.4211 | 0.024359 | 547.9394 | 0.060223 | 541.5248 | 0.016457 | 547.9394 | 0.056875 | 548.4538 | 0.024658 | 542.7 | -0.027708 | 548.4538 | 0.032248 | 548.4538 | 0.26024 | 548.4538 | 1.1924 | 542.7 | -0.00011659 | 548.4538 | 0.024155 | 503.1947 | 0.00025651 | 548.4538 | 0.010699 | 548.4538 | 0.013833 | 547.9394 | 0.014203 | 757.2448 | 1.8033 | 547.9394 | 0.0029619 | 756.5346 | 0.0004174 | 757.2448 | 0.017683 | 547.9394 | 1.9918 | 548.4538 | 3.0722
|  | 502.5351 | 0 | 548.1661 | 0.066716 | 502.5351 | 0 | 548.1661 | -0.0038516 | 541.7497 | 0.0036641 | 548.1661 | 0.026444 | 548.6801 | 0.004459 | 542.93 | -0.037783 | 548.6801 | 0.019432 | 548.6801 | 0.2537 | 548.6801 | 1.1762 | 542.93 | -0.025125 | 548.6801 | 0.018684 | 503.3115 | 0.00051669 | 548.6801 | 0 | 548.6801 | 0 | 548.1661 | -0.016273 | 757.4096 | 1.7897 | 548.1661 | 0.0017541 | 756.6995 | 0 | 757.4096 | 0.019093 | 548.1661 | 1.9927 | 548.6801 | 3.0793
|  | 502.6492 | 0.0099464 | 548.3928 | 0.076502 | 502.6492 | 0.0077438 | 548.3928 | 0.055607 | 541.9747 | 0.018476 | 548.3928 | 0.063617 | 548.9065 | 0.029368 | 543.15 | 0.0019591 | 548.9065 | 0.037072 | 548.9065 | 0.25187 | 548.9065 | 1.1589 | 543.15 | -0.012534 | 548.9065 | 0.025938 | 503.4282 | 0.00026363 | 548.9065 | 0.0087055 | 548.9065 | 0.010822 | 548.3928 | 0.010952 | 757.5744 | 1.7857 | 548.3928 | 0.0023851 | 756.8643 | 0.001252 | 757.5744 | 0.018036 | 548.3928 | 1.9834 | 548.9065 | 3.0807
|  | 502.7633 | 0 | 548.6194 | 0.07585 | 502.7633 | 0 | 548.6194 | 0.0090174 | 542.1996 | 0.0025466 | 548.6194 | 0.026294 | 549.1329 | 0.014813 | 543.38 | -0.02155 | 549.1329 | 0.022188 | 549.1329 | 0.24405 | 549.1329 | 1.1379 | 543.38 | -0.013058 | 549.1329 | 0.022838 | 503.545 | 0.00050815 | 549.1329 | 0 | 549.1329 | 0 | 548.6195 | -0.0033376 | 757.7392 | 1.8342 | 548.6194 | 0.0047535 | 757.0292 | 0 | 757.7392 | 0.019387 | 548.6195 | 1.9814 | 549.1329 | 3.0834
|  | 502.8774 | 0.0059529 | 548.8462 | 0.071741 | 502.8774 | 0.018946 | 548.8462 | 0.048981 | 542.4246 | 0.020394 | 548.8462 | 0.061149 | 549.3592 | 0.03347 | 543.61 | 0.043941 | 549.3592 | 0.036383 | 549.3592 | 0.24473 | 549.3593 | 1.1202 | 543.61 | 0.013 | 549.3592 | 0.02436 | 503.6618 | 0.0002494 | 549.3592 | 0.0082369 | 549.3592 | 0.012145 | 548.8461 | 0.011263 | 757.904 | 1.8059 | 548.8462 | 0.010165 | 757.1941 | 0.00013913 | 757.904 | 0.018388 | 548.8461 | 1.9868 | 549.3593 | 3.0863
|  | 502.9915 | 0 | 549.0729 | 0.071977 | 502.9915 | 0 | 549.0729 | 0.0091715 | 542.6495 | 0.010012 | 549.0729 | 0.028987 | 549.5856 | 0.010385 | 543.83 | -0.020991 | 549.5856 | 0.023842 | 549.5856 | 0.23577 | 549.5856 | 1.1079 | 543.83 | 0.0011076 | 549.5856 | 0.020845 | 503.7786 | 0.0004866 | 549.5856 | 0 | 549.5856 | 0 | 549.0729 | -0.0097672 | 758.0688 | 1.8999 | 549.0729 | 0.0021331 | 757.359 | 0 | 758.0688 | 0.019622 | 549.0729 | 1.989 | 549.5856 | 3.0911
|  | 503.1057 | 0.0028471 | 549.2996 | 0.070681 | 503.1057 | 0.015698 | 549.2996 | 0.05986 | 542.8746 | 0.017299 | 549.2996 | 0.061642 | 549.8121 | 0.032471 | 544.06 | -0.019871 | 549.8121 | 0.036245 | 549.8121 | 0.23839 | 549.8121 | 1.0982 | 544.06 | 0.0053049 | 549.8121 | 0.027118 | 503.8954 | 0.00024005 | 549.8121 | 0.011177 | 549.8121 | 0.015382 | 549.2996 | 0.014201 | 758.2336 | 1.9323 | 549.2996 | -8.4742e-05 | 757.5239 | 0.00069566 | 758.2336 | 0.017918 | 549.2996 | 1.9964 | 549.8121 | 3.0962
|  | 503.2198 | 0 | 549.5263 | 0.066336 | 503.2198 | 0 | 549.5263 | 0.028608 | 543.0995 | 0.0084436 | 549.5263 | 0.02879 | 550.0385 | 0.0086457 | 544.29 | -0.041141 | 550.0385 | 0.018191 | 550.0385 | 0.23022 | 550.0385 | 1.0827 | 544.29 | -0.005713 | 550.0385 | 0.021931 | 504.0121 | 0.00051811 | 550.0385 | 0 | 550.0385 | 0 | 549.5263 | -0.012151 | 758.3985 | 1.9378 | 549.5263 | -0.0023803 | 757.6887 | 0 | 758.3985 | 0.018917 | 549.5263 | 1.9886 | 550.0385 | 3.0957
|  | 503.3339 | 0.0024034 | 549.7531 | 0.070175 | 503.3339 | 0.015428 | 549.7531 | 0.04939 | 543.3246 | 0.016686 | 549.7531 | 0.061869 | 550.2649 | 0.021984 | 544.51 | 0.02211 | 550.2649 | 0.031835 | 550.2649 | 0.23049 | 550.2649 | 1.0732 | 544.51 | -0.0034394 | 550.2649 | 0.031043 | 504.1289 | 0.00028334 | 550.2649 | 0.012374 | 550.2649 | 0.010932 | 549.7531 | 0.013774 | 758.5633 | 1.948 | 549.7531 | 0.0027718 | 757.8536 | 0.0004174 | 758.5633 | 0.01786 | 549.7531 | 2.007 | 550.2649 | 3.0988
|  | 503.448 | 0 | 549.9798 | 0.069684 | 503.448 | 0 | 549.9798 | 0.018862 | 543.5496 | 0.0084727 | 549.9798 | 0.026195 | 550.4914 | 0.0079706 | 544.74 | -0.020431 | 550.4914 | 0.024255 | 550.4914 | 0.22479 | 550.4913 | 1.0579 | 544.74 | 0.00058296 | 550.4914 | 0.025482 | 504.2457 | 0.00054901 | 550.4914 | 0 | 550.4913 | 0 | 549.9799 | -0.0041073 | 758.7281 | 1.9469 | 549.9798 | 0.0045271 | 758.0185 | 0 | 758.7281 | 0.019093 | 549.9799 | 1.9974 | 550.4913 | 3.0989
|  | 503.5621 | 0 | 550.2066 | 0.076395 | 503.5621 | 0.0098558 | 550.2066 | 0.048311 | 543.7747 | 0.015896 | 550.2066 | 0.061639 | 550.7178 | 0.037438 | 544.97 | 0.0013994 | 550.7178 | 0.034316 | 550.7178 | 0.22583 | 550.7178 | 1.0473 | 544.97 | 0.0063542 | 550.7178 | 0.031842 | 504.3625 | 0.00026871 | 550.7178 | 0.014199 | 550.7178 | 0.017915 | 550.2066 | 0.01061 | 758.893 | 1.978 | 550.2066 | -0.0011338 | 758.1834 | 0.00097375 | 758.893 | 0.018036 | 550.2066 | 1.9932 | 550.7178 | 3.1024
|  | 503.6762 | 0 | 550.4334 | 0.071577 | 503.6762 | 0 | 550.4334 | 0.015688 | 543.9997 | 0.0083201 | 550.4334 | 0.02709 | 550.9443 | 0.008832 | 545.2 | 0.006437 | 550.9443 | 0.023566 | 550.9443 | 0.21703 | 550.9443 | 1.0308 | 545.2 | -0.0071117 | 550.9443 | 0.026424 | 504.4793 | 0.00053417 | 550.9443 | 0.00078358 | 550.9443 | 0 | 550.4334 | -0.0031885 | 759.0578 | 1.9876 | 550.4334 | -0.0098604 | 758.3483 | 0 | 759.0578 | 0.018976 | 550.4334 | 1.9851 | 550.9443 | 3.1055
|  | 503.7904 | 0.0075059 | 550.6602 | 0.075076 | 503.7904 | 0.017187 | 550.6602 | 0.076354 | 544.2247 | 0.019244 | 550.6602 | 0.065293 | 551.1708 | 0.03222 | 545.42 | -0.028827 | 551.1708 | 0.031146 | 551.1708 | 0.2178 | 551.1708 | 1.0189 | 545.42 | -0.0022152 | 551.1708 | 0.033788 | 504.5962 | 0.0002683 | 551.1708 | 0.012425 | 551.1708 | 0.016165 | 550.6602 | 0.0080282 | 759.2227 | 2.0227 | 550.6602 | -0.0019387 | 758.5132 | 0.00069566 | 759.2227 | 0.018153 | 550.6602 | 2.0011 | 551.1708 | 3.1092
|  | 503.9045 | 0 | 550.887 | 0.052075 | 503.9045 | 0 | 550.887 | 0.014351 | 544.4498 | 0.0064658 | 550.887 | 0.024671 | 551.3973 | 0.021259 | 545.65 | -0.014274 | 551.3973 | 0.017365 | 551.3973 | 0.21114 | 551.3973 | 1.0028 | 545.65 | -0.005538 | 551.3973 | 0.028754 | 504.713 | 0.00052096 | 551.3973 | 0 | 551.3973 | 0 | 550.887 | -0.0078045 | 759.3875 | 2.043 | 550.887 | 0.0019375 | 758.6782 | 0 | 759.3875 | 0.019563 | 550.887 | 1.9996 | 551.3973 | 3.1141
|  | 504.0186 | 0.0077278 | 551.1139 | 0.068731 | 504.0186 | 0.018946 | 551.1139 | 0.033517 | 544.6749 | 0.016049 | 551.1139 | 0.062052 | 551.6238 | 0.031352 | 545.88 | 0.042262 | 551.6238 | 0.033351 | 551.6238 | 0.21178 | 551.6238 | 0.98743 | 545.88 | -0.0020404 | 551.6238 | 0.036256 | 504.8298 | 0.00025448 | 551.6238 | 0.010138 | 551.6238 | 0.014624 | 551.1138 | 0.014986 | 759.5524 | 2.0808 | 551.1139 | 0.0058684 | 758.8431 | 0.00097375 | 759.5524 | 0.0188 | 551.1138 | 1.996 | 551.6238 | 3.1216
|  | 504.1328 | 0 | 551.3407 | 0.065025 | 504.1328 | 0 | 551.3407 | 0.017645 | 544.9 | 0.0047218 | 551.3407 | 0.022481 | 551.8503 | 0.0090016 | 546.1 | -0.0086761 | 551.8503 | 0.020534 | 551.8503 | 0.20111 | 551.8503 | 0.96956 | 546.1 | -0.0053632 | 551.8503 | 0.030863 | 504.9466 | 0.00051161 | 551.8503 | 0 | 551.8503 | 0 | 551.3407 | -0.0065871 | 759.7172 | 2.0802 | 551.3407 | -0.0063373 | 759.008 | 0 | 759.7172 | 0.019916 | 551.3407 | 1.9801 | 551.8503 | 3.1178
|  | 504.2469 | 0.01815 | 551.5675 | 0.072583 | 504.2469 | 0.022465 | 551.5675 | 0.03569 | 545.1251 | 0.013561 | 551.5675 | 0.059342 | 552.0768 | 0.027547 | 546.33 | 0.012595 | 552.0768 | 0.03404 | 552.0768 | 0.20264 | 552.0768 | 0.95777 | 546.33 | -0.00029147 | 552.0768 | 0.040694 | 505.0634 | 0.00026038 | 552.0768 | 0.010455 | 552.0768 | 0.02032 | 551.5675 | 0.016131 | 759.8821 | 2.1211 | 551.5675 | -0.0061665 | 759.1729 | 0.0004174 | 759.8821 | 0.018741 | 551.5675 | 2.003 | 552.0768 | 3.1269
|  | 504.361 | 0 | 551.7944 | 0.070621 | 504.361 | 0 | 551.7944 | -0.012598 | 545.3502 | 0.0060328 | 551.7944 | 0.030176 | 552.3034 | 0.010879 | 546.56 | 0.0053177 | 552.3034 | 0.018605 | 552.3034 | 0.19657 | 552.3033 | 0.93868 | 546.56 | -0.0060627 | 552.3034 | 0.032008 | 505.1803 | 0.00052055 | 552.3034 | 8.8906e-05 | 552.3033 | 0 | 551.7944 | -0.010656 | 760.047 | 2.134 | 551.7944 | -0.010644 | 759.3379 | 0 | 760.047 | 0.019798 | 551.7944 | 1.98 | 552.3033 | 3.1292
|  | 504.4752 | 0.020867 | 552.0213 | 0.073922 | 504.4752 | 0.012437 | 552.0213 | 0.047177 | 545.5753 | 0.020704 | 552.0213 | 0.062153 | 552.5299 | 0.036917 | 546.78 | 0.019311 | 552.5299 | 0.029079 | 552.5299 | 0.19701 | 552.5299 | 0.92656 | 546.78 | 0.01265 | 552.5299 | 0.041178 | 505.2971 | 0.00026403 | 552.5299 | 0.015207 | 552.5299 | 0.012825 | 552.0213 | 0.011295 | 760.2118 | 2.1374 | 552.0213 | -0.0046315 | 759.5028 | 0.00097375 | 760.2118 | 0.018917 | 552.0213 | 2.0048 | 552.5299 | 3.1336
|  | 504.5894 | 0 | 552.2482 | 0.066942 | 504.5894 | 0 | 552.2482 | 0.013522 | 545.8004 | 0.0078267 | 552.2482 | 0.020952 | 552.7565 | 0.0046371 | 547.01 | -0.031627 | 552.7565 | 0.016538 | 552.7565 | 0.18923 | 552.7565 | 0.91161 | 547.01 | 0.0089776 | 552.7565 | 0.035368 | 505.4139 | 0.00054941 | 552.7565 | 0.0014351 | 552.7565 | 0 | 552.2482 | -0.004738 | 760.3767 | 2.1378 | 552.2482 | -0.0017361 | 759.6677 | 0 | 760.3767 | 0.019916 | 552.2482 | 1.9841 | 552.7565 | 3.136
|  | 504.7035 | 0.01039 | 552.4751 | 0.073341 | 504.7035 | 0.016645 | 552.4751 | 0.039759 | 546.0256 | 0.016415 | 552.4751 | 0.057919 | 552.9831 | 0.027369 | 547.24 | 0.040022 | 552.9831 | 0.031008 | 552.9831 | 0.19231 | 552.983 | 0.90154 | 547.24 | 0.015448 | 552.9831 | 0.042201 | 505.5308 | 0.00029005 | 552.9831 | 0.014648 | 552.983 | 0.013535 | 552.4751 | 0.0075218 | 760.5416 | 2.1856 | 552.4751 | 0.0079459 | 759.8327 | 0.00069566 | 760.5416 | 0.018447 | 552.4751 | 1.9878 | 552.983 | 3.14
|  | 504.8177 | 0 | 552.702 | 0.06874 | 504.8177 | 0 | 552.702 | 0.01503 | 546.2507 | 0.010995 | 552.702 | 0.023116 | 553.2096 | 0.0054173 | 547.47 | 0.0092359 | 553.2097 | 0.015986 | 553.2096 | 0.18191 | 553.2097 | 0.88697 | 547.47 | 0.0047802 | 553.2096 | 0.037534 | 505.6476 | 0.00052726 | 553.2096 | 0 | 553.2097 | 0 | 552.702 | -0.0080554 | 760.7065 | 2.1934 | 552.702 | -0.003382 | 759.9976 | 0 | 760.7065 | 0.01974 | 552.702 | 1.9877 | 553.2097 | 3.1395
|  | 504.9318 | 0.0068403 | 552.9289 | 0.070511 | 504.9318 | 0.015022 | 552.9289 | 0.052478 | 546.4759 | 0.016882 | 552.9289 | 0.056328 | 553.4362 | 0.029518 | 547.69 | -0.00083963 | 553.4362 | 0.033902 | 553.4362 | 0.18258 | 553.4363 | 0.87383 | 547.69 | -0.0060627 | 553.4362 | 0.044531 | 505.7644 | 0.00024432 | 553.4362 | 0.015492 | 553.4363 | 0.016319 | 552.9289 | 0.011774 | 760.8714 | 2.2514 | 552.9289 | 0.0025291 | 760.1626 | 0.00069566 | 760.8714 | 0.018858 | 552.9289 | 2.0002 | 553.4363 | 3.1452
|  | 505.046 | 0 | 553.1558 | 0.062552 | 505.046 | 0 | 553.1558 | 0.025 | 546.701 | 0.0057629 | 553.1558 | 0.021825 | 553.6629 | 0.0048078 | 547.92 | 0.0019591 | 553.6629 | 0.013675 | 553.6629 | 0.17618 | 553.6628 | 0.85679 | 547.92 | 0.0054798 | 553.6629 | 0.039239 | 505.8813 | 0.00049961 | 553.6629 | 0.0026517 | 553.6628 | 0 | 553.1558 | -0.0074275 | 761.0363 | 2.264 | 553.1558 | -0.0048382 | 760.3276 | 0 | 761.0363 | 0.020033 | 553.1558 | 1.9504 | 553.6628 | 3.1428
|  | 505.1602 | 0.018397 | 553.3828 | 0.071485 | 505.1602 | 0.015698 | 553.3828 | 0.059388 | 546.9263 | 0.014303 | 553.3828 | 0.061006 | 553.8895 | 0.028398 | 548.15 | -0.0058775 | 553.8895 | 0.029354 | 553.8895 | 0.17813 | 553.8895 | 0.84586 | 548.15 | 0.00513 | 553.8895 | 0.046226 | 505.9981 | 0.00026221 | 553.8895 | 0.018205 | 553.8895 | 0.017047 | 553.3828 | 0.010301 | 761.2012 | 2.2754 | 553.3828 | 0.011981 | 760.4925 | 0.00069566 | 761.2012 | 0.0188 | 553.3828 | 2.001 | 553.8895 | 3.1405
|  | 505.2743 | 0 | 553.6097 | 0.060889 | 505.2743 | 0 | 553.6097 | 0.032396 | 547.1514 | 0.0043166 | 553.6097 | 0.024828 | 554.1161 | 0.0013421 | 548.37 | -0.012035 | 554.1161 | 0.018605 | 554.1161 | 0.1708 | 554.1161 | 0.83262 | 548.37 | -0.0032645 | 554.1161 | 0.043851 | 506.115 | 0.00050165 | 554.1161 | 0.0062041 | 554.1161 | 0 | 553.6097 | -0.017454 | 761.3661 | 2.2962 | 553.6097 | -0.0047784 | 760.6575 | 0 | 761.3661 | 0.019798 | 553.6097 | 1.9839 | 554.1161 | 3.1443
|  | 505.3885 | 0.012165 | 553.8367 | 0.069918 | 505.3885 | 0.012906 | 553.8367 | 0.062561 | 547.3766 | 0.014042 | 553.8367 | 0.059675 | 554.3428 | 0.040282 | 548.6 | -0.0041982 | 554.3428 | 0.030043 | 554.3428 | 0.17469 | 554.3428 | 0.82716 | 548.6 | -0.011659 | 554.3428 | 0.048087 | 506.2319 | 0.00024432 | 554.3428 | 0.012919 | 554.3428 | 0.012193 | 553.8367 | 0.015413 | 761.531 | 2.294 | 553.8367 | -0.0046752 | 760.8225 | 0.00069566 | 761.531 | 0.018682 | 553.8367 | 2.0036 | 554.3428 | 3.1456
|  | 505.5027 | 0 | 554.0637 | 0.061494 | 505.5027 | 0 | 554.0637 | 0.009717 | 547.6019 | 0.0061413 | 554.0637 | 0.018687 | 554.5694 | 0.0078026 | 548.83 | -0.0097957 | 554.5694 | 0.014746 | 554.5694 | 0.16653 | 554.5695 | 0.80983 | 548.83 | -0.0072872 | 554.5694 | 0.044574 | 506.3487 | 0.00050957 | 554.5694 | 0 | 554.5695 | 0 | 554.0637 | -0.0054298 | 761.6959 | 2.345 | 554.0637 | -0.0087815 | 760.9874 | 0 | 761.6959 | 0.019505 | 554.0637 | 1.9884 | 554.5695 | 3.1447
|  | 505.6169 | 0.0061749 | 554.2907 | 0.066284 | 505.6169 | 0.020841 | 554.2907 | 0.052485 | 547.8271 | 0.014021 | 554.2907 | 0.0562 | 554.7961 | 0.028058 | 549.06 | -0.027708 | 554.7961 | 0.025082 | 554.7961 | 0.16675 | 554.7961 | 0.80084 | 549.06 | -0.0036143 | 554.7961 | 0.053869 | 506.4656 | 0.00026586 | 554.7961 | 0.014437 | 554.7961 | 0.015041 | 554.2907 | 0.0097744 | 761.8609 | 2.3625 | 554.2907 | 0.0081918 | 761.1524 | 0.00097375 | 761.8609 | 0.017977 | 554.2907 | 1.991 | 554.7961 | 3.1447
|  | 505.7311 | 0 | 554.5177 | 0.065064 | 505.7311 | 0 | 554.5177 | -0.019403 | 548.0524 | 0.0055552 | 554.5177 | 0.022733 | 555.0228 | 0.0060318 | 549.28 | -0.017632 | 555.0228 | 0.020396 | 555.0228 | 0.16162 | 555.0228 | 0.78633 | 549.28 | -0.0032645 | 555.0228 | 0.048512 | 506.5825 | 0.00053803 | 555.0228 | 0.0045011 | 555.0228 | 0 | 554.5177 | -0.0010779 | 762.0258 | 2.4075 | 554.5177 | -0.0022397 | 761.3174 | 0 | 762.0258 | 0.019622 | 554.5177 | 1.9749 | 555.0228 | 3.1451
|  | 505.8453 | 0 | 554.7447 | 0.06188 | 505.8453 | 0.01854 | 554.7447 | 0.05875 | 548.2776 | 0.012961 | 554.7447 | 0.058442 | 555.2495 | 0.029184 | 549.51 | 0.02267 | 555.2495 | 0.027976 | 555.2495 | 0.16497 | 555.2495 | 0.78002 | 549.51 | 0.0037309 | 555.2495 | 0.056565 | 506.6993 | 0.00027298 | 555.2495 | 0.019094 | 555.2495 | 0.017158 | 554.7447 | 0.012312 | 762.1907 | 2.4291 | 554.7447 | 0.0052456 | 761.4824 | 0.00097375 | 762.1907 | 0.018741 | 554.7447 | 1.9873 | 555.2495 | 3.1439
|  | 505.9595 | 0 | 554.9718 | 0.063191 | 505.9595 | 0 | 554.9718 | 0.0044213 | 548.5029 | 0.0052088 | 554.9718 | 0.020312 | 555.4762 | 0.012912 | 549.74 | -0.027148 | 555.4762 | 0.015986 | 555.4762 | 0.15651 | 555.4762 | 0.76799 | 549.74 | 0.0070537 | 555.4762 | 0.050951 | 506.8162 | 0.00054514 | 555.4762 | 0.0034149 | 555.4762 | 0 | 554.9718 | -0.0067446 | 762.3557 | 2.4175 | 554.9718 | -0.0067616 | 761.6474 | 0 | 762.3557 | 0.020797 | 554.9718 | 1.9817 | 555.4762 | 3.1412
|  | 506.0736 | 0.013459 | 555.1988 | 0.065054 | 506.0736 | 0.022735 | 555.1988 | 0.047088 | 548.7281 | 0.015454 | 555.1988 | 0.057613 | 555.7029 | 0.023119 | 549.96 | -0.034425 | 555.7029 | 0.027976 | 555.7029 | 0.15597 | 555.7029 | 0.75829 | 549.96 | 0.00040807 | 555.7029 | 0.058111 | 506.9331 | 0.00027461 | 555.7029 | 0.015266 | 555.7029 | 0.015346 | 555.1988 | 0.0030822 | 762.5206 | 2.4591 | 555.1988 | -0.0027274 | 761.8124 | 0.00097375 | 762.5206 | 0.019505 | 555.1988 | 1.9953 | 555.7029 | 3.1367
|  | 506.1879 | 0 | 555.4259 | 0.058212 | 506.1879 | 0 | 555.4259 | -0.013241 | 548.9534 | 0.0062292 | 555.4259 | 0.020103 | 555.9297 | 0.0069617 | 550.19 | 0.0058775 | 555.9297 | 0.012734 | 555.9297 | 0.14988 | 555.9297 | 0.74582 | 550.19 | -0.007462 | 555.9297 | 0.055999 | 507.05 | 0.00052278 | 555.9297 | 0.005546 | 555.9297 | 0 | 555.4259 | -0.0063697 | 762.6855 | 2.4755 | 555.4259 | 0.0025819 | 761.9774 | 0 | 762.6855 | 0.020915 | 555.4259 | 1.9901 | 555.9297 | 3.1367
|  | 506.3021 | 0.0063967 | 555.6529 | 0.069076 | 506.3021 | 0.014074 | 555.6529 | 0.038051 | 549.1787 | 0.0099011 | 555.6529 | 0.059588 | 556.1564 | 0.022313 | 550.42 | 0.0025189 | 556.1564 | 0.029492 | 556.1564 | 0.15336 | 556.1564 | 0.73764 | 550.42 | 0.0025067 | 556.1564 | 0.063042 | 507.1669 | 0.00025042 | 556.1564 | 0.015688 | 556.1564 | 0.017126 | 555.6529 | 0.010582 | 762.8505 | 2.5348 | 555.6529 | 0.005645 | 762.1424 | 0.0004174 | 762.8505 | 0.019622 | 555.6529 | 1.9956 | 556.1564 | 3.1375
|  | 506.4163 | 0 | 555.88 | 0.066046 | 506.4163 | 0 | 555.88 | 0.024336 | 549.404 | 0.0051334 | 555.88 | 0.023353 | 556.3832 | 0.0021879 | 550.65 | -0.0041982 | 556.3832 | 0.015573 | 556.3832 | 0.1439 | 556.3832 | 0.72449 | 550.65 | -0.008861 | 556.3832 | 0.059516 | 507.2838 | 0.00051018 | 556.3832 | 0.0030688 | 556.3832 | 0.0012629 | 555.88 | -0.0066895 | 763.0154 | 2.5379 | 555.88 | -0.0071743 | 762.3075 | 0 | 763.0154 | 0.02115 | 555.88 | 1.9858 | 556.3832 | 3.1306
|  | 506.5305 | 0.016175 | 556.1071 | 0.066685 | 506.5305 | 0.0089172 | 556.1071 | 0.062257 | 549.6293 | 0.015987 | 556.1071 | 0.054811 | 556.6099 | 0.027794 | 550.87 | 0.027148 | 556.6099 | 0.025771 | 556.6099 | 0.14739 | 556.6099 | 0.71144 | 550.87 | 0.0081029 | 556.6099 | 0.066211 | 507.4007 | 0.00026363 | 556.6099 | 0.016343 | 556.6099 | 0.017704 | 556.1071 | 0.010139 | 763.1804 | 2.5719 | 556.1071 | -0.0031201 | 762.4725 | 0.00097375 | 763.1804 | 0.019505 | 556.1071 | 1.9835 | 556.6099 | 3.1305
|  | 506.6447 | 0 | 556.3342 | 0.058528 | 506.6447 | 0 | 556.3342 | 0.0051404 | 549.8547 | 0.0071952 | 556.3342 | 0.018525 | 556.8367 | 0.011239 | 551.1 | -0.044499 | 556.8367 | 0.017502 | 556.8367 | 0.14098 | 556.8367 | 0.7001 | 551.1 | -0.0016906 | 556.8367 | 0.062655 | 507.5176 | 0.00053905 | 556.8367 | 0 | 556.8367 | 0 | 556.3342 | -0.0091927 | 763.3454 | 2.5933 | 556.3342 | -0.0060838 | 762.6375 | 0 | 763.3454 | 0.020503 | 556.3342 | 1.9786 | 556.8367 | 3.1307
|  | 506.7589 | 0.0030689 | 556.5613 | 0.064236 | 506.7589 | 0.033562 | 556.5613 | 0.045435 | 550.08 | 0.018547 | 556.5613 | 0.059855 | 557.0635 | 0.029859 | 551.33 | -0.00083963 | 557.0635 | 0.025358 | 557.0635 | 0.14167 | 557.0635 | 0.68869 | 551.33 | -0.0032645 | 557.0635 | 0.071712 | 507.6345 | 0.0002807 | 557.0635 | 0.016855 | 557.0635 | 0.017283 | 556.5613 | 0.010232 | 763.5103 | 2.6343 | 556.5613 | 0.008852 | 762.8025 | 0.00069566 | 763.5103 | 0.019328 | 556.5613 | 2.002 | 557.0635 | 3.1327
|  | 506.8731 | 0 | 556.7885 | 0.061282 | 506.8731 | 0 | 556.7885 | -0.011609 | 550.3053 | 0.0019826 | 556.7885 | 0.01497 | 557.2903 | 0.009364 | 551.55 | -0.032746 | 557.2903 | 0.01516 | 557.2903 | 0.13554 | 557.2903 | 0.67694 | 551.55 | -0.0023901 | 557.2903 | 0.067615 | 507.7514 | 0.00055937 | 557.2903 | 0.0053517 | 557.2903 | 0 | 556.7885 | -0.002723 | 763.6753 | 2.6479 | 556.7885 | -0.0070677 | 762.9676 | 0 | 763.6753 | 0.021267 | 556.7885 | 1.9947 | 557.2903 | 3.1283
|  | 506.9874 | 0 | 557.0156 | 0.064532 | 506.9874 | 0.024359 | 557.0156 | 0.052393 | 550.5307 | 0.018146 | 557.0156 | 0.056958 | 557.5171 | 0.035504 | 551.78 | -0.019311 | 557.5171 | 0.027976 | 557.5171 | 0.13886 | 557.5172 | 0.66826 | 551.78 | -0.0013408 | 557.5171 | 0.073399 | 507.8683 | 0.00028578 | 557.5171 | 0.017781 | 557.5172 | 0.021807 | 557.0156 | -0.0015402 | 763.8403 | 2.6713 | 557.0156 | 0.0015219 | 763.1326 | 0.00097375 | 763.8403 | 0.020092 | 557.0156 | 1.9905 | 557.5172 | 3.1273
|  | 507.1016 | 0 | 557.2428 | 0.053715 | 507.1016 | 0 | 557.2428 | 0.0076906 | 550.756 | 0.005929 | 557.2428 | 0.017226 | 557.744 | 0.010178 | 552.01 | -0.018192 | 557.744 | 0.012214 | 557.744 | 0.12855 | 557.744 | 0.65442 | 552.01 | -0.009735 | 557.744 | 0.070211 | 507.9852 | 0.0005547 | 557.744 | 0.0042111 | 557.744 | 0 | 557.2428 | -0.0067173 | 764.0053 | 2.6995 | 557.2428 | -0.0065973 | 763.2976 | 0 | 764.0053 | 0.02115 | 557.2428 | 1.9796 | 557.744 | 3.1244
|  | 507.2158 | 0.0079496 | 557.4699 | 0.066956 | 507.2158 | 0.014074 | 557.4699 | 0.047799 | 550.9814 | 0.010292 | 557.4699 | 0.052424 | 557.9708 | 0.028838 | 552.24 | 0.037222 | 557.9708 | 0.028114 | 557.9708 | 0.13422 | 557.9708 | 0.64818 | 552.24 | -0.002565 | 557.9708 | 0.078488 | 508.1021 | 0.00027582 | 557.9708 | 0.017444 | 557.9708 | 0.021133 | 557.4699 | 0.013411 | 764.1703 | 2.7158 | 557.4699 | 0.004436 | 763.4627 | 0.0004174 | 764.1703 | 0.019505 | 557.4699 | 1.9923 | 557.9708 | 3.1213
|  | 507.3301 | 0 | 557.6971 | 0.062221 | 507.3301 | 0 | 557.6971 | -0.01289 | 551.2068 | 0.0074887 | 557.6971 | 0.015251 | 558.1977 | 0.0011621 | 552.46 | -0.018752 | 558.1977 | 0.012507 | 558.1977 | 0.12523 | 558.1977 | 0.63647 | 552.46 | -0.010085 | 558.1977 | 0.073803 | 508.2191 | 0.00055693 | 558.1977 | 0.0079868 | 558.1977 | 0 | 557.6971 | -0.0049953 | 764.3352 | 2.7205 | 557.6971 | -0.0027519 | 763.6277 | 0 | 764.3352 | 0.021267 | 557.6971 | 1.9705 | 558.1977 | 3.1151
|  | 507.4443 | 0.017039 | 557.9243 | 0.067835 | 507.4443 | 0.015292 | 557.9243 | 0.056514 | 551.4322 | 0.012392 | 557.9243 | 0.057375 | 558.4245 | 0.027751 | 552.69 | -0.0058775 | 558.4245 | 0.027149 | 558.4245 | 0.1297 | 558.4246 | 0.62628 | 552.69 | -0.0023901 | 558.4245 | 0.084135 | 508.336 | 0.00028761 | 558.4245 | 0.012326 | 558.4246 | 0.022605 | 557.9243 | 0.00814 | 764.5003 | 2.7526 | 557.9243 | 0.0043772 | 763.7928 | 0.00097375 | 764.5003 | 0.020327 | 557.9243 | 1.9654 | 558.4246 | 3.107
|  | 507.5585 | 0 | 558.1515 | 0.057811 | 507.5585 | 0 | 558.1515 | 0.017425 | 551.6577 | 0.013344 | 558.1515 | 0.01754 | 558.6514 | 0.0047571 | 552.92 | -0.014833 | 558.6514 | 0.01516 | 558.6514 | 0.12159 | 558.6514 | 0.6122 | 552.92 | -0.0099105 | 558.6514 | 0.077597 | 508.4529 | 0.00058153 | 558.6514 | 0.0033547 | 558.6514 | 0 | 558.1515 | -0.0034363 | 764.6653 | 2.8136 | 558.1515 | -0.0032971 | 763.9579 | 0 | 764.6653 | 0.021855 | 558.1515 | 1.939 | 558.6514 | 3.0988
|  | 507.6728 | 0.0081715 | 558.3787 | 0.063449 | 507.6728 | 0.026254 | 558.3787 | 0.039408 | 551.8831 | 0.017448 | 558.3787 | 0.051905 | 558.8783 | 0.034514 | 553.15 | 0.019311 | 558.8783 | 0.026185 | 558.8783 | 0.12382 | 558.8783 | 0.60369 | 553.15 | -0.00029147 | 558.8783 | 0.088181 | 508.5698 | 0.00030144 | 558.8783 | 0.023193 | 558.8783 | 0.014914 | 558.3787 | 0.0037845 | 764.8302 | 2.8272 | 558.3787 | -0.00056194 | 764.1229 | 0.001252 | 764.8302 | 0.020386 | 558.3787 | 1.9338 | 558.8783 | 3.0962
|  | 507.787 | 0 | 558.606 | 0.064645 | 507.787 | 0 | 558.606 | 0.0073056 | 552.1085 | 0.0047428 | 558.606 | 0.0206 | 559.1052 | 0.015536 | 553.37 | -0.015393 | 559.1052 | 0.01447 | 559.1052 | 0.11967 | 559.1052 | 0.59171 | 553.37 | -0.0060627 | 559.1052 | 0.082653 | 508.6868 | 0.00056872 | 559.1052 | 0.0027884 | 559.1052 | 0 | 558.606 | -0.003437 | 764.9953 | 2.8669 | 558.606 | 0.00043447 | 764.288 | 0 | 764.9953 | 0.021443 | 558.606 | 1.9231 | 559.1052 | 3.0905
|  | 507.9013 | 0.016545 | 558.8332 | 0.071319 | 507.9013 | 0.015428 | 558.8332 | 0.041968 | 552.3339 | 0.008663 | 558.8332 | 0.051481 | 559.3321 | 0.038436 | 553.6 | -0.014274 | 559.3321 | 0.029216 | 559.3321 | 0.12055 | 559.3321 | 0.58549 | 553.6 | -0.00099105 | 559.3321 | 0.092001 | 508.8037 | 0.00027542 | 559.3321 | 0.025256 | 559.3321 | 0.020725 | 558.8332 | 0.010263 | 765.1603 | 2.8995 | 558.8332 | 0.0053244 | 764.4531 | 0.00097375 | 765.1603 | 0.020268 | 558.8332 | 1.9368 | 559.3321 | 3.0872
|  | 508.0156 | 0 | 559.0604 | 0.061075 | 508.0156 | 0 | 559.0604 | 0.040256 | 552.5594 | 0.0021895 | 559.0604 | 0.015382 | 559.559 | 0.0092049 | 553.83 | -0.019871 | 559.559 | 0.012535 | 559.559 | 0.11401 | 559.559 | 0.57131 | 553.83 | -0.01061 | 559.559 | 0.086628 | 508.9207 | 0.0005362 | 559.559 | 0.00992 | 559.559 | 0.0034826 | 559.0604 | -0.0086535 | 765.3253 | 2.9187 | 559.0604 | -0.0063093 | 764.6182 | 0 | 765.3253 | 0.021855 | 559.0604 | 1.9135 | 559.559 | 3.09
|  | 508.1298 | 0.010168 | 559.2877 | 0.066079 | 508.1298 | 0.018811 | 559.2877 | 0.043728 | 552.7849 | 0.015591 | 559.2877 | 0.055667 | 559.786 | 0.029709 | 554.06 | -0.0013994 | 559.786 | 0.027425 | 559.786 | 0.11611 | 559.7859 | 0.56685 | 554.06 | -0.008336 | 559.786 | 0.096934 | 509.0376 | 0.0002683 | 559.786 | 0.023479 | 559.7859 | 0.01927 | 559.2877 | 0.010762 | 765.4903 | 2.9602 | 559.2877 | -0.00098275 | 764.7833 | 0.0004174 | 765.4903 | 0.020973 | 559.2877 | 1.9369 | 559.7859 | 3.0916
|  | 508.2441 | 0 | 559.515 | 0.063006 | 508.2441 | 0 | 559.515 | -0.01145 | 553.0103 | 0.0061641 | 559.515 | 0.019524 | 560.0129 | 0.0014122 | 554.28 | -0.00027989 | 560.0129 | 0.013145 | 560.0129 | 0.10837 | 560.0129 | 0.55502 | 554.28 | -0.002565 | 560.0129 | 0.094979 | 509.1546 | 0.00051242 | 560.0129 | 0.0083962 | 560.0129 | 0 | 559.515 | -0.010182 | 765.6553 | 2.9854 | 559.515 | -0.0072673 | 764.9484 | 0 | 765.6553 | 0.022325 | 559.515 | 1.9146 | 560.0129 | 3.0961
|  | 508.3584 | 0.0092808 | 559.7423 | 0.064158 | 508.3584 | 0.0065706 | 559.7423 | 0.041404 | 553.2358 | 0.013026 | 559.7423 | 0.053666 | 560.2399 | 0.037311 | 554.51 | 0.031627 | 560.2399 | 0.027425 | 560.2399 | 0.11275 | 560.2399 | 0.54739 | 554.51 | 0.0023318 | 560.2399 | 0.1021 | 509.2715 | 0.00024981 | 560.2399 | 0.016201 | 560.2399 | 0.019166 | 559.7423 | -0.0072161 | 765.8204 | 2.9951 | 559.7423 | 0.0012693 | 765.1134 | 0.00069566 | 765.8204 | 0.020738 | 559.7423 | 1.9403 | 560.2399 | 3.0999
|  | 508.4726 | 0 | 559.9696 | 0.058681 | 508.4726 | 0 | 559.9696 | -0.00052806 | 553.4613 | 0.0093396 | 559.9696 | 0.00988 | 560.4669 | 0.002492 | 554.74 | -0.011475 | 560.4669 | 0.013919 | 560.4669 | 0.10773 | 560.4669 | 0.53752 | 554.74 | 0.0030313 | 560.4669 | 0.09922 | 509.3885 | 0.00050917 | 560.4669 | 0.0062763 | 560.4669 | 0.00026429 | 559.9696 | -0.0089311 | 765.9854 | 3.0643 | 559.9696 | 0.0018277 | 765.2785 | 0 | 765.9854 | 0.021678 | 559.9696 | 1.9348 | 560.4669 | 3.1003
|  | 508.5869 | 0.019262 | 560.1969 | 0.064593 | 508.5869 | 0.014751 | 560.1969 | 0.026687 | 553.6868 | 0.014351 | 560.1969 | 0.056813 | 560.6938 | 0.027762 | 554.97 | 0.012595 | 560.6938 | 0.025771 | 560.6938 | 0.10729 | 560.6938 | 0.52855 | 554.97 | -0.0011659 | 560.6938 | 0.10957 | 509.5055 | 0.0002679 | 560.6938 | 0.021041 | 560.6938 | 0.025173 | 560.1969 | 0.0082676 | 766.1504 | 3.0607 | 560.1969 | -0.0042265 | 765.4437 | 0.00097375 | 766.1504 | 0.020503 | 560.1969 | 1.9366 | 560.6938 | 3.0932
|  | 508.7012 | 0 | 560.4242 | 0.063479 | 508.7012 | 0 | 560.4242 | -0.0050071 | 553.9123 | 0.0085732 | 560.4242 | 0.022022 | 560.9208 | 0.0043103 | 555.19 | 0.00083963 | 560.9208 | 0.0084184 | 560.9208 | 0.10131 | 560.9208 | 0.51924 | 555.19 | -0.0093854 | 560.9208 | 0.10375 | 509.6224 | 0.00053701 | 560.9208 | 0.0040415 | 560.9208 | 0.0020983 | 560.4242 | -0.014902 | 766.3155 | 3.1005 | 560.4242 | -0.0043578 | 765.6088 | 0 | 766.3155 | 0.021913 | 560.4242 | 1.9296 | 560.9208 | 3.0841
|  | 508.8155 | 0.0072841 | 560.6516 | 0.070214 | 508.8155 | 0.01854 | 560.6516 | 0.045341 | 554.1378 | 0.015472 | 560.6516 | 0.051632 | 561.1478 | 0.034637 | 555.42 | 0.010355 | 561.1478 | 0.026322 | 561.1478 | 0.1063 | 561.1478 | 0.51125 | 555.42 | 0.0021569 | 561.1478 | 0.11366 | 509.7394 | 0.00027623 | 561.1478 | 0.025944 | 561.1478 | 0.022161 | 560.6516 | 0.010202 | 766.4805 | 3.1162 | 560.6516 | 0.0029798 | 765.7739 | 0.00069566 | 766.4805 | 0.021326 | 560.6516 | 1.9302 | 561.1478 | 3.0661
|  | 508.9298 | 0 | 560.8789 | 0.054904 | 508.9298 | 0 | 560.8789 | -0.0080959 | 554.3634 | 0.0064097 | 560.8789 | 0.016446 | 561.3749 | 0.0056448 | 555.65 | 0.015953 | 561.3749 | 0.012104 | 561.3749 | 0.097099 | 561.3749 | 0.4992 | 555.65 | 0.0014574 | 561.3749 | 0.10804 | 509.8564 | 0.00055165 | 561.3749 | 0.0099619 | 561.3749 | 0.0018251 | 560.8789 | -0.010637 | 766.6456 | 3.1586 | 560.8789 | -0.0062936 | 765.939 | 0 | 766.6456 | 0.022383 | 560.8789 | 1.8964 | 561.3749 | 3.0545
|  | 509.0441 | 0.013705 | 561.1063 | 0.072182 | 509.0441 | 0.015969 | 561.1063 | 0.044707 | 554.5889 | 0.012223 | 561.1063 | 0.053579 | 561.6019 | 0.03812 | 555.87 | -0.0030786 | 561.6019 | 0.029354 | 561.6019 | 0.10449 | 561.6019 | 0.49503 | 555.87 | -0.01061 | 561.6019 | 0.12053 | 509.9733 | 0.00028151 | 561.6019 | 0.025005 | 561.6019 | 0.026826 | 561.1063 | 0.01648 | 766.8107 | 3.1799 | 561.1063 | 0.0016166 | 766.1041 | 0.00069566 | 766.8107 | 0.021502 | 561.1063 | 1.8945 | 561.6019 | 3.0556
|  | 509.1583 | 0 | 561.3336 | 0.057725 | 509.1583 | 0 | 561.3336 | -0.0017098 | 554.8145 | 0.0037202 | 561.3336 | 0.018569 | 561.8289 | 0 | 556.1 | 0.010915 | 561.8289 | 0.010296 | 561.8289 | 0.091235 | 561.8289 | 0.48537 | 556.1 | -0.00081612 | 561.8289 | 0.11735 | 510.0903 | 0.0005486 | 561.8289 | 0.012002 | 561.8289 | 0 | 561.3337 | -0.0055306 | 766.9757 | 3.2423 | 561.3336 | -0.0032936 | 766.2692 | 0 | 766.9757 | 0.022501 | 561.3337 | 1.8973 | 561.8289 | 3.062
|  | 509.2726 | 0.0063967 | 561.561 | 0.067155 | 509.2726 | 0.019217 | 561.561 | 0.05334 | 555.04 | 0.013982 | 561.561 | 0.053401 | 562.056 | 0.027039 | 556.33 | 0.0041982 | 562.056 | 0.026874 | 562.056 | 0.099339 | 562.056 | 0.48423 | 556.33 | -0.0015157 | 562.056 | 0.12684 | 510.2073 | 0.0002679 | 562.056 | 0.027126 | 562.056 | 0.024284 | 561.561 | 0.014494 | 767.1408 | 3.2662 | 561.561 | -0.007065 | 766.4344 | 0.00097375 | 767.1408 | 0.021678 | 561.561 | 1.9113 | 562.056 | 3.069
|  | 509.387 | 0 | 561.7884 | 0.062097 | 509.387 | 0 | 561.7884 | -0.0041635 | 555.2656 | 0.0052407 | 561.7884 | 0.015244 | 562.2831 | 0.011413 | 556.56 | 0.038343 | 562.2831 | 0.014608 | 562.2831 | 0.0934 | 562.2831 | 0.47538 | 556.56 | 0.0046053 | 562.2831 | 0.12464 | 510.3243 | 0.00054006 | 562.2831 | 0.0090118 | 562.2831 | 0.00083835 | 561.7884 | -0.0065509 | 767.3059 | 3.3052 | 561.7884 | -0.0067901 | 766.5995 | 0 | 767.3059 | 0.022971 | 561.7884 | 1.9009 | 562.2831 | 3.0761
|  | 509.5013 | 0.015311 | 562.0158 | 0.06572 | 509.5013 | 0.011498 | 562.0158 | 0.035453 | 555.4912 | 0.014893 | 562.0158 | 0.055445 | 562.5102 | 0.032916 | 556.79 | -0.0036384 | 562.5101 | 0.025633 | 562.5102 | 0.096943 | 562.5101 | 0.46977 | 556.79 | 0.0023318 | 562.5102 | 0.1334 | 510.4413 | 0.00027318 | 562.5102 | 0.027174 | 562.5101 | 0.029355 | 562.0158 | 0.01435 | 767.4709 | 3.3358 | 562.0158 | 0.0057878 | 766.7646 | 0.00069566 | 767.4709 | 0.022207 | 562.0158 | 1.9122 | 562.5101 | 3.0778
|  | 509.6156 | 0 | 562.2433 | 0.059188 | 509.6156 | 0 | 562.2433 | 0.013901 | 555.7168 | 0.0057762 | 562.2433 | 0.014344 | 562.7372 | 0 | 557.01 | -0.043941 | 562.7372 | 0.012576 | 562.7372 | 0.088963 | 562.7372 | 0.46025 | 557.01 | -0.0022152 | 562.7372 | 0.1338 | 510.5583 | 0.00053905 | 562.7372 | 0.013699 | 562.7372 | 0.0030428 | 562.2433 | 5.6831e-05 | 767.636 | 3.3989 | 562.2433 | -0.0011082 | 766.9298 | 0 | 767.636 | 0.023323 | 562.2433 | 1.8924 | 562.7372 | 3.0705
|  | 509.7299 | 0.012165 | 562.4707 | 0.064762 | 509.7299 | 0.028825 | 562.4707 | 0.026803 | 555.9424 | 0.011266 | 562.4707 | 0.044943 | 562.9643 | 0.025096 | 557.24 | 0.028267 | 562.9643 | 0.026047 | 562.9643 | 0.092518 | 562.9644 | 0.45589 | 557.24 | 0.0098522 | 562.9643 | 0.1412 | 510.6753 | 0.00026688 | 562.9643 | 0.029118 | 562.9644 | 0.025931 | 562.4707 | 0.016626 | 767.8011 | 3.4081 | 562.4707 | -0.0015188 | 767.0949 | 0.00097375 | 767.8011 | 0.02209 | 562.4707 | 1.8945 | 562.9644 | 3.0646
|  | 509.8442 | 0 | 562.6981 | 0.055192 | 509.8442 | 0 | 562.6981 | -0.013833 | 556.168 | 0.0053382 | 562.6981 | 0.01353 | 563.1915 | 0.0058609 | 557.47 | -0.018752 | 563.1915 | 0.010673 | 563.1915 | 0.082798 | 563.1915 | 0.44695 | 557.47 | -0.00064125 | 563.1915 | 0.14151 | 510.7923 | 0.00054291 | 563.1915 | 0.010527 | 563.1915 | 0.0059671 | 562.6982 | -0.0050134 | 767.9662 | 3.4384 | 562.6981 | -0.01317 | 767.2601 | 0 | 767.9662 | 0.02303 | 562.6982 | 1.8913 | 563.1915 | 3.0589
|  | 509.9585 | 0.0046219 | 562.9256 | 0.061678 | 509.9585 | 0.02463 | 562.9256 | 0.037714 | 556.3937 | 0.014838 | 562.9256 | 0.051391 | 563.4186 | 0.036212 | 557.7 | 0.0086761 | 563.4186 | 0.021223 | 563.4186 | 0.090196 | 563.4186 | 0.44371 | 557.7 | 0.0088028 | 563.4186 | 0.14984 | 510.9093 | 0.00027725 | 563.4186 | 0.026743 | 563.4186 | 0.020311 | 562.9256 | 0.017017 | 768.1313 | 3.4625 | 562.9256 | 0.0071323 | 767.4253 | 0.00069566 | 768.1313 | 0.021737 | 562.9256 | 1.894 | 563.4186 | 3.0567
|  | 510.0729 | 0 | 563.1531 | 0.054764 | 510.0729 | 0 | 563.1531 | 0.00059341 | 556.6193 | 0.004142 | 563.1531 | 0.011573 | 563.6457 | 0.0022878 | 557.92 | -0.0058775 | 563.6457 | 0.0089621 | 563.6457 | 0.082892 | 563.6458 | 0.43461 | 557.92 | -0.004139 | 563.6457 | 0.14946 | 511.0263 | 0.00053437 | 563.6457 | 0.012985 | 563.6458 | 0 | 563.1531 | -0.012934 | 768.2964 | 3.4978 | 563.1531 | -0.0019203 | 767.5904 | 0 | 768.2964 | 0.022501 | 563.1531 | 1.8773 | 563.6458 | 3.0562
|  | 510.1872 | 0.012347 | 563.3806 | 0.06779 | 510.1872 | 0.019758 | 563.3806 | 0.072986 | 556.845 | 0.014418 | 563.3806 | 0.056532 | 563.8729 | 0.030471 | 558.15 | 0.02435 | 563.8729 | 0.027287 | 563.8729 | 0.088571 | 563.8729 | 0.43172 | 558.15 | 0.0023318 | 563.8729 | 0.16008 | 511.1433 | 0.00025733 | 563.8729 | 0.027411 | 563.8729 | 0.026876 | 563.3806 | 0.021163 | 768.4615 | 3.5485 | 563.3806 | -0.0013587 | 767.7556 | 0.00069566 | 768.4615 | 0.021972 | 563.3806 | 1.8923 | 563.8729 | 3.0524
|  | 510.3015 | 0 | 563.6081 | 0.061795 | 510.3015 | 0 | 563.6081 | 0.0025924 | 557.0707 | 0.0017826 | 563.6081 | 0.017104 | 564.1 | 0.0010489 | 558.38 | -0.0075566 | 564.1001 | 0.01334 | 564.1 | 0.08275 | 564.1 | 0.42391 | 558.38 | -0.0036143 | 564.1 | 0.15897 | 511.2604 | 0.00052726 | 564.1 | 0.013796 | 564.1 | 0.0036607 | 563.6081 | -0.013099 | 768.6266 | 3.5748 | 563.6081 | -0.0085706 | 767.9208 | 0 | 768.6266 | 0.023676 | 563.6081 | 1.875 | 564.1 | 3.0557
|  | 510.4158 | 0.01039 | 563.8356 | 0.057424 | 510.4158 | 0.0096211 | 563.8356 | 0.039415 | 557.2963 | 0.013285 | 563.8356 | 0.051687 | 564.3272 | 0.026482 | 558.61 | 0.0081163 | 564.3272 | 0.021085 | 564.3272 | 0.083783 | 564.3272 | 0.41889 | 558.61 | 0.0070537 | 564.3272 | 0.17077 | 511.3774 | 0.00027034 | 564.3272 | 0.034377 | 564.3272 | 0.020319 | 563.8356 | 0.0092519 | 768.7917 | 3.5868 | 563.8356 | -0.00066204 | 768.0859 | 0.0004174 | 768.7917 | 0.022971 | 563.8356 | 1.8908 | 564.3272 | 3.0582
|  | 510.5302 | 0 | 564.0631 | 0.042032 | 510.5302 | 0 | 564.0631 | 0.0039278 | 557.522 | 0.0084067 | 564.0631 | 0.016044 | 564.5544 | 0.0098825 | 558.83 | -0.032746 | 564.5544 | 0.014195 | 564.5544 | 0.078483 | 564.5544 | 0.41159 | 558.83 | -0.0043139 | 564.5544 | 0.16995 | 511.4944 | 0.00052766 | 564.5544 | 0.019156 | 564.5544 | 0.010236 | 564.0631 | 0.0011291 | 768.9568 | 3.6109 | 564.0631 | 0.0030081 | 768.2511 | 0 | 768.9568 | 0.024028 | 564.0631 | 1.8694 | 564.5544 | 3.0645
|  | 510.6445 | 0.010612 | 564.2906 | 0.059797 | 510.6445 | 0.014345 | 564.2906 | 0.056181 | 557.7477 | 0.012636 | 564.2906 | 0.051628 | 564.7816 | 0.027356 | 559.06 | 0.0036384 | 564.7816 | 0.025082 | 564.7816 | 0.083947 | 564.7816 | 0.40502 | 559.06 | 0.0012825 | 564.7816 | 0.17907 | 511.6114 | 0.00025794 | 564.7816 | 0.033529 | 564.7816 | 0.026243 | 564.2906 | 0.012273 | 769.1219 | 3.6931 | 564.2906 | -0.0080341 | 768.4163 | 0.00069566 | 769.1219 | 0.022795 | 564.2906 | 1.8751 | 564.7816 | 3.0631
|  | 510.7589 | 0 | 564.5182 | 0.046875 | 510.7589 | 0 | 564.5182 | -0.0058282 | 557.9734 | 0.007533 | 564.5182 | 0.017467 | 565.0088 | 0.0065077 | 559.29 | -0.0047579 | 565.0088 | 0.013699 | 565.0088 | 0.075856 | 565.0088 | 0.39679 | 559.29 | 0.0084525 | 565.0088 | 0.1791 | 511.7285 | 0.0005234 | 565.0088 | 0.020832 | 565.0088 | 0.0084691 | 564.5181 | -0.0076545 | 769.2871 | 3.7282 | 564.5182 | -0.0022749 | 768.5815 | 0 | 769.2871 | 0.024616 | 564.5181 | 1.8767 | 565.0088 | 3.0675
|  | 510.8732 | 0.0028471 | 564.7457 | 0.059646 | 510.8732 | 0.014074 | 564.7457 | 0.031243 | 558.1992 | 0.018087 | 564.7457 | 0.052074 | 565.236 | 0.033157 | 559.52 | 0.011475 | 565.236 | 0.023842 | 565.236 | 0.080215 | 565.236 | 0.3939 | 559.52 | -0.0044887 | 565.236 | 0.18844 | 511.8455 | 0.00026607 | 565.236 | 0.032334 | 565.236 | 0.024923 | 564.7457 | 0.015299 | 769.4522 | 3.7698 | 564.7457 | 0.0040322 | 768.7467 | 0.00069566 | 769.4522 | 0.023617 | 564.7457 | 1.8864 | 565.236 | 3.0637
|  | 510.9876 | 0 | 564.9733 | 0.058931 | 510.9876 | 0 | 564.9733 | 0.0052029 | 558.4249 | 0.0036556 | 564.9733 | 0.012529 | 565.4633 | 0.010194 | 559.74 | 0.02211 | 565.4633 | 0.0071053 | 565.4633 | 0.073787 | 565.4633 | 0.38522 | 559.74 | -0.0037892 | 565.4633 | 0.18765 | 511.9625 | 0.00052949 | 565.4633 | 0.017085 | 565.4633 | 0.0037751 | 564.9733 | -0.0061974 | 769.6173 | 3.7831 | 564.9733 | -0.0066032 | 768.9119 | 0 | 769.6173 | 0.024674 | 564.9733 | 1.8739 | 565.4633 | 3.0618
|  | 511.1019 | 0 | 565.2009 | 0.058721 | 511.1019 | 0.0065706 | 565.2009 | 0.038734 | 558.6506 | 0.013819 | 565.2009 | 0.052939 | 565.6905 | 0.027448 | 559.97 | -0.023229 | 565.6905 | 0.024255 | 565.6905 | 0.076499 | 565.6905 | 0.38233 | 559.97 | 0.011076 | 565.6905 | 0.20083 | 512.0796 | 0.00026363 | 565.6905 | 0.033086 | 565.6905 | 0.024859 | 565.2009 | 0.0080131 | 769.7825 | 3.8098 | 565.2009 | 0.0023776 | 769.0771 | 0.0004174 | 769.7825 | 0.022736 | 565.2009 | 1.8702 | 565.6905 | 3.0565
|  | 511.2163 | 0 | 565.4284 | 0.052216 | 511.2163 | 0 | 565.4284 | 0.025866 | 558.8763 | 0.0043687 | 565.4284 | 0.01717 | 565.9178 | 0.0065361 | 560.2 | 0.0058775 | 565.9178 | 0.01159 | 565.9178 | 0.070309 | 565.9178 | 0.37389 | 560.2 | 0.0032063 | 565.9178 | 0.19991 | 512.1966 | 0.00054433 | 565.9178 | 0.01993 | 565.9178 | 0.0092234 | 565.4284 | -0.014909 | 769.9476 | 3.8536 | 565.4284 | -0.0042607 | 769.2423 | 0 | 769.9476 | 0.024322 | 565.4284 | 1.8631 | 565.9178 | 3.0628
|  | 511.3307 | 0.016175 | 565.6561 | 0.069417 | 511.3307 | 0.013668 | 565.6561 | 0.055811 | 559.1021 | 0.016326 | 565.6561 | 0.054029 | 566.145 | 0.034805 | 560.43 | 0.0097957 | 566.145 | 0.02646 | 566.145 | 0.07682 | 566.145 | 0.3719 | 560.43 | 5.8296e-05 | 566.145 | 0.211 | 512.3137 | 0.00028151 | 566.145 | 0.039625 | 566.145 | 0.031779 | 565.6561 | 0.0040531 | 770.1128 | 3.8729 | 565.6561 | 0.01225 | 769.4075 | 0.00097375 | 770.1128 | 0.023558 | 565.6561 | 1.8601 | 566.145 | 3.062
|  | 511.445 | 0 | 565.8837 | 0.064063 | 511.445 | 0 | 565.8837 | 0.0093322 | 559.3279 | 0.0078023 | 565.8837 | 0.0067384 | 566.3723 | 0.0061739 | 560.66 | 0.015393 | 566.3723 | 0.013635 | 566.3723 | 0.07 | 566.3723 | 0.36211 | 560.66 | -0.0051883 | 566.3723 | 0.21018 | 512.4307 | 0.00056303 | 566.3723 | 0.021273 | 566.3723 | 0.011895 | 565.8837 | -0.0053724 | 770.2779 | 3.9538 | 565.8837 | -0.012564 | 769.5727 | 0 | 770.2779 | 0.025262 | 565.8837 | 1.8317 | 566.3723 | 3.062
|  | 511.5594 | 0.015311 | 566.1113 | 0.06273 | 511.5594 | 0.011029 | 566.1113 | 0.060168 | 559.5536 | 0.017378 | 566.1113 | 0.053242 | 566.5996 | 0.036356 | 560.88 | 0.034425 | 566.5996 | 0.022601 | 566.5996 | 0.07302 | 566.5996 | 0.35847 | 560.88 | 0.011426 | 566.5996 | 0.2213 | 512.5478 | 0.00028355 | 566.5996 | 0.035262 | 566.5996 | 0.030971 | 566.1113 | 0.011916 | 770.4431 | 3.9635 | 566.1113 | 0.0088373 | 769.738 | 0.00069566 | 770.4431 | 0.023676 | 566.1113 | 1.8608 | 566.5996 | 3.0609
|  | 511.6738 | 0 | 566.3389 | 0.053596 | 511.6738 | 0 | 566.3389 | -0.048539 | 559.7795 | 0.0084086 | 566.3389 | 0.010681 | 566.8269 | 0 | 561.11 | -0.023229 | 566.8269 | 0.003584 | 566.8269 | 0.065022 | 566.8269 | 0.34954 | 561.11 | -0.0076368 | 566.8269 | 0.2218 | 512.6649 | 0.00054006 | 566.8269 | 0.027091 | 566.8269 | 0.010521 | 566.3389 | -0.0085986 | 770.6082 | 4.0408 | 566.3389 | -0.0016387 | 769.9032 | 0 | 770.6082 | 0.025144 | 566.3389 | 1.8345 | 566.8269 | 3.0566
|  | 511.7882 | 0.0072841 | 566.5666 | 0.056466 | 511.7882 | 0.013141 | 566.5666 | 0.046389 | 560.0052 | 0.010267 | 566.5666 | 0.046316 | 567.0542 | 0.035407 | 561.34 | 0.019871 | 567.0543 | 0.019294 | 567.0542 | 0.070211 | 567.0543 | 0.34834 | 561.34 | 0.0016322 | 567.0542 | 0.2341 | 512.7819 | 0.00026261 | 567.0542 | 0.039652 | 567.0543 | 0.025419 | 566.5666 | 0.007535 | 770.7734 | 4.0759 | 566.5666 | -0.0026619 | 770.0684 | 0.00069566 | 770.7734 | 0.024204 | 566.5666 | 1.8373 | 567.0543 | 3.0534
|  | 511.9026 | 0 | 566.7942 | 0.045754 | 511.9026 | 0 | 566.7942 | 0.0017725 | 560.2311 | 0.010404 | 566.7942 | 0.010204 | 567.2816 | 0.0001281 | 561.57 | -0.020431 | 567.2816 | 0.0073407 | 567.2816 | 0.064924 | 567.2816 | 0.34097 | 561.57 | -0.0079864 | 567.2816 | 0.23668 | 512.899 | 0.00050978 | 567.2816 | 0.028239 | 567.2816 | 0.010054 | 566.7943 | -0.010205 | 770.9386 | 4.1074 | 566.7942 | -0.0096529 | 770.2337 | 0 | 770.9386 | 0.025438 | 566.7943 | 1.8366 | 567.2816 | 3.0543
|  | 512.0169 | 0.0077278 | 567.0219 | 0.060847 | 512.0169 | 0.014074 | 567.0219 | 0.044431 | 560.4569 | 0.010942 | 567.0219 | 0.053232 | 567.5089 | 0.025826 | 561.79 | 0.0025189 | 567.5089 | 0.024255 | 567.5089 | 0.06838 | 567.5089 | 0.33848 | 561.79 | 0.010551 | 567.5089 | 0.2481 | 513.0161 | 0.00025591 | 567.5089 | 0.039177 | 567.5089 | 0.03151 | 567.0219 | 0.010173 | 771.1037 | 4.1253 | 567.0219 | -0.0017713 | 770.3989 | 0.00069566 | 771.1037 | 0.023911 | 567.0219 | 1.8411 | 567.5089 | 3.0448
|  | 512.1313 | 0 | 567.2496 | 0.05449 | 512.1313 | 0 | 567.2496 | -0.0049517 | 560.6827 | 0.0013723 | 567.2496 | 0.013316 | 567.7363 | 0.0010645 | 562.02 | -0.014833 | 567.7363 | 0.0080642 | 567.7363 | 0.06013 | 567.7363 | 0.33037 | 562.02 | -0.008861 | 567.7363 | 0.24965 | 513.1331 | 0.00051405 | 567.7363 | 0.024453 | 567.7363 | 0.012422 | 567.2496 | -0.010066 | 771.2689 | 4.1539 | 567.2496 | -0.0060145 | 770.5641 | 0 | 771.2689 | 0.025027 | 567.2496 | 1.8276 | 567.7363 | 3.0442
|  | 512.2457 | 0.0072841 | 567.4773 | 0.067819 | 512.2457 | 0.028825 | 567.4773 | 0.05156 | 560.9086 | 0.015526 | 567.4773 | 0.056972 | 567.9636 | 0.026701 | 562.25 | 0.02435 | 567.9636 | 0.024669 | 567.9636 | 0.069437 | 567.9636 | 0.33075 | 562.25 | -0.0030897 | 567.9636 | 0.26465 | 513.2502 | 0.00026749 | 567.9636 | 0.044223 | 567.9636 | 0.032856 | 567.4773 | 0.0059669 | 771.4341 | 4.2089 | 567.4773 | 0.0051428 | 770.7294 | 0.00097375 | 771.4341 | 0.024087 | 567.4773 | 1.8292 | 567.9636 | 3.037
|  | 512.3601 | 0 | 567.705 | 0.056392 | 512.3601 | 0 | 567.705 | -0.032134 | 561.1345 | -0.0012809 | 567.705 | 0.0086554 | 568.191 | 0 | 562.48 | -0.036664 | 568.191 | 0.0098963 | 568.191 | 0.06049 | 568.191 | 0.32121 | 562.48 | -0.012183 | 568.191 | 0.26317 | 513.3673 | 0.00053864 | 568.191 | 0.034257 | 568.191 | 0.01647 | 567.705 | -0.0055784 | 771.5993 | 4.216 | 567.705 | 0.0014537 | 770.8946 | 0 | 771.5993 | 0.025556 | 567.705 | 1.8142 | 568.191 | 3.0287
|  | 512.4745 | 0.010612 | 567.9327 | 0.065172 | 512.4745 | 0.028825 | 567.9327 | 0.055898 | 561.3603 | 0.012076 | 567.9327 | 0.052328 | 568.4184 | 0.035121 | 562.71 | -0.019311 | 568.4184 | 0.023428 | 568.4184 | 0.065594 | 568.4184 | 0.31791 | 562.71 | 0.0040807 | 568.4184 | 0.27866 | 513.4844 | 0.00028151 | 568.4184 | 0.04699 | 568.4184 | 0.032856 | 567.9328 | 0.0071052 | 771.7645 | 4.2846 | 567.9327 | 0.0013855 | 771.0599 | 0.00097375 | 771.7645 | 0.024498 | 567.9328 | 1.8057 | 568.4184 | 3.02
|  | 512.5889 | 0 | 568.1605 | 0.058092 | 512.5889 | 0 | 568.1605 | -0.002877 | 561.5862 | 0.003369 | 568.1605 | 0.0072093 | 568.6458 | 0.00032457 | 562.93 | -0.015393 | 568.6458 | 0.0081698 | 568.6458 | 0.055609 | 568.6458 | 0.31057 | 562.93 | 0.0037309 | 568.6458 | 0.27888 | 513.6015 | 0.00054088 | 568.6458 | 0.034397 | 568.6458 | 0.019612 | 568.1605 | -0.010973 | 771.9297 | 4.337 | 568.1605 | -0.0040014 | 771.2252 | 0 | 771.9297 | 0.025732 | 568.1605 | 1.7999 | 568.6458 | 3.0238
|  | 512.7034 | 0.0090589 | 568.3882 | 0.05886 | 512.7034 | 0.030043 | 568.3882 | 0.058663 | 561.8121 | 0.020928 | 568.3882 | 0.054159 | 568.8732 | 0.022966 | 563.16 | 0.010355 | 568.8732 | 0.023566 | 568.8732 | 0.062987 | 568.8732 | 0.30701 | 563.16 | 0.0093272 | 568.8732 | 0.29207 | 513.7186 | 0.00026647 | 568.8732 | 0.044854 | 568.8732 | 0.03905 | 568.3882 | 0.010661 | 772.0949 | 4.3769 | 568.3882 | 0.0054172 | 771.3904 | 0.00069566 | 772.0949 | 0.024557 | 568.3882 | 1.7789 | 568.8732 | 3.0097
|  | 512.8178 | 0 | 568.616 | 0.055377 | 512.8178 | 0 | 568.616 | -0.0090856 | 562.038 | 0.0078832 | 568.616 | 0.0067918 | 569.1006 | 0 | 563.39 | -0.026587 | 569.1006 | 0.011812 | 569.1006 | 0.056643 | 569.1006 | 0.29725 | 563.39 | -0.0023901 | 569.1006 | 0.2896 | 513.8357 | 0.0005423 | 569.1006 | 0.035163 | 569.1006 | 0.014833 | 568.616 | -0.0062699 | 772.2601 | 4.3972 | 568.616 | -0.0017527 | 771.5557 | 0 | 772.2601 | 0.026143 | 568.616 | 1.7743 | 569.1006 | 3.0046
|  | 512.9322 | 0.0099464 | 568.8438 | 0.055679 | 512.9322 | 0.025983 | 568.8438 | -0.0048619 | 562.2639 | 0.0095375 | 568.8438 | 0.05015 | 569.3281 | 0.028782 | 563.62 | -0.010355 | 569.3281 | 0.019707 | 569.3281 | 0.059792 | 569.3281 | 0.29521 | 563.62 | -0.005538 | 569.3281 | 0.30448 | 513.9528 | 0.00028111 | 569.3281 | 0.048334 | 569.3281 | 0.036357 | 568.8438 | 0.0091209 | 772.4253 | 4.4381 | 568.8438 | -0.0023157 | 771.721 | 0.001252 | 772.4253 | 0.024792 | 568.8438 | 1.776 | 569.3281 | 3.002
|  | 513.0466 | 0 | 569.0715 | 0.048455 | 513.0466 | 0 | 569.0715 | 0.0026001 | 562.4898 | 0.0088484 | 569.0715 | 0.0072881 | 569.5555 | 0 | 563.84 | -0.0019591 | 569.5555 | 0.0056863 | 569.5555 | 0.051911 | 569.5555 | 0.28909 | 563.84 | 0.00093272 | 569.5555 | 0.31051 | 514.0699 | 0.00055978 | 569.5555 | 0.034499 | 569.5555 | 0.018416 | 569.0716 | -0.012684 | 772.5905 | 4.4662 | 569.0715 | -0.0047496 | 771.8863 | 0 | 772.5905 | 0.026848 | 569.0716 | 1.7722 | 569.5555 | 3.0018
|  | 513.161 | 0.0075059 | 569.2993 | 0.055357 | 513.161 | 0.024224 | 569.2993 | 0.024975 | 562.7157 | 0.018519 | 569.2993 | 0.049036 | 569.783 | 0.021716 | 564.07 | 0.0075566 | 569.783 | 0.01957 | 569.783 | 0.05892 | 569.783 | 0.28712 | 564.07 | -0.0048385 | 569.783 | 0.32182 | 514.187 | 0.00027908 | 569.783 | 0.054612 | 569.783 | 0.035819 | 569.2993 | 0.015434 | 772.7557 | 4.5259 | 569.2993 | 0.0054078 | 772.0516 | 0.00013913 | 772.7557 | 0.025791 | 569.2993 | 1.7761 | 569.783 | 2.9957
|  | 513.2755 | 0 | 569.5271 | 0.063166 | 513.2755 | 0 | 569.5271 | -0.028924 | 562.9417 | 0.00045646 | 569.5271 | 0.011657 | 570.0104 | 0.0030238 | 564.3 | -0.040583 | 570.0104 | 0.014195 | 570.0104 | 0.054112 | 570.0104 | 0.28136 | 564.3 | -0.0046636 | 570.0104 | 0.32738 | 514.3041 | 0.00052949 | 570.0104 | 0.040345 | 570.0104 | 0.015347 | 569.5272 | 0.0029622 | 772.921 | 4.5521 | 569.5271 | -0.0019996 | 772.2168 | 0 | 772.921 | 0.027847 | 569.5272 | 1.7601 | 570.0104 | 2.9869
|  | 513.3899 | 0.0039563 | 569.755 | 0.060448 | 513.3899 | 0.021788 | 569.755 | 0.02151 | 563.1676 | 0.014635 | 569.755 | 0.04427 | 570.2379 | 0.029838 | 564.53 | 0.0019591 | 570.2379 | 0.021912 | 570.2379 | 0.056133 | 570.2379 | 0.27773 | 564.53 | 0.0011076 | 570.2379 | 0.34121 | 514.4212 | 0.00025082 | 570.2379 | 0.051876 | 570.2379 | 0.041205 | 569.755 | 0.010425 | 773.0862 | 4.5581 | 569.755 | 0.0072093 | 772.3821 | 0.00097375 | 773.0862 | 0.026084 | 569.755 | 1.7515 | 570.2379 | 2.9831
|  | 513.5044 | 0 | 569.9828 | 0.055197 | 513.5044 | 0 | 569.9828 | 0.0059347 | 563.3936 | 5.3327e-07 | 569.9828 | 0.010612 | 570.4654 | 0.00041326 | 564.76 | -0.019311 | 570.4654 | 0.0089616 | 570.4654 | 0.051114 | 570.4654 | 0.26922 | 564.76 | -0.0085115 | 570.4654 | 0.3427 | 514.5383 | 0.00051669 | 570.4654 | 0.044464 | 570.4654 | 0.01782 | 569.9828 | -0.0052308 | 773.2514 | 4.5742 | 569.9828 | -0.005765 | 772.5474 | 0 | 773.2514 | 0.027671 | 569.9828 | 1.7217 | 570.4654 | 2.9726
|  | 513.6188 | 0.0048437 | 570.2106 | 0.053859 | 513.6188 | 0.030314 | 570.2106 | 0.052533 | 563.6195 | 0.013555 | 570.2106 | 0.052361 | 570.6929 | 0.030443 | 564.98 | -0.0047579 | 570.6929 | 0.028665 | 570.6929 | 0.053069 | 570.6929 | 0.2668 | 564.98 | 0.003556 | 570.6929 | 0.35633 | 514.6555 | 0.00026586 | 570.6929 | 0.059805 | 570.6929 | 0.041474 | 570.2106 | 0.018769 | 773.4167 | 4.6198 | 570.2106 | -0.0019795 | 772.7127 | 0.00069566 | 773.4167 | 0.026026 | 570.2106 | 1.7053 | 570.6929 | 2.9622
|  | 513.7332 | 0 | 570.4385 | 0.055632 | 513.7332 | 0 | 570.4385 | -0.0094747 | 563.8455 | 0.0032201 | 570.4385 | 0.010761 | 570.9204 | 0.0060309 | 565.21 | -0.023229 | 570.9204 | 0.0084148 | 570.9204 | 0.048723 | 570.9205 | 0.25904 | 565.21 | 5.8296e-05 | 570.9204 | 0.35613 | 514.7726 | 0.00049738 | 570.9204 | 0.039694 | 570.9205 | 0.0228 | 570.4385 | -0.0069281 | 773.5819 | 4.6609 | 570.4385 | -0.010416 | 772.8781 | 0 | 773.5819 | 0.027729 | 570.4385 | 1.6945 | 570.9205 | 2.9536
|  | 513.8477 | 0.0046219 | 570.6664 | 0.059691 | 513.8477 | 0.02463 | 570.6664 | 0.053089 | 564.0715 | 0.011339 | 570.6664 | 0.050384 | 571.148 | 0.025808 | 565.44 | -0.006437 | 571.148 | 0.019018 | 571.148 | 0.050616 | 571.1479 | 0.2564 | 565.44 | -0.0060627 | 571.148 | 0.37157 | 514.8897 | 0.00023151 | 571.148 | 0.058895 | 571.148 | 0.042282 | 570.6664 | 0.016243 | 773.7471 | 4.7033 | 570.6664 | 0.005015 | 773.0434 | 0.00069566 | 773.7471 | 0.026143 | 570.6664 | 1.6881 | 571.1479 | 2.943
|  | 513.9621 | 0 | 570.8942 | 0.048568 | 513.9621 | 0 | 570.8942 | -0.011086 | 564.2975 | 0.0091916 | 570.8942 | 0.0070458 | 571.3755 | 0 | 565.67 | 0.0025189 | 571.3755 | 0.0068663 | 571.3755 | 0.04583 | 571.3755 | 0.25095 | 565.67 | 0.0079281 | 571.3755 | 0.37565 | 515.0068 | 0.00050815 | 571.3755 | 0.046619 | 571.3755 | 0.021457 | 570.8942 | -0.0056584 | 773.9124 | 4.7126 | 570.8942 | -0.0051883 | 773.2087 | 0 | 773.9124 | 0.027729 | 570.8942 | 1.6945 | 571.3755 | 2.9403
|  | 514.0766 | 0.0046219 | 571.1221 | 0.059786 | 514.0766 | 0.014751 | 571.1221 | 0.034088 | 564.5235 | 0.015011 | 571.1221 | 0.047335 | 571.6031 | 0.034382 | 565.9 | -0.0069968 | 571.6031 | 0.018467 | 571.6031 | 0.050021 | 571.6031 | 0.24833 | 565.9 | 0.011076 | 571.6031 | 0.39158 | 515.124 | 0.00027643 | 571.6031 | 0.062838 | 571.6031 | 0.041205 | 571.1221 | 0.014034 | 774.0776 | 4.7757 | 571.1221 | -0.0015325 | 773.374 | 0.00097375 | 774.0776 | 0.026378 | 571.1221 | 1.7161 | 571.6031 | 2.939
|  | 514.1911 | 0 | 571.35 | 0.057531 | 514.1911 | 0 | 571.35 | -0.0076983 | 564.7496 | 0.0032802 | 571.35 | 0.0092826 | 571.8306 | 0.0035084 | 566.12 | 0.02155 | 571.8306 | 0.0088011 | 571.8306 | 0.043509 | 571.8306 | 0.24312 | 566.12 | 0.0023318 | 571.8306 | 0.39959 | 515.2411 | 0.00054006 | 571.8306 | 0.0489 | 571.8306 | 0.025582 | 571.35 | -0.0094481 | 774.2429 | 4.8019 | 571.35 | 0.0024931 | 773.5393 | 0 | 774.2429 | 0.028023 | 571.35 | 1.6972 | 571.8306 | 2.9314
|  | 514.3055 | 0.0075059 | 571.578 | 0.062438 | 514.3055 | 0.033832 | 571.578 | 0.028063 | 564.9756 | 0.015092 | 571.578 | 0.050887 | 572.0582 | 0.029125 | 566.35 | -0.029387 | 572.0582 | 0.024393 | 572.0582 | 0.052204 | 572.0582 | 0.24446 | 566.35 | 0.0058296 | 572.0582 | 0.41772 | 515.3583 | 0.00026363 | 572.0582 | 0.068318 | 572.0582 | 0.053055 | 571.5779 | 0.027955 | 774.4082 | 4.8521 | 571.578 | -0.0048231 | 773.7047 | 0.00069566 | 774.4082 | 0.026437 | 571.5779 | 1.7021 | 572.0582 | 2.927
|  | 514.42 | 0 | 571.8059 | 0.055073 | 514.42 | 0 | 571.8059 | -0.015758 | 565.2017 | 0.0033972 | 571.8059 | 0.0098518 | 572.2858 | 0 | 566.58 | -0.0019591 | 572.2858 | 0.0083395 | 572.2858 | 0.044533 | 572.2858 | 0.23447 | 566.58 | -0.00011659 | 572.2858 | 0.41903 | 515.4754 | 0.00055795 | 572.2858 | 0.052672 | 572.2858 | 0.025926 | 571.8059 | 0.0040909 | 774.5734 | 4.8779 | 571.8059 | -0.002508 | 773.87 | 0 | 774.5734 | 0.027729 | 571.8059 | 1.7005 | 572.2858 | 2.9234
|  | 514.5345 | 0.0050655 | 572.0338 | 0.055851 | 514.5345 | 0.022735 | 572.0338 | 0.017928 | 565.4277 | 0.0093719 | 572.0338 | 0.047815 | 572.5134 | 0.03581 | 566.81 | 0.0086761 | 572.5134 | 0.022739 | 572.5134 | 0.047953 | 572.5134 | 0.23392 | 566.81 | 0.017547 | 572.5134 | 0.43581 | 515.5926 | 0.00029859 | 572.5134 | 0.07046 | 572.5134 | 0.044167 | 572.0338 | 0.021892 | 774.7387 | 4.9198 | 572.0338 | -6.5217e-05 | 774.0353 | 0.0004174 | 774.7387 | 0.026026 | 572.0338 | 1.6971 | 572.5134 | 2.9133
|  | 514.6489 | 0 | 572.2618 | 0.048344 | 514.6489 | 0 | 572.2618 | 0.0044654 | 565.6537 | 0.004833 | 572.2618 | 0.0053344 | 572.741 | 0 | 567.04 | -0.058495 | 572.741 | 0.0059815 | 572.741 | 0.040082 | 572.741 | 0.22623 | 567.04 | -0.00081612 | 572.741 | 0.44436 | 515.7097 | 0.00057929 | 572.741 | 0.052633 | 572.741 | 0.0252 | 572.2618 | -0.0075603 | 774.904 | 4.9307 | 572.2618 | -0.0057967 | 774.2007 | 0 | 774.904 | 0.028317 | 572.2618 | 1.6706 | 572.741 | 2.9087
|  | 514.7634 | 0.0050655 | 572.4897 | 0.05355 | 514.7634 | 0.029366 | 572.4897 | 0.033517 | 565.8798 | 0.013383 | 572.4897 | 0.042 | 572.9686 | 0.029369 | 567.26 | -0.010915 | 572.9686 | 0.026047 | 572.9686 | 0.045224 | 572.9686 | 0.22584 | 567.26 | 0.0014574 | 572.9686 | 0.45847 | 515.8269 | 0.0002868 | 572.9686 | 0.071437 | 572.9686 | 0.050092 | 572.4897 | 0.012919 | 775.0693 | 5.0009 | 572.4897 | 0.0045645 | 774.366 | 0.00013913 | 775.0693 | 0.027024 | 572.4897 | 1.69 | 572.9686 | 2.9009
|  | 514.8779 | 0 | 572.7177 | 0.060285 | 514.8779 | 0 | 572.7177 | -0.0093782 | 566.1059 | 0.0019852 | 572.7177 | 0.0076988 | 573.1963 | 0.0092953 | 567.49 | -0.023229 | 573.1963 | 0.010036 | 573.1963 | 0.041981 | 573.1963 | 0.22122 | 567.49 | -0.0048385 | 573.1963 | 0.46931 | 515.944 | 0.00052055 | 573.1963 | 0.064667 | 573.1963 | 0.030971 | 572.7177 | 0.0012051 | 775.2345 | 5.013 | 572.7177 | -0.0056092 | 774.5314 | 0 | 775.2345 | 0.028904 | 572.7177 | 1.6762 | 573.1963 | 2.9012
|  | 514.9924 | 0 | 572.9457 | 0.057031 | 514.9924 | 0.019487 | 572.9457 | 0.044174 | 566.332 | 0.011763 | 572.9457 | 0.047631 | 573.4239 | 0.035073 | 567.72 | 0.015393 | 573.4239 | 0.022464 | 573.4239 | 0.044146 | 573.4239 | 0.21918 | 567.72 | 0.0049551 | 573.4239 | 0.4853 | 516.0612 | 0.00024147 | 573.4239 | 0.072008 | 573.4239 | 0.048476 | 572.9457 | 0.011178 | 775.3998 | 5.0527 | 572.9457 | 0.0002168 | 774.6967 | 0.00069566 | 775.3998 | 0.027377 | 572.9457 | 1.6843 | 573.4239 | 2.8945
|  | 515.1069 | 0 | 573.1737 | 0.055351 | 515.1069 | 0 | 573.1737 | -0.005549 | 566.5581 | 0.0038581 | 573.1737 | 0.0090963 | 573.6516 | 0.01072 | 567.95 | -0.0086761 | 573.6516 | 0.0098699 | 573.6516 | 0.04126 | 573.6516 | 0.21408 | 567.95 | -0.011135 | 573.6516 | 0.49336 | 516.1784 | 0.00049067 | 573.6516 | 0.056147 | 573.6516 | 0.030702 | 573.1737 | -0.0067135 | 775.5651 | 5.0844 | 573.1737 | -0.00091928 | 774.8621 | 0 | 775.5651 | 0.029433 | 573.1737 | 1.6814 | 573.6516 | 2.8919
|  | 515.2214 | 0.014323 | 573.4017 | 0.053245 | 515.2214 | 0.01624 | 573.4017 | 0.025663 | 566.7842 | 0.014623 | 573.4017 | 0.049486 | 573.8792 | 0.022948 | 568.18 | 0.02155 | 573.8792 | 0.021499 | 573.8792 | 0.044593 | 573.8793 | 0.21306 | 568.18 | -0.008336 | 573.8792 | 0.51192 | 516.2956 | 0.00025265 | 573.8792 | 0.076948 | 573.8793 | 0.053863 | 573.4017 | 0.0070128 | 775.7304 | 5.1434 | 573.4017 | 0.0095041 | 775.0275 | 0.00097375 | 775.7304 | 0.028141 | 573.4017 | 1.7025 | 573.8793 | 2.8861
|  | 515.3359 | 0 | 573.6297 | 0.054233 | 515.3359 | 0 | 573.6297 | -0.010142 | 567.0104 | 0.0073092 | 573.6297 | 0.012804 | 574.1069 | 0.001928 | 568.41 | 0.0075566 | 574.1069 | 0.0091474 | 574.1069 | 0.038424 | 574.1069 | 0.20771 | 568.41 | -0.016556 | 574.1069 | 0.52179 | 516.4127 | 0.00052726 | 574.1069 | 0.070958 | 574.1069 | 0.036357 | 573.6297 | -0.0043154 | 775.8957 | 5.1782 | 573.6297 | -0.0035691 | 775.1928 | 0 | 775.8957 | 0.029962 | 573.6297 | 1.6929 | 574.1069 | 2.8824
|  | 515.4504 | 0.021731 | 573.8578 | 0.054995 | 515.4504 | 0.014616 | 573.8578 | 0.05473 | 567.2365 | 0.017426 | 573.8578 | 0.044075 | 574.3346 | 0.032207 | 568.63 | 0.015953 | 574.3346 | 0.019432 | 574.3346 | 0.043325 | 574.3346 | 0.20734 | 568.63 | -0.012183 | 574.3346 | 0.5394 | 516.5299 | 0.00027643 | 574.3346 | 0.084809 | 574.3346 | 0.055209 | 573.8578 | 0.018675 | 776.061 | 5.1766 | 573.8578 | 0.001062 | 775.3582 | 0.00069566 | 776.061 | 0.028552 | 573.8578 | 1.7004 | 574.3346 | 2.8804
|  | 515.5649 | 0 | 574.0858 | 0.047385 | 515.5649 | 0 | 574.0858 | -0.0019571 | 567.4626 | 0.01002 | 574.0858 | 0.0094394 | 574.5623 | 0 | 568.86 | 0.013154 | 574.5623 | 0.0083562 | 574.5623 | 0.03788 | 574.5623 | 0.1999 | 568.86 | -0.0043139 | 574.5623 | 0.54873 | 516.6471 | 0.0005551 | 574.5623 | 0.070283 | 574.5623 | 0.036357 | 574.0858 | -0.0028204 | 776.2263 | 5.2513 | 574.0858 | -0.0038907 | 775.5236 | 0 | 776.2263 | 0.030079 | 574.0858 | 1.6928 | 574.5623 | 2.8791
|  | 515.6794 | 0.0012942 | 574.3139 | 0.061264 | 515.6794 | 0.029366 | 574.3139 | 0.027134 | 567.6888 | 0.01564 | 574.3139 | 0.051991 | 574.79 | 0.037936 | 569.09 | 0.0053177 | 574.79 | 0.018329 | 574.79 | 0.042253 | 574.79 | 0.19891 | 569.09 | 0.0028565 | 574.79 | 0.57176 | 516.7643 | 0.00027867 | 574.79 | 0.086089 | 574.79 | 0.062481 | 574.3139 | 0.018952 | 776.3917 | 5.2348 | 574.3139 | 0.0052597 | 775.689 | 0.0004174 | 776.3917 | 0.028199 | 574.3139 | 1.6867 | 574.79 | 2.8766
|  | 515.7939 | 0 | 574.5419 | 0.051119 | 515.7939 | 0 | 574.5419 | -0.023795 | 567.915 | 0.0057286 | 574.5419 | 0.0066 | 575.0178 | 0 | 569.32 | -0.033306 | 575.0178 | 0.0086871 | 575.0178 | 0.036978 | 575.0178 | 0.19452 | 569.32 | -0.00064125 | 575.0178 | 0.57691 | 516.8815 | 0.00055083 | 575.0178 | 0.079262 | 575.0178 | 0.040936 | 574.5419 | -0.0044239 | 776.557 | 5.3 | 574.5419 | -0.0033763 | 775.8544 | 0 | 776.557 | 0.029844 | 574.5419 | 1.6895 | 575.0178 | 2.8747
|  | 515.9085 | 0.012165 | 574.77 | 0.05322 | 515.9085 | 0.028148 | 574.77 | 0.053423 | 568.1412 | 0.018548 | 574.77 | 0.045925 | 575.2455 | 0.032103 | 569.55 | 0.023229 | 575.2455 | 0.022739 | 575.2455 | 0.040859 | 575.2455 | 0.19325 | 569.55 | -0.0032645 | 575.2455 | 0.60337 | 516.9987 | 0.00027623 | 575.2455 | 0.096394 | 575.2455 | 0.058172 | 574.77 | 0.0095085 | 776.7223 | 5.2658 | 574.77 | 0.0094091 | 776.0198 | 0.00013913 | 776.7223 | 0.028376 | 574.77 | 1.6953 | 575.2455 | 2.8666
|  | 516.023 | 0 | 574.9981 | 0.042573 | 516.023 | 0 | 574.9981 | -0.023111 | 568.3674 | -0.0019767 | 574.9981 | 0.0059425 | 575.4733 | 0.0019304 | 569.77 | -0.0075566 | 575.4733 | 0.010054 | 575.4733 | 0.035023 | 575.4733 | 0.18797 | 569.77 | -0.01061 | 575.4733 | 0.61103 | 517.1159 | 0.0005177 | 575.4733 | 0.082204 | 575.4733 | 0.042013 | 574.9981 | 0.0021917 | 776.8876 | 5.3033 | 574.9981 | 0.0030649 | 776.1852 | 0 | 776.8876 | 0.030491 | 574.9981 | 1.6712 | 575.4733 | 2.8646
|  | 516.1375 | 0.017533 | 575.2262 | 0.049501 | 516.1375 | 0.0072746 | 575.2262 | 0.023253 | 568.5936 | 0.01637 | 575.2262 | 0.050911 | 575.701 | 0.025599 | 570 | 0.028827 | 575.701 | 0.023015 | 575.701 | 0.03881 | 575.701 | 0.18854 | 570 | -0.0013408 | 575.701 | 0.63551 | 517.2331 | 0.00024655 | 575.701 | 0.093675 | 575.7011 | 0.064366 | 575.2262 | 0.016953 | 777.053 | 5.3386 | 575.2262 | 0.0062724 | 776.3506 | 0.00069566 | 777.053 | 0.029316 | 575.2262 | 1.6829 | 575.701 | 2.8611
|  | 516.252 | 0 | 575.4543 | 0.057139 | 516.252 | 0 | 575.4543 | -0.0046172 | 568.8198 | 0.0046471 | 575.4543 | 0.0094338 | 575.9288 | 0 | 570.23 | -0.026587 | 575.9288 | 0.0093654 | 575.9288 | 0.034589 | 575.9288 | 0.1837 | 570.23 | -0.0065873 | 575.9288 | 0.64522 | 517.3503 | 0.00048701 | 575.9288 | 0.080869 | 575.9288 | 0.045783 | 575.4543 | -0.0042494 | 777.2183 | 5.3495 | 575.4543 | -0.0066557 | 776.516 | 0 | 777.2183 | 0.031724 | 575.4543 | 1.683 | 575.9288 | 2.8583
|  | 516.3666 | 0 | 575.6825 | 0.049673 | 516.3666 | 0.012906 | 575.6825 | 0.022669 | 569.046 | 0.014571 | 575.6825 | 0.048346 | 576.1566 | 0.031251 | 570.46 | 0.0047579 | 576.1566 | 0.019156 | 576.1566 | 0.038757 | 576.1566 | 0.18213 | 570.46 | 0.001982 | 576.1566 | 0.66708 | 517.4675 | 0.00024757 | 576.1566 | 0.099554 | 576.1566 | 0.07056 | 575.6825 | 0.010334 | 777.3836 | 5.3849 | 575.6825 | 0.00056206 | 776.6814 | 0.00069566 | 777.3836 | 0.030256 | 575.6825 | 1.6871 | 576.1566 | 2.8557
|  | 516.4811 | 0 | 575.9106 | 0.051946 | 516.4811 | 0 | 575.9106 | -0.014963 | 569.2722 | 0.0041532 | 575.9106 | 0.0076107 | 576.3844 | 0.0065635 | 570.69 | -0.0019591 | 576.3844 | 0.010188 | 576.3844 | 0.031874 | 576.3844 | 0.17767 | 570.69 | 0.0093272 | 576.3844 | 0.67903 | 517.5847 | 0.00052055 | 576.3844 | 0.090816 | 576.3844 | 0.046322 | 575.9106 | 0.0015095 | 777.549 | 5.4345 | 575.9106 | -0.0064118 | 776.8468 | 0 | 777.549 | 0.032194 | 575.9106 | 1.6719 | 576.3844 | 2.8562
|  | 516.5956 | 0.0061749 | 576.1388 | 0.050834 | 516.5956 | 0.021653 | 576.1388 | 0.056143 | 569.4985 | 0.015253 | 576.1388 | 0.050034 | 576.6122 | 0.024323 | 570.92 | 0.027708 | 576.6122 | 0.017227 | 576.6122 | 0.039079 | 576.6122 | 0.17768 | 570.92 | -0.0020404 | 576.6122 | 0.7042 | 517.7019 | 0.00027867 | 576.6122 | 0.10827 | 576.6122 | 0.069752 | 576.1387 | 0.019355 | 777.7143 | 5.4215 | 576.1388 | 0.0054825 | 777.0122 | 0.00097375 | 777.7143 | 0.030373 | 576.1387 | 1.6736 | 576.6122 | 2.8515
|  | 516.7102 | 0 | 576.3669 | 0.044911 | 516.7102 | 0 | 576.3669 | -0.011368 | 569.7247 | 0.00089897 | 576.3669 | -0.0013607 | 576.84 | 0 | 571.14 | -0.038343 | 576.84 | 0.0029035 | 576.84 | 0.031248 | 576.84 | 0.17066 | 571.14 | -0.0067623 | 576.84 | 0.71581 | 517.8191 | 0.00054433 | 576.84 | 0.095414 | 576.84 | 0.052516 | 576.3669 | -0.0062273 | 777.8797 | 5.4685 | 576.3669 | -0.01469 | 777.1776 | 0 | 777.8797 | 0.032136 | 576.3669 | 1.6614 | 576.84 | 2.8521
|  | 516.8247 | 0.012165 | 576.5951 | 0.056799 | 516.8247 | 0.010091 | 576.5951 | 0.044688 | 569.951 | 0.011817 | 576.5951 | 0.052919 | 577.0679 | 0.029978 | 571.37 | 0.0081163 | 577.0679 | 0.020121 | 577.0679 | 0.036675 | 577.0679 | 0.17173 | 571.37 | 0.0058296 | 577.0679 | 0.74339 | 517.9364 | 0.00027034 | 577.0679 | 0.11278 | 577.0679 | 0.075946 | 576.5951 | 0.018221 | 778.045 | 5.5096 | 576.5951 | 0.0062132 | 777.3431 | 0.00069566 | 778.045 | 0.030608 | 576.5951 | 1.6723 | 577.0679 | 2.8474
|  | 516.9393 | 0 | 576.8233 | 0.046982 | 516.9393 | 0 | 576.8233 | -0.023504 | 570.1773 | 0.0023293 | 576.8233 | 0.006295 | 577.2957 | 0 | 571.6 | -0.011475 | 577.2957 | 0.0041068 | 577.2957 | 0.030211 | 577.2957 | 0.16558 | 571.6 | 0.0060044 | 577.2957 | 0.75176 | 518.0536 | 0.00053376 | 577.2957 | 0.098858 | 577.2957 | 0.05494 | 576.8233 | -0.0034483 | 778.2104 | 5.4567 | 576.8233 | -0.00062373 | 777.5085 | 0 | 778.2104 | 0.032958 | 576.8233 | 1.6443 | 577.2957 | 2.8454
|  | 517.0539 | 0.0075059 | 577.0515 | 0.056498 | 517.0539 | 0.020841 | 577.0515 | 0.041003 | 570.4036 | 0.015288 | 577.0515 | 0.050499 | 577.5236 | 0.022794 | 571.83 | -0.027708 | 577.5236 | 0.020121 | 577.5236 | 0.036611 | 577.5236 | 0.16663 | 571.83 | 0.010377 | 577.5236 | 0.78394 | 518.1708 | 0.00026647 | 577.5236 | 0.11726 | 577.5236 | 0.077023 | 577.0515 | 0.027031 | 778.3758 | 5.4924 | 577.0515 | 0.0089684 | 777.6739 | 0.001252 | 778.3758 | 0.031372 | 577.0515 | 1.6592 | 577.5236 | 2.8384
|  | 517.1684 | 0 | 577.2797 | 0.05143 | 517.1684 | 0 | 577.2797 | -0.033011 | 570.6299 | 0.004645 | 577.2797 | 0.0037961 | 577.7514 | 0 | 572.06 | -0.020991 | 577.7514 | 0.0063325 | 577.7514 | 0.029382 | 577.7515 | 0.16101 | 572.06 | -0.0051883 | 577.7514 | 0.79451 | 518.2881 | 0.00050246 | 577.7514 | 0.10525 | 577.7515 | 0.063827 | 577.2797 | -0.0073221 | 778.5411 | 5.4885 | 577.2797 | 0.0032307 | 777.8394 | 0 | 778.5411 | 0.033369 | 577.2797 | 1.6505 | 577.7515 | 2.8381
|  | 517.283 | 0.0077278 | 577.5079 | 0.053197 | 517.283 | 0.021653 | 577.5079 | 0.060907 | 570.8562 | 0.011685 | 577.5079 | 0.047803 | 577.9793 | 0.024959 | 572.29 | 0.0075566 | 577.9793 | 0.020534 | 577.9793 | 0.03602 | 577.9793 | 0.16058 | 572.29 | 0.0026815 | 577.9793 | 0.82253 | 518.4053 | 0.00023802 | 577.9793 | 0.123 | 577.9793 | 0.077831 | 577.5079 | 0.025183 | 778.7065 | 5.5039 | 577.5079 | 0.0046271 | 778.0048 | 0.00069566 | 778.7065 | 0.031724 | 577.5079 | 1.6411 | 577.9793 | 2.83
|  | 517.3976 | 0 | 577.7362 | 0.051105 | 517.3976 | 0 | 577.7362 | -0.029679 | 571.0825 | 0.0097402 | 577.7362 | 0.0086931 | 578.2072 | 0.0041896 | 572.51 | -0.014274 | 578.2072 | 0.004995 | 578.2072 | 0.029598 | 578.2072 | 0.1555 | 572.51 | 0.00023318 | 578.2072 | 0.83697 | 518.5225 | 0.0005053 | 578.2072 | 0.11041 | 578.2072 | 0.06275 | 577.7361 | -0.0047502 | 778.8719 | 5.5422 | 577.7362 | -0.0096228 | 778.1703 | 0 | 778.8719 | 0.034427 | 577.7361 | 1.6405 | 578.2072 | 2.8231
|  | 517.5122 | 0.0026252 | 577.9644 | 0.046373 | 517.5122 | 0.019487 | 577.9644 | 0.056627 | 571.3088 | 0.012649 | 577.9644 | 0.051474 | 578.4351 | 0.029101 | 572.74 | 0.0075566 | 578.4351 | 0.02081 | 578.4351 | 0.033611 | 578.4351 | 0.15491 | 572.74 | 0.014574 | 578.4351 | 0.86557 | 518.6398 | 0.00027359 | 578.4351 | 0.1288 | 578.4351 | 0.082679 | 577.9644 | 0.024259 | 779.0373 | 5.5263 | 577.9644 | 0.013854 | 778.3357 | 0.00069566 | 779.0373 | 0.033252 | 577.9644 | 1.6407 | 578.4351 | 2.8169
|  | 517.6267 | 0 | 578.1927 | 0.042678 | 517.6267 | 0 | 578.1927 | -0.020807 | 571.5352 | 0.0021549 | 578.1927 | 0.0059551 | 578.663 | 0.0045305 | 572.97 | -0.025469 | 578.663 | 0.0073139 | 578.663 | 0.02688 | 578.663 | 0.15057 | 572.97 | 0.0088028 | 578.663 | 0.87761 | 518.757 | 0.00055368 | 578.663 | 0.117 | 578.663 | 0.070829 | 578.1927 | 0.0016594 | 779.2026 | 5.5618 | 578.1927 | -0.0092293 | 778.5012 | 0 | 779.2026 | 0.035308 | 578.1927 | 1.6361 | 578.663 | 2.8159
|  | 517.7413 | 0.0092808 | 578.4209 | 0.053608 | 517.7413 | 0.013376 | 578.4209 | 0.044665 | 571.7615 | 0.016742 | 578.4209 | 0.046472 | 578.891 | 0.017751 | 573.2 | -0.0019591 | 578.891 | 0.019845 | 578.891 | 0.031019 | 578.8909 | 0.15062 | 573.2 | -0.0016906 | 578.891 | 0.90584 | 518.8743 | 0.00028761 | 578.891 | 0.13661 | 578.8909 | 0.087796 | 578.4209 | 0.019234 | 779.3681 | 5.5914 | 578.4209 | 0.0051923 | 778.6667 | 0.0004174 | 779.3681 | 0.033134 | 578.4209 | 1.6377 | 578.8909 | 2.8089
|  | 517.8559 | 0 | 578.6492 | 0.051417 | 517.8559 | 0 | 578.6492 | -0.01228 | 571.9879 | 0.005844 | 578.6492 | 0.0065703 | 579.1189 | 0.0032701 | 573.43 | 0.016513 | 579.1189 | 0.0089057 | 579.1189 | 0.028471 | 579.1189 | 0.14492 | 573.43 | 0.0061793 | 579.1189 | 0.92334 | 518.9915 | 0.0005299 | 579.1189 | 0.12413 | 579.1189 | 0.06679 | 578.6492 | 0.0010931 | 779.5334 | 5.5778 | 578.6492 | -0.0058447 | 778.8321 | 0 | 779.5334 | 0.034427 | 578.6492 | 1.6025 | 579.1189 | 2.8077
|  | 517.9705 | 0.0090589 | 578.8775 | 0.054097 | 517.9705 | 0.0093865 | 578.8775 | 0.05176 | 572.2142 | 0.011698 | 578.8775 | 0.0454 | 579.3468 | 0.022454 | 573.66 | 0.013154 | 579.3469 | 0.018743 | 579.3468 | 0.030754 | 579.3469 | 0.14659 | 573.66 | -0.002565 | 579.3468 | 0.95949 | 519.1088 | 0.00025306 | 579.3468 | 0.14292 | 579.3469 | 0.093182 | 578.8775 | 0.011799 | 779.6988 | 5.5725 | 578.8775 | 0.0031101 | 778.9976 | 0.00097375 | 779.6988 | 0.032606 | 578.8775 | 1.6368 | 579.3469 | 2.8048
|  | 518.0851 | 0 | 579.1058 | 0.045568 | 518.0851 | 0 | 579.1058 | 0.00096249 | 572.4406 | 0.0014443 | 579.1058 | 0.010255 | 579.5748 | 0.0065653 | 573.88 | -0.0086761 | 579.5748 | 0.0014361 | 579.5748 | 0.025743 | 579.5748 | 0.1409 | 573.88 | 0.0075785 | 579.5748 | 0.97838 | 519.2261 | 0.00050205 | 579.5748 | 0.13749 | 579.5748 | 0.080525 | 579.1058 | 0.0063464 | 779.8642 | 5.555 | 579.1058 | -0.013498 | 779.1631 | 0 | 779.8642 | 0.034721 | 579.1058 | 1.6121 | 579.5748 | 2.8031
|  | 518.1997 | 0.013459 | 579.3341 | 0.048317 | 518.1997 | 0.016375 | 579.3341 | 0.044698 | 572.667 | 0.011127 | 579.3341 | 0.044571 | 579.8028 | 0.031226 | 574.11 | 0.033864 | 579.8028 | 0.016538 | 579.8028 | 0.030296 | 579.8028 | 0.14017 | 574.11 | -0.00046636 | 579.8028 | 1.004 | 519.3433 | 0.00025794 | 579.8028 | 0.15505 | 579.8028 | 0.09803 | 579.3341 | 0.017001 | 780.0296 | 5.5781 | 579.3341 | 0.0051367 | 779.3286 | 0.00013913 | 780.0296 | 0.033546 | 579.3341 | 1.6182 | 579.8028 | 2.7958
|  | 518.3143 | 0 | 579.5625 | 0.04521 | 518.3143 | 0 | 579.5625 | -0.020907 | 572.8934 | 0.0027117 | 579.5625 | 0.001827 | 580.0308 | 0.0099381 | 574.34 | -0.012595 | 580.0308 | 0.0072244 | 580.0308 | 0.024993 | 580.0308 | 0.13466 | 574.34 | 0.011251 | 580.0308 | 1.0224 | 519.4606 | 0.00049555 | 580.0308 | 0.13909 | 580.0308 | 0.081602 | 579.5625 | -0.0026595 | 780.1951 | 5.5679 | 579.5625 | -0.0051837 | 779.4941 | 0 | 780.1951 | 0.034955 | 579.5625 | 1.6056 | 580.0308 | 2.7914
|  | 518.4289 | 0.015681 | 579.7908 | 0.055247 | 518.4289 | 0.0077438 | 579.7908 | 0.042233 | 573.1198 | 0.012592 | 579.7908 | 0.041094 | 580.2588 | 0.023381 | 574.57 | 0.0081163 | 580.2588 | 0.020121 | 580.2588 | 0.032171 | 580.2588 | 0.13738 | 574.57 | 0.021394 | 580.2588 | 1.0582 | 519.5779 | 0.00030896 | 580.2588 | 0.16342 | 580.2588 | 0.10638 | 579.7908 | 0.023797 | 780.3605 | 5.5746 | 579.7908 | -0.0034886 | 779.6595 | 0.00013913 | 780.3605 | 0.035425 | 579.7908 | 1.6101 | 580.2588 | 2.7866
|  | 518.5435 | 0 | 580.0192 | 0.05702 | 518.5435 | 0 | 580.0192 | 0.040434 | 573.3463 | 0.012729 | 580.0192 | 0.044413 | 580.4868 | 0.027838 | 574.8 | 0.0092359 | 580.4868 | 0.015573 | 580.4868 | 0.029076 | 580.4868 | 0.13289 | 574.8 | -0.00064125 | 580.4868 | 1.1127 | 519.6951 | 0.00037522 | 580.4868 | 0.16825 | 580.4868 | 0.11446 | 580.0192 | 0.0199 | 780.5259 | 5.5952 | 580.0192 | 0.00531 | 779.8251 | 0 | 780.5259 | 0.036013 | 580.0192 | 1.5963 | 580.4868 | 2.7863
|  | 518.6581 | 0.01039 | 580.2475 | 0.041682 | 518.6581 | 0.015292 | 580.2475 | -0.022032 | 573.5727 | -4.1258e-05 | 580.2475 | 0.0055572 | 580.7148 | 0 | 575.03 | -0.02435 | 580.7148 | 0.0037634 | 580.7148 | 0.024447 | 580.7148 | 0.12632 | 575.03 | 0.0084525 | 580.7148 | 1.142 | 519.8124 | 0.00020448 | 580.7148 | 0.15648 | 580.7148 | 0.084295 | 580.2475 | 0.006862 | 780.6913 | 5.5995 | 580.2475 | -0.0073396 | 779.9905 | 0 | 780.6913 | 0.036894 | 580.2475 | 1.5856 | 580.7148 | 2.7775
|  | 518.7727 | 0.0019999 | 580.4759 | 0.051883 | 518.7727 | 0 | 580.4759 | 0.032642 | 573.7991 | 0.012474 | 580.4759 | 0.049774 | 580.9428 | 0.025546 | 575.26 | 0.018192 | 580.9428 | 0.019707 | 580.9428 | 0.030943 | 580.9428 | 0.12928 | 575.26 | 0.013875 | 580.9428 | 1.1741 | 519.9297 | 0.00018598 | 580.9428 | 0.17252 | 580.9428 | 0.11823 | 580.4759 | 0.025876 | 780.8568 | 5.6064 | 580.4759 | 0.0043405 | 780.1561 | 0 | 780.8568 | 0.03519 | 580.4759 | 1.5902 | 580.9428 | 2.7784
|  | 518.8874 | 0.0092808 | 580.7043 | 0.044561 | 518.8874 | 0.0072746 | 580.7043 | -0.030255 | 574.0256 | 0.0070015 | 580.7043 | 0.0023442 | 581.1709 | 0.0068928 | 575.48 | 0.019871 | 581.1709 | 0.0041659 | 581.1709 | 0.022191 | 581.1709 | 0.1227 | 575.48 | 0.012825 | 581.1709 | 1.1886 | 520.047 | 0.00016789 | 581.1709 | 0.16623 | 581.1709 | 0.10018 | 580.7043 | 0.0054588 | 781.0222 | 5.6044 | 580.7043 | -0.0042462 | 780.3216 | 0 | 781.0222 | 0.036953 | 580.7043 | 1.5726 | 581.1709 | 2.7759
|  | 519.002 | 0 | 580.9327 | 0.054925 | 519.002 | 0 | 580.9327 | 0.032069 | 574.2521 | 0.011622 | 580.9327 | 0.045593 | 581.3989 | 0.0098722 | 575.71 | -0.00027989 | 581.3989 | 0.018054 | 581.3989 | 0.028357 | 581.3989 | 0.12426 | 575.71 | 0.013175 | 581.3989 | 1.2323 | 520.1643 | 0.00015936 | 581.3989 | 0.18736 | 581.3989 | 0.12658 | 580.9327 | 0.020913 | 781.1876 | 5.5753 | 580.9327 | -0.001418 | 780.4871 | 0 | 781.1876 | 0.036013 | 580.9327 | 1.5878 | 581.3989 | 2.7699
|  | 519.1166 | 0.011056 | 581.1611 | 0.039689 | 519.1166 | 0.022735 | 581.1611 | -0.0069382 | 574.4785 | 0.003645 | 581.1611 | 0.0088539 | 581.627 | 0.0052338 | 575.94 | -0.029387 | 581.627 | 0.0071414 | 581.627 | 0.022104 | 581.627 | 0.12079 | 575.94 | 0.0061793 | 581.627 | 1.2594 | 520.2816 | 0.00016281 | 581.627 | 0.17755 | 581.627 | 0.10288 | 581.1611 | -0.0026694 | 781.3531 | 5.5566 | 581.1611 | -0.0051022 | 780.6526 | 0 | 781.3531 | 0.038363 | 581.1611 | 1.578 | 581.627 | 2.7737
|  | 519.2313 | 0 | 581.3895 | 0.046937 | 519.2313 | 0 | 581.3895 | 0.028155 | 574.705 | 0.01448 | 581.3895 | 0.042204 | 581.8551 | 0.026809 | 576.17 | -0.0097957 | 581.8551 | 0.017227 | 581.8551 | 0.027192 | 581.8551 | 0.12099 | 576.17 | 0.016322 | 581.8551 | 1.3032 | 520.3989 | 0.00015062 | 581.8551 | 0.19784 | 581.8551 | 0.13008 | 581.3895 | 0.029342 | 781.5185 | 5.5428 | 581.3895 | 0.0038015 | 780.8181 | 0 | 781.5185 | 0.037305 | 581.3895 | 1.5901 | 581.8551 | 2.7688
|  | 519.3459 | 0.0046219 | 581.618 | 0.036596 | 519.3459 | 0.015969 | 581.618 | -0.0036013 | 574.9315 | 0.00333 | 581.618 | 0.00719 | 582.0832 | 0 | 576.4 | -0.02435 | 582.0832 | 0.0066803 | 582.0832 | 0.019717 | 582.0832 | 0.1171 | 576.4 | 0.038008 | 582.0832 | 1.327 | 520.5162 | 0.00016139 | 582.0832 | 0.18485 | 582.0832 | 0.11176 | 581.618 | -0.0039473 | 781.684 | 5.5014 | 581.618 | 0.00040557 | 780.9836 | 0 | 781.684 | 0.039303 | 581.618 | 1.5858 | 582.0832 | 2.7679
|  | 519.4606 | 0 | 581.8464 | 0.051251 | 519.4606 | 0 | 581.8464 | 0.040912 | 575.158 | 0.014533 | 581.8464 | 0.050976 | 582.3113 | 0.021909 | 576.63 | -0.025469 | 582.3113 | 0.02081 | 582.3113 | 0.02637 | 582.3113 | 0.11786 | 576.63 | 0.034686 | 582.3113 | 1.375 | 520.6335 | 0.00016078 | 582.3113 | 0.20323 | 582.3113 | 0.13331 | 581.8464 | 0.02888 | 781.8494 | 5.4979 | 581.8464 | 0.0050733 | 781.1492 | 0 | 781.8494 | 0.038069 | 581.8464 | 1.5822 | 582.3113 | 2.7614
|  | 519.5752 | 0.0070623 | 582.0749 | 0.041499 | 519.5752 | 0.023683 | 582.0749 | -0.01622 | 575.3845 | 0.0043476 | 582.0749 | 0.004096 | 582.5394 | 0.00011603 | 576.85 | -0.013714 | 582.5394 | 0.0055475 | 582.5394 | 0.019375 | 582.5394 | 0.11144 | 576.85 | 0.041856 | 582.5394 | 1.4003 | 520.7508 | 0.00018253 | 582.5394 | 0.20057 | 582.5394 | 0.12092 | 582.0749 | 0.00010472 | 782.0149 | 5.5105 | 582.0749 | -0.011256 | 781.3147 | 0 | 782.0149 | 0.039832 | 582.0749 | 1.5663 | 582.5394 | 2.7585
|  | 519.6898 | 0 | 582.3033 | 0.047246 | 519.6898 | 0 | 582.3033 | 0.025622 | 575.6111 | 0.010785 | 582.3033 | 0.047054 | 582.7675 | 0.015996 | 577.08 | -0.010915 | 582.7675 | 0.016675 | 582.7675 | 0.024981 | 582.7675 | 0.1144 | 577.08 | 0.04343 | 582.7675 | 1.4412 | 520.8681 | 0.00015712 | 582.7675 | 0.22303 | 582.7675 | 0.14408 | 582.3033 | 0.026569 | 782.1803 | 5.5641 | 582.3033 | 0.0048701 | 781.4802 | 0 | 782.1803 | 0.038422 | 582.3033 | 1.5636 | 582.7675 | 2.7549
|  | 519.8045 | 0.0050655 | 582.5318 | 0.042429 | 519.8045 | 0.014345 | 582.5318 | 0.02529 | 575.8376 | 0.0026201 | 582.5318 | 0.0035378 | 582.9956 | 0 | 577.31 | -0.0019591 | 582.9956 | 0.005954 | 582.9956 | 0.019851 | 582.9957 | 0.1089 | 577.31 | 0.056371 | 582.9956 | 1.4787 | 520.9854 | 0.00014858 | 582.9956 | 0.21651 | 582.9957 | 0.12712 | 582.5318 | 0.0061865 | 782.3458 | 5.497 | 582.5318 | -0.0040467 | 781.6458 | 0 | 782.3458 | 0.040889 | 582.5318 | 1.5599 | 582.9957 | 2.7541
|  | 519.9192 | 0 | 582.7603 | 0.046509 | 519.9192 | 0 | 582.7603 | 0.034087 | 576.0641 | 0.0093503 | 582.7603 | 0.044429 | 583.2238 | 0.01986 | 577.54 | -0.0086761 | 583.2238 | 0.020259 | 583.2238 | 0.024742 | 583.2238 | 0.11078 | 577.54 | 0.054448 | 583.2238 | 1.528 | 521.1027 | 0.00014635 | 583.2238 | 0.23372 | 583.2238 | 0.15459 | 582.7603 | 0.0268 | 782.5113 | 5.5058 | 582.7603 | 0.00010469 | 781.8113 | 0 | 782.5113 | 0.040067 | 582.7603 | 1.5767 | 583.2238 | 2.7541
|  | 520.0338 | 0.01457 | 582.9888 | 0.045327 | 520.0338 | 0.015292 | 582.9888 | -0.03823 | 576.2907 | 0.0042011 | 582.9888 | 0.004142 | 583.452 | 0.003715 | 577.77 | -0.0069968 | 583.452 | 0.0062959 | 583.452 | 0.019189 | 583.452 | 0.10666 | 577.77 | 0.077185 | 583.452 | 1.5716 | 521.2201 | 0.0001561 | 583.452 | 0.21972 | 583.452 | 0.13223 | 582.9888 | 0.017889 | 782.6768 | 5.4856 | 582.9888 | -0.0062528 | 781.9769 | 0 | 782.6768 | 0.040948 | 582.9888 | 1.5617 | 583.452 | 2.7477
|  | 520.1485 | 0 | 583.2173 | 0.034413 | 520.1485 | 0 | 583.2173 | 0.059801 | 576.5173 | 0.010354 | 583.2173 | 0.040761 | 583.6801 | 0.030537 | 578 | 0.030506 | 583.6801 | 0.019018 | 583.6801 | 0.026107 | 583.6801 | 0.10887 | 578 | 0.083651 | 583.6801 | 1.6254 | 521.3374 | 0.00017521 | 583.6801 | 0.24676 | 583.6801 | 0.16536 | 583.2173 | 0.029573 | 782.8423 | 5.4675 | 583.2173 | 0.017486 | 782.1425 | 0 | 782.8423 | 0.039068 | 583.2173 | 1.5722 | 583.6801 | 2.7518
|  | 520.2632 | 0.0090589 | 583.4459 | 0.038221 | 520.2632 | 0.022059 | 583.4459 | -0.025868 | 576.7438 | 0.0029576 | 583.4459 | 0.0018565 | 583.9083 | 0 | 578.23 | -0.019311 | 583.9083 | 0.0059697 | 583.9083 | 0.01986 | 583.9083 | 0.10417 | 578.23 | 0.10237 | 583.9083 | 1.6622 | 521.4547 | 0.00015793 | 583.9083 | 0.23887 | 583.9083 | 0.14543 | 583.4459 | 0.0085711 | 783.0077 | 5.4451 | 583.4459 | -0.0053689 | 782.308 | 0 | 783.0077 | 0.041242 | 583.4459 | 1.5641 | 583.9083 | 2.7501
|  | 520.3778 | 0 | 583.6744 | 0.052876 | 520.3778 | 0 | 583.6744 | 0.038334 | 576.9705 | 0.01307 | 583.6744 | 0.046476 | 584.1365 | 0.033132 | 578.46 | 0.0097957 | 584.1365 | 0.017365 | 584.1365 | 0.025754 | 584.1365 | 0.10645 | 578.46 | 0.091175 | 584.1365 | 1.7238 | 521.572 | 0.00014289 | 584.1365 | 0.26062 | 584.1365 | 0.17209 | 583.6744 | 0.021493 | 783.1732 | 5.419 | 583.6744 | 0.0082779 | 782.4736 | 0 | 783.1732 | 0.040419 | 583.6744 | 1.5849 | 584.1365 | 2.7529
|  | 520.4925 | 0.0019596 | 583.903 | 0.03743 | 520.4925 | 0.021653 | 583.903 | -0.0037624 | 577.197 | 0.0058002 | 583.903 | 0.0030007 | 584.3647 | 0.0017108 | 578.68 | -0.027148 | 584.3647 | 0.0059489 | 584.3647 | 0.018104 | 584.3647 | 0.099322 | 578.68 | 0.11741 | 584.3647 | 1.7546 | 521.6894 | 0.00014818 | 584.3647 | 0.24868 | 584.3647 | 0.15135 | 583.903 | 0.012881 | 783.3387 | 5.419 | 583.903 | -0.0053912 | 782.6391 | 0 | 783.3387 | 0.042182 | 583.903 | 1.5711 | 584.3647 | 2.7476
|  | 520.6072 | 0 | 584.1315 | 0.049925 | 520.6072 | 0 | 584.1315 | 0.039275 | 577.4236 | 0.013568 | 584.1315 | 0.046401 | 584.5929 | 0.030229 | 578.91 | 0.015953 | 584.5929 | 0.019845 | 584.5929 | 0.024707 | 584.593 | 0.10415 | 578.91 | 0.12615 | 584.5929 | 1.8248 | 521.8067 | 0.00016139 | 584.5929 | 0.27904 | 584.593 | 0.18663 | 584.1315 | 0.029111 | 783.5042 | 5.423 | 584.1315 | 0.0080883 | 782.8047 | 0 | 783.5042 | 0.040595 | 584.1315 | 1.5807 | 584.593 | 2.7464
|  | 520.7219 | 0.0017378 | 584.3601 | 0.03307 | 520.7219 | 0.013141 | 584.3601 | -0.0077354 | 577.6503 | 0.0083951 | 584.3601 | -0.00046809 | 584.8212 | 0.0015494 | 579.14 | -0.033306 | 584.8212 | 0.0022369 | 584.8212 | 0.018109 | 584.8212 | 0.097484 | 579.14 | 0.18509 | 584.8212 | 1.8691 | 521.9241 | 0.00017785 | 584.8212 | 0.26736 | 584.8212 | 0.15997 | 584.3601 | 0.006559 | 783.6697 | 5.4206 | 584.3601 | -0.00082711 | 782.9703 | 0 | 783.6697 | 0.04271 | 584.3601 | 1.5621 | 584.8212 | 2.7459
|  | 520.8366 | 0 | 584.5887 | 0.046538 | 520.8366 | 0 | 584.5887 | 0.051825 | 577.8769 | 0.015877 | 584.5887 | 0.044131 | 585.0494 | 0.025594 | 579.37 | 0.018752 | 585.0494 | 0.01764 | 585.0494 | 0.024474 | 585.0494 | 0.10091 | 579.37 | 0.194 | 585.0494 | 1.929 | 522.0414 | 0.00016789 | 585.0494 | 0.30238 | 585.0494 | 0.1966 | 584.5887 | 0.028187 | 783.8352 | 5.4189 | 584.5887 | 0.0049162 | 783.1359 | 0 | 783.8352 | 0.04177 | 584.5887 | 1.579 | 585.0494 | 2.7413
|  | 520.9513 | 0.011943 | 584.8173 | 0.042933 | 520.9513 | 0.021382 | 584.8173 | -0.01401 | 578.1036 | 0.0060411 | 584.8173 | 0.0029536 | 585.2777 | 0 | 579.6 | -0.018752 | 585.2777 | 0.0055678 | 585.2777 | 0.018117 | 585.2776 | 0.094996 | 579.6 | 0.22881 | 585.2777 | 1.968 | 522.1588 | 0.00017663 | 585.2777 | 0.28629 | 585.2776 | 0.17505 | 584.8173 | 0.012211 | 784.0007 | 5.3764 | 584.8173 | -0.0034194 | 783.3015 | 0 | 784.0007 | 0.04365 | 584.8173 | 1.5463 | 585.2776 | 2.7398
|  | 521.066 | 0 | 585.0459 | 0.045084 | 521.066 | 0 | 585.0459 | 0.046 | 578.3302 | 0.021015 | 585.0459 | 0.047261 | 585.5059 | 0.025334 | 579.83 | -0.023229 | 585.5059 | 0.017365 | 585.5059 | 0.023343 | 585.5059 | 0.098257 | 579.83 | 0.2358 | 585.5059 | 2.0276 | 522.2761 | 0.00017948 | 585.5059 | 0.31239 | 585.5059 | 0.20522 | 585.0459 | 0.027031 | 784.1662 | 5.38 | 585.0459 | -0.0071909 | 783.4671 | 0 | 784.1662 | 0.043768 | 585.0459 | 1.5898 | 585.5059 | 2.7341
|  | 521.1807 | 0.0095026 | 585.2745 | 0.038525 | 521.1807 | 0.0025812 | 585.2745 | -0.028833 | 578.5569 | 0.0059853 | 585.2745 | -0.00072465 | 585.7342 | 0.00097118 | 580.06 | -0.00027989 | 585.7342 | 0.0042913 | 585.7342 | 0.0174 | 585.7342 | 0.091357 | 580.06 | 0.27988 | 585.7342 | 2.0626 | 522.3935 | 0.00019676 | 585.7342 | 0.29898 | 585.7342 | 0.18475 | 585.2745 | 0.0097241 | 784.3318 | 5.2819 | 585.2745 | -0.0021788 | 783.6327 | 0 | 784.3318 | 0.046177 | 585.2745 | 1.5521 | 585.7342 | 2.7288
|  | 521.2954 | 0 | 585.5032 | 0.046297 | 521.2954 | 0 | 585.5032 | 0.036073 | 578.7835 | 0.011414 | 585.5032 | 0.041045 | 585.9625 | 0.02243 | 580.28 | 0.0075566 | 585.9625 | 0.017089 | 585.9625 | 0.021886 | 585.9625 | 0.094093 | 580.28 | 0.29299 | 585.9625 | 2.1209 | 522.5108 | 0.0001935 | 585.9625 | 0.32378 | 585.9625 | 0.21033 | 585.5032 | 0.032807 | 784.4973 | 5.2496 | 585.5032 | -0.0027926 | 783.7983 | 0 | 784.4973 | 0.045824 | 585.5032 | 1.5509 | 585.9625 | 2.719
|  | 521.4101 | 0 | 585.7318 | 0.035933 | 521.4101 | 0.011029 | 585.7318 | -0.01492 | 579.0102 | 0.003969 | 585.7318 | 0.001707 | 586.1908 | 0 | 580.51 | -0.0019591 | 586.1908 | 0.0023376 | 586.1908 | 0.016107 | 586.1908 | 0.087733 | 580.51 | 0.35543 | 586.1908 | 2.162 | 522.6282 | 0.00018537 | 586.1908 | 0.3122 | 586.1908 | 0.19579 | 585.7318 | 0.0063083 | 784.6628 | 5.196 | 585.7318 | -0.0073642 | 783.9639 | 0 | 784.6628 | 0.04741 | 585.7318 | 1.5329 | 586.1908 | 2.7141
|  | 521.5249 | 0 | 585.9605 | 0.031417 | 521.5249 | 0 | 585.9605 | 0.040182 | 579.2369 | 0.01477 | 585.9605 | 0.047892 | 586.4191 | 0.026742 | 580.74 | 0.013714 | 586.4191 | 0.018329 | 586.4191 | 0.022378 | 586.4191 | 0.091213 | 580.74 | 0.36575 | 586.4191 | 2.2203 | 522.7456 | 0.00018883 | 586.4191 | 0.33987 | 586.4191 | 0.22838 | 585.9605 | 0.034656 | 784.8284 | 5.1935 | 585.9605 | 0.0066713 | 784.1295 | 0 | 784.8284 | 0.047175 | 585.9605 | 1.5402 | 586.4191 | 2.7142
|  | 521.6396 | 0.014817 | 586.1891 | 0.038246 | 521.6396 | 0.027742 | 586.1891 | -0.045207 | 579.4636 | 0.0081274 | 586.1891 | 0.0075383 | 586.6474 | 0 | 580.97 | -0.019871 | 586.6474 | 0.00076053 | 586.6474 | 0.015255 | 586.6474 | 0.085064 | 580.97 | 0.44602 | 586.6474 | 2.2698 | 522.8629 | 0.0001931 | 586.6474 | 0.33347 | 586.6474 | 0.21195 | 586.1891 | 0.019157 | 784.9939 | 5.1897 | 586.1891 | -0.0019571 | 784.2951 | 0 | 784.9939 | 0.049819 | 586.1891 | 1.5342 | 586.6474 | 2.7159
|  | 521.7543 | 0 | 586.4178 | 0.046613 | 521.7543 | 0 | 586.4178 | 0.042637 | 579.6903 | 0.012319 | 586.4178 | 0.042737 | 586.8758 | 0.021327 | 581.2 | 0.0053177 | 586.8758 | 0.016124 | 586.8758 | 0.021701 | 586.8757 | 0.087796 | 581.2 | 0.41332 | 586.8758 | 2.3475 | 522.9803 | 0.00018537 | 586.8758 | 0.35771 | 586.8757 | 0.23888 | 586.4178 | 0.032807 | 785.1594 | 5.1843 | 586.4178 | 0.00042567 | 784.4607 | 0 | 785.1594 | 0.048761 | 586.4178 | 1.542 | 586.8757 | 2.7205
|  | 521.869 | 0.013459 | 586.6465 | 0.030211 | 521.869 | 0.012672 | 586.6465 | -0.025783 | 579.9171 | 0.0069425 | 586.6465 | 0.0059749 | 587.1041 | 0 | 581.43 | -0.036664 | 587.1041 | 0.0079577 | 587.1041 | 0.013808 | 587.1041 | 0.08271 | 581.43 | 0.47575 | 587.1041 | 2.4033 | 523.0977 | 0.00017785 | 587.1041 | 0.35291 | 587.1041 | 0.22326 | 586.6465 | 0.012474 | 785.325 | 5.1312 | 586.6465 | 0.004829 | 784.6264 | 0 | 785.325 | 0.050406 | 586.6465 | 1.531 | 587.1041 | 2.7193
|  | 521.9838 | 0 | 586.8752 | 0.05251 | 521.9838 | 0 | 586.8752 | 0.044687 | 580.1438 | 0.01468 | 586.8752 | 0.043414 | 587.3325 | 0.02153 | 581.66 | 0.00083963 | 587.3325 | 0.020396 | 587.3325 | 0.020743 | 587.3325 | 0.086236 | 581.66 | 0.49411 | 587.3325 | 2.4801 | 523.2151 | 0.00016952 | 587.3325 | 0.38106 | 587.3325 | 0.25504 | 586.8752 | 0.0335 | 785.4905 | 5.0597 | 586.8752 | 0.0048573 | 784.792 | 0 | 785.4905 | 0.049055 | 586.8752 | 1.5401 | 587.3325 | 2.7181
|  | 522.0985 | 0.0010722 | 587.1039 | 0.042649 | 522.0985 | 0.013141 | 587.1039 | -0.025108 | 580.3705 | 0.002727 | 587.1039 | 0.0056815 | 587.5608 | 0 | 581.89 | -0.0075566 | 587.5608 | 0.0064995 | 587.5608 | 0.017274 | 587.5609 | 0.081492 | 581.89 | 0.56126 | 587.5608 | 2.5395 | 523.3324 | 0.00019411 | 587.5608 | 0.36968 | 587.5608 | 0.24157 | 587.1039 | 0.021401 | 785.6561 | 4.987 | 587.1039 | 0.003814 | 784.9576 | 0 | 785.6561 | 0.051288 | 587.1039 | 1.5348 | 587.5609 | 2.7145
|  | 522.2133 | 0 | 587.3327 | 0.035666 | 522.2133 | 0 | 587.3327 | 0.036229 | 580.5973 | 0.016349 | 587.3327 | 0.039844 | 587.7892 | 0.028066 | 582.12 | 0.0086761 | 587.7892 | 0.018191 | 587.7892 | 0.018878 | 587.7892 | 0.082887 | 582.12 | 0.55532 | 587.7892 | 2.6163 | 523.4498 | 0.00019411 | 587.7892 | 0.39643 | 587.7892 | 0.27497 | 587.3327 | 0.032807 | 785.8216 | 4.9769 | 587.3327 | 0.011395 | 785.1232 | 0 | 785.8216 | 0.049643 | 587.3327 | 1.5454 | 587.7892 | 2.7067
|  | 522.328 | 0.0068403 | 587.5614 | 0.043468 | 522.328 | 0.021653 | 587.5614 | 0.0083225 | 580.824 | 0.0069786 | 587.5614 | 0.0056174 | 588.0176 | 0 | 582.34 | -0.037222 | 588.0176 | 0.0036988 | 588.0176 | 0.015296 | 588.0176 | 0.07914 | 582.34 | 0.62773 | 588.0176 | 2.6719 | 523.5672 | 0.00018781 | 588.0176 | 0.39481 | 588.0176 | 0.25612 | 587.5614 | 0.020946 | 785.9872 | 4.9413 | 587.5614 | 0.0016227 | 785.2889 | 0 | 785.9872 | 0.050289 | 587.5614 | 1.527 | 588.0176 | 2.7016
|  | 522.4428 | 0 | 587.7902 | 0.04121 | 522.4428 | 0 | 587.7902 | 0.030287 | 581.0508 | 0.016205 | 587.7902 | 0.040568 | 588.246 | 0.026492 | 582.57 | 0.013154 | 588.246 | 0.016124 | 588.246 | 0.018985 | 588.246 | 0.079919 | 582.57 | 0.6641 | 588.246 | 2.7428 | 523.6846 | 0.00017135 | 588.246 | 0.41938 | 588.246 | 0.27982 | 587.7902 | 0.037197 | 786.1527 | 4.8373 | 587.7902 | -0.0029129 | 785.4545 | 0 | 786.1527 | 0.049466 | 587.7902 | 1.5158 | 588.246 | 2.6951
|  | 522.5575 | 0.014323 | 588.0189 | 0.02509 | 522.5575 | 0.0091518 | 588.0189 | -0.025338 | 581.2776 | 0.0042175 | 588.0189 | -0.00020625 | 588.4744 | 0 | 582.8 | -0.023229 | 588.4744 | 0.0028964 | 588.4744 | 0.015034 | 588.4744 | 0.075307 | 582.8 | 0.74137 | 588.4744 | 2.7947 | 523.802 | 0.00016708 | 588.4744 | 0.41516 | 588.4744 | 0.27066 | 588.0189 | 0.012729 | 786.3183 | 4.8212 | 588.0189 | -0.0066124 | 785.6202 | 0 | 786.3183 | 0.052463 | 588.0189 | 1.5026 | 588.4744 | 2.6912
|  | 522.6723 | 0.0037776 | 588.2477 | 0.041757 | 522.6723 | 0 | 588.2477 | 0.026572 | 581.5044 | 0.013347 | 588.2477 | 0.042685 | 588.7028 | 0.023944 | 583.03 | 0.0097957 | 588.7028 | 0.015849 | 588.7028 | 0.018283 | 588.7028 | 0.077012 | 583.03 | 0.74457 | 588.7028 | 2.8664 | 523.9194 | 0.00017928 | 588.7028 | 0.44363 | 588.7028 | 0.30244 | 588.2477 | 0.03558 | 786.4839 | 4.8022 | 588.2477 | 0.0084642 | 785.7858 | 0 | 786.4839 | 0.053226 | 588.2477 | 1.5084 | 588.7028 | 2.6805
|  | 522.787 | 0.0046219 | 588.4765 | 0.04652 | 522.787 | 0.0077438 | 588.4765 | -0.01652 | 581.7312 | 0.0014735 | 588.4765 | 0.0046953 | 588.9313 | 0.0041515 | 583.26 | -0.012035 | 588.9313 | 0.0021304 | 588.9313 | 0.013749 | 588.9313 | 0.074548 | 583.26 | 0.8159 | 588.9313 | 2.9368 | 524.0368 | 0.00018273 | 588.9313 | 0.43351 | 588.9313 | 0.29059 | 588.4765 | 0.023797 | 786.6495 | 4.768 | 588.4765 | -5.4937e-05 | 785.9515 | 0 | 786.6495 | 0.055341 | 588.4765 | 1.4861 | 588.9313 | 2.6735
|  | 522.9018 | 0 | 588.7053 | 0.049723 | 522.9018 | 0 | 588.7053 | 0.030259 | 581.9581 | 0.012547 | 588.7053 | 0.043957 | 589.1597 | 0.024858 | 583.49 | -0.006437 | 589.1597 | 0.017227 | 589.1597 | 0.019841 | 589.1597 | 0.077101 | 583.49 | 0.85996 | 589.1597 | 3.017 | 524.1542 | 0.0001624 | 589.1597 | 0.46106 | 589.1597 | 0.32156 | 588.7053 | 0.042742 | 786.815 | 4.7602 | 588.7053 | -0.0014184 | 786.1172 | 0 | 786.815 | 0.05493 | 588.7053 | 1.5011 | 589.1597 | 2.6693
|  | 523.0166 | 0.0035126 | 588.9341 | 0.033746 | 523.0166 | 0.016645 | 588.9341 | -0.031385 | 582.1849 | 0.0084994 | 588.9341 | 0.0017151 | 589.3882 | 0 | 583.72 | -0.013154 | 589.3882 | 0.0065937 | 589.3882 | 0.01348 | 589.3882 | 0.069901 | 583.72 | 0.93044 | 589.3882 | 3.1014 | 524.2717 | 0.00017419 | 589.3882 | 0.45944 | 589.3882 | 0.30782 | 588.9341 | 0.01153 | 786.9806 | 4.669 | 588.9341 | -0.0032694 | 786.2828 | 0 | 786.9806 | 0.057221 | 588.9341 | 1.4964 | 589.3882 | 2.6642
|  | 523.1313 | 0 | 589.1629 | 0.042601 | 523.1313 | 0 | 589.1629 | 0.028698 | 582.4117 | 0.016151 | 589.1629 | 0.046174 | 589.6167 | 0.022104 | 583.95 | -0.019311 | 589.6167 | 0.01516 | 589.6167 | 0.019157 | 589.6166 | 0.073296 | 583.95 | 0.946 | 589.6167 | 3.1971 | 524.3891 | 0.00016932 | 589.6167 | 0.48645 | 589.6166 | 0.34203 | 589.1629 | 0.039045 | 787.1462 | 4.638 | 589.1629 | 0.012976 | 786.4485 | 0 | 787.1462 | 0.057104 | 589.1629 | 1.4965 | 589.6166 | 2.6632
|  | 523.2461 | 0.0075059 | 589.3917 | 0.037884 | 523.2461 | 0.03072 | 589.3917 | -0.0026551 | 582.6385 | 0.0097635 | 589.3917 | 0.0039575 | 589.8451 | 0 | 584.18 | -0.020991 | 589.8451 | 0.0055803 | 589.8451 | 0.013487 | 589.8452 | 0.068753 | 584.18 | 1.0198 | 589.8451 | 3.2675 | 524.5065 | 0.00018395 | 589.8451 | 0.48225 | 589.8451 | 0.3291 | 589.3918 | 0.02449 | 787.3118 | 4.6028 | 589.3917 | 0.002726 | 786.6142 | 0 | 787.3118 | 0.05869 | 589.3918 | 1.4811 | 589.8452 | 2.6533
|  | 523.3609 | 0 | 589.6206 | 0.046851 | 523.3609 | 0 | 589.6206 | 0.03145 | 582.8654 | 0.013426 | 589.6206 | 0.041443 | 590.0736 | 0.022658 | 584.4 | 0.039462 | 590.0736 | 0.019156 | 590.0736 | 0.018852 | 590.0737 | 0.071816 | 584.4 | 1.0509 | 590.0736 | 3.3688 | 524.6239 | 0.00017175 | 590.0736 | 0.51611 | 590.0737 | 0.36061 | 589.6206 | 0.037659 | 787.4774 | 4.5518 | 589.6206 | 0.0067726 | 786.7799 | 0 | 787.4774 | 0.058455 | 589.6206 | 1.4951 | 590.0737 | 2.6502
|  | 523.4757 | 0.0081715 | 589.8494 | 0.036851 | 523.4757 | 0.0077438 | 589.8494 | -0.0015184 | 583.0923 | 0.0014621 | 589.8494 | 0.0040966 | 590.3021 | 0 | 584.63 | -0.029946 | 590.3021 | 0.0046421 | 590.3021 | 0.012232 | 590.3021 | 0.067608 | 584.63 | 1.126 | 590.3021 | 3.446 | 524.7413 | 0.00016749 | 590.3021 | 0.51575 | 590.3021 | 0.35065 | 589.8495 | 0.028418 | 787.643 | 4.5076 | 589.8494 | 0.0032829 | 786.9455 | 0 | 787.643 | 0.060746 | 589.8495 | 1.4826 | 590.3021 | 2.6446
|  | 523.5905 | 0 | 590.0783 | 0.035316 | 523.5905 | 0 | 590.0783 | 0.044034 | 583.3192 | 0.012968 | 590.0783 | 0.036027 | 590.5307 | 0.024624 | 584.86 | 0.025469 | 590.5307 | 0.015711 | 590.5307 | 0.017916 | 590.5306 | 0.068133 | 584.86 | 1.1529 | 590.5307 | 3.547 | 524.8588 | 0.00017277 | 590.5307 | 0.54076 | 590.5306 | 0.37758 | 590.0783 | 0.046438 | 787.8086 | 4.5103 | 590.0783 | 0.0051498 | 787.1112 | 0 | 787.8086 | 0.06057 | 590.0783 | 1.4863 | 590.5306 | 2.6376
|  | 523.7053 | 0.017286 | 590.3072 | 0.037062 | 523.7053 | 0.021382 | 590.3072 | -0.021744 | 583.5461 | 0.0062805 | 590.3072 | 0.0020721 | 590.7592 | 0.0061284 | 585.09 | -0.0013994 | 590.7592 | 0.0033646 | 590.7592 | 0.0131 | 590.7592 | 0.0656 | 585.09 | 1.2557 | 590.7592 | 3.6327 | 524.9762 | 0.00017074 | 590.7592 | 0.53937 | 590.7592 | 0.36842 | 590.3072 | 0.022471 | 787.9742 | 4.4277 | 590.3072 | 0.0016089 | 787.2769 | 0 | 787.9742 | 0.062274 | 590.3072 | 1.4697 | 590.7592 | 2.6307
|  | 523.8201 | 0 | 590.5361 | 0.03546 | 523.8201 | 0 | 590.5361 | 0.037074 | 583.7729 | 0.01447 | 590.5361 | 0.036458 | 590.9877 | 0.031344 | 585.32 | 0.020431 | 590.9877 | 0.016675 | 590.9877 | 0.016649 | 590.9877 | 0.06751 | 585.32 | 1.261 | 590.9877 | 3.7396 | 525.0936 | 0.00018497 | 590.9877 | 0.56824 | 590.9877 | 0.40208 | 590.5361 | 0.04459 | 788.1398 | 4.3857 | 590.5361 | -0.0013884 | 787.4426 | 0 | 788.1398 | 0.062332 | 590.5361 | 1.4813 | 590.9877 | 2.6255
|  | 523.9349 | 0.0019596 | 590.765 | 0.029239 | 523.9349 | 0.016916 | 590.765 | -0.016553 | 583.9999 | 0.0015843 | 590.765 | 0.0033034 | 591.2163 | 0 | 585.55 | -0.02379 | 591.2163 | 0.0041711 | 591.2163 | 0.013078 | 591.2163 | 0.06388 | 585.55 | 1.3806 | 591.2163 | 3.8336 | 525.2111 | 0.00018395 | 591.2163 | 0.58488 | 591.2163 | 0.40074 | 590.765 | 0.030959 | 788.3055 | 4.3829 | 590.765 | -0.0031834 | 787.6083 | 0 | 788.3055 | 0.064565 | 590.765 | 1.467 | 591.2163 | 2.6261
|  | 524.0497 | 0 | 590.9939 | 0.048633 | 524.0497 | 0 | 590.9939 | 0.031414 | 584.2268 | 0.011302 | 590.9939 | 0.04174 | 591.4449 | 0.027219 | 585.78 | 0.023229 | 591.4449 | 0.019707 | 591.4449 | 0.019876 | 591.4449 | 0.067026 | 585.78 | 1.3626 | 591.4449 | 3.9286 | 525.3285 | 0.00017419 | 591.4449 | 0.60766 | 591.4449 | 0.43871 | 590.9939 | 0.050366 | 788.4711 | 4.3177 | 590.9939 | 0.0054349 | 787.774 | 0 | 788.4711 | 0.064741 | 590.9939 | 1.4746 | 591.4449 | 2.6198
|  | 524.1645 | 0.016175 | 591.2228 | 0.025818 | 524.1645 | 0.0070399 | 591.2228 | -0.029636 | 584.4537 | 0.0064718 | 591.2228 | -0.002272 | 591.6734 | 0 | 586.01 | 0.0069968 | 591.6734 | 0.0055219 | 591.6734 | 0.011149 | 591.6735 | 0.060895 | 586.01 | 1.4464 | 591.6734 | 4.0237 | 525.446 | 0.00018395 | 591.6734 | 0.60052 | 591.6735 | 0.4177 | 591.2228 | 0.029804 | 788.6367 | 4.2741 | 591.2228 | -0.0032065 | 787.9397 | 0 | 788.6367 | 0.065916 | 591.2228 | 1.4354 | 591.6735 | 2.6122
|  | 524.2794 | 0 | 591.4518 | 0.040279 | 524.2794 | 0 | 591.4518 | 0.027442 | 584.6807 | 0.010529 | 591.4518 | 0.038483 | 591.902 | 0.016457 | 586.24 | -0.0030786 | 591.902 | 0.015435 | 591.902 | 0.01497 | 591.902 | 0.063407 | 586.24 | 1.5031 | 591.902 | 4.145 | 525.5634 | 0.00017948 | 591.902 | 0.6347 | 591.902 | 0.45649 | 591.4518 | 0.05337 | 788.8023 | 4.2335 | 591.4518 | 0.0059948 | 788.1055 | 0 | 788.8023 | 0.065916 | 591.4518 | 1.4668 | 591.902 | 2.6135
|  | 524.3942 | 0 | 591.6807 | 0.03328 | 524.3942 | 0.011498 | 591.6807 | -0.02436 | 584.9077 | 0.0061331 | 591.6807 | 0.0017871 | 592.1306 | 0 | 586.47 | -0.041141 | 592.1306 | 0.0015606 | 592.1306 | 0.01064 | 592.1306 | 0.059796 | 586.47 | 1.6342 | 592.1306 | 4.2319 | 525.6809 | 0.00021424 | 592.1306 | 0.6363 | 592.1306 | 0.44571 | 591.6807 | 0.036966 | 788.968 | 4.1446 | 591.6807 | -0.011769 | 788.2712 | 0 | 788.968 | 0.067796 | 591.6807 | 1.4492 | 592.1306 | 2.6072
|  | 524.509 | 0 | 591.9097 | 0.036032 | 524.509 | 0 | 591.9097 | 0.042306 | 585.1346 | 0.014266 | 591.9097 | 0.036692 | 592.3592 | 0.025851 | 586.69 | 0.0041982 | 592.3592 | 0.014195 | 592.3592 | 0.015737 | 592.3593 | 0.062296 | 586.69 | 1.6697 | 592.3592 | 4.3294 | 525.7983 | 0.00018212 | 592.3592 | 0.66668 | 592.3592 | 0.48907 | 591.9097 | 0.052214 | 789.1336 | 4.1362 | 591.9097 | 0.0036389 | 788.4369 | 0 | 789.1336 | 0.067972 | 591.9097 | 1.444 | 592.3593 | 2.6029
|  | 524.6238 | 0.00085042 | 592.1386 | 0.032105 | 524.6238 | 0.0042239 | 592.1386 | -0.0044212 | 585.3616 | 0.003514 | 592.1386 | -0.00012699 | 592.5879 | 0.0016929 | 586.92 | -0.020991 | 592.5879 | 0.0026298 | 592.5879 | 0.010181 | 592.5878 | 0.057482 | 586.92 | 1.7776 | 592.5879 | 4.4183 | 525.9158 | 0.0001746 | 592.5879 | 0.66618 | 592.5878 | 0.47561 | 592.1386 | 0.033731 | 789.2993 | 4.0764 | 592.1386 | -0.0055627 | 788.6026 | 0 | 789.2993 | 0.069617 | 592.1386 | 1.4269 | 592.5878 | 2.5926
|  | 524.7387 | 0.006444 | 592.3676 | 0.038029 | 524.7387 | 0 | 592.3676 | 0.020054 | 585.5886 | 0.01198 | 592.3676 | 0.040541 | 592.8165 | 0.016841 | 587.15 | -0.0058775 | 592.8165 | 0.014333 | 592.8165 | 0.016076 | 592.8165 | 0.059842 | 587.15 | 1.7949 | 592.8165 | 4.5256 | 526.0333 | 0.00015102 | 592.8165 | 0.69776 | 592.8165 | 0.51546 | 592.3676 | 0.053832 | 789.4649 | 4.0128 | 592.3676 | 0.0034912 | 788.7684 | 0 | 789.4649 | 0.068736 | 592.3676 | 1.4269 | 592.8165 | 2.5816
|  | 524.8535 | 0 | 592.5966 | 0.035066 | 524.8535 | 0.024359 | 592.5966 | -0.0055721 | 585.8156 | 0.003788 | 592.5966 | 0.0037096 | 593.0451 | 0.0028705 | 587.38 | 0.0025189 | 593.0451 | 0.0030546 | 593.0451 | 0.010809 | 593.0451 | 0.056466 | 587.38 | 1.9004 | 593.0451 | 4.6066 | 526.1507 | 0.00017094 | 593.0451 | 0.69973 | 593.0451 | 0.50388 | 592.5966 | 0.035811 | 789.6305 | 3.9728 | 592.5966 | 0.00046156 | 788.9341 | 0 | 789.6305 | 0.070557 | 592.5966 | 1.4207 | 593.0451 | 2.5721
|  | 524.9684 | 0 | 592.8256 | 0.037435 | 524.9684 | 0 | 592.8256 | 0.043664 | 586.0425 | 0.015078 | 592.8256 | 0.038258 | 593.2738 | 0.014767 | 587.61 | 0.0075566 | 593.2738 | 0.016951 | 593.2738 | 0.016865 | 593.2738 | 0.058226 | 587.61 | 1.9231 | 593.2738 | 4.7245 | 526.2682 | 0.00017785 | 593.2738 | 0.73382 | 593.2738 | 0.54267 | 592.8256 | 0.06238 | 789.7962 | 3.9571 | 592.8256 | 0.0036919 | 789.0998 | 0 | 789.7962 | 0.070851 | 592.8256 | 1.4177 | 593.2738 | 2.5644
|  | 525.0832 | 0.0086152 | 593.0547 | 0.030013 | 525.0832 | 0.010325 | 593.0547 | -0.013355 | 586.2696 | 0.0079129 | 593.0547 | 0.0011611 | 593.5025 | 0 | 587.84 | -0.0019591 | 593.5024 | 0 | 593.5025 | 0.0093154 | 593.5024 | 0.053765 | 587.84 | 2.0433 | 593.5025 | 4.8227 | 526.3857 | 0.00018395 | 593.5025 | 0.73111 | 593.5024 | 0.52947 | 593.0547 | 0.031421 | 789.9619 | 3.8693 | 593.0547 | -0.0084474 | 789.2656 | 0 | 789.9619 | 0.072672 | 593.0547 | 1.402 | 593.5024 | 2.5615
|  | 525.1981 | 0 | 593.2837 | 0.038815 | 525.1981 | 0 | 593.2837 | 0.039345 | 586.4966 | 0.011453 | 593.2837 | 0.030481 | 593.7311 | 0.014251 | 588.07 | -0.02379 | 593.7311 | 0.012848 | 593.7311 | 0.014408 | 593.7311 | 0.055808 | 588.07 | 2.0842 | 593.7311 | 4.9558 | 526.5032 | 0.00016606 | 593.7311 | 0.7753 | 593.7311 | 0.56879 | 593.2837 | 0.060763 | 790.1275 | 3.8381 | 593.2837 | 0.00039067 | 789.4313 | 0 | 790.1275 | 0.072848 | 593.2837 | 1.4113 | 593.7311 | 2.5636
|  | 525.3129 | 0.0050655 | 593.5127 | 0.039903 | 525.3129 | 0.0065706 | 593.5127 | -0.024958 | 586.7236 | 0.0026101 | 593.5127 | 0.0010493 | 593.9598 | 0 | 588.3 | -0.040022 | 593.9598 | 0.0095779 | 593.9598 | 0.011554 | 593.9598 | 0.05377 | 588.3 | 2.2179 | 593.9598 | 5.0677 | 526.6206 | 0.00017236 | 593.9598 | 0.78007 | 593.9598 | 0.57175 | 593.5127 | 0.043666 | 790.2932 | 3.7703 | 593.5127 | 0.0019057 | 789.5971 | 0 | 790.2932 | 0.074435 | 593.5127 | 1.4151 | 593.9598 | 2.5678
|  | 525.4278 | 0 | 593.7418 | 0.041668 | 525.4278 | 0 | 593.7418 | 0.056213 | 586.9507 | 0.015347 | 593.7418 | 0.040886 | 594.1885 | 0.02624 | 588.53 | -0.014274 | 594.1885 | 0.017916 | 594.1885 | 0.015283 | 594.1885 | 0.055705 | 588.53 | 2.2134 | 594.1885 | 5.193 | 526.7381 | 0.00015997 | 594.1885 | 0.81177 | 594.1885 | 0.61807 | 593.7418 | 0.065846 | 790.4589 | 3.7072 | 593.7418 | 0.0071944 | 789.7628 | 0 | 790.4589 | 0.075257 | 593.7418 | 1.4199 | 594.1885 | 2.5702
|  | 525.5426 | 0.024324 | 593.9708 | 0.032638 | 525.5426 | 0.0086826 | 593.9708 | -0.010715 | 587.1777 | 0.0016301 | 593.9708 | 0.0059467 | 594.4172 | 0 | 588.76 | -0.023229 | 594.4172 | 0.0017727 | 594.4172 | 0.010089 | 594.4172 | 0.051276 | 588.76 | 2.4007 | 594.4172 | 5.2782 | 526.8556 | 0.00017277 | 594.4172 | 0.81378 | 594.4172 | 0.61188 | 593.9708 | 0.043435 | 790.6245 | 3.6924 | 593.9708 | -0.00091187 | 789.9286 | 0 | 790.6245 | 0.076667 | 593.9708 | 1.415 | 594.4172 | 2.5613
|  | 525.6575 | 0 | 594.1999 | 0.035007 | 525.6575 | 0 | 594.1999 | 0.033766 | 587.4048 | 0.012868 | 594.1999 | 0.037956 | 594.646 | 0.024721 | 588.99 | -0.032185 | 594.646 | 0.017502 | 594.646 | 0.015714 | 594.6459 | 0.053914 | 588.99 | 2.4112 | 594.646 | 5.3871 | 526.9731 | 0.0001746 | 594.646 | 0.84364 | 594.6459 | 0.65039 | 594.1999 | 0.070466 | 790.7902 | 3.6093 | 594.1999 | 0.0083035 | 790.0944 | 0 | 790.7902 | 0.076491 | 594.1999 | 1.4241 | 594.6459 | 2.5511
|  | 525.7724 | 0 | 594.429 | 0.034977 | 525.7724 | 0.024901 | 594.429 | -0.016738 | 587.6319 | 0.0049934 | 594.429 | 0.0032861 | 594.8747 | 0 | 589.21 | -0.040583 | 594.8747 | 0.0063 | 594.8747 | 0.008813 | 594.8747 | 0.050119 | 589.21 | 2.5118 | 594.8747 | 5.4547 | 527.0906 | 0.00019676 | 594.8747 | 0.84933 | 594.8747 | 0.64527 | 594.429 | 0.061456 | 790.9559 | 3.5544 | 594.429 | -0.010426 | 790.2601 | 0 | 790.9559 | 0.077548 | 594.429 | 1.4119 | 594.8747 | 2.535
|  | 525.8873 | 0 | 594.6581 | 0.028244 | 525.8873 | 0 | 594.6581 | 0.027615 | 587.8589 | 0.011358 | 594.6581 | 0.031768 | 595.1034 | 0.023862 | 589.44 | 0.02267 | 595.1034 | 0.014884 | 595.1034 | 0.013058 | 595.1035 | 0.051979 | 589.44 | 2.5957 | 595.1034 | 5.5453 | 527.2081 | 0.00019635 | 595.1034 | 0.87694 | 595.1034 | 0.68459 | 594.6581 | 0.067463 | 791.1216 | 3.5221 | 594.6581 | 0.0049886 | 790.4259 | 0 | 791.1216 | 0.077842 | 594.6581 | 1.4172 | 595.1035 | 2.5241
|  | 526.0022 | 0.0012942 | 594.8872 | 0.029893 | 526.0022 | 0.0089172 | 594.8872 | -0.021962 | 588.0861 | 0.0065329 | 594.8872 | 0.0050796 | 595.3322 | 0 | 589.67 | -0.020991 | 595.3322 | 0.0027117 | 595.3322 | 0.0098155 | 595.3322 | 0.048194 | 589.67 | 2.719 | 595.3322 | 5.6271 | 527.3256 | 0.00017521 | 595.3322 | 0.88144 | 595.3322 | 0.67598 | 594.8872 | 0.052676 | 791.2873 | 3.4493 | 594.8872 | 0.0029797 | 790.5917 | 0 | 791.2873 | 0.079193 | 594.8872 | 1.405 | 595.3322 | 2.5123
|  | 526.117 | 0 | 595.1163 | 0.038258 | 526.117 | 0 | 595.1163 | 0.035203 | 588.3132 | 0.011359 | 595.1163 | 0.033881 | 595.561 | 0.01847 | 589.9 | 0.034425 | 595.561 | 0.013539 | 595.561 | 0.013019 | 595.561 | 0.050044 | 589.9 | 2.7622 | 595.561 | 5.7349 | 527.4431 | 0.00015997 | 595.561 | 0.92065 | 595.561 | 0.7188 | 595.1163 | 0.072315 | 791.453 | 3.4202 | 595.1163 | 0.0095827 | 790.7575 | 0 | 791.453 | 0.079076 | 595.1163 | 1.4204 | 595.561 | 2.5031
|  | 526.2319 | 0.017286 | 595.3455 | 0.034331 | 526.2319 | 0.012906 | 595.3455 | -0.0072766 | 588.5403 | 0.0033894 | 595.3455 | 0.0027095 | 595.7898 | 0 | 590.13 | -0.0019591 | 595.7898 | 0.0053066 | 595.7898 | 0.010322 | 595.7897 | 0.046976 | 590.13 | 2.8524 | 595.7898 | 5.8356 | 527.5606 | 0.00017745 | 595.7898 | 0.93334 | 595.7897 | 0.71933 | 595.3455 | 0.055218 | 791.6187 | 3.3609 | 595.3455 | -0.004449 | 790.9233 | 0 | 791.6187 | 0.079722 | 595.3455 | 1.4099 | 595.7897 | 2.4988
|  | 526.3468 | 0 | 595.5746 | 0.030812 | 526.3468 | 0 | 595.5746 | 0.025202 | 588.7674 | 0.014082 | 595.5746 | 0.038982 | 596.0186 | 0.02829 | 590.36 | 0.010915 | 596.0186 | 0.01447 | 596.0186 | 0.014947 | 596.0186 | 0.049218 | 590.36 | 2.9203 | 596.0186 | 5.9289 | 527.6781 | 0.00019452 | 596.0186 | 0.9677 | 596.0186 | 0.76054 | 595.5746 | 0.073701 | 791.7844 | 3.2917 | 595.5746 | 0.00061727 | 791.0891 | 0.024624 | 791.7844 | 0.080133 | 595.5746 | 1.4093 | 596.0186 | 2.4978
|  | 526.4617 | 0.015681 | 595.8038 | 0.034699 | 526.4617 | 0.010794 | 595.8038 | -0.014547 | 588.9946 | 0.001345 | 595.8038 | -0.0010931 | 596.2474 | 0 | 590.59 | -0.0075566 | 596.2474 | 0.0016072 | 596.2474 | 0.0083912 | 596.2474 | 0.044831 | 590.59 | 3.1165 | 596.2474 | 6.0305 | 527.7956 | 0.00019676 | 596.2474 | 0.97435 | 596.2474 | 0.76296 | 595.8038 | 0.055449 | 791.9501 | 3.2819 | 595.8038 | -0.0034099 | 791.2549 | 0 | 791.9501 | 0.081132 | 595.8038 | 1.399 | 596.2474 | 2.4938
|  | 526.5766 | 0 | 596.0329 | 0.036444 | 526.5766 | 0 | 596.0329 | 0.027442 | 589.2217 | 0.015642 | 596.0329 | 0.032736 | 596.4762 | 0.024189 | 590.82 | 0.018192 | 596.4762 | 0.01333 | 596.4762 | 0.013007 | 596.4762 | 0.04814 | 590.82 | 3.1438 | 596.4762 | 6.1336 | 527.9132 | 0.00017216 | 596.4762 | 1.0166 | 596.4762 | 0.81252 | 596.0329 | 0.080632 | 792.1158 | 3.2215 | 596.0329 | 0.0045322 | 791.4207 | 0.064691 | 792.1158 | 0.081778 | 596.0329 | 1.4023 | 596.4762 | 2.489
|  | 526.6916 | 0.020126 | 596.2621 | 0.033596 | 526.6916 | 0.015969 | 596.2621 | -0.010711 | 589.4489 | 0.0045316 | 596.2621 | 0.0019654 | 596.705 | 0.00034531 | 591.05 | -0.030506 | 596.705 | 0.0032036 | 596.705 | 0.0097188 | 596.705 | 0.044242 | 591.05 | 3.2526 | 596.705 | 6.2154 | 528.0307 | 0.00016789 | 596.705 | 1.032 | 596.705 | 0.80713 | 596.2621 | 0.059839 | 792.2815 | 3.1802 | 596.2621 | -0.0030949 | 791.5865 | 0.0079297 | 792.2815 | 0.082424 | 596.2621 | 1.405 | 596.705 | 2.4855
|  | 526.8065 | 0 | 596.4913 | 0.037732 | 526.8065 | 0 | 596.4913 | 0.03697 | 589.676 | 0.0072412 | 596.4913 | 0.034813 | 596.9338 | 0.022222 | 591.28 | 0.0069968 | 596.9338 | 0.014333 | 596.9338 | 0.01236 | 596.9338 | 0.046368 | 591.28 | 3.3145 | 596.9338 | 6.2885 | 528.1482 | 0.00017094 | 596.9338 | 1.0736 | 596.9338 | 0.85534 | 596.4913 | 0.079939 | 792.4472 | 3.1049 | 596.4913 | 0.0056088 | 791.7523 | 0.090011 | 792.4472 | 0.083541 | 596.4913 | 1.3986 | 596.9338 | 2.4803
|  | 526.9214 | 0.01039 | 596.7205 | 0.031034 | 526.9214 | 0.032885 | 596.7205 | -0.018449 | 589.9032 | 0.0040085 | 596.7205 | 0.0050083 | 597.1627 | 0.0026207 | 591.51 | -0.030506 | 597.1627 | 0.0055814 | 597.1627 | 0.008084 | 597.1627 | 0.042415 | 591.51 | 3.4854 | 597.1627 | 6.3378 | 528.2657 | 0.00018253 | 597.1627 | 1.078 | 597.1627 | 0.85211 | 596.7205 | 0.067925 | 792.613 | 3.0346 | 596.7205 | -0.0054361 | 791.9181 | 0.069421 | 792.613 | 0.083834 | 596.7205 | 1.3919 | 597.1627 | 2.4708
|  | 527.0363 | 0 | 596.9497 | 0.037505 | 527.0363 | 0 | 596.9497 | 0.028962 | 590.1304 | 0.010787 | 596.9497 | 0.038469 | 597.3916 | 0.021559 | 591.74 | -0.019871 | 597.3916 | 0.011902 | 597.3916 | 0.012926 | 597.3915 | 0.045205 | 591.74 | 3.5623 | 597.3916 | 6.3875 | 528.3833 | 0.00016362 | 597.3916 | 1.1131 | 597.3915 | 0.89977 | 596.9497 | 0.086408 | 792.7787 | 2.9885 | 596.9497 | -0.00092014 | 792.0839 | 0.13481 | 792.7787 | 0.084657 | 596.9497 | 1.3871 | 597.3915 | 2.4644
|  | 527.1512 | 0.00085042 | 597.179 | 0.02627 | 527.1512 | 0.013804 | 597.179 | -0.023526 | 590.3576 | 0.0045893 | 597.179 | 0.0022038 | 597.6204 | 0.0028572 | 591.97 | -0.0069968 | 597.6204 | 0.0036387 | 597.6204 | 0.0077638 | 597.6204 | 0.041138 | 591.97 | 3.6533 | 597.6204 | 6.4292 | 528.5008 | 0.0001685 | 597.6204 | 1.1228 | 597.6204 | 0.90597 | 597.179 | 0.065383 | 792.9444 | 2.917 | 597.179 | -0.0087681 | 792.2497 | 0.071926 | 792.9444 | 0.084539 | 597.179 | 1.3844 | 597.6204 | 2.4571
|  | 527.2662 | 0 | 597.4082 | 0.035799 | 527.2662 | 0 | 597.4082 | 0.013886 | 590.5848 | 0.014033 | 597.4082 | 0.040741 | 597.8493 | 0.017442 | 592.19 | 0.020431 | 597.8493 | 0.015022 | 597.8493 | 0.011206 | 597.8493 | 0.044374 | 592.19 | 3.7581 | 597.8493 | 6.4673 | 528.6183 | 0.00017745 | 597.8493 | 1.1748 | 597.8493 | 0.95714 | 597.4082 | 0.093339 | 793.1102 | 2.8534 | 597.4082 | 0.0032671 | 792.4156 | 0.097802 | 793.1102 | 0.085597 | 597.4082 | 1.3918 | 597.8493 | 2.4488
|  | 527.3811 | 0.0083934 | 597.6374 | 0.02794 | 527.3811 | 0.03099 | 597.6374 | -0.009851 | 590.812 | 0.0020204 | 597.6374 | -0.0018824 | 598.0782 | 0 | 592.42 | -0.015953 | 598.0782 | 0.001479 | 598.0782 | 0.0071682 | 598.0782 | 0.040046 | 592.42 | 3.8737 | 598.0782 | 6.4994 | 528.7359 | 0.00020346 | 598.0782 | 1.1793 | 598.0782 | 0.95391 | 597.6374 | 0.076473 | 793.2759 | 2.8178 | 597.6374 | -0.002065 | 792.5814 | 0.10865 | 793.2759 | 0.085127 | 597.6374 | 1.3604 | 598.0782 | 2.4452
|  | 527.496 | 0 | 597.8667 | 0.033306 | 527.496 | 0 | 597.8667 | 0.031669 | 591.0392 | 0.013243 | 597.8667 | 0.038029 | 598.3071 | 0.020536 | 592.65 | -0.006437 | 598.3071 | 0.013781 | 598.3071 | 0.013274 | 598.3071 | 0.043383 | 592.65 | 3.9312 | 598.3071 | 6.5221 | 528.8534 | 0.0001931 | 598.3071 | 1.221 | 598.3071 | 1.0078 | 597.8667 | 0.088949 | 793.4416 | 2.781 | 597.8667 | 0.0026044 | 792.7472 | 0.14649 | 793.4416 | 0.086008 | 597.8667 | 1.3994 | 598.3071 | 2.4388
|  | 527.611 | 0.019756 | 598.096 | 0.030571 | 527.611 | 0.011733 | 598.096 | -0.013447 | 591.2665 | 0.0045249 | 598.096 | 0.001829 | 598.536 | 0.0040985 | 592.88 | 0.0013994 | 598.536 | 0.0050539 | 598.536 | 0.0076891 | 598.536 | 0.039476 | 592.88 | 4.0802 | 598.536 | 6.5296 | 528.971 | 0.00018456 | 598.536 | 1.2356 | 598.536 | 1.0126 | 598.096 | 0.078091 | 793.6074 | 2.6973 | 598.096 | -0.0067174 | 792.9131 | 0.1273 | 793.6074 | 0.085656 | 598.096 | 1.3785 | 598.536 | 2.4342
|  | 527.7259 | 0 | 598.3253 | 0.036023 | 527.7259 | 0 | 598.3253 | 0.037307 | 591.4938 | 0.010009 | 598.3253 | 0.034075 | 598.765 | 0.021158 | 593.11 | -0.0075566 | 598.765 | 0.011829 | 598.765 | 0.011897 | 598.765 | 0.041348 | 593.11 | 4.1474 | 598.765 | 6.5478 | 529.0885 | 0.00017379 | 598.765 | 1.2788 | 598.7649 | 1.0635 | 598.3253 | 0.094032 | 793.7731 | 2.69 | 598.3253 | 0.0087417 | 793.0789 | 0.149 | 793.7731 | 0.087242 | 598.3253 | 1.3823 | 598.765 | 2.4302
|  | 527.8409 | 0.0055093 | 598.5546 | 0.03257 | 527.8409 | 0.019217 | 598.5546 | 0.0067701 | 591.721 | 0.0018285 | 598.5546 | 0.0027037 | 598.9939 | 0 | 593.34 | 0.011475 | 598.9939 | 0.0056773 | 598.9939 | 0.0091947 | 598.9939 | 0.038819 | 593.34 | 4.2556 | 598.9939 | 6.5291 | 529.2061 | 0.00017236 | 598.9939 | 1.3017 | 598.9939 | 1.0697 | 598.5545 | 0.083866 | 793.9389 | 2.6508 | 598.5546 | 0.00029093 | 793.2447 | 0.17766 | 793.9389 | 0.086537 | 598.5545 | 1.3736 | 598.9939 | 2.4273
|  | 527.9559 | 0 | 598.7839 | 0.034548 | 527.9559 | 0 | 598.7839 | 0.046247 | 591.9483 | 0.0069419 | 598.7839 | 0.031484 | 599.2229 | 0.025873 | 593.57 | -0.0019591 | 599.2229 | 0.01447 | 599.2229 | 0.011364 | 599.2228 | 0.040208 | 593.57 | 4.35 | 599.2229 | 6.5278 | 529.3237 | 0.00015793 | 599.2229 | 1.3538 | 599.2228 | 1.1276 | 598.7839 | 0.1072 | 794.1047 | 2.5931 | 598.7839 | 0.0033794 | 793.4106 | 0.17293 | 794.1047 | 0.087947 | 598.7839 | 1.3711 | 599.2228 | 2.4251
|  | 528.0708 | 0.010612 | 599.0132 | 0.032384 | 528.0708 | 0.0082132 | 599.0132 | 0.0019366 | 592.1756 | 0.0052605 | 599.0132 | -0.0011426 | 599.4518 | 0.0013132 | 593.8 | -0.0092359 | 599.4518 | 0.0024211 | 599.4518 | 0.0074232 | 599.4518 | 0.038258 | 593.8 | 4.4897 | 599.4518 | 6.4803 | 529.4412 | 0.00017094 | 599.4518 | 1.3746 | 599.4518 | 1.1381 | 599.0132 | 0.094494 | 794.2704 | 2.5419 | 599.0132 | -0.0098569 | 793.5765 | 0.18434 | 794.2704 | 0.086713 | 599.0132 | 1.3583 | 599.4518 | 2.4185
|  | 528.1858 | 0 | 599.2425 | 0.033922 | 528.1858 | 0 | 599.2425 | 0.021598 | 592.4029 | 0.0092304 | 599.2425 | 0.029668 | 599.6808 | 0.026445 | 594.03 | 0.0097957 | 599.6808 | 0.015573 | 599.6808 | 0.01062 | 599.6808 | 0.039276 | 594.03 | 4.5329 | 599.6808 | 6.433 | 529.5588 | 0.00015753 | 599.6808 | 1.4217 | 599.6808 | 1.192 | 599.2425 | 0.10905 | 794.4362 | 2.4727 | 599.2425 | 0.0010193 | 793.7423 | 0.21856 | 794.4362 | 0.088299 | 599.2425 | 1.3633 | 599.6808 | 2.4145
|  | 528.3007 | 0.017039 | 599.4718 | 0.025333 | 528.3007 | 0.013804 | 599.4718 | 0.002046 | 592.6302 | 0.0035728 | 599.4718 | 0.00092516 | 599.9098 | 0 | 594.26 | 0.017072 | 599.9098 | 0.0031478 | 599.9098 | 0.0049031 | 599.9098 | 0.035223 | 594.26 | 4.6576 | 599.9098 | 6.3475 | 529.6764 | 0.00016789 | 599.9098 | 1.4193 | 599.9098 | 1.192 | 599.4719 | 0.08918 | 794.602 | 2.4193 | 599.4718 | -0.0049198 | 793.9082 | 0.16653 | 794.602 | 0.086772 | 599.4719 | 1.3541 | 599.9098 | 2.408
|  | 528.4157 | 0 | 599.7012 | 0.033383 | 528.4157 | 0 | 599.7012 | 0.030845 | 592.8575 | 0.011204 | 599.7012 | 0.030822 | 600.1388 | 0.023279 | 594.49 | 0.0069968 | 600.1388 | 0.013518 | 600.1388 | 0.011191 | 600.1388 | 0.036979 | 594.49 | 4.7578 | 600.1388 | 6.2734 | 529.7939 | 0.00016037 | 600.1388 | 1.4637 | 600.1388 | 1.2448 | 599.7012 | 0.11875 | 794.7677 | 2.358 | 599.7012 | -0.0018561 | 794.0741 | 0.25056 | 794.7677 | 0.088358 | 599.7012 | 1.3553 | 600.1388 | 2.4001
|  | 528.5307 | 0.015681 | 599.9306 | 0.030935 | 528.5307 | 0.019758 | 599.9306 | -0.01142 | 593.0848 | 0.005794 | 599.9306 | 0.00053705 | 600.3678 | 0.0039061 | 594.72 | -0.012035 | 600.3678 | 0.0033751 | 600.3678 | 0.0056281 | 600.3678 | 0.035117 | 594.72 | 4.8883 | 600.3678 | 6.18 | 529.9115 | 0.00015854 | 600.3678 | 1.496 | 600.3678 | 1.255 | 599.9306 | 0.099115 | 794.9335 | 2.3741 | 599.9306 | -0.0086101 | 794.2399 | 0.23247 | 794.9335 | 0.086596 | 599.9306 | 1.3356 | 600.3678 | 2.3899
|  | 528.6457 | 0 | 600.1599 | 0.031559 | 528.6457 | 0 | 600.1599 | 0.032244 | 593.3121 | 0.01203 | 600.1599 | 0.032388 | 600.5968 | 0.017568 | 594.95 | -0.031067 | 600.5968 | 0.013919 | 600.5968 | 0.010537 | 600.5968 | 0.036762 | 594.95 | 4.9236 | 600.5968 | 6.091 | 530.0291 | 0.00015671 | 600.5968 | 1.533 | 600.5968 | 1.3134 | 600.1599 | 0.11806 | 795.0993 | 2.3172 | 600.1599 | 0.0054137 | 794.4058 | 0.28339 | 795.0993 | 0.088593 | 600.1599 | 1.3349 | 600.5968 | 2.3869
|  | 528.7607 | 0.0024034 | 600.3893 | 0.022113 | 528.7607 | 0.016645 | 600.3893 | 0.0048903 | 593.5395 | 0.0049563 | 600.3893 | -0.0032535 | 600.8259 | 0 | 595.18 | -0.016513 | 600.8258 | 0.0031804 | 600.8259 | 0.0080409 | 600.8259 | 0.033617 | 595.18 | 5.0749 | 600.8259 | 6.005 | 530.1467 | 0.00015956 | 600.8259 | 1.5587 | 600.8259 | 1.3318 | 600.3893 | 0.099808 | 795.2651 | 2.2731 | 600.3893 | -0.010876 | 794.5717 | 0.24304 | 795.2651 | 0.086831 | 600.3893 | 1.34 | 600.8259 | 2.3764
|  | 528.8757 | 0 | 600.6187 | 0.037419 | 528.8757 | 0 | 600.6187 | 0.043361 | 593.7668 | 0.0064001 | 600.6187 | 0.03625 | 601.0549 | 0.015309 | 595.41 | 0.00027989 | 601.0549 | 0.012452 | 601.0549 | 0.012096 | 601.0549 | 0.037007 | 595.41 | 5.034 | 601.0549 | 5.9008 | 530.2643 | 0.00016139 | 601.0549 | 1.6188 | 601.0549 | 1.391 | 600.6187 | 0.12291 | 795.4309 | 2.2191 | 600.6187 | 0.0075575 | 794.7376 | 0.3012 | 795.4309 | 0.089181 | 600.6187 | 1.3422 | 601.0549 | 2.3735
|  | 528.9907 | 0 | 600.8481 | 0.029926 | 528.9907 | 0.035186 | 600.8481 | 0.006248 | 593.9942 | 0.010092 | 600.8481 | 0.0012682 | 601.284 | 0 | 595.64 | -0.02267 | 601.284 | 0.0010693 | 601.284 | 0.006869 | 601.2839 | 0.033809 | 595.64 | 5.2113 | 601.284 | 5.7918 | 530.3819 | 0.0001746 | 601.284 | 1.643 | 601.2839 | 1.408 | 600.8481 | 0.11413 | 795.5967 | 2.1735 | 600.8481 | -0.003287 | 794.9035 | 0.31539 | 795.5967 | 0.086596 | 600.8481 | 1.3343 | 601.2839 | 2.3688
|  | 529.1057 | 0 | 601.0775 | 0.034341 | 529.1057 | 0 | 601.0775 | 0.034955 | 594.2216 | 0.013255 | 601.0775 | 0.031822 | 601.513 | 0.021786 | 595.87 | 0.014833 | 601.513 | 0.012934 | 601.513 | 0.011349 | 601.513 | 0.035756 | 595.87 | 5.2299 | 601.513 | 5.6812 | 530.4995 | 0.0001935 | 601.513 | 1.6967 | 601.513 | 1.4675 | 601.0775 | 0.12707 | 795.7625 | 2.1382 | 601.0775 | 0.00029031 | 795.0694 | 0.31761 | 795.7625 | 0.088946 | 601.0775 | 1.3317 | 601.513 | 2.363
|  | 529.2207 | 0.0032908 | 601.307 | 0.030414 | 529.2207 | 0.0072746 | 601.307 | -0.0093008 | 594.449 | 0.0025345 | 601.307 | 0.0023299 | 601.7421 | 0.0033621 | 596.1 | 0.013714 | 601.7421 | 0.0056711 | 601.7421 | 0.0067547 | 601.7421 | 0.033078 | 596.1 | 5.2694 | 601.7421 | 5.5478 | 530.617 | 0.00020834 | 601.7421 | 1.7191 | 601.7421 | 1.4791 | 601.307 | 0.11898 | 795.9283 | 2.1044 | 601.307 | -0.0037583 | 795.2353 | 0.34432 | 795.9283 | 0.086478 | 601.307 | 1.324 | 601.7421 | 2.3557
|  | 529.3357 | 0 | 601.5364 | 0.033781 | 529.3357 | 0 | 601.5364 | 0.020086 | 594.6764 | 0.010007 | 601.5364 | 0.033222 | 601.9712 | 0.01711 | 596.32 | -0.030506 | 601.9712 | 0.012172 | 601.9712 | 0.010833 | 601.9712 | 0.033982 | 596.32 | 5.2538 | 601.9712 | 5.4312 | 530.7346 | 0.00020489 | 601.9712 | 1.7811 | 601.9712 | 1.541 | 601.5364 | 0.13677 | 796.0941 | 2.0454 | 601.5364 | 0.0026468 | 795.4012 | 0.31066 | 796.0941 | 0.089122 | 601.5364 | 1.3239 | 601.9712 | 2.3507
|  | 529.4507 | 0 | 601.7659 | 0.027327 | 529.4507 | 0.012202 | 601.7659 | -0.0055016 | 594.9038 | 0.00081324 | 601.7659 | 0.00080893 | 602.2003 | 0 | 596.55 | 0.0092359 | 602.2003 | 0.0047277 | 602.2003 | 0.0087371 | 602.2003 | 0.031315 | 596.55 | 5.3796 | 602.2003 | 5.293 | 530.8523 | 0.00018212 | 602.2003 | 1.8128 | 602.2003 | 1.5617 | 601.7659 | 0.12153 | 796.2599 | 2.0025 | 601.7659 | -0.0045791 | 795.5671 | 0.36324 | 796.2599 | 0.086302 | 601.7659 | 1.3157 | 602.2003 | 2.348
|  | 529.5657 | 0 | 601.9953 | 0.028572 | 529.5657 | 0 | 601.9953 | 0.024886 | 595.1312 | 0.011703 | 601.9953 | 0.031091 | 602.4294 | 0.022753 | 596.78 | -0.0069968 | 602.4294 | 0.012939 | 602.4294 | 0.008804 | 602.4294 | 0.033101 | 596.78 | 5.3406 | 602.4294 | 5.1413 | 530.9699 | 0.00016505 | 602.4294 | 1.8678 | 602.4294 | 1.6264 | 601.9953 | 0.14093 | 796.4257 | 1.9691 | 601.9953 | -0.0018374 | 795.733 | 0.3613 | 796.4257 | 0.088887 | 601.9953 | 1.3022 | 602.4294 | 2.3396
|  | 529.6807 | 0.016545 | 602.2248 | 0.026162 | 529.6807 | 0.023683 | 602.2248 | -0.021119 | 595.3586 | 0.0025756 | 602.2248 | 0.0016139 | 602.6585 | 0 | 597.01 | -0.029946 | 602.6585 | 0.0023119 | 602.6585 | 0.0067182 | 602.6585 | 0.029656 | 597.01 | 5.3271 | 602.6585 | 4.9934 | 531.0875 | 0.00016525 | 602.6585 | 1.8929 | 602.6585 | 1.6293 | 602.2248 | 0.12753 | 796.5915 | 1.913 | 602.2248 | -0.0033807 | 795.8989 | 0.3549 | 796.5915 | 0.086067 | 602.2248 | 1.2971 | 602.6585 | 2.3345
|  | 529.7958 | 0 | 602.4543 | 0.0269 | 529.7958 | 0 | 602.4543 | 0.028606 | 595.5861 | 0.0093729 | 602.4543 | 0.026483 | 602.8877 | 0.024147 | 597.24 | 0.010355 | 602.8877 | 0.009554 | 602.8877 | 0.008952 | 602.8876 | 0.03195 | 597.24 | 5.3279 | 602.8877 | 4.8763 | 531.2051 | 0.00015143 | 602.8877 | 1.9513 | 602.8876 | 1.7042 | 602.4543 | 0.14047 | 796.7574 | 1.8837 | 602.4543 | -0.0016846 | 796.0648 | 0.32179 | 796.7574 | 0.088887 | 602.4543 | 1.3011 | 602.8876 | 2.3324
|  | 529.9108 | 0.0090589 | 602.6838 | 0.028205 | 529.9108 | 0.023953 | 602.6838 | -0.012037 | 595.8135 | 0.0024515 | 602.6838 | 0.00019365 | 603.1168 | 0.0014045 | 597.47 | -0.0047579 | 603.1168 | 0.0040715 | 603.1168 | 0.006067 | 603.1168 | 0.0296 | 597.47 | 5.2902 | 603.1168 | 4.7261 | 531.3227 | 0.00016281 | 603.1168 | 1.9837 | 603.1168 | 1.7303 | 602.6838 | 0.13423 | 796.9232 | 1.8396 | 602.6838 | 0.00070922 | 796.2307 | 0.37827 | 796.9232 | 0.085656 | 602.6838 | 1.2936 | 603.1168 | 2.323
|  | 530.0258 | 0 | 602.9133 | 0.030587 | 530.0258 | 0 | 602.9133 | 0.03927 | 596.041 | 0.010874 | 602.9133 | 0.032962 | 603.346 | 0.018078 | 597.7 | 0.015393 | 603.346 | 0.012528 | 603.346 | 0.0093408 | 603.3459 | 0.031906 | 597.7 | 5.3236 | 603.346 | 4.5701 | 531.4403 | 0.0001681 | 603.346 | 2.0407 | 603.346 | 1.7861 | 602.9133 | 0.14902 | 797.089 | 1.8353 | 602.9133 | 8.3749e-05 | 796.3967 | 0.38884 | 797.089 | 0.088476 | 602.9133 | 1.2944 | 603.3459 | 2.3098
|  | 530.1409 | 0.0006286 | 603.1428 | 0.03151 | 530.1409 | 0 | 603.1428 | -0.011215 | 596.2684 | 0.0033033 | 603.1428 | 0.0013291 | 603.5751 | 0.0021605 | 597.93 | -0.0041982 | 603.5751 | 0.0027488 | 603.5751 | 0.0064506 | 603.5751 | 0.028813 | 597.93 | 5.3285 | 603.5751 | 4.4411 | 531.558 | 0.00018456 | 603.5751 | 2.0833 | 603.5751 | 1.8098 | 603.1428 | 0.14209 | 797.2549 | 1.7906 | 603.1428 | -0.0021568 | 796.5626 | 0.3165 | 797.2549 | 0.084892 | 603.1428 | 1.2871 | 603.5751 | 2.3047
|  | 530.2559 | 0 | 603.3724 | 0.033029 | 530.2559 | 0 | 603.3724 | 0.010779 | 596.4959 | 0.010533 | 603.3724 | 0.031872 | 603.8043 | 0.022593 | 598.16 | 0.027708 | 603.8043 | 0.014746 | 603.8043 | 0.011548 | 603.8043 | 0.030528 | 598.16 | 5.2532 | 603.8043 | 4.2972 | 531.6756 | 0.00018029 | 603.8043 | 2.1468 | 603.8043 | 1.8701 | 603.3724 | 0.16103 | 797.4207 | 1.714 | 603.3724 | -0.0012865 | 796.7286 | 0.41889 | 797.4207 | 0.087947 | 603.3724 | 1.2809 | 603.8043 | 2.2973
|  | 530.371 | 0.012841 | 603.6019 | 0.033591 | 530.371 | 0.022735 | 603.6019 | -0.002555 | 596.7234 | 0.0015594 | 603.6019 | 0.0024739 | 604.0335 | 0.00030034 | 598.39 | -0.015393 | 604.0335 | 0.0025784 | 604.0335 | 0.0072063 | 604.0335 | 0.028494 | 598.39 | 5.2664 | 604.0335 | 4.146 | 531.7932 | 0.00016667 | 604.0335 | 2.1787 | 604.0335 | 1.9016 | 603.6019 | 0.15295 | 797.5865 | 1.7145 | 603.6019 | -0.004564 | 796.8945 | 0.36575 | 797.5865 | 0.084539 | 603.6019 | 1.2781 | 604.0335 | 2.2921
|  | 530.486 | 0 | 603.8315 | 0.034796 | 530.486 | 0 | 603.8315 | 0.026556 | 596.9509 | 0.010976 | 603.8315 | 0.030372 | 604.2627 | 0.015792 | 598.62 | 0.023229 | 604.2627 | 0.012412 | 604.2627 | 0.0096542 | 604.2627 | 0.030701 | 598.62 | 5.1516 | 604.2627 | 4.0213 | 531.9108 | 0.00016505 | 604.2627 | 2.2501 | 604.2627 | 1.9794 | 603.8315 | 0.16704 | 797.7524 | 1.6696 | 603.8315 | 0.0035126 | 797.0604 | 0.41416 | 797.7524 | 0.088006 | 603.8315 | 1.2706 | 604.2627 | 2.2865
|  | 530.6011 | 0.012165 | 604.061 | 0.030406 | 530.6011 | 0.01056 | 604.061 | -0.011401 | 597.1784 | 0.0011332 | 604.061 | 0.004558 | 604.4919 | 0.0010055 | 598.85 | 0.0092359 | 604.4919 | 0.0065508 | 604.4919 | 0.0063637 | 604.4919 | 0.027639 | 598.85 | 5.0569 | 604.4919 | 3.8745 | 532.0285 | 0.00018985 | 604.4919 | 2.2884 | 604.4919 | 2.0013 | 604.0611 | 0.15318 | 797.9182 | 1.6301 | 604.061 | -0.0033951 | 797.2264 | 0.3421 | 797.9182 | 0.084598 | 604.0611 | 1.247 | 604.4919 | 2.2805
|  | 530.7162 | 0 | 604.2906 | 0.033376 | 530.7162 | 0 | 604.2906 | 0.012129 | 597.4059 | 0.0077475 | 604.2906 | 0.031623 | 604.7211 | 0.018539 | 599.08 | 0.025469 | 604.7211 | 0.013229 | 604.7211 | 0.0097514 | 604.7211 | 0.029068 | 599.08 | 4.9786 | 604.7211 | 3.7397 | 532.1461 | 0.0001998 | 604.7211 | 2.3515 | 604.7211 | 2.0586 | 604.2906 | 0.16981 | 798.0841 | 1.6362 | 604.2906 | 0.0025965 | 797.3923 | 0.3574 | 798.0841 | 0.088064 | 604.2906 | 1.2705 | 604.7211 | 2.2729
|  | 530.8312 | 0.010612 | 604.5202 | 0.028688 | 530.8312 | 0.022329 | 604.5202 | -0.011234 | 597.6335 | 0.0027505 | 604.5202 | -0.0034676 | 604.9504 | 0.0014092 | 599.31 | -0.024908 | 604.9504 | 0.0027833 | 604.9504 | 0.0049498 | 604.9504 | 0.026392 | 599.31 | 4.9661 | 604.9504 | 3.6024 | 532.2638 | 0.00018883 | 604.9504 | 2.3999 | 604.9504 | 2.0944 | 604.5202 | 0.16126 | 798.25 | 1.5646 | 604.5202 | -0.0062934 | 797.5583 | 0.32624 | 798.25 | 0.084069 | 604.5202 | 1.2477 | 604.9504 | 2.2688
|  | 530.9463 | 0 | 604.7498 | 0.03148 | 530.9463 | 0.00094079 | 604.7498 | 0.021586 | 597.861 | 0.0096128 | 604.7498 | 0.033789 | 605.1796 | 0.020689 | 599.54 | -0.0075566 | 605.1796 | 0.011656 | 605.1796 | 0.0094701 | 605.1796 | 0.028485 | 599.54 | 4.819 | 605.1796 | 3.4777 | 532.3814 | 0.00017704 | 605.1796 | 2.4723 | 605.1796 | 2.1715 | 604.7498 | 0.18598 | 798.4158 | 1.5594 | 604.7498 | -0.001146 | 797.7243 | 0.35239 | 798.4158 | 0.087359 | 604.7498 | 1.2563 | 605.1796 | 2.2647
|  | 531.0614 | 0.011277 | 604.9794 | 0.027729 | 531.0614 | 0.017187 | 604.9794 | -0.0058713 | 598.0886 | 0.0037512 | 604.9794 | 0.0012434 | 605.4089 | 0.00065687 | 599.77 | -0.017632 | 605.4089 | 0.004941 | 605.4089 | 0.005591 | 605.4089 | 0.025944 | 599.77 | 4.7412 | 605.4089 | 3.3435 | 532.4991 | 0.0001622 | 605.4089 | 2.5119 | 605.4089 | 2.1804 | 604.9794 | 0.16773 | 798.5817 | 1.4872 | 604.9794 | -0.0041439 | 797.8902 | 0.37632 | 798.5817 | 0.083188 | 604.9794 | 1.2428 | 605.4089 | 2.2591
|  | 531.1765 | 0 | 605.2091 | 0.037808 | 531.1765 | 0 | 605.2091 | 0.02707 | 598.3161 | 0.0060414 | 605.2091 | 0.033517 | 605.6382 | 0.018978 | 600 | -0.00083963 | 605.6382 | 0.014057 | 605.6382 | 0.010266 | 605.6382 | 0.028612 | 600 | 4.6477 | 605.6382 | 3.2311 | 532.6167 | 0.00017521 | 605.6382 | 2.5907 | 605.6382 | 2.2733 | 605.2091 | 0.19915 | 798.7476 | 1.4722 | 605.2091 | 0.0085764 | 798.0562 | 0.55579 | 798.7476 | 0.086831 | 605.2091 | 1.2448 | 605.6382 | 2.2516
|  | 531.2916 | 0 | 605.4387 | 0.027129 | 531.2916 | 0.017322 | 605.4387 | -0.013492 | 598.5437 | 0.0056348 | 605.4387 | -0.00086509 | 605.8674 | 0 | 600.23 | -0.02435 | 605.8674 | 0.00433 | 605.8674 | 0.0039834 | 605.8674 | 0.024953 | 600.23 | 4.5438 | 605.8674 | 3.1056 | 532.7344 | 0.00015651 | 605.8674 | 2.6468 | 605.8674 | 2.2986 | 605.4387 | 0.18414 | 798.9135 | 1.4472 | 605.4387 | 5.9651e-05 | 798.2222 | 0.41388 | 798.9135 | 0.082777 | 605.4387 | 1.243 | 605.8674 | 2.2482
|  | 531.4067 | 0 | 605.6683 | 0.032219 | 531.4067 | 0 | 605.6683 | 0.036044 | 598.7712 | 0.0048223 | 605.6683 | 0.031018 | 606.0967 | 0.024173 | 600.46 | 0.041141 | 606.0967 | 0.012798 | 606.0967 | 0.0094086 | 606.0967 | 0.026816 | 600.46 | 4.4137 | 606.0967 | 2.9974 | 532.852 | 0.00015997 | 606.0967 | 2.7148 | 606.0967 | 2.3616 | 605.6684 | 0.20031 | 799.0793 | 1.4257 | 605.6683 | 0.0039592 | 798.3882 | 0.53687 | 799.0793 | 0.086772 | 605.6684 | 1.2539 | 606.0967 | 2.239
|  | 531.5217 | 0.020867 | 605.898 | 0.027051 | 531.5217 | 0.0093865 | 605.898 | -0.010913 | 598.9988 | 9.4198e-05 | 605.898 | 0.0010167 | 606.326 | 0.002674 | 600.69 | -0.0036384 | 606.326 | 0.0037959 | 606.326 | 0.005676 | 606.326 | 0.024531 | 600.69 | 4.3036 | 606.326 | 2.8848 | 532.9697 | 0.00015671 | 606.326 | 2.7673 | 606.3261 | 2.3869 | 605.898 | 0.18506 | 799.2452 | 1.3872 | 605.898 | -0.0096171 | 798.5542 | 0.46091 | 799.2452 | 0.082659 | 605.898 | 1.2405 | 606.326 | 2.2367
|  | 531.6368 | 0 | 606.1277 | 0.032645 | 531.6368 | 0 | 606.1277 | 0.023588 | 599.2264 | 0.0093707 | 606.1277 | 0.030548 | 606.5554 | 0.019895 | 600.92 | 0.042262 | 606.5554 | 0.014195 | 606.5554 | 0.0097118 | 606.5554 | 0.026493 | 600.92 | 4.1695 | 606.5554 | 2.7764 | 533.0874 | 0.00016789 | 606.5554 | 2.8606 | 606.5554 | 2.4683 | 606.1277 | 0.21879 | 799.4111 | 1.3611 | 606.1277 | 0.0058669 | 798.7201 | 0.47899 | 799.4111 | 0.086713 | 606.1277 | 1.2389 | 606.5554 | 2.2295
|  | 531.752 | 0 | 606.3574 | 0.025779 | 531.752 | 0.011968 | 606.3574 | -0.019053 | 599.454 | 0.0010785 | 606.3574 | 0.00098941 | 606.7847 | 0 | 601.15 | 0.0053177 | 606.7847 | 0.0012373 | 606.7847 | 0.0040112 | 606.7847 | 0.023965 | 601.15 | 4.0401 | 606.7847 | 2.667 | 533.2051 | 0.00016789 | 606.7847 | 2.9178 | 606.7847 | 2.5135 | 606.3574 | 0.20678 | 799.577 | 1.313 | 606.3574 | -0.0034412 | 798.8861 | 0.4751 | 799.577 | 0.082366 | 606.3574 | 1.23 | 606.7847 | 2.2238
|  | 531.8671 | 0 | 606.5871 | 0.026619 | 531.8671 | 0 | 606.5871 | 0.025757 | 599.6817 | 0.014102 | 606.5871 | 0.028283 | 607.014 | 0.017618 | 601.38 | 0.015953 | 607.014 | 0.010114 | 607.014 | 0.0089802 | 607.014 | 0.025401 | 601.38 | 3.9112 | 607.014 | 2.5709 | 533.3227 | 0.00015997 | 607.014 | 2.9986 | 607.014 | 2.5822 | 606.587 | 0.21417 | 799.7429 | 1.2802 | 606.5871 | 0.0073413 | 799.0521 | 0.64343 | 799.7429 | 0.086478 | 606.587 | 1.228 | 607.014 | 2.2135
|  | 531.9822 | 0.0041782 | 606.8168 | 0.028205 | 531.9822 | 0.0018773 | 606.8168 | -0.017724 | 599.9093 | -0.00054049 | 606.8168 | -0.0025346 | 607.2434 | 0.0011535 | 601.61 | -0.014274 | 607.2434 | 0.0030583 | 607.2434 | 0.0042296 | 607.2433 | 0.023241 | 601.61 | 3.7874 | 607.2434 | 2.4692 | 533.4404 | 0.00016525 | 607.2434 | 3.06 | 607.2433 | 2.6156 | 606.8167 | 0.20932 | 799.9088 | 1.2535 | 606.8168 | 1.8702e-05 | 799.2181 | 0.6554 | 799.9088 | 0.082189 | 606.8167 | 1.2114 | 607.2433 | 2.2082
|  | 532.0973 | 0 | 607.0465 | 0.025432 | 532.0973 | 0 | 607.0465 | 0.037468 | 600.137 | 0.010807 | 607.0465 | 0.028839 | 607.4727 | 0.011242 | 601.84 | 0.027148 | 607.4727 | 0.0113 | 607.4727 | 0.0088655 | 607.4727 | 0.024685 | 601.84 | 3.5907 | 607.4727 | 2.3726 | 533.5581 | 0.0001622 | 607.4727 | 3.1424 | 607.4727 | 2.6904 | 607.0465 | 0.23127 | 800.0747 | 1.2305 | 607.0465 | -0.0028914 | 799.3841 | 0.74917 | 800.0747 | 0.086889 | 607.0465 | 1.2192 | 607.4727 | 2.2007
|  | 532.2124 | 0.0077278 | 607.2762 | 0.022854 | 532.2124 | 0.024901 | 607.2762 | -0.012064 | 600.3646 | 0.0025578 | 607.2762 | -0.0012146 | 607.7021 | 0 | 602.07 | 0.029946 | 607.7021 | 0.0020782 | 607.7021 | 0.0056586 | 607.7021 | 0.02159 | 602.07 | 3.4782 | 607.7021 | 2.2779 | 533.6758 | 0.00016932 | 607.7021 | 3.2071 | 607.7021 | 2.7413 | 607.2762 | 0.21949 | 800.2406 | 1.2096 | 607.2762 | -0.0064694 | 799.5501 | 0.74583 | 800.2406 | 0.082777 | 607.2762 | 1.2126 | 607.7021 | 2.1958
|  | 532.3276 | 0 | 607.5059 | 0.02906 | 532.3276 | 0 | 607.5059 | 0.029723 | 600.5923 | 0.0093785 | 607.5059 | 0.027214 | 607.9315 | 0.017778 | 602.3 | -0.012035 | 607.9315 | 0.014057 | 607.9315 | 0.0094079 | 607.9315 | 0.024553 | 602.3 | 3.3535 | 607.9315 | 2.1979 | 533.7935 | 0.00017175 | 607.9315 | 3.3072 | 607.9315 | 2.8084 | 607.5059 | 0.24629 | 800.4065 | 1.1845 | 607.5059 | 0.0014588 | 799.7162 | 0.70409 | 800.4065 | 0.087301 | 607.5059 | 1.2168 | 607.9315 | 2.1909
|  | 532.4427 | 0.01039 | 607.7357 | 0.023756 | 532.4427 | 0.01056 | 607.7357 | 0.0043478 | 600.8199 | -0.0012791 | 607.7357 | -0.0020847 | 608.1609 | 0 | 602.53 | 0.013154 | 608.1609 | 0 | 608.1609 | 0.0049037 | 608.1609 | 0.021429 | 602.53 | 3.2527 | 608.1609 | 2.1091 | 533.9112 | 0.00019411 | 608.1609 | 3.3715 | 608.1609 | 2.8542 | 607.7357 | 0.23704 | 800.5724 | 1.1692 | 607.7357 | -0.0060775 | 799.8822 | 0.7027 | 800.5724 | 0.083012 | 607.7357 | 1.2052 | 608.1609 | 2.1874
|  | 532.5578 | 0 | 607.9654 | 0.041402 | 532.5578 | 0 | 607.9654 | 0.017356 | 601.0476 | 0.011956 | 607.9654 | 0.035182 | 608.3903 | 0.019023 | 602.76 | 0.011475 | 608.3903 | 0.013604 | 608.3903 | 0.010843 | 608.3903 | 0.02526 | 602.76 | 3.0952 | 608.3903 | 2.0247 | 534.0289 | 0.00019533 | 608.3903 | 3.4661 | 608.3903 | 2.9325 | 607.9655 | 0.25229 | 800.7383 | 1.159 | 607.9654 | -0.0058212 | 800.0482 | 0.72579 | 800.7383 | 0.087771 | 607.9655 | 1.198 | 608.3903 | 2.1737
|  | 532.673 | 0 | 608.1952 | 0.026609 | 532.673 | 0.011029 | 608.1952 | 0.0091273 | 601.2753 | 0.0044249 | 608.1952 | -0.001818 | 608.6197 | 0.0050403 | 602.99 | 0.0097957 | 608.6197 | 0.0029599 | 608.6197 | 0.0047758 | 608.6197 | 0.021982 | 602.99 | 3.028 | 608.6197 | 1.9359 | 534.1466 | 0.00018598 | 608.6197 | 3.5404 | 608.6197 | 2.9649 | 608.1952 | 0.24698 | 800.9043 | 1.1028 | 608.1952 | -0.0030665 | 800.2142 | 0.68461 | 800.9043 | 0.084128 | 608.1952 | 1.1888 | 608.6197 | 2.1655
|  | 532.7881 | 0 | 608.425 | 0.028743 | 532.7881 | 0 | 608.425 | 0.038793 | 601.5031 | 0.0092335 | 608.425 | 0.032065 | 608.8491 | 0.015457 | 603.22 | -0.026587 | 608.8491 | 0.015297 | 608.8491 | 0.008284 | 608.8491 | 0.023432 | 603.22 | 2.8491 | 608.8491 | 1.8694 | 534.2642 | 0.00016078 | 608.8491 | 3.6314 | 608.8491 | 3.0451 | 608.425 | 0.26292 | 801.0702 | 1.077 | 608.425 | -0.0025326 | 800.3803 | 0.77755 | 801.0702 | 0.088828 | 608.425 | 1.1875 | 608.8491 | 2.1556
|  | 532.9033 | 0.008837 | 608.6548 | 0.030606 | 532.9033 | 0.0091518 | 608.6548 | -0.0088041 | 601.7307 | 0.0032082 | 608.6548 | -0.0013214 | 609.0786 | 0 | 603.45 | -0.0058775 | 609.0786 | 0.0023436 | 609.0786 | 0.0050362 | 609.0786 | 0.021897 | 603.45 | 2.7344 | 609.0786 | 1.7845 | 534.3819 | 0.00017074 | 609.0786 | 3.6927 | 609.0785 | 3.0742 | 608.6548 | 0.25784 | 801.2361 | 1.0651 | 608.6548 | -0.00411 | 800.5463 | 0.7002 | 801.2361 | 0.084774 | 608.6548 | 1.1775 | 609.0786 | 2.1439
|  | 533.0184 | 0 | 608.8846 | 0.032512 | 533.0184 | 0 | 608.8846 | 0.031859 | 601.9584 | 0.0091459 | 608.8846 | 0.029614 | 609.308 | 0.018749 | 603.68 | 0.017072 | 609.308 | 0.013601 | 609.308 | 0.0087204 | 609.308 | 0.022757 | 603.68 | 2.6197 | 609.308 | 1.7127 | 534.4997 | 0.00018456 | 609.308 | 3.7999 | 609.308 | 3.152 | 608.8846 | 0.28279 | 801.4021 | 1.0513 | 608.8846 | 0.0049591 | 800.7123 | 0.76837 | 801.4021 | 0.089651 | 608.8846 | 1.1754 | 609.308 | 2.1355
|  | 533.1336 | 0 | 609.1144 | 0.026062 | 533.1336 | 0.015022 | 609.1144 | -0.002371 | 602.1862 | 0.0028403 | 609.1144 | -0.0030676 | 609.5375 | 0 | 603.91 | -0.010915 | 609.5375 | 0.0028625 | 609.5375 | 0.0048609 | 609.5375 | 0.020879 | 603.91 | 2.5214 | 609.5375 | 1.6443 | 534.6174 | 0.00018822 | 609.5375 | 3.8875 | 609.5375 | 3.2177 | 609.1144 | 0.26777 | 801.568 | 1.0201 | 609.1144 | 0.0036052 | 800.8784 | 0.78589 | 801.568 | 0.085714 | 609.1144 | 1.1675 | 609.5375 | 2.1333
|  | 533.2487 | 0 | 609.3442 | 0.028626 | 533.2487 | 0.0063506 | 609.3442 | 0.042251 | 602.4139 | 0.0080422 | 609.3442 | 0.030813 | 609.767 | 0.01717 | 604.14 | 0.036104 | 609.767 | 0.014195 | 609.767 | 0.0091388 | 609.767 | 0.022864 | 604.14 | 2.3448 | 609.767 | 1.5829 | 534.7351 | 0.00017277 | 609.767 | 4.0042 | 609.767 | 3.312 | 609.3442 | 0.29503 | 801.7339 | 1.0269 | 609.3442 | -0.001658 | 801.0444 | 0.84683 | 801.7339 | 0.091119 | 609.3442 | 1.1782 | 609.767 | 2.1313
|  | 533.3639 | 0.0010722 | 609.5741 | 0.023531 | 533.3639 | 0 | 609.5741 | -0.022639 | 602.6417 | 0.0036507 | 609.5741 | -0.009654 | 609.9964 | 0.0017031 | 604.36 | -0.0086761 | 609.9964 | 8.1446e-05 | 609.9964 | 0.0038865 | 609.9965 | 0.019561 | 604.36 | 2.2215 | 609.9964 | 1.5145 | 534.8528 | 0.00015956 | 609.9964 | 4.0802 | 609.9965 | 3.3556 | 609.5741 | 0.2784 | 801.8999 | 0.98661 | 609.5741 | -0.004296 | 801.2105 | 0.83959 | 801.8999 | 0.086948 | 609.5741 | 1.1632 | 609.9965 | 2.1233
|  | 533.4791 | 0 | 609.8039 | 0.031466 | 533.4791 | 0 | 609.8039 | 0.033955 | 602.8694 | 0.0099998 | 609.8039 | 0.030943 | 610.2259 | 0.022209 | 604.59 | 0.015393 | 610.226 | 0.009845 | 610.2259 | 0.0083062 | 610.226 | 0.021803 | 604.59 | 2.1345 | 610.2259 | 1.4557 | 534.9705 | 0.00015529 | 610.2259 | 4.186 | 610.226 | 3.4467 | 609.8039 | 0.30173 | 802.0658 | 0.94809 | 609.8039 | 0.0053925 | 801.3765 | 0.88077 | 802.0658 | 0.092705 | 609.8039 | 1.1804 | 610.226 | 2.1137
|  | 533.5943 | 0.018768 | 610.0338 | 0.0269 | 533.5943 | 0.018946 | 610.0338 | -0.042365 | 603.0972 | 0.0034377 | 610.0338 | -0.00056586 | 610.4555 | 0.0021117 | 604.82 | -0.011475 | 610.4555 | 0.0015582 | 610.4555 | 0.004846 | 610.4554 | 0.01891 | 604.82 | 2.051 | 610.4555 | 1.385 | 535.0883 | 0.00016525 | 610.4555 | 4.2652 | 610.4554 | 3.4873 | 610.0338 | 0.30127 | 802.2318 | 0.92875 | 610.0338 | -0.0025476 | 801.5426 | 0.94588 | 802.2318 | 0.089357 | 610.0338 | 1.1659 | 610.4554 | 2.1014
|  | 533.7095 | 0 | 610.2637 | 0.028959 | 533.7095 | 0 | 610.2637 | 0.0048898 | 603.325 | 0.0089082 | 610.2637 | 0.027921 | 610.685 | 0.013585 | 605.05 | 0.017072 | 610.685 | 0.012445 | 610.685 | 0.0072652 | 610.685 | 0.021053 | 605.05 | 1.9 | 610.685 | 1.3317 | 535.206 | 0.00016667 | 610.685 | 4.3778 | 610.685 | 3.574 | 610.2637 | 0.3223 | 802.3977 | 0.91003 | 610.2637 | 0.0040604 | 801.7087 | 0.99096 | 802.3977 | 0.094585 | 610.2637 | 1.1671 | 610.685 | 2.092
|  | 533.8247 | 0.0068403 | 610.4936 | 0.022489 | 533.8247 | 0.015428 | 610.4936 | -0.018284 | 603.5528 | 0.0023751 | 610.4936 | -0.0027328 | 610.9145 | 0 | 605.28 | 0.0036384 | 610.9145 | 0.00276 | 610.9145 | 0.0037031 | 610.9145 | 0.018337 | 605.28 | 1.8449 | 610.9145 | 1.2722 | 535.3237 | 0.00018253 | 610.9145 | 4.478 | 610.9145 | 3.6109 | 610.4936 | 0.30543 | 802.5637 | 0.89365 | 610.4936 | 0.00066061 | 801.8747 | 0.98567 | 802.5637 | 0.091296 | 610.4936 | 1.1388 | 610.9145 | 2.0804
|  | 533.9398 | 0 | 610.7235 | 0.028665 | 533.9398 | 0 | 610.7235 | 0.036395 | 603.7806 | 0.0081965 | 610.7235 | 0.031126 | 611.144 | 0.010959 | 605.51 | 0.020431 | 611.144 | 0.015297 | 611.144 | 0.0073068 | 611.144 | 0.020687 | 605.51 | 1.7283 | 611.144 | 1.2258 | 535.4415 | 0.00017704 | 611.144 | 4.6011 | 611.144 | 3.716 | 610.7235 | 0.3387 | 802.7297 | 0.85693 | 610.7235 | -0.0023773 | 802.0408 | 1.009 | 802.7297 | 0.095584 | 610.7235 | 1.1676 | 611.144 | 2.0758
|  | 534.055 | 0.00040678 | 610.9534 | 0.014982 | 534.055 | 0.013668 | 610.9534 | -0.025652 | 604.0084 | 0.0043601 | 610.9534 | -0.0050025 | 611.3736 | 0.0045327 | 605.74 | -0.033306 | 611.3736 | 0.004211 | 611.3736 | 0.004295 | 611.3736 | 0.018108 | 605.74 | 1.6235 | 611.3736 | 1.1673 | 535.5592 | 0.00017236 | 611.3736 | 4.6995 | 611.3736 | 3.7884 | 610.9534 | 0.32207 | 802.8956 | 0.85335 | 610.9534 | 0.0016417 | 802.2069 | 1.0319 | 802.8956 | 0.092353 | 610.9534 | 1.154 | 611.3736 | 2.0715
|  | 534.1702 | 0 | 611.1833 | 0.032537 | 534.1702 | 0 | 611.1833 | 0.04731 | 604.2363 | 0.010837 | 611.1833 | 0.030964 | 611.6032 | 0.021247 | 605.97 | 0.036664 | 611.6032 | 0.013492 | 611.6032 | 0.0074724 | 611.6031 | 0.020388 | 605.97 | 1.5244 | 611.6032 | 1.1339 | 535.6769 | 0.0001557 | 611.6032 | 4.8423 | 611.6032 | 3.8875 | 611.1833 | 0.35626 | 803.0616 | 0.85004 | 611.1833 | 0.0052141 | 802.3729 | 1.0474 | 803.0616 | 0.096113 | 611.1833 | 1.162 | 611.6031 | 2.0657
|  | 534.2854 | 0.0061749 | 611.4132 | 0.027245 | 534.2854 | 0.0028159 | 611.4132 | -0.016501 | 604.4641 | 0.0046683 | 611.4132 | -0.003405 | 611.8327 | 0 | 606.2 | -0.015953 | 611.8327 | 0 | 611.8327 | 0.0038781 | 611.8327 | 0.017296 | 606.2 | 1.496 | 611.8327 | 1.0799 | 535.7947 | 0.00016464 | 611.8327 | 4.9525 | 611.8327 | 3.9487 | 611.4132 | 0.33385 | 803.2276 | 0.82503 | 611.4132 | -0.0011607 | 802.539 | 1.0408 | 803.2276 | 0.093234 | 611.4132 | 1.1486 | 611.8327 | 2.0599
|  | 534.4007 | 0 | 611.6432 | 0.024395 | 534.4007 | 0 | 611.6432 | 0.013764 | 604.692 | 0.010048 | 611.6432 | 0.031111 | 612.0623 | 0.011855 | 606.43 | 0.0069968 | 612.0623 | 0.016813 | 612.0623 | 0.00756 | 612.0623 | 0.018938 | 606.43 | 1.3588 | 612.0623 | 1.0373 | 535.9124 | 0.00017236 | 612.0623 | 5.0902 | 612.0623 | 4.0443 | 611.6431 | 0.36365 | 803.3936 | 0.81948 | 611.6432 | 0.0080769 | 802.7051 | 1.1226 | 803.3936 | 0.096407 | 611.6431 | 1.1544 | 612.0623 | 2.0498
|  | 534.5159 | 0.0026252 | 611.8731 | 0.026064 | 534.5159 | 0.023683 | 611.8731 | -0.025489 | 604.9198 | -0.00045441 | 611.8731 | -0.0068423 | 612.2919 | 0.0032639 | 606.66 | -0.041701 | 612.2919 | 0.0024917 | 612.2919 | 0.004277 | 612.2919 | 0.017887 | 606.66 | 1.2925 | 612.2919 | 0.9914 | 536.0302 | 0.00018314 | 612.2919 | 5.2064 | 612.2919 | 4.1121 | 611.8731 | 0.35949 | 803.5596 | 0.778 | 611.8731 | 0.0048617 | 802.8712 | 1.0934 | 803.5596 | 0.094409 | 611.8731 | 1.1448 | 612.2919 | 2.0433
|  | 534.6311 | 0 | 612.1031 | 0.027367 | 534.6311 | 0 | 612.1031 | 0.037579 | 605.1476 | 0.012625 | 612.1031 | 0.02965 | 612.5215 | 0.017999 | 606.89 | -0.0013994 | 612.5215 | 0.012857 | 612.5215 | 0.0077972 | 612.5215 | 0.018482 | 606.89 | 1.1786 | 612.5215 | 0.95326 | 536.1479 | 0.00015956 | 612.5215 | 5.3281 | 612.5216 | 4.1975 | 612.1031 | 0.38306 | 803.7255 | 0.77284 | 612.1031 | 0.0033637 | 803.0373 | 1.1415 | 803.7255 | 0.096465 | 612.1031 | 1.147 | 612.5215 | 2.0323
|  | 534.7463 | 0.0068403 | 612.333 | 0.023156 | 534.7463 | 0.015022 | 612.333 | -0.018138 | 605.3755 | 0.0035653 | 612.333 | -0.0042474 | 612.7511 | 0.0013321 | 607.12 | -0.020991 | 612.7511 | 0.0030531 | 612.7511 | 0.0041519 | 612.7512 | 0.017008 | 607.12 | 1.1319 | 612.7511 | 0.90923 | 536.2657 | 0.00016098 | 612.7511 | 5.4483 | 612.7512 | 4.2775 | 612.333 | 0.38052 | 803.8915 | 0.75832 | 612.333 | -0.0045819 | 803.2034 | 1.1548 | 803.8915 | 0.095055 | 612.333 | 1.1357 | 612.7512 | 2.027
|  | 534.8615 | 0 | 612.563 | 0.02656 | 534.8615 | 0 | 612.563 | 0.050679 | 605.6034 | 0.010963 | 612.563 | 0.028738 | 612.9808 | 0.015694 | 607.35 | 0.050097 | 612.9808 | 0.015986 | 612.9808 | 0.010387 | 612.9808 | 0.018779 | 607.35 | 1.0387 | 612.9808 | 0.86984 | 536.3835 | 0.00015509 | 612.9808 | 5.5668 | 612.9808 | 4.3669 | 612.563 | 0.40478 | 804.0575 | 0.73808 | 612.563 | 0.0020397 | 803.3695 | 1.2097 | 804.0575 | 0.095349 | 612.563 | 1.1341 | 612.9808 | 2.0135
|  | 534.9768 | 0.0024034 | 612.793 | 0.024751 | 534.9768 | 0.015428 | 612.793 | -0.018586 | 605.8313 | 0.0012375 | 612.793 | -0.0030867 | 613.2104 | 0 | 607.58 | -0.0081163 | 613.2104 | 0.0036641 | 613.2104 | 0.0035953 | 613.2104 | 0.016117 | 607.58 | 0.99638 | 613.2104 | 0.83054 | 536.5012 | 0.00017135 | 613.2104 | 5.706 | 613.2104 | 4.4544 | 612.793 | 0.39738 | 804.2235 | 0.74066 | 612.793 | -0.0021966 | 803.5356 | 1.1535 | 804.2235 | 0.095643 | 612.793 | 1.1241 | 613.2104 | 2.0094
|  | 535.092 | 0 | 613.023 | 0.031515 | 535.092 | 0 | 613.023 | 0.031561 | 606.0592 | 0.010634 | 613.023 | 0.030098 | 613.4401 | 0.022271 | 607.81 | -0.017072 | 613.4401 | 0.01447 | 613.4401 | 0.0077335 | 613.4401 | 0.018641 | 607.81 | 0.88831 | 613.4401 | 0.80216 | 536.619 | 0.00018842 | 613.4401 | 5.8774 | 613.4401 | 4.5632 | 613.023 | 0.42696 | 804.3895 | 0.73118 | 613.023 | 0.0016349 | 803.7017 | 1.2645 | 804.3895 | 0.095525 | 613.023 | 1.1255 | 613.4401 | 2.0045
|  | 535.2073 | 0.0070623 | 613.2531 | 0.021317 | 535.2073 | 0.022735 | 613.2531 | -0.025789 | 606.2871 | 0.0043706 | 613.2531 | -0.00050195 | 613.6697 | 0.00058058 | 608.05 | -0.025469 | 613.6697 | 0 | 613.6697 | 0.0042174 | 613.6697 | 0.015666 | 608.05 | 0.85683 | 613.6697 | 0.76727 | 536.7368 | 0.00020489 | 613.6697 | 6.0129 | 613.6697 | 4.6273 | 613.2531 | 0.40847 | 804.5555 | 0.71195 | 613.2531 | -0.003552 | 803.8679 | 1.2286 | 804.5555 | 0.096759 | 613.2531 | 1.0986 | 613.6697 | 1.9975
|  | 535.3225 | 0 | 613.4831 | 0.027838 | 535.3225 | 0 | 613.4831 | 0.038142 | 606.5151 | 0.0098335 | 613.4831 | 0.030297 | 613.8994 | 0.012793 | 608.28 | -0.026029 | 613.8994 | 0.011596 | 613.8994 | 0.0074667 | 613.8994 | 0.018022 | 608.28 | 0.75139 | 613.8994 | 0.73868 | 536.8545 | 0.00020448 | 613.8994 | 6.1854 | 613.8994 | 4.7434 | 613.4831 | 0.44382 | 804.7216 | 0.68415 | 613.4831 | -0.0027939 | 804.034 | 1.2976 | 804.7216 | 0.092999 | 613.4831 | 1.0946 | 613.8994 | 1.9935
|  | 535.4378 | 0 | 613.7131 | 0.016683 | 535.4378 | 0.0093865 | 613.7131 | -0.0007906 | 606.743 | 0.00044479 | 613.7131 | -0.002499 | 614.1291 | 0.00028666 | 608.51 | 0.010355 | 614.1291 | 0.0035216 | 614.1291 | 0.0041553 | 614.1291 | 0.015359 | 608.51 | 0.74648 | 614.1291 | 0.70769 | 536.9723 | 0.00019127 | 614.1291 | 6.3283 | 614.1291 | 4.8441 | 613.7131 | 0.42973 | 804.8876 | 0.67422 | 613.7131 | 0.00082894 | 804.2001 | 1.3031 | 804.8876 | 0.094762 | 613.7131 | 1.0887 | 614.1291 | 1.9858
|  | 535.553 | 0 | 613.9432 | 0.027063 | 535.553 | 0 | 613.9432 | 0.0032782 | 606.9709 | 0.010222 | 613.9432 | 0.025788 | 614.3588 | 0.020582 | 608.74 | 0.014274 | 614.3588 | 0.012965 | 614.3588 | 0.0068165 | 614.3588 | 0.018212 | 608.74 | 0.62353 | 614.3588 | 0.68345 | 537.0901 | 0.0001807 | 614.3588 | 6.516 | 614.3588 | 4.9554 | 613.9432 | 0.47571 | 805.0536 | 0.67332 | 613.9432 | -0.00098051 | 804.3662 | 1.3243 | 805.0536 | 0.091354 | 613.9432 | 1.1004 | 614.3588 | 1.9768
|  | 535.6683 | 0.00018483 | 614.1732 | 0.026489 | 535.6683 | 0.016645 | 614.1732 | -0.011709 | 607.1989 | 0.0034103 | 614.1732 | -0.0012661 | 614.5885 | 0 | 608.97 | 0.0047579 | 614.5885 | 0.00078225 | 614.5885 | 0.0040013 | 614.5885 | 0.015217 | 608.97 | 0.60464 | 614.5885 | 0.65056 | 537.2079 | 0.00017663 | 614.5885 | 6.6428 | 614.5885 | 5.027 | 614.1733 | 0.45399 | 805.2196 | 0.63268 | 614.1732 | -0.0055955 | 804.5324 | 1.3329 | 805.2196 | 0.095232 | 614.1733 | 1.0836 | 614.5885 | 1.9715
|  | 535.7836 | 0 | 614.4033 | 0.026249 | 535.7836 | 0 | 614.4033 | 0.037998 | 607.4269 | 0.0088953 | 614.4033 | 0.025747 | 614.8182 | 0.021893 | 609.2 | -0.0058775 | 614.8182 | 0.0082727 | 614.8182 | 0.006323 | 614.8182 | 0.016693 | 609.2 | 0.50915 | 614.8182 | 0.62675 | 537.3257 | 0.00017704 | 614.8182 | 6.8155 | 614.8182 | 5.1482 | 614.4033 | 0.48264 | 805.3856 | 0.63066 | 614.4033 | 0.0013005 | 804.6985 | 1.4072 | 805.3856 | 0.089886 | 614.4033 | 1.0882 | 614.8182 | 1.9613
|  | 535.8988 | 0 | 614.6334 | 0.022845 | 535.8988 | 0.01854 | 614.6334 | -0.0218 | 607.6548 | 0.0060664 | 614.6334 | -0.00055781 | 615.048 | 0.0051127 | 609.43 | -0.024908 | 615.048 | 0.0041245 | 615.048 | 0.0029891 | 615.048 | 0.014665 | 609.43 | 0.46648 | 615.048 | 0.59827 | 537.4434 | 0.00018395 | 615.048 | 6.9883 | 615.048 | 5.2354 | 614.6334 | 0.47778 | 805.5517 | 0.60678 | 614.6334 | -0.0023437 | 804.8647 | 1.3897 | 805.5517 | 0.092705 | 614.6334 | 1.077 | 615.048 | 1.9561
|  | 536.0141 | 0 | 614.8635 | 0.029369 | 536.0141 | 0 | 614.8635 | 0.016777 | 607.8828 | 0.0090028 | 614.8635 | 0.031957 | 615.2777 | 0.018566 | 609.66 | 0.0081163 | 615.2777 | 0.01277 | 615.2777 | 0.0079555 | 615.2777 | 0.016575 | 609.66 | 0.41611 | 615.2777 | 0.57677 | 537.5612 | 0.00017745 | 615.2777 | 7.1653 | 615.2777 | 5.3601 | 614.8635 | 0.51036 | 805.7177 | 0.60885 | 614.8635 | 0.0013193 | 805.0308 | 1.4195 | 805.7177 | 0.088182 | 614.8635 | 1.0807 | 615.2777 | 1.9434
|  | 536.1294 | 0.0063967 | 615.0936 | 0.025857 | 536.1294 | 0.020705 | 615.0936 | -0.020119 | 608.1108 | 0.0025899 | 615.0936 | -0.003982 | 615.5074 | 0 | 609.89 | -0.02211 | 615.5074 | 0.00082408 | 615.5074 | 0.0030998 | 615.5074 | 0.014358 | 609.89 | 0.4009 | 615.5074 | 0.54721 | 537.679 | 0.00016789 | 615.5074 | 7.3378 | 615.5074 | 5.4539 | 615.0936 | 0.49765 | 805.8837 | 0.60453 | 615.0936 | 0.0017585 | 805.197 | 1.4139 | 805.8837 | 0.092177 | 615.0936 | 1.0679 | 615.5074 | 1.9386
|  | 536.2447 | 0 | 615.3237 | 0.025167 | 536.2447 | 0 | 615.3237 | 0.030183 | 608.3388 | 0.011797 | 615.3237 | 0.030487 | 615.7372 | 0.015405 | 610.12 | 0.010355 | 615.7372 | 0.014884 | 615.7372 | 0.0058931 | 615.7372 | 0.01547 | 610.12 | 0.29351 | 615.7372 | 0.53026 | 537.7968 | 0.00016098 | 615.7372 | 7.5043 | 615.7372 | 5.5761 | 615.3237 | 0.52954 | 806.0498 | 0.59584 | 615.3237 | 0.0033106 | 805.3631 | 1.4974 | 806.0498 | 0.086831 | 615.3237 | 1.0653 | 615.7372 | 1.9299
|  | 536.36 | 0.0048437 | 615.5539 | 0.023932 | 536.36 | 0.011264 | 615.5539 | -0.033374 | 608.5668 | 0.004867 | 615.5539 | -0.0051481 | 615.967 | 0 | 610.35 | -0.0086761 | 615.967 | 0.001159 | 615.967 | 0.0038587 | 615.967 | 0.013434 | 610.35 | 0.28092 | 615.967 | 0.50337 | 537.9147 | 0.00015509 | 615.967 | 7.6649 | 615.967 | 5.651 | 615.5539 | 0.52237 | 806.2158 | 0.57106 | 615.5539 | -0.0055701 | 805.5293 | 1.4809 | 806.2158 | 0.089357 | 615.5539 | 1.0579 | 615.967 | 1.9174
|  | 536.4753 | 0.00022221 | 615.784 | 0.029953 | 536.4753 | 0 | 615.784 | 0.034643 | 608.7949 | 0.01098 | 615.784 | 0.027779 | 616.1968 | 0.016378 | 610.58 | -0.010915 | 616.1968 | 0.013422 | 616.1968 | 0.0084822 | 616.1968 | 0.015698 | 610.58 | 0.24297 | 616.1968 | 0.49321 | 538.0325 | 0.0001561 | 616.1968 | 7.892 | 616.1968 | 5.8134 | 615.784 | 0.55726 | 806.3819 | 0.56619 | 615.784 | -0.0035676 | 805.6954 | 1.5488 | 806.3819 | 0.083893 | 615.784 | 1.0627 | 616.1968 | 1.9168
|  | 536.5906 | 0.0030689 | 616.0142 | 0.024083 | 536.5906 | 0.011264 | 616.0142 | -0.008538 | 609.0229 | 0.00054527 | 616.0142 | -0.0023383 | 616.4266 | 0 | 610.81 | -0.02155 | 616.4266 | 0.00066292 | 616.4266 | 0.0020808 | 616.4266 | 0.013183 | 610.81 | 0.21517 | 616.4266 | 0.46678 | 538.1503 | 0.00016078 | 616.4266 | 8.1033 | 616.4266 | 5.9276 | 616.0142 | 0.55564 | 806.5479 | 0.54841 | 616.0142 | -0.0028913 | 805.8616 | 1.4629 | 806.5479 | 0.087066 | 616.0142 | 1.0584 | 616.4266 | 1.9148
|  | 536.7059 | 0 | 616.2443 | 0.029798 | 536.7059 | 0 | 616.2443 | 0.0081603 | 609.251 | 0.01071 | 616.2443 | 0.029358 | 616.6564 | 0.017471 | 611.04 | 0.011475 | 616.6564 | 0.0089257 | 616.6564 | 0.007539 | 616.6564 | 0.016201 | 611.04 | 0.169 | 616.6564 | 0.45028 | 538.2681 | 0.00017521 | 616.6564 | 8.2434 | 616.6564 | 5.9971 | 616.2443 | 0.58037 | 806.714 | 0.53759 | 616.2443 | 0.0078409 | 806.0278 | 1.5675 | 806.714 | 0.082131 | 616.2443 | 1.0527 | 616.6564 | 1.8868
|  | 536.8212 | 0.0006286 | 616.4745 | 0.025805 | 536.8212 | 0.015292 | 616.4745 | -0.010125 | 609.479 | 0.003077 | 616.4745 | -0.005269 | 616.8862 | 0 | 611.27 | -0.012595 | 616.8862 | 0 | 616.8862 | 0.004417 | 616.8862 | 0.013493 | 611.27 | 0.14731 | 616.8862 | 0.4324 | 538.3859 | 0.0001935 | 616.8862 | 8.5016 | 616.8862 | 6.1794 | 616.4745 | 0.57251 | 806.88 | 0.52722 | 616.4745 | -0.0033303 | 806.194 | 1.5296 | 806.88 | 0.084951 | 616.4745 | 1.055 | 616.8862 | 1.9
|  | 536.9365 | 0 | 616.7047 | 0.022853 | 536.9365 | 0 | 616.7047 | 0.039037 | 609.7071 | 0.010173 | 616.7047 | 0.031896 | 617.116 | 0.029225 | 611.5 | -0.012595 | 617.116 | 0.016124 | 617.116 | 0.0076602 | 617.116 | 0.015389 | 611.5 | 0.13052 | 617.116 | 0.42009 | 538.5037 | 0.00019106 | 617.116 | 8.7668 | 617.116 | 6.3307 | 616.7047 | 0.62103 | 807.0461 | 0.51921 | 616.7047 | 0.0062656 | 806.3601 | 1.6062 | 807.0461 | 0.080897 | 616.7047 | 1.0647 | 617.116 | 1.9003
|  | 537.0518 | 0.0044001 | 616.9349 | 0.027757 | 537.0518 | 0.0086826 | 616.9349 | -0.03516 | 609.9352 | 0.0029835 | 616.9349 | -0.0039033 | 617.3459 | 0.0020167 | 611.73 | -0.017072 | 617.3459 | 0.0020692 | 617.3459 | 0.0044901 | 617.3459 | 0.013314 | 611.73 | 0.10306 | 617.3459 | 0.39587 | 538.6215 | 0.00019635 | 617.3459 | 8.8595 | 617.3459 | 6.3717 | 616.9349 | 0.59238 | 807.2122 | 0.4997 | 616.9349 | -0.0030835 | 806.5263 | 1.6011 | 807.2122 | 0.083893 | 616.9349 | 1.0249 | 617.3459 | 1.8684
|  | 537.1671 | 0 | 617.1651 | 0.029269 | 537.1671 | 0 | 617.1651 | 0.0097566 | 610.1633 | 0.0058289 | 617.1651 | 0.03101 | 617.5757 | 0.016034 | 611.96 | 0.012595 | 617.5757 | 0.013698 | 617.5757 | 0.0071279 | 617.5757 | 0.015401 | 611.96 | 0.062493 | 617.5757 | 0.38779 | 538.7394 | 0.00017501 | 617.5757 | 9.182 | 617.5757 | 6.5871 | 617.1651 | 0.64945 | 807.3783 | 0.48518 | 617.1651 | 0.0047944 | 806.6925 | 1.6443 | 807.3783 | 0.081015 | 617.1651 | 1.0697 | 617.5757 | 1.8835
|  | 537.2825 | 0.0006286 | 617.3953 | 0.023978 | 537.2825 | 0.010794 | 617.3953 | -0.01803 | 610.3914 | -0.00062692 | 617.3953 | -0.0060868 | 617.8056 | 0 | 612.19 | -0.010355 | 617.8056 | 0.00063879 | 617.8056 | 0.0034899 | 617.8056 | 0.012998 | 612.19 | 0.075082 | 617.8056 | 0.36698 | 538.8572 | 0.00017887 | 617.8056 | 9.3361 | 617.8056 | 6.6733 | 617.3953 | 0.64413 | 807.5443 | 0.48837 | 617.3953 | -0.003923 | 806.8587 | 1.6688 | 807.5443 | 0.083834 | 617.3953 | 1.0372 | 617.8056 | 1.8686
|  | 537.3978 | 0 | 617.6256 | 0.031077 | 537.3978 | 0 | 617.6256 | 0.038418 | 610.6194 | 0.0073915 | 617.6256 | 0.029333 | 618.0355 | 0.018014 | 612.42 | -0.02267 | 618.0355 | 0.012378 | 618.0355 | 0.007921 | 618.0355 | 0.014754 | 612.42 | 0.055497 | 618.0355 | 0.3564 | 538.975 | 0.0001681 | 618.0355 | 9.509 | 618.0355 | 6.7751 | 617.6255 | 0.67162 | 807.7104 | 0.47974 | 617.6256 | 0.0069348 | 807.0249 | 1.7152 | 807.7104 | 0.081661 | 617.6255 | 1.0328 | 618.0355 | 1.845
|  | 537.5131 | 0.0032908 | 617.8558 | 0.021467 | 537.5131 | 0.020164 | 617.8558 | -0.015907 | 610.8476 | 0.0022003 | 617.8558 | -0.0024421 | 618.2654 | 0 | 612.65 | -0.0019591 | 618.2654 | 0 | 618.2654 | 0.0017926 | 618.2654 | 0.011805 | 612.65 | 0.054972 | 618.2654 | 0.3351 | 539.0929 | 0.00017663 | 618.2654 | 9.6955 | 618.2654 | 6.8809 | 617.8558 | 0.66446 | 807.8765 | 0.46247 | 617.8558 | 0.00080527 | 807.1911 | 1.6888 | 807.8765 | 0.084951 | 617.8558 | 1.0153 | 618.2654 | 1.8358
|  | 537.6285 | 0 | 618.086 | 0.028818 | 537.6285 | 0 | 618.086 | 0.022618 | 611.0757 | 0.010762 | 618.086 | 0.029835 | 618.4953 | 0.019504 | 612.88 | 0.043381 | 618.4953 | 0.015986 | 618.4953 | 0.0064126 | 618.4952 | 0.014603 | 612.88 | 0.021919 | 618.4953 | 0.33427 | 539.2107 | 0.00016993 | 618.4953 | 10.1024 | 618.4952 | 7.1486 | 618.0861 | 0.7072 | 808.0426 | 0.44991 | 618.086 | 0.0025551 | 807.3573 | 1.7422 | 808.0426 | 0.083776 | 618.0861 | 1.0403 | 618.4952 | 1.8592
|  | 537.7438 | 0.00085042 | 618.3163 | 0.015003 | 537.7438 | 0.019893 | 618.3163 | -0.018676 | 611.3038 | -0.0019974 | 618.3163 | -0.0091815 | 618.7252 | 0 | 613.11 | -0.02379 | 618.7252 | 0.00058478 | 618.7252 | 0.0026187 | 618.7252 | 0.011494 | 613.11 | 0.02804 | 618.7252 | 0.31164 | 539.3286 | 0.00017501 | 618.7252 | 10.1491 | 618.7252 | 7.1551 | 618.3163 | 0.6908 | 808.2087 | 0.44173 | 618.3163 | -0.0022191 | 807.5235 | 1.7113 | 808.2087 | 0.087418 | 618.3163 | 1.0044 | 618.7252 | 1.8187
|  | 537.8592 | 0 | 618.5466 | 0.027204 | 537.8592 | 0 | 618.5466 | 0.044231 | 611.532 | 0.014558 | 618.5466 | 0.027756 | 618.9551 | 0.021523 | 613.34 | 0.02379 | 618.9551 | 0.0164 | 618.9551 | 0.0067408 | 618.9551 | 0.014323 | 613.34 | 0.020695 | 618.9551 | 0.30472 | 539.4464 | 0.00015793 | 618.9551 | 10.4683 | 618.9551 | 7.3603 | 618.5466 | 0.73978 | 808.3748 | 0.45451 | 618.5466 | -0.0012602 | 807.6897 | 1.8059 | 808.3748 | 0.085949 | 618.5466 | 1.0142 | 618.9551 | 1.8214
|  | 537.9745 | 0.01039 | 618.7769 | 0.017251 | 537.9745 | 0.001408 | 618.7769 | -0.026029 | 611.7602 | 0.003534 | 618.7769 | -0.0050001 | 619.185 | 0 | 613.57 | 0.012595 | 619.185 | 0 | 619.185 | 0.0023437 | 619.185 | 0.010865 | 613.57 | 0.015623 | 619.185 | 0.28999 | 539.5643 | 0.00015753 | 619.185 | 10.7367 | 619.185 | 7.513 | 618.7769 | 0.73585 | 808.5409 | 0.41751 | 618.7769 | -0.011381 | 807.856 | 1.8368 | 808.5409 | 0.089592 | 618.7769 | 1.01 | 619.185 | 1.8228
|  | 538.0899 | 0 | 619.0072 | 0.024861 | 538.0899 | 0 | 619.0072 | 0.043892 | 611.9883 | 0.011762 | 619.0072 | 0.030201 | 619.415 | 0.01484 | 613.8 | -0.013154 | 619.415 | 0.012813 | 619.415 | 0.008354 | 619.415 | 0.014348 | 613.8 | 0.017897 | 619.415 | 0.28685 | 539.6821 | 0.0001557 | 619.415 | 11.0393 | 619.415 | 7.7263 | 619.0072 | 0.77166 | 808.707 | 0.41297 | 619.0072 | 0.0089262 | 808.0222 | 1.8833 | 808.707 | 0.088652 | 619.0072 | 1.017 | 619.415 | 1.8234
|  | 538.2053 | 0.0032908 | 619.2375 | 0.0077636 | 538.2053 | 0.0091518 | 619.2375 | -0.0072906 | 612.2165 | 0.0035105 | 619.2375 | -0.011347 | 619.6449 | 0 | 614.03 | -0.010915 | 619.6449 | 0.0012937 | 619.6449 | 0.0020429 | 619.6449 | 0.010316 | 614.03 | 0.0028565 | 619.6449 | 0.26547 | 539.8 | 0.00017318 | 619.6449 | 11.1161 | 619.6449 | 7.7694 | 619.2375 | 0.76173 | 808.8731 | 0.40607 | 619.2375 | -0.0015064 | 808.1884 | 1.8246 | 808.8731 | 0.094879 | 619.2375 | 0.9992 | 619.6449 | 1.7948
|  | 538.3207 | 0 | 619.4678 | 0.03162 | 538.3207 | 0 | 619.4678 | 0.030973 | 612.4447 | 0.0098996 | 619.4678 | 0.030028 | 619.8749 | 0.026752 | 614.26 | -0.02155 | 619.8749 | 0.014333 | 619.8749 | 0.0070433 | 619.8749 | 0.01427 | 614.26 | 0.015274 | 619.8749 | 0.26486 | 539.9178 | 0.00015427 | 619.8749 | 11.4986 | 619.8749 | 8.004 | 619.4678 | 0.81279 | 809.0392 | 0.40999 | 619.4678 | 0.0091514 | 808.3546 | 1.9214 | 809.0392 | 0.094997 | 619.4678 | 1.0071 | 619.8749 | 1.8049
|  | 538.436 | 0.0066185 | 619.6981 | 0.026655 | 538.436 | 0.023277 | 619.6981 | -0.019999 | 612.6729 | 0.0041587 | 619.6981 | -0.0062314 | 620.1049 | 0 | 614.49 | -0.019871 | 620.1049 | 0.0015543 | 620.1049 | 0.0030256 | 620.1049 | 0.011361 | 614.49 | 0.010202 | 620.1049 | 0.24747 | 540.0357 | 0.0001746 | 620.1049 | 11.66 | 620.1049 | 8.1163 | 619.6981 | 0.80586 | 809.2053 | 0.39267 | 619.6981 | 0.0019757 | 808.5209 | 1.9089 | 809.2053 | 0.10169 | 619.6981 | 0.98772 | 620.1049 | 1.7881
|  | 538.5514 | 0 | 619.9285 | 0.026534 | 538.5514 | 0 | 619.9285 | 0.0089831 | 612.9011 | 0.013601 | 619.9285 | 0.025663 | 620.3348 | 0.018441 | 614.72 | 0.027708 | 620.3348 | 0.0096332 | 620.3348 | 0.008058 | 620.3348 | 0.013946 | 614.72 | 0.016148 | 620.3348 | 0.24183 | 540.1536 | 0.00015854 | 620.3348 | 11.8055 | 620.3348 | 8.2116 | 619.9285 | 0.83404 | 809.3714 | 0.39116 | 619.9285 | -0.00054809 | 808.6871 | 1.9659 | 809.3714 | 0.099285 | 619.9285 | 0.97904 | 620.3348 | 1.7626
|  | 538.6668 | 0.0070623 | 620.1588 | 0.020576 | 538.6668 | 0.022329 | 620.1588 | -0.013327 | 613.1293 | 0.0038257 | 620.1588 | -0.0048504 | 620.5648 | 0 | 614.95 | -0.013154 | 620.5648 | 0 | 620.5648 | 0.0014489 | 620.5648 | 0.011041 | 614.95 | -0.0067623 | 620.5648 | 0.23037 | 540.2714 | 0.00017602 | 620.5648 | 12.152 | 620.5648 | 8.4203 | 620.1588 | 0.85091 | 809.5376 | 0.37686 | 620.1588 | -0.0027535 | 808.8533 | 1.9576 | 809.5376 | 0.10481 | 620.1588 | 0.97466 | 620.5648 | 1.7733
|  | 538.7822 | 0 | 620.3892 | 0.02323 | 538.7822 | 0 | 620.3892 | 0.020272 | 613.3575 | 0.010868 | 620.3892 | 0.031142 | 620.7949 | 0.020812 | 615.18 | -0.011475 | 620.7948 | 0.010053 | 620.7949 | 0.0066567 | 620.7949 | 0.013139 | 615.18 | 0.00075785 | 620.7949 | 0.2285 | 540.3893 | 0.00016667 | 620.7949 | 12.5149 | 620.7949 | 8.6775 | 620.3892 | 0.88626 | 809.7037 | 0.3754 | 620.3892 | -0.00034048 | 809.0196 | 2.0093 | 809.7037 | 0.10211 | 620.3892 | 0.98474 | 620.7949 | 1.7773
|  | 538.8976 | 0.0077278 | 620.6196 | 0.022917 | 538.8976 | 0.021111 | 620.6196 | -0.022425 | 613.5858 | 0.0050654 | 620.6196 | -0.009231 | 621.0249 | 0 | 615.41 | -0.026029 | 621.0249 | 0 | 621.0249 | 0.0012161 | 621.0249 | 0.010443 | 615.41 | 0.0042556 | 621.0249 | 0.2146 | 540.5072 | 0.00017074 | 621.0249 | 12.7268 | 621.0249 | 8.8195 | 620.6196 | 0.88048 | 809.8698 | 0.35875 | 620.6196 | -0.0045002 | 809.1858 | 1.9681 | 809.8698 | 0.1108 | 620.6196 | 0.9678 | 621.0249 | 1.7664
|  | 539.013 | 0 | 620.85 | 0.027552 | 539.013 | 0 | 620.85 | 0.0093646 | 613.814 | 0.012861 | 620.85 | 0.02989 | 621.2549 | 0.019464 | 615.64 | -0.0092359 | 621.2549 | 0.014195 | 621.2549 | 0.0064418 | 621.2549 | 0.013139 | 615.64 | 0.0021569 | 621.2549 | 0.21125 | 540.6251 | 0.00017643 | 621.2549 | 12.9566 | 621.2549 | 8.9754 | 620.85 | 0.91768 | 810.0359 | 0.35825 | 620.85 | 0.0039536 | 809.3521 | 2.0861 | 810.0359 | 0.11004 | 620.85 | 0.97821 | 621.2549 | 1.7529
|  | 539.1284 | 0 | 621.0804 | 0.0039718 | 539.1284 | 0.013668 | 621.0804 | -0.024025 | 614.0423 | 0.0034484 | 621.0804 | -0.0083949 | 621.4849 | 0 | 615.87 | 0.019311 | 621.485 | 0.00048311 | 621.4849 | 0.0010579 | 621.4849 | 0.0095019 | 615.87 | 0.011251 | 621.4849 | 0.19886 | 540.7429 | 0.00017521 | 621.4849 | 13.1587 | 621.4849 | 9.1203 | 621.0804 | 0.92091 | 810.2021 | 0.35264 | 621.0804 | -0.0033095 | 809.5184 | 2.0947 | 810.2021 | 0.12302 | 621.0804 | 0.9607 | 621.4849 | 1.7427
|  | 539.2438 | 0 | 621.3108 | 0.031753 | 539.2438 | 0 | 621.3108 | 0.023646 | 614.2706 | 0.0079249 | 621.3108 | 0.029734 | 621.715 | 0.023337 | 616.1 | -0.04562 | 621.715 | 0.012912 | 621.715 | 0.0095637 | 621.715 | 0.012641 | 616.1 | 0.015973 | 621.715 | 0.19778 | 540.8608 | 0.00017216 | 621.715 | 13.4309 | 621.715 | 9.3333 | 621.3108 | 0.95742 | 810.3682 | 0.35073 | 621.3108 | 0.00060676 | 809.6846 | 2.1604 | 810.3682 | 0.12079 | 621.3108 | 0.96136 | 621.715 | 1.74
|  | 539.3592 | 0.0057311 | 621.5412 | 0.021786 | 539.3592 | 0.020435 | 621.5412 | -0.0206 | 614.4988 | 0.007388 | 621.5412 | -0.0052009 | 621.9451 | 0 | 616.34 | 0.010355 | 621.9451 | 0.0016782 | 621.9451 | 0.0012801 | 621.9451 | 0.0094816 | 616.34 | 0.0018072 | 621.9451 | 0.18181 | 540.9787 | 0.00019066 | 621.9451 | 13.6471 | 621.9451 | 9.528 | 621.5412 | 0.96573 | 810.5344 | 0.34692 | 621.5412 | -0.0041371 | 809.8509 | 2.1142 | 810.5344 | 0.13336 | 621.5412 | 0.94938 | 621.9451 | 1.7283
|  | 539.4746 | 0 | 621.7716 | 0.027313 | 539.4746 | 0 | 621.7716 | 0.033673 | 614.7272 | 0.013486 | 621.7716 | 0.033532 | 622.1751 | 0.022316 | 616.57 | -0.014833 | 622.1751 | 0.01447 | 622.1751 | 0.0085083 | 622.1752 | 0.012692 | 616.57 | 0.0056546 | 622.1751 | 0.18392 | 541.0966 | 0.00020407 | 622.1751 | 14.0312 | 622.1752 | 9.8057 | 621.7716 | 1.017 | 810.7005 | 0.32338 | 621.7716 | 0.0017012 | 810.0172 | 2.1821 | 810.7005 | 0.12748 | 621.7716 | 0.9621 | 622.1752 | 1.7367
|  | 539.5901 | 0.0037345 | 622.0021 | 0.020378 | 539.5901 | 0.019217 | 622.0021 | -0.041373 | 614.9554 | 0.0056737 | 622.0021 | -0.0054439 | 622.4052 | 0 | 616.8 | 0.018752 | 622.4052 | 0 | 622.4052 | 0.0016219 | 622.4052 | 0.0095586 | 616.8 | -0.0051883 | 622.4052 | 0.16731 | 541.2145 | 0.00019879 | 622.4052 | 14.1298 | 622.4052 | 9.9002 | 622.0021 | 1.008 | 810.8667 | 0.32977 | 622.0021 | -0.0025133 | 810.1834 | 2.2408 | 810.8667 | 0.14029 | 622.0021 | 0.93599 | 622.4052 | 1.7131
|  | 539.7055 | 0 | 622.2325 | 0.028363 | 539.7055 | 0 | 622.2325 | 0.027351 | 615.1838 | 0.010598 | 622.2325 | 0.032412 | 622.6353 | 0.011022 | 617.03 | 0.014833 | 622.6353 | 0.012468 | 622.6353 | 0.0066444 | 622.6353 | 0.01338 | 617.03 | 0.0081029 | 622.6353 | 0.1688 | 541.3324 | 0.00017318 | 622.6353 | 14.3986 | 622.6353 | 10.1052 | 622.2325 | 1.0531 | 811.0328 | 0.31485 | 622.2325 | 0.003919 | 810.3497 | 2.2617 | 811.0328 | 0.13354 | 622.2325 | 0.9345 | 622.6353 | 1.7095
|  | 539.8209 | 0.0032908 | 622.463 | 0.018564 | 539.8209 | 0.001408 | 622.463 | -0.026918 | 615.4121 | -0.00031327 | 622.463 | -0.0084751 | 622.8654 | 0 | 617.26 | -0.0092359 | 622.8654 | 0.0018153 | 622.8654 | 0.0019597 | 622.8654 | 0.010028 | 617.26 | 0.0030313 | 622.8654 | 0.15867 | 541.4503 | 0.00017602 | 622.8654 | 14.667 | 622.8654 | 10.3152 | 622.463 | 1.0581 | 811.199 | 0.30263 | 622.463 | -0.0014034 | 810.516 | 2.2767 | 811.199 | 0.14805 | 622.463 | 0.92186 | 622.8654 | 1.7076
|  | 539.9364 | 0 | 622.6935 | 0.025448 | 539.9364 | 0 | 622.6935 | 0.032317 | 615.6404 | 0.0087756 | 622.6935 | 0.032518 | 623.0956 | 0.015259 | 617.49 | 0.023229 | 623.0956 | 0.016675 | 623.0956 | 0.0060165 | 623.0956 | 0.011713 | 617.49 | 0.0046053 | 623.0956 | 0.15769 | 541.5682 | 0.00018131 | 623.0956 | 14.9547 | 623.0956 | 10.5689 | 622.6934 | 1.1136 | 811.3651 | 0.30258 | 622.6935 | 0.0063041 | 810.6823 | 2.3613 | 811.3651 | 0.14064 | 622.6934 | 0.93368 | 623.0956 | 1.7027
|  | 540.0518 | 0.0039563 | 622.9239 | 0.026841 | 540.0518 | 0.0042239 | 622.9239 | -0.032471 | 615.8688 | 0.0022577 | 622.9239 | -0.0035839 | 623.3257 | 0 | 617.72 | -0.0030786 | 623.3257 | 0.0016616 | 623.3257 | 0.0031659 | 623.3257 | 0.010295 | 617.72 | -0.0036143 | 623.3257 | 0.14599 | 541.6861 | 0.00019066 | 623.3257 | 15.1222 | 623.3257 | 10.7572 | 622.9239 | 1.1081 | 811.5313 | 0.29002 | 622.9239 | 0.0018191 | 810.8486 | 2.3012 | 811.5313 | 0.15398 | 622.9239 | 0.91649 | 623.3257 | 1.6943
|  | 540.1673 | 0 | 623.1544 | 0.024606 | 540.1673 | 0 | 623.1544 | 0.044546 | 616.0971 | 0.009213 | 623.1544 | 0.032166 | 623.5558 | 0.017185 | 617.95 | 0.012035 | 623.5558 | 0.012717 | 623.5558 | 0.0076009 | 623.5558 | 0.011075 | 617.95 | -0.0093854 | 623.5558 | 0.14635 | 541.804 | 0.00019127 | 623.5558 | 15.3522 | 623.5558 | 10.9756 | 623.1544 | 1.154 | 811.6975 | 0.29271 | 623.1544 | -0.0013972 | 811.0149 | 2.3744 | 811.6975 | 0.14458 | 623.1544 | 0.93054 | 623.5558 | 1.6857
|  | 540.2827 | 0.016545 | 623.3849 | 0.022156 | 540.2827 | 0.011029 | 623.3849 | -0.026354 | 616.3254 | 0.0014932 | 623.3849 | -0.0046877 | 623.786 | 0 | 618.18 | -0.014833 | 623.786 | 0.0010479 | 623.786 | 0.0030306 | 623.786 | 0.0082316 | 618.18 | -0.0051883 | 623.786 | 0.13597 | 541.922 | 0.0001996 | 623.786 | 15.6059 | 623.786 | 11.1875 | 623.385 | 1.1584 | 811.8636 | 0.28906 | 623.3849 | -0.004137 | 811.1812 | 2.4332 | 811.8636 | 0.15751 | 623.385 | 0.90385 | 623.786 | 1.6834
|  | 540.3982 | 0 | 623.6155 | 0.028436 | 540.3982 | 0 | 623.6155 | 0.012229 | 616.5538 | 0.015587 | 623.6155 | 0.031834 | 624.0162 | 0.020972 | 618.41 | -0.0092359 | 624.0162 | 0.011186 | 624.0162 | 0.0073408 | 624.0162 | 0.011739 | 618.41 | 0.00058296 | 624.0162 | 0.13927 | 542.0399 | 0.00020875 | 624.0162 | 15.7303 | 624.0162 | 11.3981 | 623.6155 | 1.2134 | 812.0298 | 0.2783 | 623.6155 | 0.002613 | 811.3475 | 2.4528 | 812.0298 | 0.15046 | 623.6155 | 0.91839 | 624.0162 | 1.6675
|  | 540.5136 | 0.0077278 | 623.846 | 0.021083 | 540.5136 | 0.020435 | 623.846 | -0.013092 | 616.7822 | 0.0036603 | 623.846 | -0.0098128 | 624.2463 | 0 | 618.64 | -0.027148 | 624.2463 | 0 | 624.2463 | 0.0041478 | 624.2463 | 0.0084568 | 618.64 | -0.0060627 | 624.2463 | 0.1248 | 542.1578 | 0.00017358 | 624.2463 | 15.9351 | 624.2463 | 11.6268 | 623.846 | 1.2143 | 812.196 | 0.27841 | 623.846 | 0.0031301 | 811.5138 | 2.4405 | 812.196 | 0.16285 | 623.846 | 0.90691 | 624.2463 | 1.6651
|  | 540.6291 | 0 | 624.0765 | 0.026379 | 540.6291 | 0 | 624.0765 | 0.017955 | 617.0106 | 0.0092045 | 624.0765 | 0.035361 | 624.4765 | 0.017372 | 618.87 | 0.0036384 | 624.4765 | 0.01252 | 624.4765 | 0.0057726 | 624.4765 | 0.011483 | 618.87 | -0.0046636 | 624.4765 | 0.12872 | 542.2757 | 0.00015387 | 624.4765 | 16.1418 | 624.4765 | 11.8937 | 624.0765 | 1.2735 | 812.3622 | 0.27253 | 624.0765 | 0.0076325 | 811.6801 | 2.5013 | 812.3622 | 0.15574 | 624.0765 | 0.90782 | 624.4765 | 1.6608
|  | 540.7446 | 0.016792 | 624.3071 | 0.023958 | 540.7446 | 0.014074 | 624.3071 | -0.0088942 | 617.239 | 0.0047507 | 624.3071 | -0.0075407 | 624.7067 | 0 | 619.1 | -0.057934 | 624.7067 | 0 | 624.7067 | 0.0031452 | 624.7067 | 0.0087166 | 619.1 | -0.010959 | 624.7067 | 0.11962 | 542.3936 | 0.00013964 | 624.7067 | 16.5497 | 624.7067 | 12.2758 | 624.3071 | 1.292 | 812.5284 | 0.27634 | 624.3071 | -0.0047117 | 811.8464 | 2.5501 | 812.5284 | 0.16491 | 624.3071 | 0.90914 | 624.7067 | 1.6762
|  | 540.8601 | 0 | 624.5377 | 0.020872 | 540.8601 | 0 | 624.5377 | 0.036106 | 617.4674 | 0.0072758 | 624.5377 | 0.034121 | 624.9369 | 0.015913 | 619.33 | -0.010355 | 624.9369 | 0.014608 | 624.9369 | 0.0062799 | 624.9369 | 0.011004 | 619.33 | 0.0018072 | 624.9369 | 0.1187 | 542.5116 | 0.00013761 | 624.9369 | 16.6104 | 624.9369 | 12.4627 | 624.5377 | 1.3463 | 812.6946 | 0.24786 | 624.5377 | 0.0093102 | 812.0127 | 2.6509 | 812.6946 | 0.15715 | 624.5377 | 0.90393 | 624.9369 | 1.6584
|  | 540.9755 | 0.014323 | 624.7682 | 0.012852 | 540.9755 | 0.021653 | 624.7682 | -0.02906 | 617.6959 | 0.0019222 | 624.7682 | -0.0086053 | 625.1671 | 0 | 619.56 | -0.02267 | 625.1671 | 0.0014611 | 625.1671 | 0.0011743 | 625.1671 | 0.0086286 | 619.56 | -0.014108 | 625.1671 | 0.10908 | 542.6295 | 0.00016708 | 625.1671 | 16.6414 | 625.1671 | 12.6205 | 624.7682 | 1.3333 | 812.8608 | 0.25268 | 624.7682 | -0.0026942 | 812.179 | 2.6263 | 812.8608 | 0.16514 | 624.7682 | 0.88559 | 625.1671 | 1.6397
|  | 541.091 | 0 | 624.9988 | 0.027488 | 541.091 | 0 | 624.9988 | 0.027346 | 617.9243 | 0.0091407 | 624.9988 | 0.03672 | 625.3974 | 0.016318 | 619.79 | 0.014833 | 625.3974 | 0.012083 | 625.3974 | 0.0071947 | 625.3973 | 0.011636 | 619.79 | -0.00081612 | 625.3974 | 0.1119 | 542.7474 | 0.00017521 | 625.3974 | 16.835 | 625.3973 | 12.9348 | 624.9988 | 1.3957 | 813.027 | 0.22577 | 624.9988 | 0.0049426 | 812.3454 | 2.6843 | 813.027 | 0.15815 | 624.9988 | 0.89468 | 625.3973 | 1.638
|  | 541.2065 | 0 | 625.2294 | 0.020429 | 541.2065 | 0.011498 | 625.2294 | -0.02418 | 618.1527 | 0.0045596 | 625.2294 | -0.0065756 | 625.6276 | 0 | 620.02 | 0.0036384 | 625.6276 | 0 | 625.6276 | 0.0020642 | 625.6276 | 0.0081259 | 620.02 | 0.0025067 | 625.6276 | 0.099982 | 542.8654 | 0.00019208 | 625.6276 | 17.0135 | 625.6276 | 13.2093 | 625.2294 | 1.3925 | 813.1932 | 0.21489 | 625.2294 | -0.0041684 | 812.5117 | 2.7307 | 813.1932 | 0.16479 | 625.2294 | 0.89303 | 625.6276 | 1.6383
|  | 541.322 | 0 | 625.46 | 0.023756 | 541.322 | 0 | 625.46 | 0.0067929 | 618.3812 | 0.0095841 | 625.46 | 0.033521 | 625.8579 | 0.017565 | 620.26 | 0.030506 | 625.8579 | 0.010535 | 625.8579 | 0.0069259 | 625.8578 | 0.010649 | 620.26 | 0.016847 | 625.8579 | 0.10195 | 542.9833 | 0.00019635 | 625.8579 | 17.1124 | 625.8578 | 13.4885 | 625.46 | 1.4567 | 813.3594 | 0.22874 | 625.46 | 0.000797 | 812.678 | 2.7561 | 813.3594 | 0.15815 | 625.46 | 0.89931 | 625.8578 | 1.6315
|  | 541.4375 | 0 | 625.6906 | 0.015043 | 541.4375 | 0.0063359 | 625.6906 | -0.013321 | 618.6096 | 0.00058108 | 625.6906 | -0.0088074 | 626.0881 | 0 | 620.49 | -0.020431 | 626.0881 | 0.0017582 | 626.0881 | 0.0011811 | 626.0881 | 0.0071599 | 620.49 | 0.0021569 | 626.0881 | 0.092887 | 543.1013 | 0.00018497 | 626.0881 | 17.1956 | 626.0881 | 13.7875 | 625.6906 | 1.4724 | 813.5256 | 0.19706 | 625.6906 | -0.0048896 | 812.8444 | 2.7332 | 813.5256 | 0.16356 | 625.6906 | 0.89815 | 626.0881 | 1.6266
|  | 541.553 | 0 | 625.9213 | 0.028398 | 541.553 | 0 | 625.9213 | 0.0075946 | 618.8381 | 0.019306 | 625.9213 | 0.032972 | 626.3184 | 0.028347 | 620.72 | 0.012595 | 626.3184 | 0.011702 | 626.3184 | 0.0074557 | 626.3184 | 0.011235 | 620.72 | 0.0067039 | 626.3184 | 0.098348 | 543.2192 | 0.00017663 | 626.3184 | 17.2699 | 626.3184 | 14.0212 | 625.9213 | 1.5211 | 813.6918 | 0.21271 | 625.9213 | 0.0039331 | 813.0107 | 2.8246 | 813.6918 | 0.15768 | 625.9213 | 0.89889 | 626.3184 | 1.6162
|  | 541.6685 | 0.021731 | 626.1519 | 0.015846 | 541.6685 | 0.02463 | 626.1519 | -0.011721 | 619.0666 | 0.0042217 | 626.1519 | -0.011259 | 626.5487 | 0.00045504 | 620.95 | -0.010355 | 626.5487 | 0 | 626.5487 | 0.0010686 | 626.5487 | 0.0069914 | 620.95 | 0.0014574 | 626.5487 | 0.087334 | 543.3372 | 0.00017216 | 626.5487 | 17.2227 | 626.5487 | 14.2539 | 626.1519 | 1.5251 | 813.858 | 0.2094 | 626.1519 | -0.005892 | 813.1771 | 2.8169 | 813.858 | 0.16162 | 626.1519 | 0.88732 | 626.5487 | 1.6069
|  | 541.7841 | 0 | 626.3826 | 0.022649 | 541.7841 | 0 | 626.3826 | 0.036399 | 619.2951 | 0.014073 | 626.3826 | 0.029176 | 626.779 | 0.022341 | 621.18 | -0.0097957 | 626.779 | 0.010504 | 626.779 | 0.006228 | 626.779 | 0.010453 | 621.18 | 0.0033811 | 626.779 | 0.090941 | 543.4552 | 0.00015529 | 626.779 | 17.2705 | 626.779 | 14.5628 | 626.3826 | 1.5671 | 814.0242 | 0.19886 | 626.3826 | 0.0040979 | 813.3434 | 2.9083 | 814.0242 | 0.15698 | 626.3826 | 0.88774 | 626.779 | 1.6009
|  | 541.8996 | 0 | 626.6132 | 0.023594 | 541.8996 | 0.020164 | 626.6132 | -0.024471 | 619.5236 | 0.0041368 | 626.6132 | -0.0098913 | 627.0093 | 0 | 621.41 | 0.025469 | 627.0093 | 0.00087063 | 627.0093 | 0.0020047 | 627.0093 | 0.0077585 | 621.41 | -0.011834 | 627.0093 | 0.078957 | 543.5731 | 0.00015224 | 627.0093 | 17.2079 | 627.0093 | 14.8521 | 626.6132 | 1.5946 | 814.1905 | 0.19331 | 626.6132 | -0.0071538 | 813.5098 | 2.8873 | 814.1905 | 0.16033 | 626.6132 | 0.88162 | 627.0093 | 1.5935
|  | 542.0151 | 0 | 626.8439 | 0.028725 | 542.0151 | 0 | 626.8439 | 0.031447 | 619.7521 | 0.013496 | 626.8439 | 0.033019 | 627.2396 | 0.02151 | 621.64 | -0.012035 | 627.2396 | 0.01764 | 627.2396 | 0.0079207 | 627.2396 | 0.01086 | 621.64 | -0.0064125 | 627.2396 | 0.082907 | 543.6911 | 0.00013496 | 627.2396 | 17.3062 | 627.2396 | 15.2286 | 626.8439 | 1.6711 | 814.3567 | 0.18944 | 626.8439 | 0.0023977 | 813.6762 | 2.9579 | 814.3567 | 0.1568 | 626.8439 | 0.8841 | 627.2396 | 1.5956
|  | 542.1306 | 0.014199 | 627.0746 | 0.020025 | 542.1306 | 0.0065706 | 627.0746 | -0.029936 | 619.9806 | 0.0032823 | 627.0746 | -0.01047 | 627.4699 | 0 | 621.87 | -0.014274 | 627.4699 | 0 | 627.4699 | 0.00061681 | 627.47 | 0.006701 | 621.87 | -0.0060627 | 627.4699 | 0.076265 | 543.809 | 0.00014818 | 627.4699 | 17.2003 | 627.47 | 15.5305 | 627.0746 | 1.6637 | 814.5229 | 0.18535 | 627.0746 | -0.0086708 | 813.8425 | 3.0256 | 814.5229 | 0.15897 | 627.0746 | 0.86741 | 627.47 | 1.5895
|  | 542.2462 | 0 | 627.3053 | 0.024395 | 542.2462 | 0 | 627.3053 | 0.012576 | 620.2092 | 0.014336 | 627.3053 | 0.033696 | 627.7003 | 0.026809 | 622.1 | 0.015953 | 627.7003 | 0.009731 | 627.7003 | 0.0064526 | 627.7003 | 0.0099761 | 622.1 | -0.0015157 | 627.7003 | 0.078292 | 543.927 | 0.00016098 | 627.7003 | 16.9046 | 627.7003 | 15.6271 | 627.3053 | 1.6974 | 814.6892 | 0.19022 | 627.3053 | 0.010568 | 814.0089 | 3.0842 | 814.6892 | 0.15786 | 627.3053 | 0.86361 | 627.7003 | 1.5635
|  | 542.3617 | 0.010834 | 627.536 | 0.022448 | 542.3617 | 0.010091 | 627.536 | -0.033618 | 620.4377 | 0.0010414 | 627.536 | -0.0062061 | 627.9306 | 0 | 622.33 | -0.042262 | 627.9306 | 0.0012359 | 627.9306 | 0.0031645 | 627.9307 | 0.0062504 | 622.33 | -0.010959 | 627.9306 | 0.06897 | 544.045 | 0.0001685 | 627.9306 | 16.8175 | 627.9307 | 15.967 | 627.536 | 1.7374 | 814.8554 | 0.19813 | 627.536 | 0.0048076 | 814.1753 | 3.1066 | 814.8554 | 0.15974 | 627.536 | 0.84799 | 627.9307 | 1.5592
|  | 542.4773 | 0 | 627.7667 | 0.024248 | 542.4773 | 0 | 627.7667 | 0.040664 | 620.6663 | 0.012069 | 627.7667 | 0.0343 | 628.161 | 0.019316 | 622.56 | 0.02267 | 628.161 | 0.014195 | 628.161 | 0.0073532 | 628.161 | 0.010162 | 622.56 | -0.0029147 | 628.161 | 0.074245 | 544.163 | 0.00017175 | 628.161 | 16.8537 | 628.161 | 16.4448 | 627.7667 | 1.8074 | 815.0217 | 0.20676 | 627.7667 | 0.00033671 | 814.3416 | 3.1635 | 815.0217 | 0.16162 | 627.7667 | 0.86105 | 628.161 | 1.5703
|  | 542.5928 | 0.0072841 | 627.9974 | 0.018724 | 542.5928 | 0.016916 | 627.9974 | -0.039729 | 620.8948 | 0.0030427 | 627.9974 | -0.012778 | 628.3914 | 0 | 622.79 | 0.00083963 | 628.3914 | 0.0019788 | 628.3914 | 0.00084706 | 628.3914 | 0.0060076 | 622.79 | 0.0060044 | 628.3914 | 0.063559 | 544.2809 | 0.00018029 | 628.3914 | 16.6598 | 628.3914 | 16.7461 | 627.9974 | 1.8173 | 815.1879 | 0.20368 | 627.9974 | -0.003499 | 814.508 | 3.1695 | 815.1879 | 0.16168 | 627.9974 | 0.84709 | 628.3914 | 1.5611
|  | 542.7084 | 0 | 628.2282 | 0.025111 | 542.7084 | 0 | 628.2282 | 0.0059056 | 621.1234 | 0.012776 | 628.2282 | 0.031803 | 628.6218 | 0.025778 | 623.02 | -0.0092359 | 628.6218 | 0.011764 | 628.6218 | 0.0057281 | 628.6218 | 0.010633 | 623.02 | -0.00099105 | 628.6218 | 0.067771 | 544.3989 | 0.00017074 | 628.6218 | 16.4298 | 628.6218 | 17.0459 | 628.2282 | 1.8894 | 815.3542 | 0.21349 | 628.2282 | 0.0060579 | 814.6744 | 3.2372 | 815.3542 | 0.16714 | 628.2282 | 0.85147 | 628.6218 | 1.5529
|  | 542.8239 | 0.0039563 | 628.4589 | 0.012543 | 542.8239 | 0.0032853 | 628.4589 | -0.0075552 | 621.3519 | -0.00069666 | 628.4589 | -0.0027937 | 628.8522 | 0 | 623.25 | -0.006437 | 628.8522 | 0 | 628.8522 | 0.0011414 | 628.8522 | 0.0060721 | 623.25 | 0.007229 | 628.8522 | 0.05988 | 544.5169 | 0.00014899 | 628.8522 | 16.2145 | 628.8522 | 17.4267 | 628.4589 | 1.9118 | 815.5204 | 0.21641 | 628.4589 | -0.0054749 | 814.8408 | 3.2209 | 815.5204 | 0.16708 | 628.4589 | 0.84973 | 628.8522 | 1.548
|  | 542.9395 | 0 | 628.6897 | 0.024166 | 542.9395 | 0 | 628.6897 | 0.0038925 | 621.5806 | 0.011644 | 628.6897 | 0.034873 | 629.0826 | 0.02412 | 623.49 | 0.00083963 | 629.0826 | 0.013419 | 629.0826 | 0.0066553 | 629.0826 | 0.0097939 | 623.49 | 0.0058296 | 629.0826 | 0.064496 | 544.6349 | 0.00011687 | 629.0826 | 15.8759 | 629.0826 | 17.6572 | 628.6897 | 1.9835 | 815.6867 | 0.16842 | 628.6897 | -0.0027036 | 815.0072 | 3.2136 | 815.6867 | 0.17536 | 628.6897 | 0.84188 | 629.0826 | 1.5322
|  | 543.0551 | 0.0028471 | 628.9205 | 0.017493 | 543.0551 | 0.019758 | 628.9205 | -0.017125 | 621.8091 | 0.0016755 | 628.9205 | -0.0077232 | 629.313 | 0 | 623.72 | 0.00027989 | 629.313 | 0 | 629.313 | 0 | 629.313 | 0.0059297 | 623.72 | -0.0085115 | 629.313 | 0.056309 | 544.7529 | 0.00014005 | 629.313 | 15.7398 | 629.313 | 18.1792 | 628.9204 | 1.9865 | 815.8529 | 0.21528 | 628.9205 | -0.0028948 | 815.1736 | 3.2546 | 815.8529 | 0.17219 | 628.9204 | 0.84758 | 629.313 | 1.5451
|  | 543.1707 | 0 | 629.1512 | 0.024435 | 543.1707 | 0 | 629.1512 | 0.032155 | 622.0378 | 0.012441 | 629.1512 | 0.035055 | 629.5434 | 0.023496 | 623.95 | -0.0036384 | 629.5434 | 0.01264 | 629.5434 | 0.0069168 | 629.5434 | 0.010668 | 623.95 | -0.002565 | 629.5434 | 0.059439 | 544.8709 | 0.00016037 | 629.5434 | 15.2588 | 629.5434 | 18.2217 | 629.1512 | 2.0551 | 816.0192 | 0.15905 | 629.1512 | 0.0049033 | 815.34 | 3.3146 | 816.0192 | 0.1786 | 629.1512 | 0.83312 | 629.5434 | 1.5133
|  | 543.2862 | 0.01457 | 629.382 | 0.015449 | 543.2862 | 0.037351 | 629.382 | -0.019366 | 622.2664 | 0.00064695 | 629.382 | -0.0029165 | 629.7738 | 0 | 624.18 | -0.015393 | 629.7738 | 0 | 629.7738 | 0.0019454 | 629.7739 | 0.0060321 | 624.18 | -0.0034394 | 629.7738 | 0.052459 | 544.9889 | 0.00018171 | 629.7738 | 15.0752 | 629.7739 | 18.7794 | 629.382 | 2.0867 | 816.1855 | 0.2034 | 629.382 | -0.004743 | 815.5064 | 3.3723 | 816.1855 | 0.17196 | 629.382 | 0.82849 | 629.7739 | 1.5241
|  | 543.4018 | 0 | 629.6128 | 0.025448 | 543.4018 | 0 | 629.6128 | -0.0097059 | 622.495 | 0.011766 | 629.6128 | 0.034234 | 630.0043 | 0.017383 | 624.41 | 0.0058775 | 630.0043 | 0.012711 | 630.0043 | 0.0063835 | 630.0043 | 0.010185 | 624.41 | -0.00081612 | 630.0043 | 0.055353 | 545.1069 | 0.00017501 | 630.0043 | 14.6424 | 630.0043 | 19.0097 | 629.6128 | 2.1516 | 816.3517 | 0.15838 | 629.6128 | 0.0013056 | 815.6728 | 3.4732 | 816.3517 | 0.18059 | 629.6128 | 0.8223 | 630.0043 | 1.5086
|  | 543.5174 | 0.018644 | 629.8436 | 0.01789 | 543.5174 | 0.010091 | 629.8436 | -0.037137 | 622.7236 | 0.00081331 | 629.8436 | -0.0075424 | 630.2348 | 0 | 624.64 | 0.023229 | 630.2348 | 0 | 630.2348 | 0 | 630.2347 | 0.0059667 | 624.64 | 0.00075785 | 630.2348 | 0.047021 | 545.2249 | 0.00017948 | 630.2348 | 14.2199 | 630.2347 | 19.3687 | 629.8437 | 2.1833 | 816.518 | 0.14649 | 629.8436 | -0.0014126 | 815.8392 | 3.4332 | 816.518 | 0.17771 | 629.8437 | 0.7914 | 630.2347 | 1.5024
|  | 543.633 | 0 | 630.0745 | 0.026937 | 543.633 | 0 | 630.0745 | 0.037767 | 622.9523 | 0.012623 | 630.0745 | 0.034679 | 630.4652 | 0.014451 | 624.87 | 0.013154 | 630.4652 | 0.012604 | 630.4652 | 0.0061614 | 630.4652 | 0.0095244 | 624.87 | 0.0033811 | 630.4652 | 0.052537 | 545.3429 | 0.00016505 | 630.4652 | 13.8463 | 630.4652 | 19.6574 | 630.0745 | 2.2344 | 816.6843 | 0.15474 | 630.0745 | -0.0035144 | 816.0056 | 3.5205 | 816.6843 | 0.1914 | 630.0745 | 0.83395 | 630.4652 | 1.4926
|  | 543.7486 | 0 | 630.3053 | 0.016653 | 543.7486 | 0.014751 | 630.3053 | -0.04094 | 623.181 | 0.0024872 | 630.3053 | -0.009135 | 630.6957 | 0 | 625.1 | -0.018752 | 630.6957 | 0 | 630.6957 | 0.00095851 | 630.6957 | 0.0052332 | 625.1 | -0.012183 | 630.6957 | 0.043853 | 545.4609 | 0.0001561 | 630.6957 | 13.5184 | 630.6957 | 20.1589 | 630.3053 | 2.2861 | 816.8506 | 0.14218 | 630.3053 | -0.0099621 | 816.1721 | 3.5156 | 816.8506 | 0.1877 | 630.3053 | 0.80214 | 630.6957 | 1.4958
|  | 543.8642 | 0 | 630.5362 | 0.023986 | 543.8642 | 0 | 630.5362 | 0.016908 | 623.4096 | 0.0087683 | 630.5362 | 0.031992 | 630.9262 | 0.02151 | 625.33 | 0.0086761 | 630.9262 | 0.015849 | 630.9262 | 0.0062069 | 630.9262 | 0.008714 | 625.33 | -0.011484 | 630.9262 | 0.049076 | 545.5789 | 0.00015387 | 630.9262 | 13.1889 | 630.9262 | 20.5787 | 630.5362 | 2.3633 | 817.0169 | 0.16202 | 630.5362 | 0.00035563 | 816.3385 | 3.5282 | 817.0169 | 0.19851 | 630.5362 | 0.81288 | 630.9262 | 1.4945
|  | 543.9799 | 0.011056 | 630.767 | 0.017716 | 543.9799 | 0.011029 | 630.767 | -0.022498 | 623.6383 | -2.6376e-05 | 630.767 | -0.011846 | 631.1567 | 0 | 625.56 | 0.012035 | 631.1567 | 0.00042754 | 631.1567 | 0 | 631.1567 | 0.005935 | 625.56 | -0.014108 | 631.1567 | 0.040088 | 545.6969 | 0.00016667 | 631.1567 | 12.6593 | 631.1567 | 20.8128 | 630.767 | 2.3718 | 817.1831 | 0.15322 | 630.767 | 0.002145 | 816.5049 | 3.5184 | 817.1831 | 0.19158 | 630.767 | 0.79834 | 631.1567 | 1.4836
|  | 544.0955 | 0 | 630.9979 | 0.021546 | 544.0955 | 0 | 630.9979 | 0.019913 | 623.867 | 0.01356 | 630.9979 | 0.028163 | 631.3872 | 0.018516 | 625.79 | 0.00083963 | 631.3872 | 0.017365 | 631.3872 | 0.0061604 | 631.3872 | 0.0088355 | 625.79 | 0.0028565 | 631.3872 | 0.045661 | 545.815 | 0.00017948 | 631.3872 | 12.275 | 631.3872 | 21.1634 | 630.9979 | 2.4361 | 817.3494 | 0.17621 | 630.9979 | -0.00069494 | 816.6713 | 3.5717 | 817.3494 | 0.2018 | 630.9979 | 0.8004 | 631.3872 | 1.4761
|  | 544.2111 | 0 | 631.2288 | 0.014527 | 544.2111 | 0.0086826 | 631.2288 | -0.04619 | 624.0957 | 0.0089127 | 631.2288 | -0.0088787 | 631.6178 | 0 | 626.03 | 0.00083963 | 631.6178 | 0.00094519 | 631.6178 | 0.00017841 | 631.6177 | 0.0057111 | 626.03 | -0.010085 | 631.6178 | 0.037932 | 545.933 | 0.0001746 | 631.6178 | 12.0234 | 631.6177 | 21.7925 | 631.2288 | 2.537 | 817.5157 | 0.14677 | 631.2288 | -0.0076935 | 816.8378 | 3.5774 | 817.5157 | 0.1964 | 631.2288 | 0.79933 | 631.6177 | 1.4875
|  | 544.3267 | 0 | 631.4597 | 0.02435 | 544.3267 | 0 | 631.4597 | 0.016546 | 624.3244 | 0.012605 | 631.4597 | 0.028791 | 631.8483 | 0.018846 | 626.26 | -0.012595 | 631.8483 | 0.015435 | 631.8483 | 0.0067227 | 631.8483 | 0.009324 | 626.26 | -0.0064125 | 631.8483 | 0.04308 | 546.051 | 0.0001685 | 631.8483 | 11.5256 | 631.8483 | 22.0247 | 631.4597 | 2.6151 | 817.682 | 0.17318 | 631.4597 | 0.0009894 | 817.0042 | 3.6802 | 817.682 | 0.20539 | 631.4597 | 0.80346 | 631.8483 | 1.4733
|  | 544.4424 | 0 | 631.6906 | 0.017915 | 544.4424 | 0.030314 | 631.6906 | -0.033656 | 624.5532 | 0.0013614 | 631.6906 | -0.0046935 | 632.0788 | 0 | 626.49 | -0.0092359 | 632.0788 | 0 | 632.0788 | 0 | 632.0789 | 0.0062162 | 626.49 | 0.00075785 | 632.0788 | 0.036605 | 546.169 | 0.00017216 | 632.0788 | 11.0299 | 632.0789 | 22.2514 | 631.6906 | 2.5869 | 817.8483 | 0.11583 | 631.6906 | -0.007284 | 817.1707 | 3.6631 | 817.8483 | 0.20033 | 631.6906 | 0.7904 | 632.0789 | 1.4586
|  | 544.558 | 0 | 631.9215 | 0.021347 | 544.558 | 0 | 631.9215 | 0.0080707 | 624.7819 | 0.016549 | 631.9215 | 0.027554 | 632.3094 | 0.016401 | 626.72 | -0.0086761 | 632.3094 | 0.011356 | 632.3094 | 0.0074011 | 632.3094 | 0.0087144 | 626.72 | -0.00064125 | 632.3094 | 0.041025 | 546.2871 | 0.00017521 | 632.3094 | 10.7101 | 632.3094 | 22.726 | 631.9215 | 2.7068 | 818.0147 | 0.16735 | 631.9215 | 0.0066654 | 817.3371 | 3.6512 | 818.0147 | 0.20633 | 631.9215 | 0.7952 | 632.3094 | 1.4611
|  | 544.6736 | 0.0010722 | 632.1524 | 0.0098279 | 544.6736 | 0.016645 | 632.1524 | -0.020751 | 625.0106 | 0.0022746 | 632.1524 | -0.011059 | 632.54 | 0 | 626.95 | 0.012035 | 632.54 | 0 | 632.54 | 0.000821 | 632.54 | 0.0047068 | 626.95 | -0.012009 | 632.54 | 0.031246 | 546.4051 | 0.00017236 | 632.54 | 10.2113 | 632.54 | 22.9086 | 632.1524 | 2.7052 | 818.181 | 0.11218 | 632.1524 | -0.0054513 | 817.5036 | 3.7538 | 818.181 | 0.20409 | 632.1524 | 0.78421 | 632.54 | 1.4453
|  | 544.7893 | 0 | 632.3833 | 0.023924 | 544.7893 | 0 | 632.3833 | 0.027928 | 625.2394 | 0.019279 | 632.3833 | 0.033855 | 632.7706 | 0.014964 | 627.18 | -0.00027989 | 632.7706 | 0.010721 | 632.7706 | 0.0046992 | 632.7706 | 0.0081959 | 627.18 | 5.8296e-05 | 632.7706 | 0.039086 | 546.5232 | 0.00016647 | 632.7706 | 9.9521 | 632.7706 | 23.5237 | 632.3833 | 2.8076 | 818.3473 | 0.11857 | 632.3833 | -0.0056166 | 817.67 | 3.8324 | 818.3473 | 0.20815 | 632.3833 | 0.79635 | 632.7706 | 1.4587
|  | 544.9049 | 0 | 632.6143 | 0.018222 | 544.9049 | 0.0039893 | 632.6143 | -0.03187 | 625.4681 | 0.0058301 | 632.6143 | -0.010851 | 633.0011 | 0.0032455 | 627.41 | -0.040022 | 633.0012 | 0.0015936 | 633.0011 | 0.0014408 | 633.0012 | 0.0057199 | 627.41 | -0.013758 | 633.0011 | 0.029266 | 546.6412 | 0.00018456 | 633.0011 | 9.4507 | 633.0012 | 23.6896 | 632.6143 | 2.8318 | 818.5136 | 0.10618 | 632.6143 | -0.012639 | 817.8365 | 3.7999 | 818.5136 | 0.20644 | 632.6143 | 0.77413 | 633.0012 | 1.438
|  | 545.0206 | 0 | 632.8452 | 0.020581 | 545.0206 | 0 | 632.8452 | 0.028348 | 625.6969 | 0.015299 | 632.8452 | 0.030385 | 633.2318 | 0.017047 | 627.64 | 0.033306 | 633.2318 | 0.010107 | 633.2318 | 0.005768 | 633.2318 | 0.0077539 | 627.64 | -0.0060627 | 633.2318 | 0.035431 | 546.7592 | 0.00018029 | 633.2318 | 9.0638 | 633.2318 | 23.9427 | 632.8452 | 2.9014 | 818.6799 | 0.10899 | 632.8452 | -0.0012731 | 818.003 | 3.8121 | 818.6799 | 0.20644 | 632.8452 | 0.77727 | 633.2318 | 1.4266
|  | 545.1363 | 0.0055093 | 633.0762 | 0.025601 | 545.1363 | 0.0063359 | 633.0762 | -0.03146 | 625.9257 | 0.0019742 | 633.0762 | -0.0081201 | 633.4624 | 0 | 627.87 | 0.015393 | 633.4624 | 0 | 633.4624 | 0.00059942 | 633.4623 | 0.0056079 | 627.87 | -0.0034394 | 633.4624 | 0.029989 | 546.8773 | 0.00017216 | 633.4624 | 8.6502 | 633.4623 | 24.1902 | 633.0762 | 2.9661 | 818.8463 | 0.085777 | 633.0762 | -0.0049521 | 818.1694 | 3.8614 | 818.8463 | 0.20433 | 633.0762 | 0.77206 | 633.4623 | 1.4191
|  | 545.2519 | 0 | 633.3072 | 0.028495 | 545.2519 | 0 | 633.3072 | 0.026942 | 626.1545 | 0.01313 | 633.3072 | 0.033757 | 633.693 | 0.017723 | 628.1 | 0.014833 | 633.693 | 0.01516 | 633.693 | 0.0059672 | 633.693 | 0.0094885 | 628.1 | 0.0095019 | 633.693 | 0.03755 | 546.9954 | 0.00017643 | 633.693 | 8.3317 | 633.693 | 24.4832 | 633.3072 | 3.0451 | 819.0126 | 0.099849 | 633.3072 | 0.0023818 | 818.3359 | 3.8964 | 819.0126 | 0.20339 | 633.3072 | 0.77487 | 633.693 | 1.4141
|  | 545.3676 | 0.0044001 | 633.5382 | 0.015506 | 545.3676 | 0.017863 | 633.5382 | -0.016096 | 626.3833 | 0.0068371 | 633.5382 | -0.0059662 | 633.9236 | 0 | 628.33 | -0.017072 | 633.9236 | 0 | 633.9236 | 0 | 633.9236 | 0.0054265 | 628.33 | -0.0093854 | 633.9236 | 0.02848 | 547.1134 | 0.00018456 | 633.9236 | 7.9941 | 633.9236 | 24.9314 | 633.5382 | 3.0871 | 819.1789 | 0.07434 | 633.5382 | 0.0014268 | 818.5024 | 3.9374 | 819.1789 | 0.20251 | 633.5382 | 0.77041 | 633.9236 | 1.4129
|  | 545.4833 | 0 | 633.7692 | 0.019255 | 545.4833 | 0 | 633.7692 | 0.027868 | 626.6121 | 0.0098185 | 633.7692 | 0.03525 | 634.1543 | 0.017588 | 628.57 | -0.0069968 | 634.1543 | 0.011381 | 634.1543 | 0.0050415 | 634.1543 | 0.0082029 | 628.57 | 0.0032063 | 634.1543 | 0.030588 | 547.2315 | 0.00017846 | 634.1543 | 7.5881 | 634.1543 | 24.9788 | 633.7692 | 3.1398 | 819.3453 | 0.080788 | 633.7692 | -0.006991 | 818.6689 | 3.9921 | 819.3453 | 0.20163 | 633.7692 | 0.76776 | 634.1543 | 1.3935
|  | 545.599 | 0.0075059 | 634.0002 | 0.014832 | 545.599 | 0.026254 | 634.0002 | -0.016677 | 626.8409 | 0.0044725 | 634.0002 | -0.011356 | 634.3849 | 0 | 628.8 | -0.032185 | 634.3849 | 0.0010405 | 634.3849 | 0 | 634.3849 | 0.0040766 | 628.8 | 0.0053049 | 634.3849 | 0.026398 | 547.3495 | 0.00014858 | 634.3849 | 7.2111 | 634.385 | 25.0781 | 634.0002 | 3.201 | 819.5116 | 0.073331 | 634.0002 | -0.0044779 | 818.8353 | 3.9029 | 819.5116 | 0.2018 | 634.0002 | 0.75661 | 634.3849 | 1.3781
|  | 545.7147 | 0 | 634.2312 | 0.021523 | 545.7147 | 0 | 634.2312 | 0.017831 | 627.0698 | 0.016145 | 634.2312 | 0.031019 | 634.6156 | 0.003324 | 629.03 | -0.030506 | 634.6156 | 0.013161 | 634.6156 | 0.0056933 | 634.6156 | 0.0077236 | 629.03 | 0.0044305 | 634.6156 | 0.031736 | 547.4676 | 0.00014472 | 634.6156 | 7.0832 | 634.6156 | 25.8384 | 634.2312 | 3.3773 | 819.678 | 0.089758 | 634.2312 | 0.0026007 | 819.0018 | 4.0274 | 819.678 | 0.20039 | 634.2312 | 0.7871 | 634.6156 | 1.3997
|  | 545.8303 | 0.020126 | 634.4622 | 0.0063882 | 545.8303 | 0.0091518 | 634.4622 | -0.0048136 | 627.2986 | 0.0010482 | 634.4622 | -0.014489 | 634.8463 | 0 | 629.26 | -0.012035 | 634.8463 | 0 | 634.8463 | 0 | 634.8463 | 0.0037529 | 629.26 | -0.007462 | 634.8463 | 0.021921 | 547.5857 | 0.00016789 | 634.8463 | 6.6673 | 634.8463 | 25.7083 | 634.4623 | 3.3521 | 819.8443 | 0.090767 | 634.4622 | -0.005226 | 819.1683 | 4.0509 | 819.8443 | 0.1998 | 634.4623 | 0.76049 | 634.8463 | 1.3719
|  | 545.946 | 0 | 634.6933 | 0.022255 | 545.946 | 0 | 634.6933 | 0.041648 | 627.5274 | 0.010964 | 634.6933 | 0.029477 | 635.077 | 0.016012 | 629.49 | 0.0081163 | 635.077 | 0.010929 | 635.077 | 0.0050218 | 635.077 | 0.0083286 | 629.49 | 0.0047802 | 635.077 | 0.031994 | 547.7037 | 0.00018029 | 635.077 | 6.3611 | 635.077 | 25.8756 | 634.6933 | 3.4385 | 820.0107 | 0.099849 | 634.6933 | 0.0014159 | 819.3348 | 4.0895 | 820.0107 | 0.19792 | 634.6933 | 0.77157 | 635.077 | 1.3636
|  | 546.0617 | 0 | 634.9243 | 0.016819 | 546.0617 | 0.005632 | 634.9243 | -0.041699 | 627.7563 | 0.0018716 | 634.9243 | -0.0071683 | 635.3077 | 0 | 629.72 | -0.023229 | 635.3077 | 0 | 635.3077 | 0 | 635.3077 | 0.0046111 | 629.72 | -0.0069371 | 635.3077 | 0.019069 | 547.8218 | 0.00018253 | 635.3077 | 6.1065 | 635.3077 | 26.2733 | 634.9244 | 3.5335 | 820.177 | 0.081909 | 634.9243 | -0.0072634 | 819.5013 | 4.0849 | 820.177 | 0.19798 | 634.9244 | 0.75958 | 635.3077 | 1.3657
|  | 546.1775 | 0 | 635.1554 | 0.024033 | 546.1775 | 0 | 635.1554 | 0.038381 | 627.9852 | 0.014487 | 635.1554 | 0.032071 | 635.5384 | 0.019605 | 629.95 | -0.018752 | 635.5384 | 0.011143 | 635.5384 | 0.0069556 | 635.5384 | 0.0081895 | 629.95 | -0.0099105 | 635.5384 | 0.026754 | 547.9399 | 0.00017074 | 635.5384 | 5.8783 | 635.5384 | 26.4258 | 635.1554 | 3.624 | 820.3434 | 0.094019 | 635.1554 | 0.011122 | 819.6678 | 4.1384 | 820.3434 | 0.1964 | 635.1554 | 0.76074 | 635.5384 | 1.359
|  | 546.2932 | 0.0095026 | 635.3865 | 0.019267 | 546.2932 | 0.0053973 | 635.3865 | -0.016 | 628.2141 | 0.0030265 | 635.3865 | -0.0059494 | 635.7691 | 0 | 630.18 | -0.00083963 | 635.7691 | 0 | 635.7691 | 0.0021801 | 635.7691 | 0.0048055 | 630.18 | -0.0029147 | 635.7691 | 0.019702 | 548.058 | 0.00018923 | 635.7691 | 5.5909 | 635.7691 | 26.5421 | 635.3865 | 3.6566 | 820.5097 | 0.085665 | 635.3865 | -0.0059949 | 819.8343 | 4.1594 | 820.5097 | 0.19587 | 635.3865 | 0.74372 | 635.7691 | 1.3497
|  | 546.4089 | 0 | 635.6176 | 0.017603 | 546.4089 | 0 | 635.6176 | 0.044293 | 628.4429 | 0.013993 | 635.6176 | 0.03599 | 635.9998 | 0.014914 | 630.41 | 0.0030786 | 635.9999 | 0.013237 | 635.9998 | 0.0041832 | 635.9999 | 0.0068884 | 630.41 | -0.0060627 | 635.9998 | 0.024605 | 548.1761 | 0.00018253 | 635.9998 | 5.3291 | 635.9999 | 26.5173 | 635.6176 | 3.7527 | 820.6761 | 0.10002 | 635.6176 | 0.0083912 | 820.0009 | 4.26 | 820.6761 | 0.19322 | 635.6176 | 0.73562 | 635.9999 | 1.3341
|  | 546.5246 | 0.0070623 | 635.8487 | 0.017758 | 546.5246 | 0.025171 | 635.8487 | -0.021717 | 628.6718 | 0.0046752 | 635.8487 | -0.00927 | 636.2306 | 0 | 630.65 | -0.0086761 | 636.2306 | 0.0013096 | 636.2306 | 0.0018057 | 636.2306 | 0.0052595 | 630.65 | -0.002565 | 636.2306 | 0.019449 | 548.2941 | 0.00017419 | 636.2306 | 5.1555 | 636.2306 | 26.9313 | 635.8487 | 3.8558 | 820.8425 | 0.097102 | 635.8487 | -0.00074086 | 820.1674 | 4.2593 | 820.8425 | 0.19322 | 635.8487 | 0.74314 | 636.2306 | 1.3428
|  | 546.6403 | 0 | 636.0798 | 0.0078722 | 546.6403 | 0 | 636.0798 | 0.020313 | 628.9008 | 0.01219 | 636.0798 | 0.026481 | 636.4614 | 0.016843 | 630.88 | -0.012595 | 636.4614 | 0.011551 | 636.4614 | 0.0042171 | 636.4614 | 0.0070274 | 630.88 | 0.0012825 | 636.4614 | 0.025245 | 548.4122 | 0.00014208 | 636.4614 | 4.904 | 636.4614 | 26.9235 | 636.0798 | 3.9641 | 821.0088 | 0.083759 | 636.0798 | 0.0027208 | 820.3339 | 4.3658 | 821.0088 | 0.19129 | 636.0798 | 0.7438 | 636.4614 | 1.3347
|  | 546.7561 | 0.0090589 | 636.3109 | 0.015172 | 546.7561 | 0.01624 | 636.3109 | -0.029174 | 629.1296 | 0.0021116 | 636.3109 | -0.010909 | 636.6921 | 0 | 631.11 | -0.015953 | 636.6921 | 0.0010461 | 636.6921 | 6.1603e-05 | 636.6921 | 0.0038213 | 631.11 | -0.0034394 | 636.6921 | 0.018551 | 548.5303 | 0.00015997 | 636.6921 | 4.6591 | 636.6921 | 26.9108 | 636.3109 | 3.9983 | 821.1752 | 0.098167 | 636.3109 | -0.0011104 | 820.5004 | 4.244 | 821.1752 | 0.19287 | 636.3109 | 0.70902 | 636.6921 | 1.32
|  | 546.8718 | 0 | 636.542 | 0.022296 | 546.8718 | 0 | 636.542 | 0.032775 | 629.3586 | 0.015816 | 636.542 | 0.030468 | 636.9229 | 0.02186 | 631.34 | -0.012035 | 636.9229 | 0.013218 | 636.9229 | 0.0073903 | 636.9229 | 0.0080137 | 631.34 | 0.0033811 | 636.9229 | 0.023002 | 548.6484 | 0.0001557 | 636.9229 | 4.4319 | 636.9229 | 26.7514 | 636.542 | 4.0718 | 821.3416 | 0.089478 | 636.542 | -0.001887 | 820.667 | 4.4281 | 821.3416 | 0.1914 | 636.542 | 0.73901 | 636.9229 | 1.3071
|  | 546.9876 | 0.013088 | 636.7732 | 0.011396 | 546.9876 | 0.020164 | 636.7732 | -0.015224 | 629.5875 | 0.0037241 | 636.7732 | -0.011569 | 637.1537 | 0 | 631.57 | -0.0097957 | 637.1537 | 0 | 637.1537 | 0.0012976 | 637.1537 | 0.0040827 | 631.57 | -0.0039641 | 637.1537 | 0.014839 | 548.7665 | 0.00018395 | 637.1537 | 4.2366 | 637.1537 | 26.7729 | 636.7732 | 4.1478 | 821.508 | 0.098784 | 636.7732 | -9.4745e-06 | 820.8335 | 4.337 | 821.508 | 0.19346 | 636.7732 | 0.7148 | 637.1537 | 1.3013
|  | 547.1033 | 0 | 637.0043 | 0.026697 | 547.1033 | 0 | 637.0043 | 0.012009 | 629.8165 | 0.0075278 | 637.0043 | 0.032812 | 637.3845 | 0.018644 | 631.8 | 0.050657 | 637.3845 | 0.01516 | 637.3845 | 0.0051405 | 637.3845 | 0.0078691 | 631.8 | -0.0048385 | 637.3845 | 0.021728 | 548.8846 | 0.00017379 | 637.3845 | 4.1068 | 637.3845 | 26.8774 | 637.0043 | 4.2707 | 821.6744 | 0.097551 | 637.0043 | 0.008791 | 821 | 4.4437 | 821.6744 | 0.19187 | 637.0043 | 0.72703 | 637.3845 | 1.3031
|  | 547.2191 | 0.0061749 | 637.2355 | 0.016003 | 547.2191 | 0.0082132 | 637.2355 | -0.04178 | 630.0455 | 0.0054697 | 637.2355 | -0.011845 | 637.6153 | 0 | 632.03 | -0.0013994 | 637.6153 | 0.0014697 | 637.6153 | 0.00053782 | 637.6153 | 0.0045781 | 632.03 | -0.0015157 | 637.6153 | 0.014513 | 549.0027 | 0.00019452 | 637.6153 | 3.8822 | 637.6153 | 26.6674 | 637.2355 | 4.3081 | 821.8408 | 0.097214 | 637.2355 | -0.0058694 | 821.1666 | 4.4886 | 821.8408 | 0.19499 | 637.2355 | 0.70877 | 637.6153 | 1.2884
|  | 547.3348 | 0 | 637.4667 | 0.01842 | 547.3348 | 0 | 637.4667 | 0.047515 | 630.2744 | 0.0090732 | 637.4667 | 0.029378 | 637.8461 | 0.020114 | 632.26 | 0.0019591 | 637.8461 | 0.013169 | 637.8461 | 0.0061301 | 637.8461 | 0.0070944 | 632.26 | 0.0012825 | 637.8461 | 0.021308 | 549.1209 | 0.00015143 | 637.8461 | 3.7605 | 637.8461 | 26.7519 | 637.4667 | 4.4599 | 822.0072 | 0.081685 | 637.4667 | 0.0069825 | 821.3331 | 4.5494 | 822.0072 | 0.19322 | 637.4667 | 0.71108 | 637.8461 | 1.2919
|  | 547.4506 | 0 | 637.6978 | 0.017035 | 547.4506 | 0.017863 | 637.6978 | -0.030543 | 630.5034 | 0.0059845 | 637.6978 | -0.0065476 | 638.077 | 0 | 632.5 | -0.02435 | 638.077 | 0.0003513 | 638.077 | 0.0012242 | 638.077 | 0.0050037 | 632.5 | -0.0081612 | 638.077 | 0.01558 | 549.239 | 0.00014858 | 638.077 | 3.5612 | 638.077 | 26.4446 | 637.6979 | 4.4962 | 822.1735 | 0.092449 | 637.6978 | -0.0022563 | 821.4996 | 4.5484 | 822.1735 | 0.19575 | 637.6979 | 0.70191 | 638.077 | 1.2752
|  | 547.5664 | 0 | 637.929 | 0.015172 | 547.5664 | 0 | 637.929 | 0.042377 | 630.7324 | 0.0076441 | 637.929 | 0.023137 | 638.3078 | 0.02592 | 632.73 | 0.0025189 | 638.3078 | 0.011446 | 638.3078 | 0.0054777 | 638.3078 | 0.0067346 | 632.73 | -0.0062376 | 638.3078 | 0.021171 | 549.3571 | 0.00014045 | 638.3078 | 3.4205 | 638.3078 | 26.2365 | 637.929 | 4.5722 | 822.34 | 0.077088 | 637.929 | 0.0048962 | 821.6662 | 4.6451 | 822.34 | 0.19334 | 637.929 | 0.70579 | 638.3078 | 1.269
|  | 547.6821 | 0.012594 | 638.1602 | 0.019658 | 547.6821 | 0.010325 | 638.1602 | -0.0053978 | 630.9614 | 0.0012513 | 638.1602 | -0.0068447 | 638.5386 | 0 | 632.96 | -0.0069968 | 638.5386 | 0.0050277 | 638.5386 | 0.00017902 | 638.5386 | 0.0041853 | 632.96 | -0.004139 | 638.5386 | 0.013846 | 549.4752 | 0.00016932 | 638.5386 | 3.2616 | 638.5386 | 26.0943 | 638.1603 | 4.6563 | 822.5064 | 0.087123 | 638.1602 | -0.0042348 | 821.8328 | 4.6934 | 822.5064 | 0.19593 | 638.1603 | 0.69034 | 638.5386 | 1.2615
|  | 547.7979 | 0 | 638.3915 | 0.02319 | 547.7979 | 0 | 638.3915 | 0.021086 | 631.1904 | 0.0094111 | 638.3915 | 0.031835 | 638.7695 | 0.018604 | 633.19 | 0.0025189 | 638.7695 | 0.014884 | 638.7695 | 0.0069633 | 638.7695 | 0.0078327 | 633.19 | 0.0042556 | 638.7695 | 0.016958 | 549.5933 | 0.00017602 | 638.7695 | 3.1371 | 638.7695 | 25.7813 | 638.3915 | 4.7504 | 822.6728 | 0.078826 | 638.3915 | 0.0097284 | 821.9993 | 4.7873 | 822.6728 | 0.19381 | 638.3915 | 0.69514 | 638.7695 | 1.2497
|  | 547.9137 | 0.0030689 | 638.6227 | 0.013547 | 547.9137 | 0.021382 | 638.6227 | -0.031458 | 631.4194 | -0.0027005 | 638.6227 | -0.012037 | 639.0004 | 0 | 633.42 | -0.042262 | 639.0004 | 0 | 639.0004 | 0 | 639.0004 | 0.0030021 | 633.42 | -0.0039641 | 639.0004 | 0.01135 | 549.7115 | 0.00012033 | 639.0004 | 3.0159 | 639.0004 | 25.7668 | 638.6227 | 4.8601 | 822.8392 | 0.087123 | 638.6227 | 0.0015082 | 822.1659 | 4.717 | 822.8392 | 0.19516 | 638.6227 | 0.68877 | 639.0004 | 1.254
|  | 548.0295 | 0 | 638.8539 | 0.018989 | 548.0295 | 0 | 638.8539 | 0.0045095 | 631.6484 | -0.0004285 | 638.8539 | -0.0051321 | 639.2313 | 0 | 633.65 | -0.02155 | 639.2313 | 0.0022834 | 639.2313 | 0 | 639.2313 | 0.0043693 | 633.65 | -0.009735 | 639.2313 | 0.011152 | 549.8296 | 0.00032806 | 639.2313 | 2.7085 | 639.2313 | 24.5872 | 638.8539 | 4.9213 | 823.0056 | 0.0883 | 638.8539 | 0.0043108 | 822.3325 | 4.8502 | 823.0056 | 0.19857 | 638.8539 | 0.66861 | 639.2313 | 1.2128
|  | 548.1453 | 0.0095026 | 639.0852 | 0.020896 | 548.1453 | 0.028825 | 639.0852 | 0.024888 | 631.8775 | 0.015433 | 639.0852 | 0.033291 | 639.4622 | 0.015335 | 633.88 | 0.028267 | 639.4622 | 0.014195 | 639.4622 | 0.0066639 | 639.4622 | 0.0071096 | 633.88 | 0.0093272 | 639.4622 | 0.014927 | 549.9477 | 0.00027176 | 639.4622 | 2.6373 | 639.4622 | 24.6413 | 639.0852 | 5.1117 | 823.172 | 0.077088 | 639.0852 | 0.016828 | 822.499 | 4.9964 | 823.172 | 0.20063 | 639.0852 | 0.67762 | 639.4622 | 1.2237
|  | 548.2611 | 0 | 639.3164 | 0.015299 | 548.2611 | 0 | 639.3164 | -0.041012 | 632.1066 | 0.0061617 | 639.3164 | -0.0072478 | 639.6931 | 0.0010157 | 634.11 | -0.0086761 | 639.6931 | 0 | 639.6931 | 0 | 639.6931 | 0.0042695 | 634.11 | -0.0064125 | 639.6931 | 0.011211 | 550.0658 | 0.00054514 | 639.6931 | 2.4981 | 639.693 | 23.9422 | 639.3164 | 5.1452 | 823.3384 | 0.088525 | 639.3164 | -0.0041725 | 822.6656 | 5.0547 | 823.3384 | 0.20662 | 639.3164 | 0.67415 | 639.6931 | 1.2004
|  | 548.3769 | 0.0052875 | 639.5477 | 0.022159 | 548.3769 | 0.019217 | 639.5477 | 0.028615 | 632.3356 | 0.013881 | 639.5477 | 0.027046 | 639.924 | 0.021635 | 634.35 | -0.0058775 | 639.924 | 0.011357 | 639.924 | 0.0050228 | 639.924 | 0.0077606 | 634.35 | -0.0058878 | 639.924 | 0.015138 | 550.184 | 0.00028213 | 639.924 | 2.4275 | 639.924 | 23.7383 | 639.5477 | 5.3088 | 823.5049 | 0.075798 | 639.5477 | 0.011962 | 822.8322 | 5.1021 | 823.5049 | 0.20386 | 639.5477 | 0.67968 | 639.924 | 1.2042
|  | 548.4927 | 0 | 639.779 | 0.018883 | 548.4927 | 0 | 639.779 | -0.041433 | 632.5647 | -0.0041508 | 639.779 | -0.008186 | 640.1549 | 0 | 634.58 | -0.013154 | 640.1549 | 0.0010895 | 640.1549 | 0.00061304 | 640.1549 | 0.0038715 | 634.58 | -0.009735 | 640.1549 | 0.011398 | 550.3021 | 0.00053518 | 640.1549 | 2.309 | 640.1549 | 23.2433 | 639.779 | 5.3601 | 823.6713 | 0.090094 | 639.779 | -0.0012872 | 822.9988 | 5.1696 | 823.6713 | 0.20967 | 639.779 | 0.65779 | 640.1549 | 1.1915
|  | 548.6085 | 0.0037345 | 640.0103 | 0.028851 | 548.6085 | 0.022329 | 640.0103 | 0.026408 | 632.7938 | 0.015159 | 640.0103 | 0.033459 | 640.3859 | 0.018236 | 634.81 | 0.024908 | 640.3859 | 0.010202 | 640.3859 | 0.0070811 | 640.3859 | 0.0081278 | 634.81 | 0.0018072 | 640.3859 | 0.016325 | 550.4203 | 0.00026221 | 640.3859 | 2.2312 | 640.3859 | 22.7378 | 640.0103 | 5.4437 | 823.8377 | 0.076583 | 640.0103 | 0.0055975 | 823.1654 | 5.17 | 823.8377 | 0.2058 | 640.0103 | 0.66366 | 640.3859 | 1.1801
|  | 548.7243 | 0 | 640.2416 | 0.014101 | 548.7243 | 0 | 640.2416 | -0.030891 | 633.0228 | 0.0019473 | 640.2416 | -0.015729 | 640.6168 | 0 | 635.04 | -0.02435 | 640.6168 | 0 | 640.6168 | 0 | 640.6168 | 0.0029737 | 635.04 | -0.01061 | 640.6168 | 0.010329 | 550.5384 | 0.00051445 | 640.6168 | 2.13 | 640.6168 | 22.4066 | 640.2416 | 5.5601 | 824.0042 | 0.088917 | 640.2416 | -0.0020716 | 823.332 | 5.2205 | 824.0042 | 0.21214 | 640.2416 | 0.66605 | 640.6168 | 1.1785
|  | 548.8402 | 0.013088 | 640.4729 | 0.017065 | 548.8402 | 0.016916 | 640.4729 | 0.021711 | 633.252 | 0.010287 | 640.4729 | 0.024626 | 640.8478 | 0.020826 | 635.27 | 0.020431 | 640.8478 | 0.011472 | 640.8478 | 0.0060444 | 640.8478 | 0.0071659 | 635.27 | 0.0026815 | 640.8478 | 0.013205 | 550.6566 | 0.00026078 | 640.8478 | 2.042 | 640.8478 | 21.7589 | 640.4729 | 5.6285 | 824.1706 | 0.083983 | 640.4729 | 0.0067219 | 823.4986 | 5.2846 | 824.1706 | 0.20944 | 640.4729 | 0.66266 | 640.8478 | 1.1639
|  | 548.956 | 0 | 640.7042 | 0.021797 | 548.956 | 0 | 640.7042 | -0.048532 | 633.481 | -0.00027947 | 640.7042 | -0.01216 | 641.0788 | 0 | 635.5 | -0.018752 | 641.0788 | 0.0014396 | 641.0788 | 0 | 641.0787 | 0.0039679 | 635.5 | -0.0078116 | 641.0788 | 0.0091949 | 550.7747 | 0.00054433 | 641.0788 | 1.9638 | 641.0787 | 21.5027 | 640.7042 | 5.7496 | 824.337 | 0.090263 | 640.7042 | -0.0056124 | 823.6652 | 5.3741 | 824.337 | 0.21614 | 640.7042 | 0.6568 | 641.0787 | 1.1643
|  | 549.0719 | 0.0075059 | 640.9356 | 0.016184 | 549.0719 | 0.013668 | 640.9356 | 0.036586 | 633.7101 | 0.010963 | 640.9356 | 0.026153 | 641.3097 | 0.019049 | 635.73 | -0.010355 | 641.3097 | 0.015297 | 641.3097 | 0.0062553 | 641.3098 | 0.0062092 | 635.73 | -0.0027399 | 641.3097 | 0.013881 | 550.8929 | 0.00028924 | 641.3097 | 1.897 | 641.3098 | 20.8645 | 640.9356 | 5.8554 | 824.5035 | 0.081124 | 640.9356 | 0.010065 | 823.8318 | 5.468 | 824.5035 | 0.21232 | 640.9356 | 0.65886 | 641.3098 | 1.1525
|  | 549.1877 | 0 | 641.1669 | 0.0007378 | 549.1877 | 0 | 641.1669 | -0.0316 | 633.9393 | 0.00017974 | 641.1669 | -0.011119 | 641.5407 | 0 | 635.96 | -0.057934 | 641.5407 | 0 | 641.5407 | 0.00047567 | 641.5407 | 0.0039435 | 635.96 | 0.0012825 | 641.5407 | 0.0063471 | 551.011 | 0.00053803 | 641.5407 | 1.8209 | 641.5407 | 20.5459 | 641.1669 | 5.9864 | 824.6699 | 0.088917 | 641.1669 | -0.00043029 | 823.9984 | 5.4893 | 824.6699 | 0.21766 | 641.1669 | 0.65523 | 641.5407 | 1.1562
|  | 549.3035 | 0.0092808 | 641.3983 | 0.026122 | 549.3035 | 0.018269 | 641.3983 | 0.033441 | 634.1685 | 0.0092461 | 641.3983 | 0.032128 | 641.7717 | 0.01871 | 636.2 | 0.013714 | 641.7717 | 0.01237 | 641.7717 | 0.0068083 | 641.7717 | 0.0072743 | 636.2 | 0.0028565 | 641.7717 | 0.013906 | 551.1292 | 0.00024879 | 641.7717 | 1.7358 | 641.7717 | 19.7317 | 641.3983 | 6.0335 | 824.8364 | 0.076975 | 641.3983 | 0.0092636 | 824.165 | 5.5479 | 824.8364 | 0.21355 | 641.3983 | 0.64457 | 641.7717 | 1.1324
|  | 549.4194 | 0 | 641.6296 | 0.016633 | 549.4194 | 0 | 641.6296 | -0.032188 | 634.3976 | 0.00061264 | 641.6296 | -0.009818 | 642.0028 | 0 | 636.43 | -0.0092359 | 642.0028 | 0 | 642.0028 | 0.00074115 | 642.0027 | 0.0032639 | 636.43 | 0.001982 | 642.0028 | 0.0056198 | 551.2474 | 0.00052157 | 642.0028 | 1.6641 | 642.0027 | 19.39 | 641.6296 | 6.1398 | 825.0029 | 0.089478 | 641.6296 | -0.0028777 | 824.3316 | 5.6401 | 825.0029 | 0.21949 | 641.6296 | 0.63655 | 642.0027 | 1.1352
|  | 549.5353 | 0.013088 | 641.861 | 0.022313 | 549.5353 | 0.022059 | 641.861 | 0.020354 | 634.6268 | 0.0085477 | 641.861 | 0.033712 | 642.2338 | 0.01701 | 636.66 | 0.034425 | 642.2338 | 0.012004 | 642.2338 | 0.0044683 | 642.2338 | 0.0065517 | 636.66 | 0.0047802 | 642.2338 | 0.012944 | 551.3655 | 0.0002744 | 642.2338 | 1.6022 | 642.2338 | 18.7862 | 641.861 | 6.2567 | 825.1693 | 0.081236 | 641.861 | 0.007455 | 824.4982 | 5.7309 | 825.1693 | 0.21766 | 641.861 | 0.64465 | 642.2338 | 1.1254
|  | 549.6511 | 0 | 642.0924 | -9.9937e-05 | 549.6511 | 0 | 642.0924 | -0.025773 | 634.8559 | -0.00071243 | 642.0924 | -0.007567 | 642.4648 | 0 | 636.89 | -0.0025189 | 642.4648 | 0 | 642.4648 | 0.0016028 | 642.4648 | 0.0024259 | 636.89 | 0.0021569 | 642.4648 | 0.0074107 | 551.4837 | 0.00055307 | 642.4648 | 1.528 | 642.4648 | 18.3857 | 642.0924 | 6.3556 | 825.3358 | 0.091047 | 642.0924 | -0.0029137 | 824.6648 | 5.7355 | 825.3358 | 0.22383 | 642.0924 | 0.6316 | 642.4648 | 1.1212
|  | 549.767 | 0.0006286 | 642.3238 | 0.026543 | 549.767 | 0.015969 | 642.3238 | 0.058007 | 635.0851 | 0.012342 | 642.3238 | 0.031241 | 642.6959 | 0.02275 | 637.12 | 0.0058775 | 642.6959 | 0.015022 | 642.6959 | 0.007865 | 642.6959 | 0.0074255 | 637.12 | -0.0093854 | 642.6959 | 0.013783 | 551.6019 | 0.00028151 | 642.6959 | 1.4754 | 642.6959 | 17.6494 | 642.3238 | 6.4478 | 825.5023 | 0.082301 | 642.3238 | 0.016343 | 824.8315 | 5.8086 | 825.5023 | 0.22166 | 642.3238 | 0.6349 | 642.6959 | 1.1041
|  | 549.8829 | 0 | 642.5552 | 0.017614 | 549.8829 | 0 | 642.5552 | -0.032361 | 635.3143 | 0.0027591 | 642.5552 | -0.0094124 | 642.9269 | 0 | 637.35 | -0.017632 | 642.9269 | 0 | 642.9269 | 0 | 642.9269 | 0.0030683 | 637.35 | -0.0027399 | 642.9269 | 0.0074446 | 551.7201 | 0.00053092 | 642.9269 | 1.4014 | 642.9269 | 17.2896 | 642.5552 | 6.57 | 825.6687 | 0.090375 | 642.5552 | 0.0019678 | 824.9981 | 5.8826 | 825.6687 | 0.2256 | 642.5552 | 0.6083 | 642.9269 | 1.1068
|  | 549.9987 | 0.0050655 | 642.7866 | 0.010008 | 549.9987 | 0.020841 | 642.7866 | 0.045002 | 635.5435 | 0.015958 | 642.7866 | 0.028611 | 643.158 | 0.011415 | 637.58 | -0.0086761 | 643.158 | 0.0070577 | 643.158 | 0.0029981 | 643.158 | 0.0052781 | 637.58 | -0.0050134 | 643.158 | 0.011357 | 551.8382 | 0.00025794 | 643.158 | 1.3713 | 643.158 | 16.7868 | 642.7866 | 6.7082 | 825.8352 | 0.0846 | 642.7866 | 0.0078241 | 825.1647 | 6.032 | 825.8352 | 0.22389 | 642.7866 | 0.6468 | 643.158 | 1.1023
|  | 550.1146 | 0 | 643.0181 | 0.013296 | 550.1146 | 0 | 643.0181 | -0.040761 | 635.7727 | 0.0037702 | 643.0181 | -0.010224 | 643.3891 | 0 | 637.82 | -0.014274 | 643.3891 | 0 | 643.3891 | 0 | 643.3891 | 0.0025961 | 637.82 | -0.0023901 | 643.3891 | 0.0057558 | 551.9564 | 0.00051587 | 643.3891 | 1.3104 | 643.3891 | 16.1897 | 643.0181 | 6.7802 | 826.0017 | 0.09144 | 643.0181 | 0.00445 | 825.3314 | 5.9747 | 826.0017 | 0.22883 | 643.0181 | 0.61267 | 643.3891 | 1.092
|  | 550.2305 | 0.018397 | 643.2495 | 0.01717 | 550.2305 | 0.013804 | 643.2495 | 0.00068065 | 636.0019 | 0.0090186 | 643.2495 | 0.026411 | 643.6202 | 0.016765 | 638.05 | 0.027148 | 643.6202 | 0.01516 | 643.6202 | 0.003419 | 643.6202 | 0.0051652 | 638.05 | -0.0053632 | 643.6202 | 0.011399 | 552.0746 | 0.00026688 | 643.6202 | 1.2617 | 643.6202 | 15.6573 | 643.2495 | 6.9397 | 826.1682 | 0.082021 | 643.2495 | 0.0044364 | 825.498 | 6.123 | 826.1682 | 0.22889 | 643.2495 | 0.61697 | 643.6202 | 1.0828
|  | 550.3464 | 0 | 643.4809 | 0.014796 | 550.3464 | 0 | 643.4809 | -0.052785 | 636.2311 | 2.8208e-06 | 643.4809 | -0.014507 | 643.8513 | 0 | 638.28 | -0.006437 | 643.8513 | 0 | 643.8513 | 0 | 643.8513 | 0.0028841 | 638.28 | -0.0076368 | 643.8513 | 0.0062413 | 552.1928 | 0.00051405 | 643.8513 | 1.2006 | 643.8513 | 15.2913 | 643.481 | 7.1245 | 826.3347 | 0.087347 | 643.4809 | -0.0025903 | 825.6647 | 6.1402 | 826.3347 | 0.23382 | 643.481 | 0.61193 | 643.8513 | 1.0873
|  | 550.4623 | 0 | 643.7124 | 0.029199 | 550.4623 | 0.020435 | 643.7124 | 0.019589 | 636.4604 | 0.012548 | 643.7124 | 0.035277 | 644.0824 | 0.022165 | 638.51 | 0.014274 | 644.0824 | 0.017916 | 644.0824 | 0.0056074 | 644.0824 | 0.0069663 | 638.51 | -0.009735 | 644.0824 | 0.011832 | 552.311 | 0.00025468 | 644.0824 | 1.1799 | 644.0824 | 14.7767 | 643.7124 | 7.2677 | 826.5011 | 0.083479 | 643.7124 | -0.0059293 | 825.8313 | 6.2435 | 826.5011 | 0.23411 | 643.7124 | 0.61879 | 644.0824 | 1.0809
|  | 550.5782 | 0 | 643.9439 | 0.015695 | 550.5782 | 0 | 643.9439 | -0.033023 | 636.6896 | 0.00046214 | 643.9439 | -0.0088785 | 644.3135 | 0 | 638.74 | -0.017632 | 644.3135 | 0 | 644.3135 | 0.00030288 | 644.3135 | 0.0033946 | 638.74 | 0.0053049 | 644.3135 | 0.0043047 | 552.4292 | 0.00051872 | 644.3135 | 1.1097 | 644.3135 | 14.1432 | 643.9439 | 7.3183 | 826.6676 | 0.089365 | 643.9439 | 0.0047939 | 825.998 | 6.256 | 826.6676 | 0.23746 | 643.9439 | 0.6092 | 644.3135 | 1.0645
|  | 550.6941 | 0.0066185 | 644.1754 | 0.019948 | 550.6941 | 0.011029 | 644.1754 | 0.029463 | 636.9189 | 0.009346 | 644.1754 | 0.029262 | 644.5447 | 0.012996 | 638.97 | -0.00027989 | 644.5447 | 0.013757 | 644.5447 | 0.0053911 | 644.5447 | 0.005677 | 638.97 | -0.0058878 | 644.5447 | 0.010179 | 552.5474 | 0.00026586 | 644.5447 | 1.0649 | 644.5447 | 13.5728 | 644.1754 | 7.4288 | 826.8341 | 0.084656 | 644.1754 | 0.0012001 | 826.1646 | 6.3333 | 826.8341 | 0.23817 | 644.1754 | 0.6178 | 644.5447 | 1.0525
|  | 550.81 | 0 | 644.4069 | 0.012735 | 550.81 | 0 | 644.4069 | -0.041408 | 637.1481 | 0.0021121 | 644.4069 | -0.01317 | 644.7758 | 0 | 639.21 | -0.038343 | 644.7758 | 0 | 644.7758 | 0 | 644.7758 | 0.0021446 | 639.21 | 0.008628 | 644.7758 | 0.0050968 | 552.6656 | 0.00053803 | 644.7758 | 1.0233 | 644.7758 | 13.1904 | 644.4069 | 7.5789 | 827.0006 | 0.090094 | 644.4069 | -0.010716 | 826.3313 | 6.426 | 827.0006 | 0.24134 | 644.4069 | 0.61375 | 644.7758 | 1.0549
|  | 550.926 | 0 | 644.6384 | 0.019717 | 550.926 | 0.024901 | 644.6384 | 0.023617 | 637.3774 | 0.0078112 | 644.6384 | 0.032698 | 645.007 | 0.023418 | 639.44 | -0.011475 | 645.007 | 0.012497 | 645.007 | 0.0042738 | 645.007 | 0.0052222 | 639.44 | 0.0044305 | 645.007 | 0.0093219 | 552.7838 | 0.00027501 | 645.007 | 0.98306 | 645.007 | 12.6095 | 644.6384 | 7.6725 | 827.1671 | 0.083086 | 644.6384 | 0.0018363 | 826.498 | 6.4752 | 827.1671 | 0.24269 | 644.6384 | 0.6083 | 645.007 | 1.04
|  | 551.0419 | 0 | 644.8699 | 0.0074955 | 551.0419 | 0 | 644.8699 | -0.032164 | 637.6067 | 0.00086017 | 644.8699 | -0.012905 | 645.2381 | 0 | 639.67 | -0.02211 | 645.2381 | 0 | 645.2381 | 0 | 645.2381 | 0.0013642 | 639.67 | -0.0099105 | 645.2381 | 0.0029049 | 552.902 | 0.00052157 | 645.2381 | 0.93475 | 645.2381 | 12.2166 | 644.8699 | 7.8289 | 827.3336 | 0.083367 | 644.8699 | -0.011354 | 826.6646 | 6.515 | 827.3336 | 0.24516 | 644.8699 | 0.59995 | 645.2381 | 1.04
|  | 551.1578 | 0.0028471 | 645.1014 | 0.020773 | 551.1578 | 0.0086826 | 645.1014 | 0.015406 | 637.836 | 0.012474 | 645.1014 | 0.033602 | 645.4693 | 0.023274 | 639.9 | 0.010355 | 645.4693 | 0.01045 | 645.4693 | 0.0042909 | 645.4693 | 0.0056377 | 639.9 | 0.0023318 | 645.4693 | 0.0085298 | 553.0202 | 0.00025021 | 645.4693 | 0.91676 | 645.4693 | 11.7776 | 645.1014 | 7.9433 | 827.5001 | 0.084376 | 645.1014 | 0.0028404 | 826.8313 | 6.5676 | 827.5001 | 0.24698 | 645.1014 | 0.59979 | 645.4693 | 1.0339
|  | 551.2738 | 0 | 645.333 | 0.010737 | 551.2738 | 0 | 645.333 | -0.038855 | 638.0653 | 0.00025714 | 645.333 | -0.016201 | 645.7005 | 0 | 640.13 | -0.031067 | 645.7005 | 0 | 645.7005 | 0 | 645.7005 | 0.0021717 | 640.13 | 0.0033811 | 645.7005 | 0.0036848 | 553.1385 | 0.00051831 | 645.7005 | 0.8659 | 645.7005 | 11.3599 | 645.3329 | 8.1025 | 827.6667 | 0.088973 | 645.333 | -0.004471 | 826.998 | 6.7476 | 827.6667 | 0.24939 | 645.3329 | 0.59524 | 645.7005 | 1.0278
|  | 551.3897 | 0.0068403 | 645.5645 | 0.018342 | 551.3897 | 0.0039893 | 645.5645 | 0.033484 | 638.2946 | 0.012279 | 645.5645 | 0.023415 | 645.9317 | 0.020885 | 640.36 | -0.019311 | 645.9317 | 0.011551 | 645.9317 | 0.0042319 | 645.9317 | 0.0052088 | 640.36 | -0.004139 | 645.9317 | 0.010219 | 553.2567 | 0.00027176 | 645.9317 | 0.85009 | 645.9317 | 10.8269 | 645.5645 | 8.2533 | 827.8332 | 0.083086 | 645.5645 | 0.0040108 | 827.1647 | 6.6603 | 827.8332 | 0.25144 | 645.5645 | 0.59788 | 645.9317 | 1.0148
|  | 551.5057 | 0 | 645.7961 | 0.013383 | 551.5057 | 0 | 645.7961 | -0.041626 | 638.5239 | 0.0008201 | 645.7961 | -0.012748 | 646.1629 | 0 | 640.59 | -0.0075566 | 646.1629 | 0 | 646.1629 | 0 | 646.1629 | 0.0021669 | 640.59 | -0.014282 | 646.1629 | 0.0048662 | 553.3749 | 0.00054331 | 646.1629 | 0.81185 | 646.1629 | 10.4787 | 645.7961 | 8.4118 | 827.9997 | 0.082806 | 645.7961 | -0.0063051 | 827.3314 | 6.7129 | 827.9997 | 0.25385 | 645.7961 | 0.58797 | 646.1629 | 1.0147
|  | 551.6216 | 0.010612 | 646.0276 | 0.018774 | 551.6216 | 0.021653 | 646.0276 | 0.0014013 | 638.7533 | 0.011244 | 646.0276 | 0.025962 | 646.3941 | 0.021332 | 640.83 | 0.0075566 | 646.3941 | 0.0069784 | 646.3941 | 0.0055167 | 646.3941 | 0.0051373 | 640.83 | 0.010377 | 646.3941 | 0.010238 | 553.4931 | 0.00027582 | 646.3941 | 0.79822 | 646.3941 | 10.0491 | 646.0276 | 8.541 | 828.1662 | 0.080956 | 646.0276 | 0.0040346 | 827.4981 | 6.7763 | 828.1662 | 0.25673 | 646.0276 | 0.58499 | 646.3941 | 1.0045
|  | 551.7376 | 0 | 646.2592 | 0.021542 | 551.7376 | 0 | 646.2592 | -0.03733 | 638.9826 | 0.0023646 | 646.2592 | -0.0062417 | 646.6254 | 0 | 641.06 | -0.00027989 | 646.6254 | 0 | 646.6254 | 0.00098424 | 646.6254 | 0.0027615 | 641.06 | -0.00064125 | 646.6254 | 0.0019801 | 553.6113 | 0.00053803 | 646.6254 | 0.73807 | 646.6254 | 9.5819 | 646.2592 | 8.5886 | 828.3328 | 0.083367 | 646.2592 | -0.0041774 | 827.6648 | 6.7693 | 828.3328 | 0.25849 | 646.2592 | 0.57194 | 646.6254 | 0.99302
|  | 551.8535 | 0.0072841 | 646.4908 | 0.019841 | 551.8535 | 0.010091 | 646.4908 | 0.015144 | 639.212 | 0.008489 | 646.4908 | 0.028942 | 646.8566 | 0.02007 | 641.29 | -0.0081163 | 646.8566 | 0.01201 | 646.8566 | 0.0053564 | 646.8566 | 0.005648 | 641.29 | 0.0014574 | 646.8566 | 0.0097143 | 553.7296 | 0.00026586 | 646.8566 | 0.72301 | 646.8566 | 9.2283 | 646.4908 | 8.8055 | 828.4993 | 0.070472 | 646.4908 | 0.010652 | 827.8315 | 6.8564 | 828.4993 | 0.26037 | 646.4908 | 0.57599 | 646.8566 | 0.98914
|  | 551.9695 | 0 | 646.7224 | 0.02064 | 551.9695 | 0 | 646.7224 | -0.030644 | 639.4413 | 0.0055897 | 646.7224 | -0.0073167 | 647.0879 | 0 | 641.52 | -0.0013994 | 647.0879 | 0.0019787 | 647.0879 | 9.8478e-06 | 647.0878 | 0.0032939 | 641.52 | 0.0033811 | 647.0879 | 0.0048246 | 553.8478 | 0.00051689 | 647.0879 | 0.68582 | 647.0878 | 8.8558 | 646.7224 | 8.9402 | 828.6658 | 0.081685 | 646.7224 | -0.0013891 | 827.9982 | 6.9307 | 828.6658 | 0.26202 | 646.7224 | 0.57368 | 647.0878 | 0.9842
|  | 552.0855 | 0.0035126 | 646.954 | 0.021511 | 552.0855 | 0.021382 | 646.954 | 0.017654 | 639.6707 | 0.012808 | 646.954 | 0.028808 | 647.3191 | 0.01552 | 641.75 | -0.00083963 | 647.3191 | 0.0090361 | 647.3191 | 0.0052729 | 647.3191 | 0.0056107 | 641.75 | -0.004139 | 647.3191 | 0.0089756 | 553.966 | 0.00025692 | 647.3191 | 0.67493 | 647.3191 | 8.5122 | 646.954 | 9.0925 | 828.8324 | 0.081236 | 646.954 | 0.011112 | 828.1649 | 6.9862 | 828.8324 | 0.26772 | 646.954 | 0.58119 | 647.3191 | 0.97635
|  | 552.2015 | 0 | 647.1856 | 0.014209 | 552.2015 | 0 | 647.1856 | -0.03474 | 639.9001 | 0.0032355 | 647.1856 | -0.012464 | 647.5504 | 0 | 641.98 | -0.017632 | 647.5504 | 0 | 647.5504 | 0.00050737 | 647.5504 | 0.002205 | 641.98 | 0.014224 | 647.5504 | 0.0008201 | 554.0843 | 0.00050449 | 647.5504 | 0.63566 | 647.5504 | 8.2221 | 647.1856 | 9.2657 | 828.9989 | 0.085553 | 647.1856 | 0.0035095 | 828.3316 | 6.9496 | 828.9989 | 0.27242 | 647.1856 | 0.56888 | 647.5504 | 0.97778
|  | 552.3174 | 0.016175 | 647.4173 | 0.026044 | 552.3174 | 0.021788 | 647.4173 | 0.027441 | 640.1295 | 0.0080057 | 647.4173 | 0.027147 | 647.7817 | 0.022526 | 642.22 | -0.012595 | 647.7817 | 0.011165 | 647.7817 | 0.0057542 | 647.7817 | 0.0064854 | 642.22 | 0.0037309 | 647.7817 | 0.0099617 | 554.2025 | 0.00025042 | 647.7817 | 0.61729 | 647.7817 | 7.8658 | 647.4173 | 9.4187 | 829.1654 | 0.068734 | 647.4173 | 0.0049452 | 828.4983 | 7.0288 | 829.1654 | 0.27876 | 647.4173 | 0.5745 | 647.7817 | 0.96942
|  | 552.4334 | 0 | 647.6489 | 0.0228 | 552.4334 | 0 | 647.6489 | -0.0051672 | 640.3589 | 0.00085219 | 647.6489 | -0.0077841 | 648.013 | 0 | 642.45 | -0.013154 | 648.013 | 0.0028531 | 648.013 | 0.0017152 | 648.013 | 0.0034872 | 642.45 | -0.009735 | 648.013 | 0.0033619 | 554.3208 | 0.00052278 | 648.013 | 0.58787 | 648.013 | 7.6124 | 647.6489 | 9.6375 | 829.332 | 0.081012 | 647.6489 | -0.0022735 | 828.665 | 7.0685 | 829.332 | 0.28123 | 647.6489 | 0.56706 | 648.013 | 0.96815
|  | 552.5494 | 0.011721 | 647.8806 | 0.02015 | 552.5494 | 0.014345 | 647.8806 | 0.03456 | 640.5883 | 0.0060232 | 647.8806 | 0.031295 | 648.2443 | 0.019688 | 642.68 | -0.00027989 | 648.2443 | 0.012897 | 648.2443 | 0.0060673 | 648.2443 | 0.0061895 | 642.68 | 0.00093272 | 648.2443 | 0.011303 | 554.439 | 0.00027826 | 648.2443 | 0.58534 | 648.2443 | 7.3466 | 647.8806 | 9.8803 | 829.4985 | 0.081629 | 647.8806 | -0.0052295 | 828.8317 | 7.1741 | 829.4985 | 0.28376 | 647.8806 | 0.57582 | 648.2443 | 0.96834
|  | 552.6654 | 0 | 648.1122 | 0.015014 | 552.6654 | 0 | 648.1122 | -0.034624 | 640.8177 | -0.0014288 | 648.1122 | -0.013839 | 648.4756 | 0 | 642.91 | 0.014274 | 648.4756 | 0 | 648.4756 | 0 | 648.4756 | 0.0019836 | 642.91 | -0.0072872 | 648.4756 | 0.0040953 | 554.5573 | 0.0005484 | 648.4756 | 0.5379 | 648.4756 | 6.9852 | 648.1122 | 9.9549 | 829.6651 | 0.074228 | 648.1122 | -0.0089173 | 828.9985 | 7.0938 | 829.6651 | 0.28352 | 648.1122 | 0.55599 | 648.4756 | 0.95145
|  | 552.7814 | 0.0050655 | 648.3439 | 0.024398 | 552.7814 | 0.0079785 | 648.3439 | 0.019373 | 641.0472 | 0.014885 | 648.3439 | 0.032307 | 648.7069 | 0.02073 | 643.14 | -0.0086761 | 648.7069 | 0.013237 | 648.7069 | 0.0035657 | 648.7069 | 0.0057451 | 643.14 | -0.0092106 | 648.7069 | 0.0096896 | 554.6755 | 0.00027399 | 648.7069 | 0.5444 | 648.7069 | 6.7851 | 648.3439 | 10.2694 | 829.8316 | 0.06851 | 648.3439 | 0.0058778 | 829.1652 | 7.1996 | 829.8316 | 0.2844 | 648.3439 | 0.56773 | 648.7069 | 0.95488
|  | 552.8975 | 0 | 648.5756 | 0.013548 | 552.8975 | 0 | 648.5756 | -0.036859 | 641.2766 | 0.0048146 | 648.5756 | -0.013999 | 648.9383 | 0 | 643.37 | -0.0047579 | 648.9383 | 0 | 648.9383 | 0 | 648.9383 | 0.00092937 | 643.37 | -0.00081612 | 648.9383 | 0.0028856 | 554.7938 | 0.00056872 | 648.9383 | 0.50503 | 648.9383 | 6.5152 | 648.5756 | 10.4496 | 829.9982 | 0.066211 | 648.5756 | -0.010268 | 829.3319 | 7.2705 | 829.9982 | 0.28387 | 648.5756 | 0.5645 | 648.9383 | 0.95242
|  | 553.0135 | 0.013952 | 648.8073 | 0.017015 | 553.0135 | 0.01854 | 648.8073 | 0.011785 | 641.5061 | 0.011101 | 648.8073 | 0.022867 | 649.1696 | 0.026136 | 643.61 | -0.014274 | 649.1696 | 0.015711 | 649.1696 | 0.0037021 | 649.1696 | 0.0042725 | 643.61 | 0.0039058 | 649.1696 | 0.0067974 | 554.9121 | 0.00030001 | 649.1696 | 0.50556 | 649.1696 | 6.2634 | 648.8073 | 10.6561 | 830.1648 | 0.070864 | 648.8073 | 0.0055351 | 829.4986 | 7.3048 | 830.1648 | 0.28534 | 648.8073 | 0.56583 | 649.1696 | 0.94689
|  | 553.1295 | 0 | 649.039 | 0.011805 | 553.1295 | 0 | 649.039 | -0.025322 | 641.7355 | 0.00089698 | 649.039 | -0.015215 | 649.401 | 0 | 643.84 | -0.014833 | 649.401 | 0.0023478 | 649.401 | 0 | 649.401 | 0.002136 | 643.84 | -0.0048385 | 649.401 | 0 | 555.0303 | 0.00056364 | 649.401 | 0.46086 | 649.401 | 5.9696 | 649.039 | 10.7393 | 830.3314 | 0.066043 | 649.039 | -0.0012081 | 829.6654 | 7.2101 | 830.3314 | 0.28758 | 649.039 | 0.53211 | 649.401 | 0.93089
|  | 553.2455 | 0.0046219 | 649.2707 | 0.014923 | 553.2455 | 0.01624 | 649.2707 | 0.017928 | 641.965 | 0.012486 | 649.2707 | 0.027657 | 649.6323 | 0.018553 | 644.07 | -0.010355 | 649.6323 | 0.012222 | 649.6323 | 0.0042514 | 649.6323 | 0.0047258 | 644.07 | -0.0062376 | 649.6323 | 0.0075976 | 555.1486 | 0.00026607 | 649.6323 | 0.46014 | 649.6323 | 5.7466 | 649.2707 | 10.986 | 830.4979 | 0.056288 | 649.2707 | 0.0084382 | 829.8321 | 7.3257 | 830.4979 | 0.2911 | 649.2707 | 0.57186 | 649.6323 | 0.92957
|  | 553.3615 | 0 | 649.5025 | 0.016995 | 553.3615 | 0 | 649.5025 | -0.030215 | 642.1945 | 0.0050317 | 649.5025 | -0.01179 | 649.8637 | 0 | 644.3 | -0.010355 | 649.8637 | 0 | 649.8637 | 0 | 649.8637 | 0.0025644 | 644.3 | -0.0020404 | 649.8637 | 0.0012787 | 555.2669 | 0.0005299 | 649.8637 | 0.43316 | 649.8637 | 5.4832 | 649.5024 | 11.1157 | 830.6645 | 0.070584 | 649.5025 | -0.0073082 | 829.9989 | 7.2424 | 830.6645 | 0.2928 | 649.5024 | 0.5507 | 649.8637 | 0.91755
|  | 553.4776 | 0.0066185 | 649.7342 | 0.016966 | 553.4776 | 0.025848 | 649.7342 | 0.047192 | 642.424 | 0.010981 | 649.7342 | 0.030381 | 650.0951 | 0.022239 | 644.53 | 0.014833 | 650.0951 | 0.013161 | 650.0951 | 0.0068544 | 650.0952 | 0.0062643 | 644.53 | 0.0054798 | 650.0951 | 0.008975 | 555.3851 | 0.00026973 | 650.0951 | 0.43714 | 650.0951 | 5.3634 | 649.7342 | 11.5232 | 830.8311 | 0.075798 | 649.7342 | 0.00010862 | 830.1656 | 7.3758 | 830.8311 | 0.29292 | 649.7342 | 0.55533 | 650.0952 | 0.92669
|  | 553.5936 | 0 | 649.9659 | 0.014039 | 553.5936 | 0 | 649.9659 | -0.030413 | 642.6535 | 0.0085452 | 649.9659 | -0.013043 | 650.3265 | 0 | 644.76 | -0.00083963 | 650.3265 | 0 | 650.3265 | 0 | 650.3265 | 0.0025421 | 644.76 | 0.0042556 | 650.3265 | 0.00056582 | 555.5034 | 0.00051242 | 650.3265 | 0.39996 | 650.3265 | 5.1336 | 649.9659 | 11.6524 | 830.9977 | 0.052532 | 649.9659 | -0.0026493 | 830.3324 | 7.3205 | 830.9977 | 0.2928 | 649.9659 | 0.54434 | 650.3265 | 0.91882
|  | 553.7097 | 0.0061749 | 650.1977 | 0.019302 | 553.7097 | 0.0044586 | 650.1977 | 0.0090358 | 642.883 | 0.010611 | 650.1977 | 0.030037 | 650.5579 | 0.021319 | 645 | 0.0075566 | 650.5579 | 0.0094379 | 650.5579 | 0.0050047 | 650.5579 | 0.0052002 | 645 | 0.012476 | 650.5579 | 0.0081866 | 555.6217 | 0.00024838 | 650.5579 | 0.40558 | 650.5579 | 4.9438 | 650.1977 | 11.9111 | 831.1642 | 0.059035 | 650.1977 | 0.005115 | 830.4992 | 7.2879 | 831.1642 | 0.2931 | 650.1977 | 0.55335 | 650.5579 | 0.91565
|  | 553.8257 | 0 | 650.4295 | 0.018561 | 553.8257 | 0 | 650.4295 | -0.046604 | 643.1125 | -0.00064239 | 650.4295 | -0.0058085 | 650.7894 | 0 | 645.23 | -0.025469 | 650.7894 | 0 | 650.7894 | 0 | 650.7894 | 0.0031583 | 645.23 | 0.00513 | 650.7894 | 0 | 555.74 | 0.00051059 | 650.7894 | 0.3802 | 650.7894 | 4.713 | 650.4295 | 12.0172 | 831.3308 | 0.045916 | 650.4295 | -0.0089444 | 830.6659 | 7.3987 | 831.3308 | 0.29457 | 650.4295 | 0.53955 | 650.7894 | 0.90459
|  | 553.9418 | 0.016175 | 650.6613 | 0.020555 | 553.9418 | 0.0093865 | 650.6613 | 0.025674 | 643.3421 | 0.013751 | 650.6613 | 0.030536 | 651.0208 | 0.026755 | 645.46 | 0.0058775 | 651.0208 | 0.017227 | 651.0208 | 0.0066869 | 651.0208 | 0.0057302 | 645.46 | 0.003556 | 651.0208 | 0.010094 | 555.8583 | 0.00026871 | 651.0208 | 0.38352 | 651.0208 | 4.5786 | 650.6613 | 12.3302 | 831.4974 | 0.049897 | 650.6613 | -8.2942e-06 | 830.8327 | 7.388 | 831.4974 | 0.29645 | 650.6613 | 0.54343 | 651.0208 | 0.9061
|  | 554.0579 | 0 | 650.893 | 0.015895 | 554.0579 | 0 | 650.893 | -0.050342 | 643.5716 | 0.0019406 | 650.893 | -0.01223 | 651.2522 | 0 | 645.69 | -0.013714 | 651.2523 | 0 | 651.2522 | 7.5037e-05 | 651.2523 | 0.0021429 | 645.69 | -0.00011659 | 651.2522 | 0.0015146 | 555.9765 | 0.00051343 | 651.2522 | 0.35326 | 651.2523 | 4.3715 | 650.8931 | 12.4878 | 831.664 | 0.058923 | 650.893 | -0.011579 | 830.9995 | 7.3784 | 831.664 | 0.29903 | 650.8931 | 0.52815 | 651.2523 | 0.90032
|  | 554.1739 | 0.025312 | 651.1249 | 0.014759 | 554.1739 | 0.0082132 | 651.1249 | 0.020076 | 643.8011 | 0.010953 | 651.1249 | 0.029191 | 651.4837 | 0.016006 | 645.92 | 0.0092359 | 651.4837 | 0.007418 | 651.4837 | 0.0026391 | 651.4837 | 0.0036365 | 645.92 | -0.0034394 | 651.4837 | 0.0054541 | 556.0948 | 0.0002494 | 651.4837 | 0.35697 | 651.4837 | 4.2422 | 651.1249 | 12.8316 | 831.8306 | 0.055671 | 651.1249 | 0.0055412 | 831.1662 | 7.4078 | 831.8306 | 0.30044 | 651.1249 | 0.5393 | 651.4837 | 0.90449
|  | 554.29 | 0 | 651.3567 | 0.010773 | 554.29 | 0 | 651.3567 | -0.0069287 | 644.0308 | 0.0019134 | 651.3567 | -0.010971 | 651.7152 | 0 | 646.16 | -0.012595 | 651.7152 | 0 | 651.7152 | 0.0010983 | 651.7151 | 0.0019272 | 646.16 | -0.009735 | 651.7152 | 0.0015838 | 556.2131 | 0.00051669 | 651.7152 | 0.32989 | 651.7151 | 4.0763 | 651.3567 | 13.0296 | 831.9972 | 0.060212 | 651.3567 | -0.01009 | 831.333 | 7.374 | 831.9972 | 0.30244 | 651.3567 | 0.52228 | 651.7151 | 0.89985
|  | 554.4061 | 0.0044001 | 651.5885 | 0.019167 | 554.4061 | 0.0053973 | 651.5885 | 0.042474 | 644.2603 | 0.012838 | 651.5885 | 0.026953 | 651.9467 | 0.014743 | 646.39 | -0.014274 | 651.9466 | 0.011711 | 651.9467 | 0.0055521 | 651.9467 | 0.0054834 | 646.39 | -0.00099105 | 651.9467 | 0.0080778 | 556.3314 | 0.00027156 | 651.9467 | 0.32931 | 651.9467 | 3.9379 | 651.5885 | 13.2276 | 832.1638 | 0.058643 | 651.5885 | 0.0034479 | 831.4998 | 7.4334 | 832.1638 | 0.3032 | 651.5885 | 0.52873 | 651.9467 | 0.89613
|  | 554.5222 | 0 | 651.8203 | 0.0097516 | 554.5222 | 0 | 651.8203 | -0.026944 | 644.4899 | 0.003496 | 651.8203 | -0.012862 | 652.1781 | 0 | 646.62 | 0.011475 | 652.1781 | 0 | 652.1781 | 0 | 652.1782 | 0.0011237 | 646.62 | -0.012883 | 652.1781 | 0 | 556.4497 | 0.00052055 | 652.1781 | 0.30342 | 652.1782 | 3.7604 | 651.8203 | 13.433 | 832.3304 | 0.046421 | 651.8203 | -0.0021007 | 831.6666 | 7.4547 | 832.3304 | 0.30508 | 651.8203 | 0.51881 | 652.1782 | 0.8906
|  | 554.6383 | 0.021731 | 652.0522 | 0.019147 | 554.6383 | 0.021653 | 652.0522 | 0.038783 | 644.7195 | 0.012862 | 652.0522 | 0.027704 | 652.4096 | 0.017695 | 646.85 | -0.035543 | 652.4096 | 0.012484 | 652.4096 | 0.0054004 | 652.4097 | 0.0044712 | 646.85 | -0.012183 | 652.4096 | 0.0066 | 556.568 | 0.00025225 | 652.4096 | 0.31228 | 652.4097 | 3.6516 | 652.0522 | 13.7243 | 832.497 | 0.054045 | 652.0522 | 0.00018635 | 831.8334 | 7.4912 | 832.497 | 0.30538 | 652.0522 | 0.52732 | 652.4097 | 0.88756
|  | 554.7544 | 0 | 652.284 | 0.018621 | 554.7544 | 0 | 652.284 | -0.035281 | 644.9491 | 0.0020647 | 652.284 | -0.014359 | 652.6412 | 0 | 647.08 | -0.02267 | 652.6412 | 0 | 652.6412 | 0.00061376 | 652.6412 | 0.0021972 | 647.08 | -0.013233 | 652.6412 | 0.00053313 | 556.6863 | 0.00049311 | 652.6412 | 0.28557 | 652.6412 | 3.5248 | 652.284 | 14.102 | 832.6636 | 0.045524 | 652.284 | 0.0061135 | 832.0002 | 7.4883 | 832.6636 | 0.30802 | 652.284 | 0.52377 | 652.6412 | 0.89646
|  | 554.8705 | 0.0039563 | 652.5159 | 0.016686 | 554.8705 | 0.016916 | 652.5159 | 0.0096376 | 645.1787 | 0.0077906 | 652.5159 | 0.026249 | 652.8727 | 0.025208 | 647.31 | -0.018192 | 652.8727 | 0.010685 | 652.8727 | 0.0065235 | 652.8727 | 0.0049997 | 647.31 | 0.0058296 | 652.8727 | 0.0044062 | 556.8047 | 0.00024229 | 652.8727 | 0.29248 | 652.8727 | 3.3958 | 652.5159 | 14.3356 | 832.8303 | 0.042272 | 652.5159 | 0.0049232 | 832.167 | 7.4999 | 832.8303 | 0.30978 | 652.5159 | 0.53021 | 652.8727 | 0.88857
|  | 554.9866 | 0 | 652.7478 | 0.013577 | 554.9866 | 0 | 652.7478 | -0.047846 | 645.4083 | 0.0036004 | 652.7478 | -0.010163 | 653.1042 | 0 | 647.55 | -0.031627 | 653.1042 | 0 | 653.1042 | 0.001154 | 653.1042 | 0.0020249 | 647.55 | -0.012358 | 653.1042 | 0.0016283 | 556.923 | 0.00051242 | 653.1042 | 0.26956 | 653.1042 | 3.2172 | 652.7478 | 14.435 | 832.9969 | 0.055503 | 652.7478 | -0.0037509 | 832.3338 | 7.5559 | 832.9969 | 0.31313 | 652.7478 | 0.51286 | 653.1042 | 0.87955
|  | 555.1027 | 0.012165 | 652.9797 | 0.023397 | 555.1027 | 0.0049279 | 652.9797 | 0.025974 | 645.6379 | 0.012512 | 652.9797 | 0.027994 | 653.3357 | 0.016638 | 647.78 | 0.02267 | 653.3357 | 0.012483 | 653.3357 | 0.0054157 | 653.3358 | 0.006326 | 647.78 | 0.016498 | 653.3357 | 0.0078779 | 557.0413 | 0.00027074 | 653.3357 | 0.2734 | 653.3357 | 3.1448 | 652.9796 | 14.7898 | 833.1635 | 0.066548 | 652.9797 | 0.0047295 | 832.5006 | 7.5989 | 833.1635 | 0.31342 | 652.9796 | 0.51765 | 653.3358 | 0.88198
|  | 555.2188 | 0 | 653.2115 | 0.0099242 | 555.2188 | 0 | 653.2115 | -0.03929 | 645.8676 | 0.0046394 | 653.2115 | -0.01507 | 653.5673 | 0 | 648.01 | -0.038637 | 653.5673 | 0 | 653.5673 | 0 | 653.5673 | 0.0012476 | 648.01 | -0.003416 | 653.5673 | 0.0011123 | 557.1596 | 0.00052157 | 653.5673 | 0.24881 | 653.5673 | 2.9931 | 653.2115 | 14.8374 | 833.3302 | 0.050289 | 653.2115 | -0.0038957 | 832.6674 | 7.5896 | 833.3302 | 0.31483 | 653.2115 | 0.49708 | 653.5673 | 0.87244
|  | 555.335 | 0 | 653.4435 | 0.018581 | 555.335 | 0.020164 | 653.4435 | 0.023954 | 646.0972 | 0.016553 | 653.4435 | 0.029425 | 653.7989 | 0.011641 | 648.24 | 0.004238 | 653.7989 | 0.010043 | 653.7989 | 0.0054492 | 653.7989 | 0.0046586 | 648.24 | 0.0012947 | 653.7989 | 0.0048023 | 557.2779 | 0.00025225 | 653.7989 | 0.26004 | 653.7989 | 2.9142 | 653.4435 | 15.102 | 833.4968 | 0.050682 | 653.4435 | 0.010766 | 832.8342 | 7.7214 | 833.4968 | 0.31366 | 653.4435 | 0.49832 | 653.7989 | 0.86554
|  | 555.4511 | 0 | 653.6754 | 0.0072469 | 555.4511 | 0 | 653.6754 | -0.030431 | 646.3269 | 0.0013644 | 653.6754 | -0.01735 | 654.0304 | 0 | 648.47 | -0.025047 | 654.0304 | 0 | 654.0304 | 0 | 654.0305 | 0.00023728 | 648.47 | -0.0076787 | 654.0304 | 0 | 557.3963 | 0.000511 | 654.0304 | 0.23417 | 654.0305 | 2.8286 | 653.6754 | 15.5169 | 833.6634 | 0.045524 | 653.6754 | -0.0082166 | 833.001 | 7.6934 | 833.6634 | 0.31448 | 653.6754 | 0.487 | 654.0305 | 0.86712
|  | 555.5672 | 0.0090589 | 653.9073 | 0.015492 | 555.5672 | 0.024359 | 653.9073 | 0.036845 | 646.5566 | 0.01301 | 653.9073 | 0.03529 | 654.262 | 0.020817 | 648.71 | -0.003075 | 654.262 | 0.016813 | 654.262 | 0.005515 | 654.262 | 0.0040477 | 648.71 | 0.001281 | 654.262 | 0.0065992 | 557.5146 | 0.00026017 | 654.262 | 0.24401 | 654.262 | 2.754 | 653.9073 | 15.8473 | 833.8301 | 0.057465 | 653.9073 | -0.0026517 | 833.1679 | 7.6729 | 833.8301 | 0.31348 | 653.9073 | 0.50501 | 654.262 | 0.86907
|  | 555.6834 | 0 | 654.1392 | 0.011377 | 555.6834 | 0 | 654.1392 | -0.05003 | 646.7863 | 0.0030114 | 654.1392 | -0.018082 | 654.4936 | 0 | 648.94 | -0.03231 | 654.4936 | 0 | 654.4936 | 0 | 654.4936 | 7.7932e-05 | 648.94 | 0.00076077 | 654.4936 | 0 | 557.6329 | 0.00050876 | 654.4936 | 0.21923 | 654.4936 | 2.6088 | 654.1392 | 15.872 | 833.9967 | 0.041095 | 654.1392 | -0.0021904 | 833.3347 | 7.6238 | 833.9967 | 0.31566 | 654.1392 | 0.49609 | 654.4936 | 0.85616
|  | 555.7995 | 0.0039563 | 654.3712 | 0.0049667 | 555.7995 | 0.025983 | 654.3712 | 0.017793 | 647.0159 | 0.0078851 | 654.3712 | 0.024111 | 654.7252 | 0.017428 | 649.17 | -0.0014054 | 654.7252 | 0.0099329 | 654.7252 | 0.0033023 | 654.7252 | 0.0041233 | 649.17 | 0.00093669 | 654.7252 | 0.0060928 | 557.7513 | 0.00025082 | 654.7252 | 0.22869 | 654.7252 | 2.496 | 654.3712 | 15.9559 | 834.1633 | 0.043393 | 654.3712 | 0.0082701 | 833.5015 | 7.6921 | 834.1633 | 0.31648 | 654.3712 | 0.49006 | 654.7252 | 0.8459
|  | 555.9157 | 0 | 654.6032 | 0.015984 | 555.9157 | 0 | 654.6032 | -0.058192 | 647.2456 | 0.0018028 | 654.6032 | -0.019297 | 654.9568 | 0 | 649.4 | 0.00027893 | 654.9568 | 0.00078162 | 654.9568 | 0 | 654.9568 | 0.0013735 | 649.4 | -0.00063905 | 654.9568 | 0.00067437 | 557.8696 | 0.00047603 | 654.9568 | 0.20481 | 654.9569 | 2.4335 | 654.6032 | 16.5312 | 834.33 | 0.043842 | 654.6032 | -0.00054498 | 833.6684 | 7.7176 | 834.33 | 0.31912 | 654.6032 | 0.49658 | 654.9568 | 0.85541
|  | 556.0318 | 0.0092808 | 654.8351 | 0.016909 | 556.0318 | 0.011029 | 654.8351 | 0.0067818 | 647.4753 | 0.012988 | 654.8351 | 0.02513 | 655.1885 | 0.024732 | 649.63 | -0.0165 | 655.1885 | 0.011122 | 655.1885 | 0.003213 | 655.1885 | 0.0053792 | 649.63 | 0.013689 | 655.1885 | 0.007882 | 557.9879 | 0.00022663 | 655.1885 | 0.21556 | 655.1885 | 2.3675 | 654.8351 | 16.7636 | 834.4966 | 0.041824 | 654.8351 | 0.0042514 | 833.8352 | 7.7614 | 834.4966 | 0.31989 | 654.8351 | 0.50039 | 655.1885 | 0.84766
|  | 556.148 | 0 | 655.0671 | 0.0047643 | 556.148 | 0 | 655.0671 | -0.068079 | 647.7051 | -0.0047234 | 655.0671 | -0.018854 | 655.4201 | 0 | 649.87 | -0.0031005 | 655.4201 | 0 | 655.4201 | 0 | 655.4201 | 0.000149 | 649.87 | -0.013327 | 655.4201 | 0 | 558.1063 | 0.0004675 | 655.4201 | 0.19288 | 655.4201 | 2.2684 | 655.0671 | 17.1436 | 834.6633 | 0.029658 | 655.0671 | 0.0042635 | 834.002 | 7.7546 | 834.6633 | 0.32224 | 655.0671 | 0.50253 | 655.4201 | 0.84852
|  | 556.2642 | 0.011721 | 655.2991 | 0.016501 | 556.2642 | 0.017187 | 655.2991 | 0.022114 | 647.9348 | 0.0079832 | 655.2991 | 0.024286 | 655.6518 | 0.029292 | 650.1 | -0.0041891 | 655.6517 | 0.011684 | 655.6518 | 0.0051494 | 655.6517 | 0.0054895 | 650.1 | -0.0018614 | 655.6518 | 0.0073631 | 558.2246 | 0.0002429 | 655.6518 | 0.20583 | 655.6517 | 2.2049 | 655.2991 | 17.346 | 834.83 | 0.038067 | 655.2991 | 0.0059553 | 834.1689 | 7.8613 | 834.83 | 0.32288 | 655.2991 | 0.51121 | 655.6517 | 0.83978
|  | 556.3803 | 0 | 655.5311 | 0.0038943 | 556.3803 | 0 | 655.5311 | -0.022772 | 648.1646 | -0.0011709 | 655.5311 | -0.022002 | 655.8834 | 0 | 650.33 | -0.01225 | 655.8834 | 0 | 655.8834 | 0 | 655.8834 | 6.7393e-05 | 650.33 | -0.0035156 | 655.8834 | 0 | 558.343 | 0.00050307 | 655.8834 | 0.17765 | 655.8834 | 2.0939 | 655.5311 | 17.5919 | 834.9966 | 0.039525 | 655.5311 | -0.0095904 | 834.3357 | 7.7259 | 834.9966 | 0.32517 | 655.5311 | 0.48163 | 655.8834 | 0.83314
|  | 556.4965 | 0.011721 | 655.7631 | 0.019185 | 556.4965 | 0.026525 | 655.7631 | 0.024369 | 648.3943 | 0.0043538 | 655.7631 | 0.024779 | 656.1151 | 0.021026 | 650.56 | 0.015079 | 656.1151 | 0.012878 | 656.1151 | 0.0046125 | 656.1151 | 0.0043222 | 650.56 | 0.0081093 | 656.1151 | 0.0062949 | 558.4613 | 0.00026322 | 656.1151 | 0.18851 | 656.115 | 2.0325 | 655.7631 | 17.7785 | 835.1633 | 0.047991 | 655.7631 | 0.010937 | 834.5026 | 7.9094 | 835.1633 | 0.32594 | 655.7631 | 0.52071 | 656.1151 | 0.82461
|  | 556.6127 | 0 | 655.9951 | 0.0087905 | 556.6127 | 0 | 655.9951 | -0.030198 | 648.624 | 0.0047071 | 655.9951 | -0.017011 | 656.3468 | 0 | 650.79 | 0.010104 | 656.3468 | 0 | 656.3468 | 0 | 656.3467 | 0.0013306 | 650.79 | 0.010295 | 656.3468 | 0.0014263 | 558.5797 | 0.00051343 | 656.3468 | 0.16964 | 656.3467 | 1.9474 | 655.9951 | 18.0932 | 835.33 | 0.040478 | 655.9951 | -0.0062102 | 834.6694 | 7.8898 | 835.33 | 0.32811 | 655.9951 | 0.49386 | 656.3467 | 0.82127
|  | 556.7289 | 0.011721 | 656.2272 | 0.0080769 | 556.7289 | 0.011968 | 656.2272 | -0.015099 | 648.8538 | 0.007434 | 656.2272 | 0.023957 | 656.5785 | 0.016046 | 651.03 | 0.064653 | 656.5784 | 0.0083457 | 656.5785 | 0.0053196 | 656.5784 | 0.0042859 | 651.03 | 0.0082464 | 656.5785 | 0.0067218 | 558.698 | 0.00025367 | 656.5785 | 0.1834 | 656.5784 | 1.8949 | 656.2272 | 18.321 | 835.4966 | 0.035881 | 656.2272 | 0.0006706 | 834.8363 | 7.9259 | 835.4966 | 0.3277 | 656.2272 | 0.50799 | 656.5784 | 0.81477
|  | 556.8451 | 0 | 656.4592 | 0.0018169 | 556.8451 | 0 | 656.4592 | -0.028349 | 649.0836 | 0.00020232 | 656.4592 | -0.014586 | 656.8102 | 0 | 651.26 | -0.0080166 | 656.8102 | 0 | 656.8102 | 0 | 656.8102 | 0.00053943 | 651.26 | 0.00080397 | 656.8102 | 0 | 558.8164 | 0.00053193 | 656.8102 | 0.15693 | 656.8102 | 1.7974 | 656.4592 | 18.6084 | 835.6633 | 0.035993 | 656.4592 | -0.0073323 | 835.0032 | 7.9722 | 835.6633 | 0.32858 | 656.4592 | 0.49716 | 656.8102 | 0.80781
|  | 556.9613 | 0.0099464 | 656.6913 | 0.011935 | 556.9613 | 0.023006 | 656.6913 | -0.010029 | 649.3134 | 0.0084308 | 656.6913 | 0.028084 | 657.0419 | 0.015278 | 651.49 | 0.031928 | 657.0419 | 0.0079248 | 657.0419 | 0.0054813 | 657.0419 | 0.0043947 | 651.49 | -0.0028409 | 657.0419 | 0.0082126 | 558.9348 | 0.00028294 | 657.0419 | 0.16874 | 657.0419 | 1.7707 | 656.6913 | 18.8995 | 835.83 | 0.040198 | 656.6913 | 0.0018833 | 835.17 | 7.9618 | 835.83 | 0.32758 | 656.6913 | 0.50468 | 657.0419 | 0.80547
|  | 557.0775 | 0 | 656.9233 | 0.0084521 | 557.0775 | 0 | 656.9233 | -0.052352 | 649.5432 | 0.0028184 | 656.9233 | -0.016947 | 657.2736 | 0 | 651.72 | 0.022901 | 657.2736 | 0 | 657.2736 | 0 | 657.2736 | 0.0011966 | 651.72 | -0.016205 | 657.2736 | 0.00058843 | 559.0531 | 0.00054413 | 657.2736 | 0.15095 | 657.2736 | 1.6969 | 656.9233 | 19.2842 | 835.9967 | 0.045356 | 656.9233 | -0.0060582 | 835.3369 | 7.9076 | 835.9967 | 0.33046 | 656.9233 | 0.5065 | 657.2736 | 0.80698
|  | 557.1937 | 0.014817 | 657.1554 | 0.011853 | 557.1937 | 0.021111 | 657.1554 | 0.013329 | 649.7729 | 0.0097125 | 657.1554 | 0.021944 | 657.5053 | 0.0095143 | 651.95 | -0.014969 | 657.5053 | 0.0080691 | 657.5053 | 0.0046286 | 657.5053 | 0.0042196 | 651.95 | 0.011517 | 657.5053 | 0.005682 | 559.1715 | 0.00026322 | 657.5053 | 0.15802 | 657.5053 | 1.6563 | 657.1554 | 19.607 | 836.1634 | 0.044571 | 657.1554 | 0.0093747 | 835.5038 | 8.0884 | 836.1634 | 0.33117 | 657.1554 | 0.51088 | 657.5053 | 0.80119
|  | 557.3099 | 0 | 657.3875 | -0.0049798 | 557.3099 | 0 | 657.3875 | -0.027408 | 650.0028 | -0.0039794 | 657.3875 | -0.021906 | 657.7371 | 0 | 652.19 | -0.032023 | 657.7371 | 0 | 657.7371 | 0 | 657.7371 | 0.00083911 | 652.19 | -0.016208 | 657.7371 | 0 | 559.2899 | 0.00052949 | 657.7371 | 0.13337 | 657.7371 | 1.5496 | 657.3875 | 19.7169 | 836.33 | 0.043169 | 657.3875 | -0.0025975 | 835.6707 | 7.9811 | 836.33 | 0.3341 | 657.3875 | 0.49865 | 657.7371 | 0.7901
|  | 557.4262 | 0 | 657.6196 | 0.005964 | 557.4262 | 0.025307 | 657.6196 | 0.00038975 | 650.2326 | 0.0084724 | 657.6196 | 0.022119 | 657.9688 | 0.010134 | 652.42 | -0.0099463 | 657.9688 | 0.0086543 | 657.9688 | 0.0019959 | 657.9688 | 0.003519 | 652.42 | 0.0053362 | 657.9688 | 0.0047042 | 559.4083 | 0.00027216 | 657.9688 | 0.14443 | 657.9688 | 1.5354 | 657.6196 | 19.9796 | 836.4967 | 0.035881 | 657.6196 | 0.0017747 | 835.8375 | 8.0274 | 836.4967 | 0.33387 | 657.6196 | 0.49625 | 657.9688 | 0.78339
|  | 557.5424 | 0 | 657.8517 | 0.00046895 | 557.5424 | 0 | 657.8517 | -0.025998 | 650.4625 | -0.0011859 | 657.8517 | -0.015925 | 658.2006 | 0 | 652.65 | -0.035562 | 658.2006 | 0 | 658.2006 | 0 | 658.2006 | 0.00069664 | 652.65 | -0.0061001 | 658.2006 | 0 | 559.5266 | 0.0005423 | 658.2006 | 0.12743 | 658.2006 | 1.4554 | 657.8517 | 20.1025 | 836.6634 | 0.036554 | 657.8517 | -0.0055155 | 836.0044 | 8.01 | 836.6634 | 0.33651 | 657.8517 | 0.48336 | 658.2006 | 0.77633
|  | 557.6586 | 0.015681 | 658.0838 | 0.0066169 | 557.6586 | 0.019487 | 658.0838 | 0.028607 | 650.6923 | 0.0083722 | 658.0838 | 0.017209 | 658.4324 | 0.015099 | 652.88 | -0.023628 | 658.4324 | 0.0083321 | 658.4324 | 0.0036142 | 658.4324 | 0.0039677 | 652.88 | -0.0046099 | 658.4324 | 0.0063326 | 559.645 | 0.0002744 | 658.4324 | 0.13828 | 658.4324 | 1.4241 | 658.0838 | 20.1919 | 836.8301 | 0.03717 | 658.0838 | -0.0008595 | 836.1713 | 8.1482 | 836.8301 | 0.33769 | 658.0838 | 0.47899 | 658.4324 | 0.76761
|  | 557.7749 | 0 | 658.3159 | 0.0026805 | 557.7749 | 0 | 658.3159 | -0.034322 | 650.9222 | -0.0011547 | 658.3159 | -0.014902 | 658.6641 | 0 | 653.12 | -0.0092388 | 658.6641 | 0 | 658.6641 | 0 | 658.6641 | 0.00040798 | 653.12 | 0.011794 | 658.6641 | 0 | 559.7634 | 0.00051486 | 658.6641 | 0.11486 | 658.6641 | 1.3449 | 658.316 | 20.1596 | 836.9968 | 0.03846 | 658.3159 | 0.0038951 | 836.3382 | 8.1052 | 836.9968 | 0.34121 | 658.316 | 0.45519 | 658.6641 | 0.75659
|  | 557.8911 | 0 | 658.5481 | 0.0047552 | 557.8911 | 0.015022 | 658.5481 | -0.015618 | 651.152 | 0.0072017 | 658.5481 | 0.016801 | 658.8959 | 0.005281 | 653.35 | 0.0026681 | 658.8959 | 0.0073828 | 658.8959 | 0.0023077 | 658.8959 | 0.0031766 | 653.35 | -0.012165 | 658.8959 | 0.0046097 | 559.8818 | 0.00024473 | 658.8959 | 0.13208 | 658.8959 | 1.3412 | 658.5481 | 20.6938 | 837.1635 | 0.039637 | 658.5481 | 0.0021042 | 836.5051 | 8.2158 | 837.1635 | 0.34221 | 658.5481 | 0.46601 | 658.8959 | 0.76748
|  | 558.0074 | 0 | 658.7802 | 0.0010749 | 558.0074 | 0 | 658.7802 | -0.042568 | 651.3819 | -0.0029122 | 658.7802 | -0.017548 | 659.1278 | 0 | 653.58 | 0.032636 | 659.1277 | 0 | 659.1278 | 0 | 659.1277 | 0.0001147 | 653.58 | -0.0041644 | 659.1278 | 0 | 560.0002 | 0.00050632 | 659.1278 | 0.11407 | 659.1277 | 1.2722 | 658.7802 | 20.922 | 837.3302 | 0.036441 | 658.7802 | -0.00011447 | 836.672 | 8.1439 | 837.3302 | 0.3445 | 658.7802 | 0.46213 | 659.1277 | 0.75969
|  | 558.1236 | 0.0068403 | 659.0124 | 0.0096191 | 558.1236 | 0.012906 | 659.0124 | 0.033775 | 651.6118 | 0.0058762 | 659.0124 | 0.023625 | 659.3596 | 0.02011 | 653.81 | 0.017909 | 659.3596 | 0.0080345 | 659.3596 | 0.0044929 | 659.3596 | 0.0041032 | 653.81 | 0.0013454 | 659.3596 | 0.0067416 | 560.1186 | 0.0002616 | 659.3596 | 0.12498 | 659.3596 | 1.2423 | 659.0124 | 21.1884 | 837.4969 | 0.035376 | 659.0124 | 0.012474 | 836.8389 | 8.1757 | 837.4969 | 0.34486 | 659.0124 | 0.46725 | 659.3596 | 0.75376
|  | 558.2399 | 0 | 659.2446 | -0.00079149 | 558.2399 | 0 | 659.2446 | -0.051697 | 651.8417 | 0.0013511 | 659.2446 | -0.024265 | 659.5914 | 0 | 654.04 | -0.013339 | 659.5914 | 0 | 659.5914 | 0 | 659.5914 | 0 | 654.04 | 0.007656 | 659.5914 | 0 | 560.237 | 0.00052523 | 659.5914 | 0.10583 | 659.5914 | 1.1618 | 659.2446 | 21.1734 | 837.6637 | 0.034984 | 659.2446 | -0.0061127 | 837.0058 | 8.2465 | 837.6637 | 0.3475 | 659.2446 | 0.45676 | 659.5914 | 0.73542
|  | 558.3561 | 0.015681 | 659.4767 | 0.010902 | 558.3561 | 0.012906 | 659.4767 | 0.021 | 652.0716 | 0.0020161 | 659.4767 | 0.019107 | 659.8232 | 0.011666 | 654.28 | -0.028239 | 659.8232 | 0.010007 | 659.8232 | 0.003831 | 659.8232 | 0.0041625 | 654.28 | -0.0058818 | 659.8232 | 0.0036217 | 560.3554 | 0.00026464 | 659.8232 | 0.11493 | 659.8232 | 1.1586 | 659.4767 | 21.5294 | 837.8304 | 0.027976 | 659.4767 | 0.0084161 | 837.1727 | 8.2806 | 837.8304 | 0.3482 | 659.4767 | 0.46015 | 659.8232 | 0.73845
|  | 558.4724 | 0 | 659.7089 | 0.001973 | 558.4724 | 0 | 659.7089 | -0.0059548 | 652.3015 | -0.0042833 | 659.7089 | -0.014262 | 660.0551 | 0 | 654.51 | -0.013305 | 660.0551 | 0 | 660.0551 | 0 | 660.0551 | 0.00080824 | 654.51 | -0.011393 | 660.0551 | 0 | 560.4738 | 0.00052421 | 660.0551 | 0.097844 | 660.0551 | 1.1104 | 659.7089 | 21.8552 | 837.9971 | 0.040983 | 659.7089 | 0.0075905 | 837.3397 | 8.2911 | 837.9971 | 0.35049 | 659.7089 | 0.46023 | 660.0551 | 0.73637
|  | 558.5887 | 0.0072841 | 659.9411 | 0.0088589 | 558.5887 | 0.021653 | 659.9411 | 0.0096668 | 652.5314 | 0.0045131 | 659.9411 | 0.020858 | 660.2869 | 0.0061785 | 654.74 | 0.01875 | 660.287 | 0.0092937 | 660.2869 | 0.0035418 | 660.2869 | 0.0031765 | 654.74 | -0.0019837 | 660.2869 | 0.0040572 | 560.5922 | 0.00026038 | 660.2869 | 0.1091 | 660.2869 | 1.0961 | 659.9411 | 22.0795 | 838.1638 | 0.029153 | 659.9411 | 0.0078399 | 837.5066 | 8.3396 | 838.1638 | 0.35091 | 659.9411 | 0.46502 | 660.2869 | 0.73011
|  | 558.705 | 0 | 660.1733 | 0.008015 | 558.705 | 0 | 660.1733 | -0.019629 | 652.7614 | -0.00091253 | 660.1733 | -0.014755 | 660.5188 | 0 | 654.97 | 0.027904 | 660.5188 | 0 | 660.5188 | 0 | 660.5188 | 0.00094901 | 654.97 | -0.0096661 | 660.5188 | 0 | 560.7106 | 0.00051669 | 660.5188 | 0.099493 | 660.5188 | 1.0231 | 660.1733 | 22.1571 | 838.3306 | 0.030162 | 660.1733 | 0.001981 | 837.6735 | 8.3141 | 838.3306 | 0.35449 | 660.1733 | 0.448 | 660.5188 | 0.72256
|  | 558.8213 | 0.017039 | 660.4056 | 0.0049593 | 558.8213 | 0.013804 | 660.4056 | 0.027457 | 652.9913 | -0.00015271 | 660.4056 | 0.018948 | 660.7507 | 0.011023 | 655.2 | -0.016917 | 660.7507 | 0.0054466 | 660.7507 | 0.0018189 | 660.7507 | 0.0030439 | 655.2 | 0.0034 | 660.7507 | 0.0030843 | 560.829 | 0.00025733 | 660.7507 | 0.10394 | 660.7507 | 1.0105 | 660.4056 | 22.2477 | 838.4973 | 0.04429 | 660.4056 | 0.00022362 | 837.8405 | 8.4039 | 838.4973 | 0.3559 | 660.4056 | 0.45469 | 660.7507 | 0.71737
|  | 558.9376 | 0 | 660.6378 | 0.0079257 | 558.9376 | 0 | 660.6378 | -0.017947 | 653.2213 | -0.0002792 | 660.6378 | -0.013872 | 660.9826 | 0 | 655.44 | -0.026134 | 660.9826 | 0 | 660.9826 | 0 | 660.9826 | 0.00099599 | 655.44 | 0.0074009 | 660.9826 | 0 | 560.9474 | 0.00050165 | 660.9826 | 0.086554 | 660.9826 | 0.9698 | 660.6378 | 22.4815 | 838.664 | 0.026126 | 660.6378 | -0.0038239 | 838.0074 | 8.3876 | 838.664 | 0.36007 | 660.6378 | 0.44296 | 660.9826 | 0.71362
|  | 559.0539 | 0.023089 | 660.87 | 0.0062133 | 559.0539 | 0.0096211 | 660.87 | 0.030467 | 653.4512 | 0.0041934 | 660.87 | 0.021392 | 661.2145 | 0.015264 | 655.67 | 0.0067601 | 661.2145 | 0.0092722 | 661.2145 | 0.0036101 | 661.2145 | 0.0036381 | 655.67 | -0.01004 | 661.2145 | 0.0047664 | 561.0659 | 0.00024594 | 661.2145 | 0.1007 | 661.2145 | 0.94394 | 660.87 | 22.6296 | 838.8308 | 0.034479 | 660.87 | 0.0041784 | 838.1743 | 8.4723 | 838.8308 | 0.36054 | 660.87 | 0.4475 | 661.2145 | 0.71103
|  | 559.1702 | 0 | 661.1023 | 8.8936e-05 | 559.1702 | 0 | 661.1023 | -0.036518 | 653.6812 | 0.0002556 | 661.1023 | -0.018193 | 661.4464 | 0 | 655.9 | -0.017218 | 661.4464 | 0 | 661.4464 | 0 | 661.4464 | 0.00069361 | 655.9 | -0.0030392 | 661.4464 | 0 | 561.1843 | 0.00050734 | 661.4464 | 0.08388 | 661.4464 | 0.90678 | 661.1023 | 23.0399 | 838.9975 | 0.024612 | 661.1023 | -0.0058842 | 838.3413 | 8.4363 | 838.9975 | 0.36424 | 661.1023 | 0.44337 | 661.4464 | 0.71368
|  | 559.2865 | 0.015434 | 661.3346 | 0.0089743 | 559.2865 | 0.019893 | 661.3346 | 0.0043856 | 653.9111 | 0.0085828 | 661.3346 | 0.018838 | 661.6783 | 0.0107 | 656.13 | 0.01792 | 661.6783 | 0.010542 | 661.6783 | 0.0034309 | 661.6783 | 0.0037871 | 656.13 | -0.0010072 | 661.6783 | 0.0036356 | 561.3027 | 0.00026322 | 661.6783 | 0.0915 | 661.6783 | 0.88388 | 661.3346 | 22.8274 | 839.1642 | 0.032853 | 661.3346 | -0.0011664 | 838.5082 | 8.5463 | 839.1642 | 0.36483 | 661.3346 | 0.43726 | 661.6783 | 0.69901
|  | 559.4028 | 0 | 661.5668 | 0.00325 | 559.4028 | 0 | 661.5668 | -0.035611 | 654.1412 | 0.00061425 | 661.5668 | -0.015062 | 661.9103 | 0 | 656.37 | -0.023412 | 661.9103 | 0 | 661.9103 | 0 | 661.9103 | 0 | 656.37 | 0.0030552 | 661.9103 | 0 | 561.4211 | 0.00050835 | 661.9103 | 0.078125 | 661.9103 | 0.83918 | 661.5668 | 22.9695 | 839.331 | 0.026406 | 661.5668 | -0.0073341 | 838.6752 | 8.4555 | 839.331 | 0.36882 | 661.5668 | 0.43701 | 661.9103 | 0.6993
|  | 559.5191 | 0.0063967 | 661.7991 | 0.010965 | 559.5191 | 0.016645 | 661.7991 | 0.0053342 | 654.3712 | 0.0068205 | 661.7991 | 0.020545 | 662.1422 | 0.0083948 | 656.6 | 0.0047181 | 662.1422 | 0.0070825 | 662.1422 | 0.0041893 | 662.1422 | 0.0036049 | 656.6 | 0.0045669 | 662.1422 | 0.0050415 | 561.5396 | 0.00024838 | 662.1422 | 0.090648 | 662.1422 | 0.82087 | 661.7991 | 22.9265 | 839.4977 | 0.029153 | 661.7991 | 0.012609 | 838.8421 | 8.5616 | 839.4977 | 0.37 | 661.7991 | 0.43693 | 662.1422 | 0.6918
|  | 559.6355 | 0 | 662.0314 | 0.01026 | 559.6355 | 0 | 662.0314 | -0.056469 | 654.6011 | -0.0047966 | 662.0314 | -0.017776 | 662.3742 | 0 | 656.83 | -0.012327 | 662.3742 | 0 | 662.3742 | 0 | 662.3741 | 0.0010386 | 656.83 | -0.009357 | 662.3742 | 0.00043551 | 561.658 | 0.00050957 | 662.3742 | 0.072676 | 662.3741 | 0.77858 | 662.0314 | 22.9697 | 839.6645 | 0.025733 | 662.0314 | -0.0042549 | 839.0091 | 8.5437 | 839.6645 | 0.37323 | 662.0314 | 0.41107 | 662.3741 | 0.68549
|  | 559.7518 | 0.011056 | 662.2637 | 0.0092925 | 559.7518 | 0.011968 | 662.2637 | 0.02579 | 654.8312 | 0.0095642 | 662.2637 | 0.020093 | 662.6061 | 0.01528 | 657.06 | 0.025596 | 662.6061 | 0.006752 | 662.6061 | 0.0034524 | 662.6061 | 0.0043938 | 657.06 | -0.0025223 | 662.6061 | 0.0038005 | 561.7764 | 0.00026322 | 662.6061 | 0.083989 | 662.6061 | 0.77589 | 662.2637 | 23.0746 | 839.8312 | 0.038067 | 662.2637 | 0.010792 | 839.176 | 8.7161 | 839.8312 | 0.37329 | 662.2637 | 0.4442 | 662.6061 | 0.68526
|  | 559.8682 | 0 | 662.496 | 0.0092457 | 559.8682 | 0 | 662.496 | -0.043375 | 655.0612 | -0.0048545 | 662.496 | -0.016387 | 662.8381 | 0 | 657.3 | -0.018421 | 662.8381 | 0 | 662.8381 | 0 | 662.8381 | 0.0003442 | 657.3 | 0.0041806 | 662.8381 | 0.00077182 | 561.8949 | 0.00051262 | 662.8381 | 0.067607 | 662.8381 | 0.72984 | 662.496 | 23.1037 | 839.998 | 0.028592 | 662.496 | -0.0022695 | 839.343 | 8.6489 | 839.998 | 0.3754 | 662.496 | 0.42379 | 662.8381 | 0.68139
|  | 559.9845 | 0.0070623 | 662.7284 | 0.0022854 | 559.9845 | 0.0025812 | 662.7284 | -0.01015 | 655.2913 | 0.0035452 | 662.7284 | 0.022103 | 663.0701 | 0.011129 | 657.53 | -0.0036587 | 663.0701 | 0.0083753 | 663.0701 | 0.0026487 | 663.0701 | 0.0025647 | 657.53 | -0.00082066 | 663.0701 | 0.0041329 | 562.0133 | 0.00025123 | 663.0701 | 0.079197 | 663.0701 | 0.72122 | 662.7283 | 23.0501 | 840.1648 | 0.022874 | 662.7284 | -0.0030153 | 839.51 | 8.7255 | 840.1648 | 0.37593 | 662.7283 | 0.42668 | 663.0701 | 0.67778
|  | 560.1009 | 0 | 662.9607 | 0.0042123 | 560.1009 | 0 | 662.9607 | -0.037421 | 655.5213 | -0.0035271 | 662.9607 | -0.017619 | 663.3021 | 0 | 657.76 | -0.040829 | 663.3021 | 0 | 663.3021 | 0 | 663.3021 | 8.8455e-06 | 657.76 | -0.013314 | 663.3021 | 0 | 562.1318 | 0.00051445 | 663.3021 | 0.067894 | 663.3021 | 0.68379 | 662.9607 | 23.0686 | 840.3315 | 0.026238 | 662.9607 | 0.00050669 | 839.6769 | 8.6798 | 840.3315 | 0.37828 | 662.9607 | 0.41082 | 663.3021 | 0.67497
|  | 560.2172 | 0.013088 | 663.193 | 0.01014 | 560.2172 | 0.021653 | 663.193 | 0.030476 | 655.7513 | 0.0099844 | 663.193 | 0.019808 | 663.5341 | 0.017319 | 657.99 | -0.0030905 | 663.5341 | 0.0098282 | 663.5341 | 0.0051725 | 663.5341 | 0.0034572 | 657.99 | 0.0063787 | 663.5341 | 0.0050645 | 562.2502 | 0.00026647 | 663.5341 | 0.07757 | 663.5341 | 0.68217 | 663.193 | 23.0871 | 840.4983 | 0.029489 | 663.193 | 0.0044435 | 839.8439 | 8.7497 | 840.4983 | 0.37822 | 663.193 | 0.41974 | 663.5341 | 0.67512
|  | 560.3336 | 0 | 663.4254 | -0.0038807 | 560.3336 | 0 | 663.4254 | -0.037767 | 655.9814 | -0.0057 | 663.4254 | -0.014388 | 663.7661 | 0 | 658.22 | -0.049899 | 663.7661 | 0 | 663.7661 | 0 | 663.7661 | 0.00041883 | 658.22 | -0.0011744 | 663.7661 | 0 | 562.3687 | 0.0005301 | 663.7661 | 0.060492 | 663.7661 | 0.64204 | 663.4254 | 22.8863 | 840.6651 | 0.030274 | 663.4254 | -0.003891 | 840.0109 | 8.7958 | 840.6651 | 0.37922 | 663.4254 | 0.40859 | 663.7661 | 0.666
|  | 560.4499 | 0.010834 | 663.6578 | 0.0079219 | 560.4499 | 0.012906 | 663.6578 | -0.0072507 | 656.2115 | 0.0024325 | 663.6578 | 0.019461 | 663.9981 | 0.012723 | 658.46 | 0.039439 | 663.9982 | 0.0074556 | 663.9981 | 0.0026236 | 663.9982 | 0.0029651 | 658.46 | 0.0067 | 663.9981 | 0.0034901 | 562.4871 | 0.00026647 | 663.9981 | 0.074961 | 663.9982 | 0.64635 | 663.6577 | 23.0593 | 840.8319 | 0.036385 | 663.6578 | 0.011211 | 840.1779 | 8.8288 | 840.8319 | 0.3794 | 663.6577 | 0.42536 | 663.9982 | 0.67009
|  | 560.5663 | 0 | 663.8901 | 0.0049363 | 560.5663 | 0 | 663.8901 | -0.037291 | 656.4416 | -0.0023921 | 663.8901 | -0.013527 | 664.2302 | 0 | 658.69 | -0.042262 | 664.2302 | 0 | 664.2302 | 0 | 664.2302 | 0.00022495 | 658.69 | 0.00040807 | 664.2302 | 0 | 562.6056 | 0.00054433 | 664.2302 | 0.054455 | 664.2302 | 0.60299 | 663.8901 | 22.6296 | 840.9986 | 0.033582 | 663.8901 | -0.0042475 | 840.3448 | 8.7788 | 840.9986 | 0.38222 | 663.8901 | 0.40784 | 664.2302 | 0.65532
|  | 560.6827 | 0.0041782 | 664.1225 | 0.0098374 | 560.6827 | 0.023277 | 664.1225 | -0.007357 | 656.6717 | 0.004737 | 664.1225 | 0.024619 | 664.4622 | 0.011396 | 658.92 | 0.00083963 | 664.4622 | 0.007239 | 664.4622 | 0.0052623 | 664.4622 | 0.0040207 | 658.92 | 0.011076 | 664.4622 | 0.0055523 | 562.724 | 0.0002807 | 664.4622 | 0.069479 | 664.4622 | 0.6003 | 664.1225 | 22.536 | 841.1654 | 0.03532 | 664.1225 | -0.00089364 | 840.5118 | 8.9061 | 841.1654 | 0.3841 | 664.1225 | 0.41586 | 664.4622 | 0.65326
|  | 560.7991 | 0 | 664.3549 | 0.0068749 | 560.7991 | 0 | 664.3549 | -0.014583 | 656.9018 | -0.0029567 | 664.3549 | -0.016479 | 664.6943 | 0 | 659.15 | -0.00083963 | 664.6943 | 0 | 664.6943 | 0.0011361 | 664.6943 | 0.0018347 | 659.15 | -0.0060627 | 664.6943 | 0 | 562.8425 | 0.00056364 | 664.6943 | 0.057677 | 664.6943 | 0.5669 | 664.3549 | 22.3669 | 841.3322 | 0.025341 | 664.3549 | -0.0045642 | 840.6788 | 8.8289 | 841.3322 | 0.3871 | 664.3549 | 0.409 | 664.6943 | 0.6488
|  | 560.9155 | 0.015311 | 664.5873 | 0.0070184 | 560.9155 | 0.011968 | 664.5873 | 0.01918 | 657.1319 | 0.0064334 | 664.5873 | 0.016111 | 664.9264 | 0.010507 | 659.39 | -0.046181 | 664.9264 | 0.0084574 | 664.9264 | 0.0015216 | 664.9264 | 0.0035155 | 659.39 | 0.0016322 | 664.9264 | 0.0036158 | 562.961 | 0.00028334 | 664.9264 | 0.060017 | 664.9264 | 0.55802 | 664.5873 | 22.1544 | 841.499 | 0.027415 | 664.5873 | -0.0029307 | 840.8458 | 8.9976 | 841.499 | 0.38798 | 664.5873 | 0.41098 | 664.9264 | 0.64545
|  | 561.0319 | 0 | 664.8197 | 0.0093659 | 561.0319 | 0 | 664.8197 | -0.021839 | 657.3621 | -0.0045137 | 664.8197 | -0.012336 | 665.1584 | 0 | 659.62 | -0.019871 | 665.1585 | 0 | 665.1584 | 0.00055183 | 665.1584 | 0.0015561 | 659.62 | -0.013583 | 665.1584 | 0.0010052 | 563.0794 | 0.00054474 | 665.1584 | 0.049674 | 665.1585 | 0.52139 | 664.8197 | 21.9573 | 841.6658 | 0.030723 | 664.8197 | -0.0028536 | 841.0128 | 8.9736 | 841.6658 | 0.38986 | 664.8197 | 0.40355 | 665.1584 | 0.64074
|  | 561.1483 | 0.021484 | 665.0522 | 0.010275 | 561.1483 | 0.016645 | 665.0522 | 0.015804 | 657.5922 | 0.0090999 | 665.0522 | 0.023367 | 665.3905 | 0.019842 | 659.85 | -0.029387 | 665.3905 | 0.0089016 | 665.3905 | 0.0040136 | 665.3906 | 0.004003 | 659.85 | 0.0077533 | 665.3905 | 0.0048613 | 563.1979 | 0.0002618 | 665.3905 | 0.065157 | 665.3906 | 0.52408 | 665.0522 | 21.7487 | 841.8326 | 0.026911 | 665.0522 | 0.003023 | 841.1798 | 8.9698 | 841.8326 | 0.39039 | 665.0522 | 0.40908 | 665.3906 | 0.63881
|  | 561.2647 | 0 | 665.2846 | 0.00028718 | 561.2647 | 0 | 665.2846 | -0.016789 | 657.8223 | -0.0037989 | 665.2846 | -0.018985 | 665.6226 | 0 | 660.08 | -0.0047579 | 665.6226 | 0 | 665.6226 | 0 | 665.6226 | 0.00019785 | 660.08 | -0.017605 | 665.6226 | 0 | 563.3164 | 0.00050591 | 665.6226 | 0.046752 | 665.6226 | 0.49096 | 665.2846 | 21.4633 | 841.9994 | 0.029377 | 665.2846 | -0.0073612 | 841.3468 | 9.0431 | 841.9994 | 0.39244 | 665.2846 | 0.40388 | 665.6226 | 0.63471
|  | 561.3811 | 0.01039 | 665.5171 | -0.002235 | 561.3811 | 0.0077438 | 665.5171 | -0.0012842 | 658.0525 | 0.0097126 | 665.5171 | 0.018239 | 665.8548 | 0.0091501 | 660.32 | -0.012035 | 665.8548 | 0.0043544 | 665.8548 | 0.004222 | 665.8547 | 0.0029604 | 660.32 | -0.0069371 | 665.8548 | 0.00069167 | 563.4349 | 0.00024432 | 665.8548 | 0.059175 | 665.8547 | 0.50119 | 665.5171 | 21.2873 | 842.1662 | 0.029097 | 665.5171 | 0.0054802 | 841.5139 | 9.1382 | 842.1662 | 0.39274 | 665.5171 | 0.40974 | 665.8547 | 0.63136
|  | 561.4975 | 0 | 665.7495 | 0.004425 | 561.4975 | 0 | 665.7495 | -0.013419 | 658.2827 | -0.0068031 | 665.7495 | -0.017712 | 666.0869 | 0 | 660.55 | -0.027148 | 666.0869 | 0 | 666.0869 | 0 | 666.0869 | 0.00053228 | 660.55 | 0.011076 | 666.0869 | 0 | 563.5534 | 0.00049961 | 666.0869 | 0.046816 | 666.0869 | 0.45595 | 665.7495 | 20.9479 | 842.333 | 0.030274 | 665.7495 | -0.0075394 | 841.6809 | 9.16 | 842.333 | 0.39597 | 665.7495 | 0.39867 | 666.0869 | 0.62725
|  | 561.614 | 0.015434 | 665.982 | 0.009779 | 561.614 | 0.015428 | 665.982 | 0.026114 | 658.5128 | 0.0040216 | 665.982 | 0.018712 | 666.319 | 0.011871 | 660.78 | 0.018752 | 666.319 | 0.0081783 | 666.319 | 0.0024837 | 666.319 | 0.0029698 | 660.78 | 0.0053049 | 666.319 | 0.0037675 | 563.6718 | 0.00025509 | 666.319 | 0.059395 | 666.319 | 0.46403 | 665.982 | 20.6559 | 842.4998 | 0.028705 | 665.982 | 0.009019 | 841.8479 | 9.0797 | 842.4998 | 0.3972 | 665.982 | 0.40751 | 666.319 | 0.62446
|  | 561.7304 | 0 | 666.2145 | 0.0057922 | 561.7304 | 0 | 666.2145 | -0.046088 | 658.743 | -0.0057694 | 666.2145 | -0.016376 | 666.5512 | 0 | 661.01 | -0.0058775 | 666.5512 | 0 | 666.5512 | 0 | 666.5511 | 0.00028477 | 661.01 | 0.0011076 | 666.5512 | 0 | 563.7903 | 0.00049961 | 666.5512 | 0.043561 | 666.5512 | 0.43332 | 666.2145 | 20.2446 | 842.6666 | 0.025621 | 666.2145 | -0.0010506 | 842.0149 | 9.251 | 842.6666 | 0.40172 | 666.2145 | 0.39752 | 666.5511 | 0.62002
|  | 561.8468 | 0.0090589 | 666.447 | 0.010872 | 561.8468 | 0.01854 | 666.447 | 0.024708 | 658.9732 | 0.00078095 | 666.447 | 0.018939 | 666.7833 | 0.012838 | 661.25 | -0.0092359 | 666.7833 | 0.0045489 | 666.7833 | 0.0029215 | 666.7833 | 0.0039302 | 661.25 | 0.00513 | 666.7833 | 0.0034443 | 563.9088 | 0.00024432 | 666.7833 | 0.051681 | 666.7833 | 0.43898 | 666.447 | 19.9364 | 842.8334 | 0.031564 | 666.447 | 0.0011266 | 842.1819 | 9.2355 | 842.8334 | 0.40349 | 666.447 | 0.40487 | 666.7833 | 0.61581
|  | 561.9633 | 0 | 666.6795 | -0.00078154 | 561.9633 | 0 | 666.6795 | -0.022913 | 659.2034 | -0.0028387 | 666.6795 | -0.018446 | 667.0155 | 0 | 661.48 | -0.0092359 | 667.0155 | 0 | 667.0155 | 0 | 667.0155 | 0 | 661.48 | -0.00029147 | 667.0155 | 0 | 564.0273 | 0.00049535 | 667.0155 | 0.040253 | 667.0155 | 0.4037 | 666.6795 | 19.537 | 843.0002 | 0.034591 | 666.6795 | -0.00010684 | 842.349 | 9.2513 | 843.0002 | 0.40842 | 666.6795 | 0.39239 | 667.0155 | 0.61113
|  | 562.0797 | 0.0041782 | 666.912 | 0.004744 | 562.0797 | 0.022735 | 666.912 | 0.014269 | 659.4337 | 0.0022853 | 666.912 | 0.014823 | 667.2477 | 0.008407 | 661.71 | -0.014274 | 667.2477 | 0.0052371 | 667.2477 | 0.0023441 | 667.2477 | 0.0025138 | 661.71 | 0.0044305 | 667.2477 | 0.0034216 | 564.1458 | 0.00025225 | 667.2477 | 0.051662 | 667.2477 | 0.41609 | 666.912 | 19.1343 | 843.1671 | 0.026742 | 666.912 | 0.0038183 | 842.516 | 9.3588 | 843.1671 | 0.41036 | 666.912 | 0.39999 | 667.2477 | 0.60821
|  | 562.1962 | 0 | 667.1445 | 0.0045973 | 562.1962 | 0 | 667.1445 | -0.023371 | 659.6639 | -0.00015547 | 667.1445 | -0.014755 | 667.4798 | 0 | 661.94 | -0.0019591 | 667.4798 | 0 | 667.4798 | 0 | 667.4799 | 0.00056684 | 661.94 | 5.8296e-05 | 667.4798 | 0 | 564.2643 | 0.00049453 | 667.4798 | 0.036674 | 667.4799 | 0.38027 | 667.1445 | 18.7059 | 843.3339 | 0.020687 | 667.1445 | -0.0047969 | 842.683 | 9.3155 | 843.3339 | 0.41406 | 667.1445 | 0.38851 | 667.4799 | 0.60475
|  | 562.3126 | 0.013705 | 667.377 | 0.0066574 | 562.3126 | 0.021111 | 667.377 | 0.006308 | 659.8941 | 0.0023743 | 667.377 | 0.020814 | 667.712 | 0.0079611 | 662.18 | 0.028267 | 667.712 | 0.0073522 | 667.712 | 0.0030062 | 667.712 | 0.0034134 | 662.18 | 0.0025067 | 667.712 | 0.0026254 | 564.3828 | 0.00024411 | 667.712 | 0.050279 | 667.712 | 0.39562 | 667.377 | 18.2441 | 843.5007 | 0.026014 | 667.377 | 0.0043626 | 842.8501 | 9.2904 | 843.5007 | 0.41424 | 667.377 | 0.40032 | 667.712 | 0.60148
|  | 562.4291 | 0 | 667.6096 | 0.00017901 | 562.4291 | 0 | 667.6096 | -0.057422 | 660.1243 | -0.0017426 | 667.6096 | -0.023197 | 667.9442 | 0 | 662.41 | -0.032746 | 667.9442 | 0 | 667.9442 | 0 | 667.9442 | 0 | 662.41 | -0.0078116 | 667.9442 | 0 | 564.5013 | 0.00051262 | 667.9442 | 0.035225 | 667.9442 | 0.35253 | 667.6096 | 17.7832 | 843.6675 | 0.031564 | 667.6096 | -0.0061294 | 843.0171 | 9.3793 | 843.6675 | 0.41518 | 667.6096 | 0.39148 | 667.9442 | 0.5959
|  | 562.5456 | 0.0070623 | 667.8421 | 0.0040623 | 562.5456 | 0.014751 | 667.8421 | 0.027863 | 660.3546 | 0.0064533 | 667.8421 | 0.014242 | 668.1765 | 0.012768 | 662.64 | 0.018192 | 668.1765 | 0.0047675 | 668.1765 | 0.0034647 | 668.1765 | 0.0033614 | 662.64 | 0.0032063 | 668.1765 | 0.0050475 | 564.6198 | 0.00027034 | 668.1765 | 0.045299 | 668.1765 | 0.36627 | 667.8421 | 17.3308 | 843.8344 | 0.031564 | 667.8421 | 0.0062595 | 843.1842 | 9.4935 | 843.8344 | 0.41465 | 667.8421 | 0.39438 | 668.1765 | 0.59398
|  | 562.6621 | 0 | 668.0747 | 0.0012838 | 562.6621 | 0 | 668.0747 | -0.024637 | 660.5848 | -0.0032273 | 668.0747 | -0.017683 | 668.4087 | 0 | 662.87 | 0.030506 | 668.4087 | 0 | 668.4087 | 0 | 668.4087 | 0 | 662.87 | 0.0046053 | 668.4087 | 0 | 564.7383 | 0.00051445 | 668.4087 | 0.033502 | 668.4087 | 0.3326 | 668.0747 | 16.8267 | 844.0012 | 0.024836 | 668.0747 | -0.00083505 | 843.3512 | 9.4936 | 844.0012 | 0.41706 | 668.0747 | 0.38339 | 668.4087 | 0.58945
|  | 562.7785 | 0.011721 | 668.3072 | 0.0099015 | 562.7785 | 0.01854 | 668.3072 | -0.006787 | 660.8151 | 0.0031996 | 668.3072 | 0.015667 | 668.6409 | 0.01089 | 663.11 | -0.018752 | 668.6409 | 0.010675 | 668.6409 | 0.0039121 | 668.6409 | 0.0029159 | 663.11 | -0.00064125 | 668.6409 | 0.002894 | 564.8569 | 0.00024473 | 668.6409 | 0.048616 | 668.6409 | 0.34526 | 668.3072 | 16.3909 | 844.168 | 0.037338 | 668.3072 | 0.0062517 | 843.5183 | 9.5728 | 844.168 | 0.41876 | 668.3072 | 0.39082 | 668.6409 | 0.58747
|  | 562.895 | 0 | 668.5398 | 0.001228 | 562.895 | 0 | 668.5398 | -0.038426 | 661.0454 | -0.0032499 | 668.5398 | -0.020028 | 668.8732 | 0 | 663.34 | -0.0075566 | 668.8732 | 0 | 668.8732 | 0 | 668.8732 | 0 | 663.34 | -0.0030897 | 668.8732 | 0 | 564.9754 | 0.00049697 | 668.8732 | 0.029412 | 668.8732 | 0.3124 | 668.5398 | 15.9071 | 844.3349 | 0.030274 | 668.5398 | -0.0064737 | 843.6853 | 9.6447 | 844.3349 | 0.4217 | 668.5398 | 0.36447 | 668.8732 | 0.58065
|  | 563.0115 | 0 | 668.7724 | 0.007876 | 563.0115 | 0.018811 | 668.7724 | 0.024977 | 661.2757 | 0.0033158 | 668.7724 | 0.015332 | 669.1054 | 0.0053129 | 663.57 | -0.027148 | 669.1054 | 0.0067005 | 669.1054 | 0.0034165 | 669.1054 | 0.0028465 | 663.57 | 0.0030313 | 669.1054 | 0.0049253 | 565.0939 | 0.00025408 | 669.1054 | 0.041824 | 669.1054 | 0.32722 | 668.7724 | 15.4485 | 844.5017 | 0.026742 | 668.7724 | 0.0038959 | 843.8524 | 9.7208 | 844.5017 | 0.42276 | 668.7724 | 0.39735 | 669.1054 | 0.57871
|  | 563.128 | 0 | 669.005 | 0.0033125 | 563.128 | 0 | 669.005 | -0.036967 | 661.506 | -0.0032515 | 669.005 | -0.011444 | 669.3377 | 0 | 663.8 | -0.014833 | 669.3377 | 0 | 669.3377 | 0 | 669.3377 | 1.7124e-05 | 663.8 | 0.00040807 | 669.3377 | 0 | 565.2124 | 0.00050774 | 669.3377 | 0.035825 | 669.3377 | 0.29463 | 669.005 | 14.9578 | 844.6686 | 0.02136 | 669.005 | -0.008602 | 844.0195 | 9.7783 | 844.6686 | 0.42534 | 669.005 | 0.37331 | 669.3377 | 0.57363
|  | 563.2445 | 0.011943 | 669.2376 | 0.012273 | 563.2445 | 0.02463 | 669.2376 | 0.014088 | 661.7363 | 0.0025678 | 669.2376 | 0.021433 | 669.57 | 0.020907 | 664.04 | -0.006437 | 669.57 | 0.0068189 | 669.57 | 0.0039916 | 669.57 | 0.0040637 | 664.04 | 0.0058296 | 669.57 | 0.0040684 | 565.3309 | 0.00025611 | 669.57 | 0.044362 | 669.57 | 0.30944 | 669.2376 | 14.4833 | 844.8355 | 0.032124 | 669.2376 | 0.0074443 | 844.1866 | 9.9047 | 844.8355 | 0.42693 | 669.2376 | 0.38545 | 669.57 | 0.57118
|  | 563.361 | 0 | 669.4703 | 0.0043748 | 563.361 | 0 | 669.4703 | -0.047901 | 661.9666 | -0.0024106 | 669.4703 | -0.021047 | 669.8023 | 0 | 664.27 | -0.018752 | 669.8023 | 0 | 669.8023 | 0 | 669.8022 | 0.00065005 | 664.27 | -0.013058 | 669.8023 | 0 | 565.4495 | 0.00051628 | 669.8023 | 0.02103 | 669.8022 | 0.27039 | 669.4703 | 13.9858 | 845.0023 | 0.023154 | 669.4703 | -0.0059478 | 844.3536 | 9.8 | 845.0023 | 0.42922 | 669.4703 | 0.37058 | 669.8022 | 0.56473
|  | 563.4776 | 0.0099464 | 669.7029 | 0.00878 | 563.4776 | 0.030449 | 669.7029 | 0.0028076 | 662.197 | 0.0058338 | 669.7029 | 0.019111 | 670.0346 | 0.0061924 | 664.5 | 0.027148 | 670.0346 | 0.0092859 | 670.0346 | 0.0040406 | 670.0345 | 0.0025788 | 664.5 | 0.0095019 | 670.0346 | 0.0042255 | 565.568 | 0.00026221 | 670.0346 | 0.033675 | 670.0345 | 0.28278 | 669.7029 | 13.5161 | 845.1692 | 0.019622 | 669.7029 | 0.0006255 | 844.5207 | 9.9537 | 845.1692 | 0.4301 | 669.7029 | 0.3743 | 670.0345 | 0.56242
|  | 563.5941 | 0 | 669.9355 | 0.0045247 | 563.5941 | 0 | 669.9355 | -0.026326 | 662.4273 | -0.0024538 | 669.9355 | -0.018021 | 670.2669 | 0 | 664.73 | 0.015953 | 670.2669 | 0 | 670.2669 | 0.0001716 | 670.2669 | 0.00020422 | 664.73 | 0.0012825 | 670.2669 | 0 | 565.6865 | 0.00049738 | 670.2669 | 0.028433 | 670.2669 | 0.25908 | 669.9355 | 13.0564 | 845.336 | 0.02422 | 669.9355 | -0.00050864 | 844.6878 | 9.9413 | 845.336 | 0.43198 | 669.9355 | 0.36827 | 670.2669 | 0.55931
|  | 563.7106 | 0.0028471 | 670.1682 | 0.0053531 | 563.7106 | 0.019893 | 670.1682 | 0.00929 | 662.6577 | 0.00723 | 670.1682 | 0.013752 | 670.4992 | 0.014141 | 664.97 | 0.0069968 | 670.4992 | 0.008877 | 670.4992 | 0.0034968 | 670.4992 | 0.0033806 | 664.97 | 0.0063542 | 670.4992 | 0.0035829 | 565.8051 | 0.00023619 | 670.4992 | 0.032929 | 670.4992 | 0.26985 | 670.1682 | 12.5811 | 845.5029 | 0.03846 | 670.1682 | -0.0020725 | 844.8549 | 10.0647 | 845.5029 | 0.43386 | 670.1682 | 0.37339 | 670.4992 | 0.55497
|  | 563.8271 | 0 | 670.4009 | 0.00035239 | 563.8271 | 0 | 670.4009 | -0.063035 | 662.888 | -0.0049372 | 670.4009 | -0.018241 | 670.7315 | 0 | 665.2 | -0.059613 | 670.7315 | 0 | 670.7315 | 0 | 670.7316 | 0.00031695 | 665.2 | -0.015856 | 670.7315 | 0 | 565.9236 | 0.00048274 | 670.7315 | 0.020851 | 670.7316 | 0.24238 | 670.4009 | 12.0888 | 845.6698 | 0.024612 | 670.4009 | -0.012129 | 845.022 | 10.0426 | 845.6698 | 0.43703 | 670.4009 | 0.3581 | 670.7316 | 0.54983
|  | 563.9437 | 0.0072841 | 670.6335 | 0.0074596 | 563.9437 | 0.014074 | 670.6335 | 0.018074 | 663.1183 | 0.0039806 | 670.6335 | 0.015126 | 670.9639 | 0.0089028 | 665.43 | -0.033864 | 670.9639 | 0.0050985 | 670.9639 | 0.0044982 | 670.9639 | 0.0031955 | 665.43 | 0.00058296 | 670.9639 | 0.0028812 | 566.0421 | 0.00024696 | 670.9639 | 0.038227 | 670.9639 | 0.258 | 670.6335 | 11.6909 | 845.8366 | 0.027191 | 670.6335 | 0.003224 | 845.1891 | 10.1178 | 845.8366 | 0.43915 | 670.6335 | 0.36166 | 670.9639 | 0.5478
|  | 564.0602 | 0 | 670.8662 | -0.003157 | 564.0602 | 0 | 670.8662 | -0.019632 | 663.3488 | -0.0048981 | 670.8662 | -0.020751 | 671.1962 | 0 | 665.67 | -0.038904 | 671.1962 | 0 | 671.1962 | 0 | 671.1962 | 0.00032299 | 665.67 | 0.0067039 | 671.1962 | 0 | 566.1607 | 0.00045815 | 671.1962 | 0.019705 | 671.1962 | 0.22649 | 670.8662 | 11.2376 | 846.0035 | 0.026911 | 670.8662 | -0.0060485 | 845.3562 | 10.1711 | 846.0035 | 0.4422 | 670.8662 | 0.35455 | 671.1962 | 0.54403
|  | 564.1768 | 0.0046219 | 671.0989 | 0.0082466 | 564.1768 | 0.01854 | 671.0989 | -0.00091703 | 663.5792 | 0.0075455 | 671.0989 | 0.018619 | 671.4286 | 0.011281 | 665.9 | 0.013714 | 671.4286 | 0.010668 | 671.4286 | 0.0038836 | 671.4286 | 0.0036732 | 665.9 | 0.0074037 | 671.4286 | 0.0048085 | 566.2792 | 0.00021159 | 671.4286 | 0.034594 | 671.4286 | 0.2378 | 671.0989 | 10.8458 | 846.1704 | 0.029882 | 671.0989 | -0.0010615 | 845.5233 | 10.2364 | 846.1704 | 0.44379 | 671.0989 | 0.35918 | 671.4286 | 0.54067
|  | 564.2934 | 0 | 671.3316 | 0.0012914 | 564.2934 | 0 | 671.3316 | -0.039974 | 663.8095 | -0.003033 | 671.3316 | -0.016044 | 671.661 | 0 | 666.13 | -0.029387 | 671.661 | 0 | 671.661 | 0 | 671.6609 | 0.00029158 | 666.13 | -0.008861 | 671.661 | 0 | 566.3978 | 0.00046953 | 671.661 | 0.019714 | 671.6609 | 0.21599 | 671.3316 | 10.4071 | 846.3373 | 0.022482 | 671.3316 | 0.0058103 | 845.6904 | 10.3381 | 846.3373 | 0.44678 | 671.3316 | 0.34852 | 671.6609 | 0.53523
|  | 564.4099 | 0.0059529 | 671.5643 | 0.0055781 | 564.4099 | 0.017187 | 671.5643 | 0.022902 | 664.0399 | 0.0045088 | 671.5643 | 0.016902 | 671.8934 | 0.013147 | 666.36 | -0.019871 | 671.8934 | 0.008644 | 671.8934 | 0.0026423 | 671.8934 | 0.0020479 | 666.36 | -0.0037892 | 671.8934 | 0.0012614 | 566.5163 | 0.00025794 | 671.8934 | 0.035449 | 671.8934 | 0.22838 | 671.5643 | 10.0219 | 846.5041 | 0.026238 | 671.5643 | -0.00046749 | 845.8575 | 10.432 | 846.5041 | 0.44855 | 671.5643 | 0.35629 | 671.8934 | 0.53229
|  | 564.5265 | 0 | 671.7971 | 0.0043012 | 564.5265 | 0 | 671.7971 | -0.019091 | 664.2704 | -0.0027805 | 671.7971 | -0.018551 | 672.1258 | 0 | 666.6 | -0.042262 | 672.1258 | 0 | 672.1258 | 0 | 672.1257 | 0.001188 | 666.6 | -0.013058 | 672.1258 | 0 | 566.6349 | 0.00048965 | 672.1258 | 0.018682 | 672.1257 | 0.20656 | 671.7971 | 9.6102 | 846.671 | 0.027864 | 671.7971 | -0.0059286 | 846.0246 | 10.4939 | 846.671 | 0.45307 | 671.7971 | 0.34769 | 672.1257 | 0.5299
|  | 564.6431 | 0.0072841 | 672.0298 | 0.0063478 | 564.6431 | 0.0049279 | 672.0298 | -0.0072942 | 664.5008 | 0.0084037 | 672.0298 | 0.013741 | 672.3582 | 0.019444 | 666.83 | -0.0058775 | 672.3582 | 0.0070044 | 672.3582 | 0.0048155 | 672.3582 | 0.003236 | 666.83 | 0.00023318 | 672.3582 | 0.0035068 | 566.7535 | 0.00023294 | 672.3582 | 0.034524 | 672.3582 | 0.21572 | 672.0298 | 9.2616 | 846.8379 | 0.023659 | 672.0298 | 0.003543 | 846.1917 | 10.6365 | 846.8379 | 0.45583 | 672.0298 | 0.35281 | 672.3582 | 0.52699
|  | 564.7596 | 0 | 672.2625 | -0.0031943 | 564.7596 | 0 | 672.2625 | -0.028876 | 664.7312 | -0.0021275 | 672.2625 | -0.01847 | 672.5906 | 0 | 667.06 | 0.016513 | 672.5906 | 0 | 672.5906 | 0 | 672.5906 | 0 | 667.06 | -0.0018654 | 672.5906 | 0 | 566.872 | 0.0004738 | 672.5906 | 0.015274 | 672.5906 | 0.18367 | 672.2625 | 8.885 | 847.0048 | 0.024612 | 672.2625 | -0.0045412 | 846.3588 | 10.6522 | 847.0048 | 0.46012 | 672.2625 | 0.34645 | 672.5906 | 0.5221
|  | 564.8762 | 0.019262 | 672.4953 | 0.0038176 | 564.8762 | 0.019758 | 672.4953 | 0.016854 | 664.9617 | 0.0060517 | 672.4953 | 0.019204 | 672.823 | 0.01804 | 667.29 | 0.020431 | 672.823 | 0.011011 | 672.823 | 0.0012671 | 672.823 | 0.0026346 | 667.29 | 0.00058296 | 672.823 | 0.0016565 | 566.9906 | 0.0002429 | 672.823 | 0.031559 | 672.823 | 0.20575 | 672.4953 | 8.5666 | 847.1717 | 0.024948 | 672.4953 | -0.011589 | 846.526 | 10.8402 | 847.1717 | 0.46165 | 672.4953 | 0.34612 | 672.823 | 0.52026
|  | 564.9928 | 0 | 672.7281 | 0.0026896 | 564.9928 | 0 | 672.7281 | -0.030202 | 665.1921 | -0.0040441 | 672.7281 | -0.019778 | 673.0554 | 0 | 667.53 | 0.0075566 | 673.0554 | 0 | 673.0554 | 0 | 673.0554 | 9.6482e-06 | 667.53 | -0.0036143 | 673.0554 | 0 | 567.1092 | 0.00049067 | 673.0554 | 0.021223 | 673.0554 | 0.17532 | 672.7281 | 8.1923 | 847.3386 | 0.022089 | 672.7281 | -0.016029 | 846.6931 | 10.8723 | 847.3386 | 0.4647 | 672.7281 | 0.34422 | 673.0554 | 0.51652
|  | 565.1094 | 0.0037345 | 672.9608 | 0.0061862 | 565.1094 | 0.025983 | 672.9608 | 0.020398 | 665.4226 | 0.00080961 | 672.9608 | 0.010263 | 673.2879 | 0.015364 | 667.76 | 0.040583 | 673.2879 | 0.0051344 | 673.2879 | 0.0034149 | 673.2879 | 0.0022915 | 667.76 | 0.0058296 | 673.2879 | 0.0015053 | 567.2277 | 0.00025225 | 673.2879 | 0.027973 | 673.2879 | 0.19364 | 672.9608 | 7.9225 | 847.5055 | 0.025341 | 672.9608 | 0.0069758 | 846.8602 | 10.9531 | 847.5055 | 0.46658 | 672.9608 | 0.34918 | 673.2879 | 0.5141
|  | 565.226 | 0 | 673.1936 | 0.0011876 | 565.226 | 0 | 673.1936 | -0.039202 | 665.6531 | -0.0033415 | 673.1936 | -0.01666 | 673.5203 | 0 | 667.99 | -0.015393 | 673.5203 | 0 | 673.5203 | 0 | 673.5203 | 0 | 667.99 | 0.0056546 | 673.5203 | 0 | 567.3463 | 0.00048965 | 673.5203 | 0.016893 | 673.5203 | 0.16024 | 673.1936 | 7.5685 | 847.6724 | 0.028873 | 673.1936 | -0.0089504 | 847.0273 | 11.0167 | 847.6724 | 0.46928 | 673.1936 | 0.33538 | 673.5203 | 0.51062
|  | 565.3426 | 0 | 673.4264 | 0.005402 | 565.3426 | 0.020705 | 673.4264 | 0.0056278 | 665.8835 | 0.0075023 | 673.4264 | 0.015711 | 673.7528 | 0.016724 | 668.23 | 0.048418 | 673.7528 | 0.0062168 | 673.7528 | 0.0030938 | 673.7528 | 0.0029353 | 668.23 | 0.001982 | 673.7528 | 0.0058695 | 567.4649 | 0.00024046 | 673.7528 | 0.02746 | 673.7528 | 0.18206 | 673.4264 | 7.2666 | 847.8393 | 0.024332 | 673.4264 | 0.0025998 | 847.1945 | 11.1638 | 847.8393 | 0.47158 | 673.4264 | 0.34282 | 673.7528 | 0.50771
|  | 565.4593 | 0 | 673.6592 | 0.0035762 | 565.4593 | 0 | 673.6592 | -0.049907 | 666.114 | -0.0057081 | 673.6592 | -0.016879 | 673.9853 | 0 | 668.46 | 0.0013994 | 673.9853 | 0 | 673.9853 | 0 | 673.9853 | 0.0009489 | 668.46 | -0.0085115 | 673.9853 | 0 | 567.5835 | 0.00049961 | 673.9853 | 0.016257 | 673.9853 | 0.15216 | 673.6592 | 6.9836 | 848.0062 | 0.022986 | 673.6592 | -0.0040886 | 847.3616 | 11.2282 | 848.0062 | 0.47398 | 673.6592 | 0.33836 | 673.9853 | 0.50369
|  | 565.5759 | 0.019509 | 673.892 | 0.007569 | 565.5759 | 0.021382 | 673.892 | -0.0074718 | 666.3445 | 0.0056611 | 673.892 | 0.018741 | 674.2178 | 0.016106 | 668.69 | -0.0075566 | 674.2178 | 0.0042493 | 674.2178 | 0.003288 | 674.2178 | 0.003213 | 668.69 | 0.0075785 | 674.2178 | 0.0043267 | 567.7021 | 0.00026221 | 674.2178 | 0.028716 | 674.2178 | 0.17047 | 673.8921 | 6.6807 | 848.1731 | 0.024332 | 673.892 | 0.0063445 | 847.5288 | 11.3647 | 848.1731 | 0.47445 | 673.8921 | 0.34406 | 674.2178 | 0.50041
|  | 565.6925 | 0 | 674.1249 | 3.849e-05 | 565.6925 | 0 | 674.1249 | -0.046424 | 666.5751 | 0.0017188 | 674.1249 | -0.023133 | 674.4503 | 0 | 668.92 | -0.020991 | 674.4503 | 0 | 674.4503 | 0 | 674.4503 | 0 | 668.92 | 0.017372 | 674.4503 | 0 | 567.8207 | 0.00047095 | 674.4503 | 0.010375 | 674.4503 | 0.14354 | 674.1249 | 6.4235 | 848.3401 | 0.034703 | 674.1249 | -0.0050071 | 847.6959 | 11.4257 | 848.3401 | 0.47581 | 674.1249 | 0.33018 | 674.4503 | 0.4962
|  | 565.8091 | 0.0081715 | 674.3577 | 0.010516 | 565.8091 | 0.015022 | 674.3577 | 0.024861 | 666.8056 | 0.0038157 | 674.3577 | 0.01678 | 674.6828 | 0.0131 | 669.16 | -0.013154 | 674.6828 | 0.010784 | 674.6828 | 0.0022545 | 674.6828 | 0.0029196 | 669.16 | -0.0027399 | 674.6828 | 0.0030476 | 567.9392 | 0.00020956 | 674.6828 | 0.025456 | 674.6828 | 0.16428 | 674.3577 | 6.1576 | 848.507 | 0.027808 | 674.3577 | 0.00069662 | 847.8631 | 11.5194 | 848.507 | 0.4768 | 674.3577 | 0.33546 | 674.6828 | 0.49406
|  | 565.9258 | 0 | 674.5906 | 0.0068636 | 565.9258 | 0 | 674.5906 | -0.019507 | 667.0361 | -0.003748 | 674.5906 | -0.021267 | 674.9153 | 0 | 669.39 | -0.030506 | 674.9153 | 0 | 674.9153 | 0 | 674.9153 | 0.00028808 | 669.39 | 0.0033811 | 674.9153 | 0 | 568.0578 | 0.00044575 | 674.9153 | 0.014312 | 674.9153 | 0.13439 | 674.5906 | 5.9118 | 848.6739 | 0.03134 | 674.5906 | -0.00025282 | 848.0302 | 11.6453 | 848.6739 | 0.48056 | 674.5906 | 0.32778 | 674.9153 | 0.49042
|  | 566.0424 | 0.015311 | 674.8234 | 0.0034738 | 566.0424 | 0.01056 | 674.8234 | 0.029295 | 667.2667 | 0.007215 | 674.8234 | 0.017659 | 675.1478 | 0.012697 | 669.62 | 0.025469 | 675.1478 | 0.0085837 | 675.1478 | 0.0019381 | 675.1478 | 0.002421 | 669.62 | -0.0027399 | 675.1478 | 0.0031267 | 568.1764 | 0.00023802 | 675.1478 | 0.0243 | 675.1478 | 0.15324 | 674.8234 | 5.696 | 848.8408 | 0.022594 | 674.8234 | 0.0050849 | 848.1974 | 11.813 | 848.8408 | 0.48309 | 674.8234 | 0.33505 | 675.1478 | 0.48726
|  | 566.1591 | 0 | 675.0563 | -0.0015467 | 566.1591 | 0 | 675.0563 | -0.010994 | 667.4972 | -0.00010086 | 675.0563 | -0.02221 | 675.3804 | 0 | 669.86 | -0.029946 | 675.3804 | 0 | 675.3804 | 0 | 675.3804 | 0 | 669.86 | -0.0032645 | 675.3804 | 0 | 568.295 | 0.00046384 | 675.3804 | 0.013792 | 675.3804 | 0.12523 | 675.0563 | 5.4647 | 849.0078 | 0.031115 | 675.0563 | -0.007776 | 848.3646 | 11.8002 | 849.0078 | 0.48773 | 675.0563 | 0.3044 | 675.3804 | 0.48256
|  | 566.2757 | 0 | 675.2892 | 0.0015946 | 566.2757 | 0.030314 | 675.2892 | 0.017621 | 667.7278 | 0.005924 | 675.2892 | 0.014998 | 675.6129 | 0.01453 | 670.09 | -0.013154 | 675.6129 | 0.0080129 | 675.6129 | 0.0026314 | 675.6129 | 0.0019189 | 670.09 | 0.0060044 | 675.6129 | 0.0029512 | 568.4136 | 0.00022704 | 675.6129 | 0.025522 | 675.6129 | 0.14408 | 675.2892 | 5.2644 | 849.1747 | 0.019006 | 675.2892 | 0.0055351 | 848.5317 | 11.9544 | 849.1747 | 0.49085 | 675.2892 | 0.33893 | 675.6129 | 0.47887
|  | 566.3924 | 0 | 675.522 | -0.0055566 | 566.3924 | 0 | 675.522 | -0.032694 | 667.9583 | -0.0070293 | 675.522 | -0.021032 | 675.8455 | 0 | 670.32 | -0.036664 | 675.8455 | 0 | 675.8455 | 0 | 675.8455 | 0 | 670.32 | -0.0029147 | 675.8455 | 0 | 568.5322 | 0.00048417 | 675.8455 | 0.0078928 | 675.8455 | 0.12011 | 675.5221 | 5.0514 | 849.3416 | 0.029097 | 675.522 | -0.00094312 | 848.6989 | 11.9622 | 849.3416 | 0.49525 | 675.5221 | 0.31729 | 675.8455 | 0.47776
|  | 566.5091 | 0.0057311 | 675.7549 | 0.00047973 | 566.5091 | 0.024359 | 675.7549 | 0.029084 | 668.1889 | 0.0073991 | 675.7549 | 0.01498 | 676.078 | 0.010102 | 670.55 | 0.0075566 | 676.078 | 0.0067347 | 676.078 | 0.0016169 | 676.0781 | 0.0017047 | 670.55 | -0.011659 | 676.078 | 0.0015334 | 568.6508 | 0.00025834 | 676.078 | 0.026514 | 676.0781 | 0.13089 | 675.755 | 4.8795 | 849.5086 | 0.031956 | 675.7549 | -0.0060868 | 848.8661 | 12.1224 | 849.5086 | 0.49701 | 675.755 | 0.3234 | 676.0781 | 0.47569
|  | 566.6258 | 0 | 675.9879 | -0.0007319 | 566.6258 | 0 | 675.9879 | -0.020192 | 668.4195 | -0.0047595 | 675.9879 | -0.022256 | 676.3106 | 0 | 670.79 | -0.017632 | 676.3106 | 0 | 676.3106 | 0 | 676.3106 | 0.00023409 | 670.79 | -0.013058 | 676.3106 | 0 | 568.7695 | 0.0005112 | 676.3106 | 0.012314 | 676.3106 | 0.1123 | 675.9879 | 4.6845 | 849.6755 | 0.024836 | 675.9879 | -0.0056591 | 849.0333 | 12.2468 | 849.6755 | 0.50095 | 675.9879 | 0.31348 | 676.3106 | 0.47148
|  | 566.7424 | 0.0077278 | 676.2208 | 0.0080101 | 566.7424 | 0.0032853 | 676.2208 | 0.0225 | 668.6501 | 0.0065017 | 676.2208 | 0.014642 | 676.5432 | 0.011706 | 671.02 | 0.028827 | 676.5432 | 0.0069179 | 676.5432 | 0.0032345 | 676.5432 | 0.0026073 | 671.02 | 0.0032063 | 676.5432 | 0.0024569 | 568.8881 | 0.00025326 | 676.5432 | 0.023858 | 676.5432 | 0.13169 | 676.2208 | 4.5332 | 849.8425 | 0.02792 | 676.2208 | 0.0038002 | 849.2004 | 12.3055 | 849.8425 | 0.50395 | 676.2208 | 0.31869 | 676.5432 | 0.46995
|  | 566.8591 | 0 | 676.4537 | -0.00011692 | 566.8591 | 0 | 676.4537 | -0.038573 | 668.8807 | -0.0044478 | 676.4537 | -0.021601 | 676.7758 | 0 | 671.25 | -0.027708 | 676.7758 | 0 | 676.7758 | 0 | 676.7758 | 0 | 671.25 | -0.016031 | 676.7758 | 0 | 569.0067 | 0.00049128 | 676.7758 | 0.01216 | 676.7758 | 0.099376 | 676.4537 | 4.3414 | 850.0094 | 0.01895 | 676.4537 | -0.0035002 | 849.3676 | 12.3615 | 850.0094 | 0.50782 | 676.4537 | 0.31241 | 676.7758 | 0.46606
|  | 566.9758 | 0.01815 | 676.6866 | 0.00088938 | 566.9758 | 0.021653 | 676.6866 | 0.012682 | 669.1113 | 0.0036234 | 676.6866 | 0.014097 | 677.0084 | 0.0093115 | 671.49 | -0.0030786 | 677.0084 | 0.0068707 | 677.0084 | 0.0015311 | 677.0084 | 0.0021613 | 671.49 | -0.0034394 | 677.0084 | 0.0016644 | 569.1253 | 0.00023863 | 677.0084 | 0.02562 | 677.0084 | 0.12361 | 676.6866 | 4.1783 | 850.1764 | 0.02977 | 676.6866 | 0.0050769 | 849.5348 | 12.5537 | 850.1764 | 0.50965 | 676.6866 | 0.31555 | 677.0084 | 0.46434
|  | 567.0925 | 0 | 676.9196 | -0.0039381 | 567.0925 | 0 | 676.9196 | -0.054694 | 669.342 | -0.0032451 | 676.9196 | -0.021128 | 677.2411 | 0 | 671.72 | -0.038343 | 677.2411 | 0 | 677.2411 | 0 | 677.2411 | 0 | 671.72 | -0.0069371 | 677.2411 | 0 | 569.2439 | 0.0004614 | 677.2411 | 0.0090959 | 677.2411 | 0.095606 | 676.9196 | 3.9882 | 850.3433 | 0.024556 | 676.9196 | -0.0079433 | 849.702 | 12.5699 | 850.3433 | 0.51194 | 676.9196 | 0.30654 | 677.2411 | 0.4573
|  | 567.2092 | 0 | 677.1525 | 0.0050111 | 567.2092 | 0.023412 | 677.1525 | 0.014485 | 669.5726 | 0.0052351 | 677.1525 | 0.01603 | 677.4737 | 0.0095577 | 671.95 | -0.0030786 | 677.4737 | 0.0055864 | 677.4737 | 0.0020655 | 677.4737 | 0.0025822 | 671.95 | 0.0077533 | 677.4737 | 0.0045939 | 569.3625 | 0.00022338 | 677.4737 | 0.021664 | 677.4737 | 0.11365 | 677.1526 | 3.8514 | 850.5103 | 0.032517 | 677.1525 | 0.0083375 | 849.8692 | 12.7154 | 850.5103 | 0.5137 | 677.1526 | 0.30968 | 677.4737 | 0.45442
|  | 567.3259 | 0 | 677.3855 | 0.0036191 | 567.3259 | 0 | 677.3855 | -0.041567 | 669.8032 | -0.0023582 | 677.3855 | -0.015945 | 677.7063 | 0 | 672.18 | 0.015393 | 677.7063 | 0 | 677.7063 | 0.00057193 | 677.7064 | 0 | 672.18 | 0.0033811 | 677.7063 | 0 | 569.4812 | 0.00048457 | 677.7063 | 0.013562 | 677.7064 | 0.091566 | 677.3855 | 3.6788 | 850.6772 | 0.024444 | 677.3855 | -0.0073716 | 850.0364 | 12.8084 | 850.6772 | 0.51781 | 677.3855 | 0.30398 | 677.7064 | 0.45125
|  | 567.4426 | 0.010612 | 677.6185 | 0.0036631 | 567.4426 | 0.01624 | 677.6185 | 0.0082372 | 670.0339 | 0.0025409 | 677.6185 | 0.017599 | 677.939 | 0.012777 | 672.42 | 0.032185 | 677.939 | 0.0080448 | 677.939 | 0.0030778 | 677.939 | 0.0024456 | 672.42 | 0.0039058 | 677.939 | 0.002709 | 569.5998 | 0.00026586 | 677.939 | 0.021593 | 677.939 | 0.11365 | 677.6185 | 3.579 | 850.8442 | 0.032517 | 677.6185 | 0.0045994 | 850.2036 | 12.8951 | 850.8442 | 0.51916 | 677.6185 | 0.31117 | 677.939 | 0.45088
|  | 567.5594 | 0 | 677.8515 | 0.0002793 | 567.5594 | 0 | 677.8515 | -0.057667 | 670.2646 | -0.0035264 | 677.8515 | -0.021276 | 678.1717 | 0 | 672.65 | 0.02211 | 678.1716 | 0 | 678.1717 | 0 | 678.1716 | 0 | 672.65 | -0.0015157 | 678.1717 | 0 | 569.7184 | 0.00049961 | 678.1717 | 0.0083161 | 678.1716 | 0.081063 | 677.8515 | 3.4145 | 851.0112 | 0.016651 | 677.8515 | 0.0036972 | 850.3708 | 13.0196 | 851.0112 | 0.52104 | 677.8515 | 0.29622 | 678.1716 | 0.44516
|  | 567.6761 | 0.019756 | 678.0845 | 0.010055 | 567.6761 | 0.025577 | 678.0845 | 0.02617 | 670.4952 | 0.0087769 | 678.0845 | 0.016971 | 678.4043 | 0.019387 | 672.88 | 0.019311 | 678.4043 | 0.0074588 | 678.4043 | 0.0043766 | 678.4043 | 0.0029503 | 672.88 | 0.0054798 | 678.4043 | 0.0027832 | 569.8371 | 0.00023842 | 678.4043 | 0.024396 | 678.4043 | 0.10342 | 678.0845 | 3.3212 | 851.1781 | 0.029377 | 678.0845 | -0.0015102 | 850.538 | 13.0726 | 851.1781 | 0.52046 | 678.0845 | 0.31158 | 678.4043 | 0.4458
|  | 567.7928 | 0 | 678.3175 | -0.0040989 | 567.7928 | 0 | 678.3175 | -0.0062985 | 670.726 | -0.0011028 | 678.3175 | -0.023991 | 678.637 | 0 | 673.12 | -0.020431 | 678.637 | 0 | 678.637 | 0 | 678.637 | 0 | 673.12 | -0.002565 | 678.637 | 0 | 569.9557 | 0.0004614 | 678.637 | 0.011717 | 678.637 | 0.08241 | 678.3175 | 3.1754 | 851.3451 | 0.027583 | 678.3175 | -0.00066169 | 850.7052 | 13.149 | 851.3451 | 0.52333 | 678.3175 | 0.29911 | 678.637 | 0.44319
|  | 567.9096 | 0.0090589 | 678.5505 | 0.012393 | 567.9096 | 0.024359 | 678.5505 | 0.00053054 | 670.9566 | 0.0054925 | 678.5505 | 0.020697 | 678.8697 | 0.0045465 | 673.35 | 0.012035 | 678.8697 | 0.01003 | 678.8697 | 0.0033559 | 678.8697 | 0.0040314 | 673.35 | 0.0039058 | 678.8697 | 0.0038567 | 570.0743 | 0.00022765 | 678.8697 | 0.019076 | 678.8697 | 0.10342 | 678.5505 | 3.083 | 851.5121 | 0.021865 | 678.5505 | 0.0039579 | 850.8725 | 13.2435 | 851.5121 | 0.52527 | 678.5505 | 0.30258 | 678.8697 | 0.44014
|  | 568.0263 | 0 | 678.7835 | 0.0011965 | 568.0263 | 0 | 678.7835 | -0.032768 | 671.1873 | -0.0029403 | 678.7835 | -0.021057 | 679.1024 | 0 | 673.58 | 0.014274 | 679.1024 | 0 | 679.1024 | 0 | 679.1024 | 2.7757e-05 | 673.58 | 0.010726 | 679.1024 | 0 | 570.193 | 0.00046526 | 679.1024 | 0.0080343 | 679.1024 | 0.071637 | 678.7835 | 2.9513 | 851.6791 | 0.01923 | 678.7835 | -0.0037667 | 851.0397 | 13.2937 | 851.6791 | 0.52909 | 678.7835 | 0.29043 | 679.1024 | 0.43591
|  | 568.1431 | 0.0072841 | 679.0166 | 0.0054169 | 568.1431 | 0.017863 | 679.0166 | 0.0062147 | 671.418 | 0.0027391 | 679.0166 | 0.019474 | 679.3351 | 0.0020692 | 673.82 | -0.015393 | 679.3351 | 0.0091339 | 679.3351 | 0.0021395 | 679.3351 | 0.0023569 | 673.82 | -0.0085115 | 679.3351 | 0.0025136 | 570.3116 | 0.00024127 | 679.3351 | 0.023976 | 679.3351 | 0.095337 | 679.0166 | 2.8494 | 851.8461 | 0.01368 | 679.0166 | -0.0013448 | 851.2069 | 13.34 | 851.8461 | 0.53179 | 679.0166 | 0.29952 | 679.3351 | 0.43414
|  | 568.2598 | 0 | 679.2496 | -0.0019652 | 568.2598 | 0 | 679.2496 | -0.027683 | 671.6487 | -0.004708 | 679.2496 | -0.023004 | 679.5679 | 0 | 674.05 | -0.0086761 | 679.5679 | 0 | 679.5679 | 0 | 679.5679 | 0 | 674.05 | -0.018305 | 679.5679 | 0 | 570.4303 | 0.00046851 | 679.5679 | 0.01107 | 679.5679 | 0.068944 | 679.2496 | 2.7265 | 852.013 | 0.024612 | 679.2496 | -0.0048047 | 851.3741 | 13.3852 | 852.013 | 0.53532 | 679.2496 | 0.2882 | 679.5679 | 0.42986
|  | 568.3766 | 0.013705 | 679.4827 | 0.0035725 | 568.3766 | 0.017593 | 679.4827 | 0.020782 | 671.8795 | 0.0053098 | 679.4827 | 0.015342 | 679.8006 | 0.011722 | 674.28 | 0.012595 | 679.8006 | 0.0037496 | 679.8006 | 0.0035392 | 679.8006 | 0.0027228 | 674.28 | -0.01026 | 679.8006 | 0.0031729 | 570.5489 | 0.0002305 | 679.8006 | 0.017402 | 679.8006 | 0.088335 | 679.4827 | 2.6509 | 852.18 | 0.02506 | 679.4827 | -0.0022688 | 851.5414 | 13.4828 | 852.18 | 0.53649 | 679.4827 | 0.29473 | 679.8006 | 0.427
|  | 568.4934 | 0 | 679.7158 | 0.0035013 | 568.4934 | 0 | 679.7158 | -0.031657 | 672.1102 | -0.0027091 | 679.7158 | -0.018295 | 680.0333 | 0 | 674.51 | 0.013714 | 680.0333 | 0 | 680.0333 | 0 | 680.0333 | 0 | 674.51 | -0.01848 | 680.0333 | 0 | 570.6676 | 0.00047217 | 680.0333 | 0.0074604 | 680.0333 | 0.068136 | 679.7158 | 2.5312 | 852.347 | 0.023266 | 679.7158 | -0.0027184 | 851.7086 | 13.4707 | 852.347 | 0.53702 | 679.7158 | 0.28291 | 680.0333 | 0.42466
|  | 568.6101 | 0 | 679.9488 | 0.0075078 | 568.6101 | 0.025171 | 679.9488 | 0.035349 | 672.341 | 0.0092973 | 679.9488 | 0.015446 | 680.2661 | 0.0099644 | 674.75 | -0.00027989 | 680.2661 | 0.0078747 | 680.2661 | 0.0032692 | 680.2661 | 0.00279 | 674.75 | 0.00058296 | 680.2661 | 0.0032411 | 570.7863 | 0.00024696 | 680.2661 | 0.01899 | 680.2661 | 0.081332 | 679.9488 | 2.4603 | 852.514 | 0.025229 | 679.9488 | 0.00030833 | 851.8759 | 13.6567 | 852.514 | 0.53632 | 679.9488 | 0.29275 | 680.2661 | 0.42321
|  | 568.7269 | 0 | 680.1819 | -0.0015282 | 568.7269 | 0 | 680.1819 | -0.03217 | 672.5718 | -0.0063201 | 680.1819 | -0.021078 | 680.4989 | 0 | 674.98 | 0.0075566 | 680.4989 | 0 | 680.4989 | 0 | 680.4988 | 0 | 674.98 | -0.0027399 | 680.4989 | 0 | 570.9049 | 0.00046465 | 680.4989 | 0.0062793 | 680.4988 | 0.059787 | 680.1819 | 2.3443 | 852.681 | 0.02136 | 680.1819 | 0.0014647 | 852.0431 | 13.5822 | 852.681 | 0.53843 | 680.1819 | 0.28688 | 680.4988 | 0.41907
|  | 568.8437 | 0.013952 | 680.415 | 0.0055509 | 568.8437 | 0.017322 | 680.415 | 0.0062296 | 672.8026 | 0.0036313 | 680.415 | 0.01618 | 680.7316 | 0.0015331 | 675.21 | 0.017632 | 680.7316 | 0.0088219 | 680.7316 | 0.0028335 | 680.7316 | 0.0029452 | 675.21 | -0.01061 | 680.7316 | 0.0029675 | 571.0236 | 0.00021993 | 680.7316 | 0.023811 | 680.7316 | 0.079447 | 680.415 | 2.2896 | 852.848 | 0.028873 | 680.415 | 0.0022935 | 852.2104 | 13.685 | 852.848 | 0.53984 | 680.415 | 0.2844 | 680.7316 | 0.41721
|  | 568.9605 | 0 | 680.6481 | 0.0013186 | 568.9605 | 0 | 680.6481 | -0.037248 | 673.0333 | -0.0039188 | 680.6481 | -0.021818 | 680.9644 | 0 | 675.45 | -0.0086761 | 680.9644 | 0 | 680.9644 | 0 | 680.9644 | 0 | 675.45 | 0.01265 | 680.9644 | 0 | 571.1422 | 0.00041729 | 680.9644 | 0.003455 | 680.9644 | 0.057633 | 680.6481 | 2.1625 | 853.015 | 0.023042 | 680.6481 | 0.0057968 | 852.3776 | 13.7528 | 853.015 | 0.54413 | 680.6481 | 0.27655 | 680.9644 | 0.41264
|  | 569.0773 | 0.0072841 | 680.8813 | 0.001931 | 569.0773 | 0.013376 | 680.8813 | 0.0060392 | 673.2641 | 0.0045827 | 680.8813 | 0.021247 | 681.1972 | 0.020642 | 675.68 | -0.0086761 | 681.1972 | 0.0092497 | 681.1972 | 0.0037069 | 681.1972 | 0.0026082 | 675.68 | -0.0029147 | 681.1972 | 0.0014422 | 571.2609 | 0.00020204 | 681.1972 | 0.016902 | 681.1972 | 0.078101 | 680.8813 | 2.1186 | 853.182 | 0.01895 | 680.8813 | 0.012669 | 852.5449 | 13.7605 | 853.182 | 0.54619 | 680.8813 | 0.28159 | 681.1972 | 0.40967
|  | 569.1941 | 0 | 681.1144 | -0.0039143 | 569.1941 | 0 | 681.1144 | -0.048234 | 673.4949 | -0.0030933 | 681.1144 | -0.021695 | 681.43 | 0 | 675.91 | -0.0019591 | 681.43 | 0 | 681.43 | 0 | 681.4301 | 0 | 675.91 | -0.002565 | 681.43 | 0 | 571.3796 | 0.00042827 | 681.43 | 0.0053374 | 681.4301 | 0.054401 | 681.1144 | 2.0324 | 853.349 | 0.024163 | 681.1144 | 0.00049205 | 852.7121 | 13.809 | 853.349 | 0.55153 | 681.1144 | 0.2763 | 681.4301 | 0.40621
|  | 569.3109 | 0.015928 | 681.3475 | 0.0068671 | 569.3109 | 0.018946 | 681.3475 | 0.0096974 | 673.7257 | 0.0051924 | 681.3475 | 0.014599 | 681.6628 | 0.017737 | 676.15 | -0.0013994 | 681.6629 | 0.0068586 | 681.6628 | 0.0024577 | 681.6628 | 0.0020963 | 676.15 | -0.0029147 | 681.6628 | 0.0044422 | 571.4983 | 0.00022948 | 681.6628 | 0.017119 | 681.6628 | 0.068944 | 681.3475 | 1.9756 | 853.516 | 0.023547 | 681.3475 | 0.0029215 | 852.8794 | 13.8328 | 853.516 | 0.55588 | 681.3475 | 0.28341 | 681.6628 | 0.40556
|  | 569.4277 | 0 | 681.5807 | 0.0016641 | 569.4277 | 0 | 681.5807 | -0.02874 | 673.9565 | 0.0008581 | 681.5807 | -0.023873 | 681.8957 | 0 | 676.38 | -0.019311 | 681.8957 | 0 | 681.8957 | 0 | 681.8957 | 0 | 676.38 | 0.0039058 | 681.8957 | 0 | 571.6169 | 0.00043823 | 681.8957 | 0.0079613 | 681.8957 | 0.052785 | 681.5807 | 1.8682 | 853.6831 | 0.023154 | 681.5807 | -0.0057314 | 853.0467 | 13.7381 | 853.6831 | 0.56217 | 681.5807 | 0.25631 | 681.8957 | 0.39924
|  | 569.5446 | 0.019756 | 681.8138 | 0.0053839 | 569.5446 | 0.017187 | 681.8138 | 0.016459 | 674.1874 | 0.0031947 | 681.8138 | 0.018261 | 682.1285 | 0.0212 | 676.61 | 0.02155 | 682.1285 | 0.002623 | 682.1285 | 0.00072325 | 682.1285 | 0.0015031 | 676.61 | 0.0056546 | 682.1285 | 0.00098181 | 571.7356 | 0.000212 | 682.1285 | 0.018982 | 682.1285 | 0.071907 | 681.8138 | 1.8268 | 853.8501 | 0.028985 | 681.8138 | 0.0048093 | 853.2139 | 13.9121 | 853.8501 | 0.56428 | 681.8138 | 0.29398 | 682.1285 | 0.39864
|  | 569.6614 | 0.0013333 | 682.047 | 0.0030011 | 569.6614 | 0 | 682.047 | -0.023265 | 674.4182 | -0.0064588 | 682.047 | -0.025281 | 682.3614 | 0 | 676.85 | -0.02155 | 682.3614 | 0 | 682.3614 | 0 | 682.3614 | 0.00026473 | 676.85 | -0.0081612 | 682.3614 | 0 | 571.8543 | 0.00042725 | 682.3614 | 0.0030721 | 682.3614 | 0.049284 | 682.047 | 1.7427 | 854.0171 | 0.030162 | 682.047 | 0.0026637 | 853.3812 | 13.7381 | 854.0171 | 0.56722 | 682.047 | 0.27448 | 682.3614 | 0.3951
|  | 569.7782 | 0.0024034 | 682.2802 | 0.0082624 | 569.7782 | 0.016645 | 682.2802 | 0.015944 | 674.649 | 0.0063738 | 682.2802 | 0.021335 | 682.5942 | 0.013788 | 677.08 | 0.018192 | 682.5942 | 0.00476 | 682.5942 | 0.0033339 | 682.5942 | 0.0028858 | 677.08 | 0.003556 | 682.5942 | 0.0025018 | 571.973 | 0.00021668 | 682.5942 | 0.019855 | 682.5942 | 0.070829 | 682.2802 | 1.7164 | 854.1841 | 0.026798 | 682.2802 | 0.0031199 | 853.5485 | 13.857 | 854.1841 | 0.56828 | 682.2802 | 0.27506 | 682.5942 | 0.39432
|  | 569.8951 | 0 | 682.5134 | -0.0029293 | 569.8951 | 0 | 682.5134 | -0.055346 | 674.8799 | -0.0046621 | 682.5134 | -0.016679 | 682.8271 | 0 | 677.31 | -0.006437 | 682.8271 | 0 | 682.8271 | 0 | 682.8271 | 0 | 677.31 | -0.0076368 | 682.8271 | 0 | 572.0917 | 0.0004051 | 682.8271 | 0 | 682.8271 | 0.050631 | 682.5134 | 1.6216 | 854.3511 | 0.022089 | 682.5134 | -0.0069686 | 853.7158 | 13.8755 | 854.3511 | 0.57262 | 682.5134 | 0.26746 | 682.8271 | 0.39127
|  | 570.0119 | 0.015681 | 682.7466 | 0.0016907 | 570.0119 | 0.001408 | 682.7466 | 0.021394 | 675.1108 | 0.0056015 | 682.7466 | 0.012899 | 683.06 | 0.0044092 | 677.54 | 0.0069968 | 683.06 | 0.0077454 | 683.06 | 0.002186 | 683.06 | 0.0013145 | 677.54 | 5.8296e-05 | 683.06 | 0.0021914 | 572.2104 | 0.00018923 | 683.06 | 0.011626 | 683.06 | 0.064635 | 682.7466 | 1.5667 | 854.5182 | 0.0282 | 682.7466 | 0.0092736 | 853.8831 | 13.9026 | 854.5182 | 0.57662 | 682.7466 | 0.27407 | 683.06 | 0.38969
|  | 570.1288 | 0 | 682.9798 | -0.0022167 | 570.1288 | 0 | 682.9798 | -0.037156 | 675.3416 | -0.0012026 | 682.9798 | -0.022154 | 683.2929 | 0 | 677.78 | -0.042262 | 683.2929 | 0 | 683.2929 | 0 | 683.2928 | 0 | 677.78 | 0.0044305 | 683.2929 | 0 | 572.3291 | 0.00039229 | 683.2929 | 0 | 683.2929 | 0.042282 | 682.9798 | 1.5075 | 854.6852 | 0.021472 | 682.9798 | -0.0075147 | 854.0503 | 13.8249 | 854.6852 | 0.58373 | 682.9798 | 0.2644 | 683.2928 | 0.3871
|  | 570.2456 | 0.0024034 | 683.213 | 0.0010513 | 570.2456 | 0.013141 | 683.213 | 0.0061406 | 675.5725 | 0.0062851 | 683.213 | 0.016442 | 683.5258 | 0.011459 | 678.01 | 0.02155 | 683.5258 | 0.0067024 | 683.5258 | 0.0025764 | 683.5258 | 0.0023337 | 678.01 | 0.016498 | 683.5258 | 0.0013749 | 572.4478 | 0.00020387 | 683.5258 | 0.015823 | 683.5258 | 0.062211 | 683.213 | 1.4874 | 854.8523 | 0.034031 | 683.213 | 0.0071534 | 854.2176 | 13.9046 | 854.8523 | 0.58819 | 683.213 | 0.27705 | 683.5258 | 0.38616
|  | 570.3625 | 0 | 683.4462 | -0.008042 | 570.3625 | 0 | 683.4462 | -0.036511 | 675.8034 | 0.00029902 | 683.4462 | -0.027191 | 683.7587 | 0 | 678.24 | -0.059053 | 683.7587 | 0 | 683.7587 | 0 | 683.7587 | 0 | 678.24 | -0.005713 | 683.7587 | 0 | 572.5665 | 0.00041221 | 683.7587 | 0.003429 | 683.7587 | 0.037434 | 683.4462 | 1.4063 | 855.0193 | 0.0208 | 683.4462 | -0.0025294 | 854.3849 | 13.8452 | 855.0193 | 0.59277 | 683.4462 | 0.26176 | 683.7587 | 0.38308
|  | 570.4794 | 0.01039 | 683.6795 | 0.0044374 | 570.4794 | 0.032885 | 683.6795 | 0.018531 | 676.0343 | 0.0081494 | 683.6795 | 0.017692 | 683.9916 | 0.014221 | 678.48 | -0.017632 | 683.9916 | 0.0072857 | 683.9916 | 0.0010628 | 683.9916 | 0.0020159 | 678.48 | 0.0042556 | 683.9916 | 0.003504 | 572.6852 | 0.00020834 | 683.9916 | 0.022147 | 683.9916 | 0.058441 | 683.6795 | 1.3828 | 855.1863 | 0.027415 | 683.6795 | 0.0015787 | 854.5522 | 13.7785 | 855.1863 | 0.59413 | 683.6795 | 0.27077 | 683.9916 | 0.38108
|  | 570.5962 | 0 | 683.9127 | -0.004333 | 570.5962 | 0 | 683.9127 | -0.036168 | 676.2653 | -0.0055054 | 683.9127 | -0.023944 | 684.2245 | 0 | 678.71 | 0.020431 | 684.2245 | 0 | 684.2245 | 0 | 684.2245 | 0 | 678.71 | -0.005713 | 684.2245 | 0 | 572.8039 | 0.00040449 | 684.2245 | 0.003183 | 684.2246 | 0.041474 | 683.9127 | 1.3155 | 855.3534 | 0.021753 | 683.9127 | -0.006053 | 854.7195 | 13.765 | 855.3534 | 0.59689 | 683.9127 | 0.25978 | 684.2245 | 0.37714
|  | 570.7131 | 0.0099464 | 684.146 | -0.005327 | 570.7131 | 0.010325 | 684.146 | 0.01464 | 676.4962 | 0.002851 | 684.146 | 0.018369 | 684.4575 | 0.0042587 | 678.94 | 0.029387 | 684.4575 | 0.0064486 | 684.4575 | 0.0011291 | 684.4575 | 0.0019927 | 678.94 | -0.0046636 | 684.4575 | 0.0022887 | 572.9226 | 0.00019635 | 684.4575 | 0.01603 | 684.4575 | 0.05871 | 684.146 | 1.2728 | 855.5204 | 0.028368 | 684.146 | -0.0029841 | 854.8868 | 13.7752 | 855.5204 | 0.59742 | 684.146 | 0.26176 | 684.4575 | 0.37492
|  | 570.83 | 0 | 684.3793 | -0.00066142 | 570.83 | 0 | 684.3793 | -0.04915 | 676.7271 | -0.0011902 | 684.3793 | -0.019449 | 684.6904 | 0 | 679.18 | 0.033306 | 684.6904 | 0 | 684.6904 | 0 | 684.6904 | 0.00019076 | 679.18 | 0.008628 | 684.6904 | 0 | 573.0413 | 0.00040307 | 684.6904 | 0.0018432 | 684.6904 | 0.033125 | 684.3793 | 1.2044 | 855.6875 | 0.01951 | 684.3793 | -0.00021965 | 855.0541 | 13.6855 | 855.6875 | 0.59847 | 684.3793 | 0.25333 | 684.6904 | 0.3685
|  | 570.9469 | 0.025435 | 684.6125 | 0.00067838 | 570.9469 | 0.013668 | 684.6125 | 0.014206 | 676.958 | 0.0058906 | 684.6125 | 0.018149 | 684.9234 | 0.0086507 | 679.41 | 0.018752 | 684.9234 | 0.0083753 | 684.9234 | 0.0035553 | 684.9234 | 0.0025657 | 679.41 | -0.00081612 | 684.9234 | 0.0043394 | 573.16 | 0.00020692 | 684.9234 | 0.019256 | 684.9234 | 0.056556 | 684.6125 | 1.1732 | 855.8545 | 0.028761 | 684.6125 | 0.01023 | 855.2215 | 13.6592 | 855.8545 | 0.59853 | 684.6125 | 0.26341 | 684.9234 | 0.36725
|  | 571.0638 | 0 | 684.8458 | -0.0074541 | 571.0638 | 0 | 684.8458 | -0.042701 | 677.189 | 3.3072e-05 | 684.8458 | -0.021271 | 685.1564 | 0 | 679.64 | -0.011475 | 685.1563 | 0 | 685.1564 | 0 | 685.1564 | 0 | 679.64 | -0.0044887 | 685.1564 | 0 | 573.2787 | 0.00041546 | 685.1564 | 0.003732 | 685.1564 | 0.032048 | 684.8458 | 1.118 | 856.0216 | 0.020519 | 684.8458 | -0.0082392 | 855.3888 | 13.5508 | 856.0216 | 0.60141 | 684.8458 | 0.25391 | 685.1564 | 0.36602
|  | 571.1807 | 0.019262 | 685.0791 | 0.0060655 | 571.1807 | 0.015022 | 685.0791 | 0.0094791 | 677.4199 | 0.0046386 | 685.0791 | 0.021835 | 685.3893 | 0.0087992 | 679.88 | 0.014833 | 685.3893 | 0.0053506 | 685.3893 | 0.0049337 | 685.3893 | 0.0025313 | 679.88 | 0.010726 | 685.3893 | 0.0031732 | 573.3975 | 0.00020875 | 685.3893 | 0.016648 | 685.3893 | 0.050361 | 685.0791 | 1.1078 | 856.1887 | 0.030555 | 685.0791 | 0.010573 | 855.5561 | 13.5621 | 856.1887 | 0.60435 | 685.0791 | 0.25812 | 685.3893 | 0.36457
|  | 571.2976 | 0 | 685.3124 | 0.0019859 | 571.2976 | 0 | 685.3124 | -0.049613 | 677.6509 | -0.010497 | 685.3124 | -0.023485 | 685.6223 | 0 | 680.11 | -0.034985 | 685.6223 | 0 | 685.6223 | 0 | 685.6223 | 0 | 680.11 | -0.011834 | 685.6223 | 0 | 573.5162 | 0.00042461 | 685.6223 | 0 | 685.6223 | 0.027201 | 685.3124 | 1.0364 | 856.3557 | 0.021753 | 685.3124 | -0.0001213 | 855.7234 | 13.5052 | 856.3557 | 0.60887 | 685.3124 | 0.24424 | 685.6223 | 0.36022
|  | 571.4145 | 0.0057311 | 685.5458 | 0.0024889 | 571.4145 | 0.021382 | 685.5458 | 0.030703 | 677.8819 | 0.0048477 | 685.5458 | 0.018329 | 685.8553 | 0.014656 | 680.34 | -0.0092359 | 685.8553 | 0.01368 | 685.8553 | 0.0020333 | 685.8553 | 0.0025697 | 680.34 | -0.0076368 | 685.8553 | 0.0038341 | 573.6349 | 0.00021586 | 685.8553 | 0.019862 | 685.8554 | 0.05494 | 685.5458 | 1.0198 | 856.5228 | 0.028761 | 685.5458 | 0.0092879 | 855.8908 | 13.547 | 856.5228 | 0.61087 | 685.5458 | 0.25779 | 685.8553 | 0.36023
|  | 571.5315 | 0 | 685.7791 | -0.0018235 | 571.5315 | 0 | 685.7791 | -0.069348 | 678.1129 | -0.0074011 | 685.7791 | -0.023627 | 686.0883 | 0 | 680.58 | -0.00083963 | 686.0883 | 0 | 686.0883 | 0 | 686.0883 | 0 | 680.58 | 0.0075785 | 686.0883 | 0 | 573.7537 | 0.00038132 | 686.0883 | 0.0024719 | 686.0883 | 0.030971 | 685.7791 | 0.97659 | 856.6898 | 0.026518 | 685.7791 | -0.0064105 | 856.0581 | 13.3775 | 856.6898 | 0.61416 | 685.7791 | 0.24482 | 686.0883 | 0.3574
|  | 571.6484 | 0.019509 | 686.0124 | 0.0046925 | 571.6484 | 0.018946 | 686.0124 | 0.011807 | 678.3439 | 0.0035314 | 686.0124 | 0.017713 | 686.3214 | 0.014554 | 680.81 | -0.02379 | 686.3214 | 0.0057847 | 686.3214 | 0.004001 | 686.3214 | 0.0020426 | 680.81 | -0.004139 | 686.3214 | 0.0031798 | 573.8724 | 0.00016525 | 686.3214 | 0.016005 | 686.3214 | 0.0509 | 686.0124 | 0.96758 | 856.8569 | 0.02663 | 686.0124 | -0.0012893 | 856.2254 | 13.2426 | 856.8569 | 0.61633 | 686.0124 | 0.25474 | 686.3214 | 0.35719
|  | 571.7654 | 0 | 686.2458 | 0.0004641 | 571.7654 | 0 | 686.2458 | -0.06225 | 678.5749 | -0.0058975 | 686.2458 | -0.023931 | 686.5544 | 0 | 681.04 | -0.0053177 | 686.5544 | 0 | 686.5544 | 0 | 686.5544 | 0 | 681.04 | -0.0078116 | 686.5544 | 0 | 573.9911 | 0.00036912 | 686.5544 | 0.0010313 | 686.5544 | 0.024023 | 686.2458 | 0.91491 | 857.024 | 0.027023 | 686.2458 | -0.00079203 | 856.3927 | 13.1838 | 857.024 | 0.6208 | 686.2458 | 0.24185 | 686.5544 | 0.35318
|  | 571.8823 | 0 | 686.4791 | 0.006018 | 571.8823 | 0.024359 | 686.4791 | -0.0035068 | 678.8059 | 0.00442 | 686.4791 | 0.015848 | 686.7874 | 0.015329 | 681.28 | -0.017632 | 686.7874 | 0.0095967 | 686.7874 | 0.0031972 | 686.7874 | 0.0029361 | 681.28 | -0.0078116 | 686.7874 | 0.0037545 | 574.1099 | 0.00020448 | 686.7874 | 0.014994 | 686.7874 | 0.047668 | 686.4791 | 0.90543 | 857.1911 | 0.032012 | 686.4791 | 0.0055909 | 856.5601 | 13.1327 | 857.1911 | 0.62321 | 686.4791 | 0.25366 | 686.7874 | 0.35335
|  | 571.9992 | 0 | 686.7125 | -0.00089462 | 571.9992 | 0 | 686.7125 | -0.032493 | 679.0369 | -0.0049829 | 686.7125 | -0.029677 | 687.0205 | 0 | 681.51 | -0.02379 | 687.0205 | 0 | 687.0205 | 0 | 687.0205 | 0 | 681.51 | 0.0056546 | 687.0205 | 0 | 574.2286 | 0.00039372 | 687.0205 | 0.0017006 | 687.0205 | 0.028278 | 686.7125 | 0.85461 | 857.3582 | 0.031564 | 686.7125 | -0.014123 | 856.7274 | 12.9709 | 857.3582 | 0.62714 | 686.7125 | 0.24656 | 687.0205 | 0.35017
|  | 572.1162 | 0.0086152 | 686.9459 | 0.017273 | 572.1162 | 0.01056 | 686.9459 | 0.020675 | 679.268 | 0.0066389 | 686.9459 | 0.019328 | 687.2536 | 0.015331 | 681.74 | 0.0013994 | 687.2536 | 0.012835 | 687.2536 | 0.00472 | 687.2535 | 0.00371 | 681.74 | 0.00040807 | 687.2536 | 0.0043841 | 574.3474 | 0.00018985 | 687.2536 | 0.015162 | 687.2535 | 0.0509 | 686.9459 | 0.859 | 857.5252 | 0.032349 | 686.9459 | 0.013136 | 856.8948 | 12.9619 | 857.5252 | 0.62896 | 686.9459 | 0.24994 | 687.2535 | 0.34724
|  | 572.2332 | 0 | 687.1793 | -0.0014198 | 572.2332 | 0 | 687.1793 | -0.018974 | 679.499 | -0.0052032 | 687.1793 | -0.025171 | 687.4866 | 0 | 681.98 | -0.023229 | 687.4866 | 0 | 687.4866 | 0 | 687.4866 | 0 | 681.98 | 0.00023318 | 687.4866 | 0 | 574.4661 | 0.0003805 | 687.4866 | 0.0035282 | 687.4866 | 0.026134 | 687.1793 | 0.80355 | 857.6923 | 0.021865 | 687.1793 | 0.0053454 | 857.0621 | 12.8986 | 857.6923 | 0.63302 | 687.1793 | 0.23739 | 687.4866 | 0.34427
|  | 572.3501 | 0 | 687.4127 | 0.005385 | 572.3501 | 0.028148 | 687.4127 | 0.013866 | 679.7301 | 0.0073021 | 687.4127 | 0.020627 | 687.7197 | 0.022723 | 682.21 | -0.0030786 | 687.7197 | 0.006741 | 687.7197 | 0.0035067 | 687.7197 | 0.0020399 | 682.21 | -0.0034394 | 687.7197 | 0.0012342 | 574.5848 | 0.00019127 | 687.7197 | 0.011496 | 687.7197 | 0.048746 | 687.4127 | 0.79176 | 857.8594 | 0.026126 | 687.4127 | 0.004626 | 857.2295 | 12.7051 | 857.8594 | 0.63496 | 687.4127 | 0.24309 | 687.7197 | 0.34129
|  | 572.4671 | 0 | 687.6461 | -0.0069027 | 572.4671 | 0 | 687.6461 | -0.031506 | 679.9611 | -0.0053097 | 687.6461 | -0.028485 | 687.9528 | 0 | 682.44 | -0.0025189 | 687.9528 | 0 | 687.9528 | 0 | 687.9528 | 0 | 682.44 | -0.0036143 | 687.9528 | 0 | 574.7036 | 0.00040367 | 687.9528 | 0 | 687.9528 | 0.023543 | 687.6461 | 0.75965 | 858.0265 | 0.022257 | 687.6461 | -0.0049452 | 857.3969 | 12.537 | 858.0265 | 0.6406 | 687.6461 | 0.23929 | 687.9528 | 0.33876
|  | 572.5841 | 0.0057311 | 687.8795 | 0.0047438 | 572.5841 | 0.025983 | 687.8795 | -0.025327 | 680.1922 | 0.0053445 | 687.8795 | 0.01584 | 688.1859 | 0.023058 | 682.68 | 0.027708 | 688.1859 | 0.0054441 | 688.1859 | 0.0033746 | 688.1859 | 0.0022596 | 682.68 | 0.0081029 | 688.1859 | 0.0033484 | 574.8224 | 0.00021241 | 688.1859 | 0.017253 | 688.1859 | 0.047399 | 687.8795 | 0.75179 | 858.1936 | 0.02663 | 687.8795 | 0.0022257 | 857.5642 | 12.5543 | 858.1936 | 0.64459 | 687.8795 | 0.24466 | 688.1859 | 0.33737
|  | 572.7011 | 0 | 688.1129 | 0.0015392 | 572.7011 | 0 | 688.1129 | -0.050239 | 680.4233 | -0.0064179 | 688.1129 | -0.026917 | 688.419 | 0 | 682.91 | -0.012035 | 688.419 | 0 | 688.419 | 0 | 688.419 | 0 | 682.91 | -0.014807 | 688.419 | 0 | 574.9411 | 0.0004118 | 688.419 | 0 | 688.419 | 0.020916 | 688.1129 | 0.70374 | 858.3607 | 0.021865 | 688.1129 | -0.0097676 | 857.7316 | 12.3406 | 858.3607 | 0.64976 | 688.1129 | 0.21491 | 688.419 | 0.33345
|  | 572.8181 | 0 | 688.3464 | 0.0063449 | 572.8181 | 0.018811 | 688.3464 | 0.0097843 | 680.6544 | 0.0039153 | 688.3464 | 0.019123 | 688.6522 | 0.010531 | 683.14 | -0.0075566 | 688.6522 | 0.011009 | 688.6522 | 0.0050871 | 688.6522 | 0.003007 | 683.14 | 0.015274 | 688.6522 | 0.0021616 | 575.0599 | 0.0001996 | 688.6522 | 0.011574 | 688.6522 | 0.03932 | 688.3464 | 0.70744 | 858.5278 | 0.025509 | 688.3464 | 0.0034974 | 857.899 | 12.1692 | 858.5278 | 0.65099 | 688.3464 | 0.24945 | 688.6522 | 0.33236
|  | 572.9351 | 0 | 688.5798 | -0.00013585 | 572.9351 | 0 | 688.5798 | -0.035241 | 680.8855 | -0.0093365 | 688.5798 | -0.028679 | 688.8853 | 0 | 683.38 | 0.0086761 | 688.8853 | 0 | 688.8853 | 0 | 688.8853 | 0 | 683.38 | -0.0060627 | 688.8853 | 0 | 575.1786 | 0.00034412 | 688.8853 | 0 | 688.8853 | 0.023967 | 688.5798 | 0.65638 | 858.6949 | 0.017268 | 688.5798 | 0.00089911 | 858.0663 | 12.0654 | 858.6949 | 0.65452 | 688.5798 | 0.22813 | 688.8853 | 0.32885
|  | 573.0521 | 0.0032908 | 688.8133 | 0.0052013 | 573.0521 | 0.011968 | 688.8133 | 0.021073 | 681.1166 | 0.003937 | 688.8133 | 0.021802 | 689.1184 | 0.011802 | 683.61 | 0.013154 | 689.1184 | 0.0081801 | 689.1184 | 0.0028074 | 689.1185 | 0.001513 | 683.61 | 0.0014574 | 689.1184 | 0.0020572 | 575.2974 | 0.00014472 | 689.1184 | 0.010966 | 689.1185 | 0.040666 | 688.8133 | 0.66839 | 858.862 | 0.011717 | 688.8133 | 0.0081135 | 858.2337 | 11.8642 | 858.862 | 0.65763 | 688.8133 | 0.24003 | 689.1185 | 0.32752
|  | 573.1691 | 0 | 689.0468 | -0.0077599 | 573.1691 | 0 | 689.0468 | -0.031133 | 681.3477 | -0.0026786 | 689.0468 | -0.026602 | 689.3516 | 0 | 683.84 | -0.023229 | 689.3516 | 0 | 689.3516 | 0 | 689.3516 | 0 | 683.84 | 5.8296e-05 | 689.3516 | 0 | 575.4162 | 0.00031648 | 689.3516 | 0 | 689.3516 | 0.018162 | 689.0467 | 0.62449 | 859.0291 | 0.016483 | 689.0468 | 0.0018989 | 858.4011 | 11.8136 | 859.0291 | 0.6631 | 689.0467 | 0.23061 | 689.3516 | 0.32367
|  | 573.2861 | 0.018644 | 689.2802 | -0.0013102 | 573.2861 | 0.016645 | 689.2802 | 0.0076404 | 681.5789 | 0.0077664 | 689.2802 | 0.019248 | 689.5848 | 0.0053308 | 684.08 | 0.0041982 | 689.5848 | 0.0048431 | 689.5848 | 0.0014755 | 689.5848 | 0.0026797 | 684.08 | -0.0011659 | 689.5848 | 0.0031942 | 575.5349 | 0.00017175 | 689.5848 | 0.015448 | 689.5848 | 0.036627 | 689.2802 | 0.63004 | 859.1962 | 0.026798 | 689.2802 | 0.0080694 | 858.5685 | 11.6575 | 859.1962 | 0.66615 | 689.2802 | 0.23846 | 689.5848 | 0.32492
|  | 573.4031 | 0 | 689.5137 | 0.003851 | 573.4031 | 0 | 689.5137 | -0.037452 | 681.81 | -0.0040239 | 689.5137 | -0.020215 | 689.8179 | 0 | 684.31 | 0.0081163 | 689.8179 | 0 | 689.8179 | 0 | 689.8179 | 0 | 684.31 | -0.0069371 | 689.8179 | 0 | 575.6537 | 0.00033172 | 689.8179 | 0.0014984 | 689.8179 | 0.01935 | 689.5137 | 0.5866 | 859.3633 | 0.02136 | 689.5137 | -0.0015576 | 858.7359 | 11.3692 | 859.3633 | 0.66997 | 689.5137 | 0.22507 | 689.8179 | 0.32221
|  | 573.5202 | 0.013952 | 689.7472 | -5.9121e-06 | 573.5202 | 0.011029 | 689.7472 | -0.002877 | 682.0411 | 0.0067953 | 689.7472 | 0.019427 | 690.0511 | 0.0064801 | 684.54 | 0.0025189 | 690.0511 | 0.0036407 | 690.0511 | 0.0024885 | 690.0511 | 0.0024212 | 684.54 | 0.01195 | 690.0511 | 0.0015736 | 575.7725 | 0.00015997 | 690.0511 | 0.012821 | 690.0512 | 0.03932 | 689.7472 | 0.58984 | 859.5305 | 0.020519 | 689.7472 | 0.0073588 | 858.9033 | 11.4108 | 859.5305 | 0.67261 | 689.7472 | 0.23185 | 690.0511 | 0.32101
|  | 573.6372 | 0 | 689.9807 | -0.0038601 | 573.6372 | 0 | 689.9807 | -0.079721 | 682.2723 | -0.0029883 | 689.9807 | -0.023641 | 690.2843 | 0 | 684.78 | -0.00027989 | 690.2843 | 0 | 690.2843 | 0 | 690.2843 | 0 | 684.78 | -0.0053632 | 690.2843 | 0 | 575.8913 | 0.00034351 | 690.2843 | 0 | 690.2843 | 0.014547 | 689.9807 | 0.55518 | 859.6976 | 0.018109 | 689.9807 | -0.0085 | 859.0707 | 11.0938 | 859.6976 | 0.67778 | 689.9807 | 0.22714 | 690.2843 | 0.31612
|  | 573.7542 | 0.016545 | 690.2142 | 0.00023541 | 573.7542 | 0.020705 | 690.2142 | 0.00024798 | 682.5035 | 0.0073892 | 690.2142 | 0.015725 | 690.5175 | 0.015191 | 685.01 | 0.018752 | 690.5175 | 0.0064391 | 690.5175 | 0.0024755 | 690.5175 | 0.0025601 | 685.01 | -0.0085115 | 690.5175 | 0.0027807 | 576.0101 | 0.00018415 | 690.5175 | 0.01497 | 690.5175 | 0.040397 | 690.2142 | 0.56696 | 859.8647 | 0.034872 | 690.2142 | 0.0014545 | 859.2381 | 10.9668 | 859.8647 | 0.68084 | 690.2142 | 0.23045 | 690.5175 | 0.31594
|  | 573.8713 | 0 | 690.4478 | -0.0035663 | 573.8713 | 0 | 690.4478 | -0.053882 | 682.7347 | -0.00059257 | 690.4478 | -0.027613 | 690.7507 | 0 | 685.25 | 0.012595 | 690.7507 | 0 | 690.7507 | 0 | 690.7507 | 0 | 685.25 | -0.0029147 | 690.7507 | 0 | 576.1289 | 0.0003368 | 690.7507 | 0.0014103 | 690.7507 | 0.017103 | 690.4478 | 0.52006 | 860.0318 | 0.023547 | 690.4478 | -0.0098759 | 859.4055 | 10.7488 | 860.0318 | 0.68472 | 690.4478 | 0.22053 | 690.7507 | 0.31405
|  | 573.9883 | 0.0030689 | 690.6813 | 0.0046834 | 573.9883 | 0.019217 | 690.6813 | 0.016898 | 682.9659 | 0.00084991 | 690.6813 | 0.014334 | 690.984 | 0.016686 | 685.48 | -0.02379 | 690.984 | 0.013513 | 690.984 | 0.0011121 | 690.9839 | 0.0018325 | 685.48 | -0.0060627 | 690.984 | 0.0029414 | 576.2476 | 0.00015326 | 690.984 | 0.0083743 | 690.984 | 0.036896 | 690.6813 | 0.53162 | 860.199 | 0.030162 | 690.6813 | 0.00053307 | 859.5729 | 10.686 | 860.199 | 0.68583 | 690.6813 | 0.2259 | 690.9839 | 0.31142
|  | 574.1054 | 0 | 690.9149 | 0.0024634 | 574.1054 | 0 | 690.9149 | -0.056271 | 683.1971 | -0.0028868 | 690.9149 | -0.023663 | 691.2172 | 0 | 685.71 | -0.0058775 | 691.2172 | 0 | 691.2172 | 0 | 691.2172 | 0 | 685.71 | -0.0034394 | 691.2172 | 0 | 576.3664 | 0.00033416 | 691.2172 | 0 | 691.2172 | 0.016426 | 690.9149 | 0.49049 | 860.3661 | 0.019342 | 690.9149 | 0.0092794 | 859.7403 | 10.3295 | 860.3661 | 0.6913 | 690.9149 | 0.21739 | 691.2172 | 0.30864
|  | 574.2225 | 0.0039563 | 691.1484 | -0.00034573 | 574.2225 | 0.015698 | 691.1484 | -0.0085621 | 683.4283 | 0.0080449 | 691.1484 | 0.021859 | 691.4505 | 0.019496 | 685.95 | 0.015953 | 691.4505 | 0.0055295 | 691.4505 | 0.003598 | 691.4504 | 0.001484 | 685.95 | -0.0034394 | 691.4505 | 0.0002287 | 576.4852 | 0.00018171 | 691.4505 | 0.015695 | 691.4504 | 0.040666 | 691.1484 | 0.49488 | 860.5332 | 0.013904 | 691.1484 | -0.00087424 | 859.9077 | 10.2667 | 860.5332 | 0.69512 | 691.1484 | 0.22111 | 691.4504 | 0.3068
|  | 574.3395 | 0 | 691.382 | 0.00054229 | 574.3395 | 0 | 691.382 | -0.074864 | 683.6595 | -0.0023813 | 691.382 | -0.030608 | 691.6837 | 0 | 686.18 | -0.032185 | 691.6837 | 0 | 691.6837 | 0 | 691.6837 | 0 | 686.18 | -0.012709 | 691.6837 | 0 | 576.604 | 0.00036099 | 691.6837 | 0 | 691.6837 | 0.014716 | 691.382 | 0.45792 | 860.7004 | 0.023042 | 691.382 | -0.0035277 | 860.0751 | 10.0061 | 860.7004 | 0.7014 | 691.382 | 0.21582 | 691.6837 | 0.30472
|  | 574.4566 | 0.0044001 | 691.6156 | 0.0079486 | 574.4566 | 0.00352 | 691.6156 | 0.025614 | 683.8907 | 0.0030989 | 691.6156 | 0.019737 | 691.917 | 0.012403 | 686.41 | 0.015953 | 691.917 | 0.0091912 | 691.917 | 0.0041643 | 691.917 | 0.0012344 | 686.41 | -0.00099105 | 691.917 | 0.003915 | 576.7228 | 0.00017928 | 691.917 | 0.016342 | 691.917 | 0.037434 | 691.6156 | 0.46901 | 860.8675 | 0.026014 | 691.6156 | -0.0016572 | 860.2425 | 9.9373 | 860.8675 | 0.70469 | 691.6156 | 0.22284 | 691.917 | 0.30412
|  | 574.5737 | 0 | 691.8491 | -0.0041278 | 574.5737 | 0 | 691.8491 | -0.051995 | 684.1219 | -0.0061659 | 691.8491 | -0.026175 | 692.1503 | 0 | 686.65 | -0.036664 | 692.1503 | 0 | 692.1503 | 0 | 692.1503 | 0 | 686.65 | -0.0043139 | 692.1503 | 0 | 576.8416 | 0.00034676 | 692.1503 | 0 | 692.1503 | 0.010558 | 691.8492 | 0.42904 | 861.0347 | 0.0208 | 691.8491 | 0.0004546 | 860.41 | 9.7457 | 861.0347 | 0.71004 | 691.8492 | 0.21045 | 692.1503 | 0.29848
|  | 574.6908 | 0.019879 | 692.0827 | 0.0048344 | 574.6908 | 0.013804 | 692.0827 | 0.0042401 | 684.3532 | 0.0076848 | 692.0827 | 0.016918 | 692.3835 | 0.01293 | 686.88 | 0.012035 | 692.3835 | 0.010127 | 692.3835 | 0.0027122 | 692.3835 | 0.0020723 | 686.88 | -0.016206 | 692.3835 | 0.0042091 | 576.9604 | 0.00016789 | 692.3835 | 0.0135 | 692.3835 | 0.035549 | 692.0827 | 0.44706 | 861.2018 | 0.034423 | 692.0827 | -0.00096351 | 860.5774 | 9.5833 | 861.2018 | 0.71474 | 692.0827 | 0.21194 | 692.3835 | 0.29862
|  | 574.8079 | 0 | 692.3164 | -0.0054074 | 574.8079 | 0 | 692.3164 | -0.047202 | 684.5845 | 0.0013529 | 692.3164 | -0.023612 | 692.6168 | 0 | 687.11 | -0.020991 | 692.6168 | 0 | 692.6168 | 0 | 692.6168 | 0 | 687.11 | -0.017605 | 692.6168 | 0 | 577.0792 | 0.00029493 | 692.6168 | 0 | 692.6168 | 0.0148 | 692.3164 | 0.41101 | 861.369 | 0.032012 | 692.3164 | 0.0054816 | 860.7448 | 9.2913 | 861.369 | 0.72173 | 692.3164 | 0.20673 | 692.6168 | 0.29524
|  | 574.925 | 0.016792 | 692.55 | 0.0016726 | 574.925 | 0.023683 | 692.55 | 0.030489 | 684.8157 | 0.013587 | 692.55 | 0.021203 | 692.8501 | 0.01218 | 687.35 | -0.031627 | 692.8501 | 0.006339 | 692.8501 | 0.0019831 | 692.8502 | 0.0017299 | 687.35 | 0.0060044 | 692.8501 | 0.0015312 | 577.198 | 0.00012765 | 692.8501 | 0.0088481 | 692.8502 | 0.033664 | 692.55 | 0.41356 | 861.5361 | 0.021304 | 692.55 | -0.0020503 | 860.9123 | 9.1788 | 861.5361 | 0.72608 | 692.55 | 0.21342 | 692.8502 | 0.29437
|  | 575.0421 | 0 | 692.7836 | -0.0012809 | 575.0421 | 0 | 692.7836 | -0.069969 | 685.047 | 0.0047891 | 692.7836 | -0.020465 | 693.0835 | 0 | 687.58 | -0.020991 | 693.0835 | 0 | 693.0835 | 0 | 693.0834 | 0 | 687.58 | -0.00029147 | 693.0835 | 0 | 577.3169 | 0.0002805 | 693.0835 | 0 | 693.0834 | 0.011386 | 692.7836 | 0.38629 | 861.7033 | 0.027808 | 692.7836 | -0.0020313 | 861.0797 | 8.9519 | 861.7033 | 0.73119 | 692.7836 | 0.2059 | 693.0834 | 0.2907
|  | 575.1592 | 0.013459 | 693.0172 | 0.0090535 | 575.1592 | 0.026254 | 693.0172 | 0.053452 | 685.2783 | 0.018103 | 693.0172 | 0.021602 | 693.3168 | 0.012999 | 687.81 | 0.047299 | 693.3168 | 0.010418 | 693.3168 | 0.005196 | 693.3168 | 0.0031325 | 687.81 | 0.0025067 | 693.3168 | 0.0039701 | 577.4357 | 0.00015326 | 693.3168 | 0.012616 | 693.3168 | 0.03151 | 693.0172 | 0.40431 | 861.8704 | 0.028873 | 693.0172 | 0.0056102 | 861.2471 | 8.8007 | 861.8704 | 0.73324 | 693.0172 | 0.20698 | 693.3168 | 0.28998
|  | 575.2763 | 0 | 693.2509 | -0.0043448 | 575.2763 | 0 | 693.2509 | -0.054718 | 685.5096 | 0.013365 | 693.2509 | -0.026996 | 693.5501 | 0 | 688.05 | -0.011475 | 693.5501 | 0 | 693.5501 | 0 | 693.5501 | 0 | 688.05 | -0.007462 | 693.5501 | 0 | 577.5545 | 0.00028436 | 693.5501 | 0 | 693.5501 | 0.0073887 | 693.2509 | 0.37359 | 862.0376 | 0.019006 | 693.2509 | -0.0029648 | 861.4146 | 8.5529 | 862.0376 | 0.73941 | 693.2509 | 0.19996 | 693.5501 | 0.28895
|  | 575.3935 | 0.010834 | 693.4845 | -0.0053978 | 575.3935 | 0.013376 | 693.4845 | 0.0223 | 685.7408 | 0.018557 | 693.4845 | 0.018829 | 693.7835 | 0.0078418 | 688.28 | -0.00027989 | 693.7835 | 0.0066433 | 693.7835 | 0.004094 | 693.7835 | 0.0011989 | 688.28 | -0.0060627 | 693.7835 | 0.00089618 | 577.6733 | 0.0001311 | 693.7835 | 0.01542 | 693.7835 | 0.033395 | 693.4845 | 0.37544 | 862.2047 | 0.032517 | 693.4845 | 0.0075227 | 861.582 | 8.4779 | 862.2047 | 0.74194 | 693.4845 | 0.21243 | 693.7835 | 0.28821
|  | 575.5106 | 0 | 693.7182 | -0.0012229 | 575.5106 | 0 | 693.7182 | -0.046995 | 685.9722 | 0.0037056 | 693.7182 | -0.022862 | 694.0168 | 0 | 688.52 | -0.033864 | 694.0168 | 0 | 694.0168 | 0 | 694.0168 | 0 | 688.52 | -0.0032645 | 694.0168 | 0 | 577.7921 | 0.00028924 | 694.0168 | 0 | 694.0168 | 0.012335 | 693.7182 | 0.34355 | 862.3719 | 0.02663 | 693.7182 | -0.0050397 | 861.7495 | 8.2788 | 862.3719 | 0.74799 | 693.7182 | 0.19574 | 694.0168 | 0.28304
|  | 575.6278 | 0.010612 | 693.9519 | 0.0074612 | 575.6278 | 0.011264 | 693.9519 | 0.01709 | 686.2035 | 0.021506 | 693.9519 | 0.018739 | 694.2502 | 0.017302 | 688.75 | 0.038904 | 694.2502 | 0.012018 | 694.2502 | 0.0042861 | 694.2502 | 0.0025711 | 688.75 | -0.00064125 | 694.2502 | 0.0046151 | 577.911 | 0.00015814 | 694.2502 | 0.016952 | 694.2502 | 0.027739 | 693.9519 | 0.35418 | 862.5391 | 0.029658 | 693.9519 | 0.00033174 | 861.9169 | 8.0436 | 862.5391 | 0.75204 | 693.9519 | 0.20351 | 694.2502 | 0.2809
|  | 575.7449 | 0 | 694.1856 | -0.0070136 | 575.7449 | 0 | 694.1856 | -0.044118 | 686.4348 | 0.018058 | 694.1856 | -0.032069 | 694.4836 | 0 | 688.98 | 0.006437 | 694.4836 | 0 | 694.4836 | 0 | 694.4836 | 0 | 688.98 | 0.010726 | 694.4836 | 0 | 578.0298 | 0.00026729 | 694.4836 | 0 | 694.4836 | 0.0092466 | 694.1856 | 0.31606 | 862.7062 | 0.024332 | 694.1856 | 0.00064877 | 862.0844 | 7.8322 | 862.7062 | 0.75886 | 694.1856 | 0.19739 | 694.4836 | 0.27866
|  | 575.8621 | 0.0019596 | 694.4193 | -0.0069573 | 575.8621 | 0.020705 | 694.4193 | 0.010863 | 686.6662 | 0.024934 | 694.4193 | 0.018966 | 694.717 | 0.008161 | 689.22 | 0.014274 | 694.717 | 0.004718 | 694.717 | 0.0024762 | 694.717 | 0.00091108 | 689.22 | 0.0063542 | 694.717 | 0.0010331 | 578.1486 | 0.00010895 | 694.717 | 0.014865 | 694.717 | 0.03124 | 694.4193 | 0.33523 | 862.8734 | 0.026014 | 694.4193 | -0.00094695 | 862.2519 | 7.6368 | 862.8734 | 0.76244 | 694.4193 | 0.20343 | 694.717 | 0.279
|  | 575.9792 | 0 | 694.653 | -0.0057588 | 575.9792 | 0 | 694.653 | -0.040405 | 686.8975 | 0.01318 | 694.653 | -0.027097 | 694.9504 | 0 | 689.45 | -0.017632 | 694.9504 | 0 | 694.9504 | 0 | 694.9504 | 0 | 689.45 | -0.00011659 | 694.9504 | 0 | 578.2675 | 0.00023944 | 694.9504 | 0 | 694.9504 | 0.0075341 | 694.653 | 0.29711 | 863.0406 | 0.03033 | 694.653 | -0.007825 | 862.4193 | 7.4135 | 863.0406 | 0.76644 | 694.653 | 0.17079 | 694.9504 | 0.27441
|  | 576.0964 | 0 | 694.8867 | 0.0033805 | 576.0964 | 0.027472 | 694.8867 | -0.0014582 | 687.1289 | 0.02463 | 694.8867 | 0.018393 | 695.1838 | 0.015329 | 689.68 | 0.014833 | 695.1838 | 0.0093727 | 695.1838 | 0.0018001 | 695.1838 | 0.0025133 | 689.68 | 0.012476 | 695.1838 | 0.0021968 | 578.3863 | 0.00013049 | 695.1838 | 0.012874 | 695.1838 | 0.02361 | 694.8867 | 0.31098 | 863.2078 | 0.020912 | 694.8867 | 0.012528 | 862.5868 | 7.2753 | 863.2078 | 0.76849 | 694.8867 | 0.2197 | 695.1838 | 0.27515
|  | 576.2136 | 0 | 695.1204 | -0.0068256 | 576.2136 | 0 | 695.1204 | -0.050809 | 687.3602 | 0.015129 | 695.1204 | -0.025824 | 695.4172 | 0 | 689.92 | -0.011475 | 695.4172 | 0 | 695.4172 | 0 | 695.4172 | 0 | 689.92 | 0.0074037 | 695.4172 | 0 | 578.5051 | 0.00024981 | 695.4172 | 0 | 695.4172 | 0.0043236 | 695.1204 | 0.28949 | 863.375 | 0.023827 | 695.1204 | -0.0013906 | 862.7543 | 7.0434 | 863.375 | 0.77319 | 695.1204 | 0.19591 | 695.4172 | 0.27185
|  | 576.3307 | 0.011277 | 695.3541 | -0.00074347 | 576.3307 | 0.011264 | 695.3541 | -0.011586 | 687.5916 | 0.017829 | 695.3541 | 0.017896 | 695.6506 | 0.020544 | 690.15 | 0.0047579 | 695.6506 | 0.0068411 | 695.6506 | 0.0029477 | 695.6506 | 0.00094098 | 690.15 | -0.0046636 | 695.6506 | 0.0016623 | 578.624 | 0.00011931 | 695.6506 | 0.012238 | 695.6506 | 0.029355 | 695.3541 | 0.29642 | 863.5422 | 0.026294 | 695.3541 | -0.00021551 | 862.9217 | 6.9279 | 863.5422 | 0.77413 | 695.3541 | 0.19946 | 695.6506 | 0.27221
|  | 576.4479 | 0 | 695.5879 | 0.0040253 | 576.4479 | 0.0021168 | 695.5879 | -0.059966 | 687.823 | 0.0057482 | 695.5879 | -0.029053 | 695.8841 | 0 | 690.38 | -0.0053177 | 695.8841 | 0 | 695.8841 | 0 | 695.8841 | 0 | 690.38 | -0.0020404 | 695.8841 | 0 | 578.7428 | 0.00022379 | 695.8841 | 6.5245e-05 | 695.8841 | 0.0042207 | 695.5879 | 0.26523 | 863.7093 | 0.019118 | 695.5879 | -0.0017539 | 863.0892 | 6.6814 | 863.7093 | 0.77719 | 695.5879 | 0.18426 | 695.8841 | 0.26705
|  | 576.5651 | 0.019756 | 695.8216 | -0.0038805 | 576.5651 | 0.0089172 | 695.8216 | 0.0080228 | 688.0544 | 0.012481 | 695.8216 | 0.020976 | 696.1175 | 0.014436 | 690.62 | 0.015953 | 696.1175 | 0.0090919 | 696.1175 | 0.0018847 | 696.1175 | 0.0017225 | 690.62 | 0.0082777 | 696.1175 | 0.0041057 | 578.8617 | 0.00010448 | 696.1175 | 0.010715 | 696.1175 | 0.028547 | 695.8216 | 0.27817 | 863.8765 | 0.028088 | 695.8216 | 0.0066009 | 863.2567 | 6.6149 | 863.8765 | 0.77683 | 695.8216 | 0.20004 | 696.1175 | 0.26685
|  | 576.6823 | 0 | 696.0554 | -0.0058897 | 576.6823 | 0 | 696.0554 | -0.067561 | 688.2858 | 0.006262 | 696.0554 | -0.030638 | 696.351 | 0 | 690.85 | 0.02211 | 696.351 | 0 | 696.351 | 0 | 696.351 | 0 | 690.85 | -0.002565 | 696.351 | 0 | 578.9805 | 0.00021383 | 696.351 | 0 | 696.351 | 0.0027728 | 696.0554 | 0.2553 | 864.0437 | 0.027695 | 696.0554 | -0.0027288 | 863.4242 | 6.3859 | 864.0437 | 0.78018 | 696.0554 | 0.1874 | 696.351 | 0.26438
|  | 576.7995 | 0.02951 | 696.2892 | -0.0017371 | 576.7995 | 0.01854 | 696.2892 | 0.012038 | 688.5172 | 0.012898 | 696.2892 | 0.021094 | 696.5844 | 0.011497 | 691.09 | -0.0047579 | 696.5844 | 0.0071691 | 696.5844 | 0.001431 | 696.5845 | 0.0014791 | 691.09 | 0.0058296 | 696.5844 | 0.0032981 | 579.0994 | 0.00010935 | 696.5844 | 0.0089211 | 696.5845 | 0.023428 | 696.2892 | 0.26639 | 864.2109 | 0.025845 | 696.2892 | 0.0033441 | 863.5917 | 6.3384 | 864.2109 | 0.78177 | 696.2892 | 0.20029 | 696.5845 | 0.26402
|  | 576.9167 | 0 | 696.523 | -0.0046727 | 576.9167 | 0 | 696.523 | -0.032433 | 688.7487 | 0.00025832 | 696.523 | -0.025069 | 696.8179 | 0 | 691.32 | 0.0013994 | 696.8179 | 0 | 696.8179 | 0 | 696.8179 | 0 | 691.32 | -0.0015157 | 696.8179 | 0 | 579.2183 | 0.00020976 | 696.8179 | 0 | 696.8179 | 0.0067778 | 696.523 | 0.24582 | 864.3781 | 0.024051 | 696.523 | -0.0014507 | 863.7592 | 5.9892 | 864.3781 | 0.78576 | 696.523 | 0.18525 | 696.8179 | 0.25985
|  | 577.0339 | 0.0028471 | 696.7567 | 0.0050691 | 577.0339 | 0.028825 | 696.7567 | -0.0002795 | 688.9801 | 0.0091314 | 696.7567 | 0.017509 | 697.0514 | 0.016612 | 691.55 | -0.006437 | 697.0514 | 0.010367 | 697.0514 | 0.0045063 | 697.0514 | 0.0032605 | 691.55 | 0.0021569 | 697.0514 | 0.00273 | 579.3371 | 0.00010041 | 697.0514 | 0.012605 | 697.0514 | 0.026303 | 696.7568 | 0.26061 | 864.5453 | 0.028368 | 696.7567 | -0.0058342 | 863.9267 | 5.9471 | 864.5453 | 0.78923 | 696.7568 | 0.19401 | 697.0514 | 0.26081
|  | 577.1512 | 0 | 696.9905 | -0.00019838 | 577.1512 | 0 | 696.9905 | -0.037669 | 689.2115 | -0.0012215 | 696.9905 | -0.024401 | 697.2849 | 0 | 691.79 | -0.02211 | 697.2849 | 0 | 697.2849 | 0 | 697.2849 | 0 | 691.79 | -0.008336 | 697.2849 | 0 | 579.456 | 0.00020956 | 697.2849 | 0 | 697.2849 | 0.0011048 | 696.9905 | 0.22295 | 864.7125 | 0.022257 | 696.9905 | 0.0064077 | 864.0942 | 5.6832 | 864.7125 | 0.79657 | 696.9905 | 0.18004 | 697.2849 | 0.25612
|  | 577.2684 | 0 | 697.2244 | -0.00040178 | 577.2684 | 0.020841 | 697.2244 | -0.013266 | 689.443 | 0.0013722 | 697.2244 | 0.01313 | 697.5184 | 0.015479 | 692.02 | 0.0092359 | 697.5184 | 0.0067796 | 697.5184 | 0.00096978 | 697.5184 | 0.0010372 | 692.02 | 0.0053049 | 697.5184 | 0.0024072 | 579.5748 | 0.00010895 | 697.5184 | 0.0069208 | 697.5184 | 0.023901 | 697.2244 | 0.23566 | 864.8797 | 0.027695 | 697.2244 | 0.0064911 | 864.2617 | 5.5554 | 864.8797 | 0.80362 | 697.2244 | 0.18888 | 697.5184 | 0.25825
|  | 577.3856 | 0 | 697.4582 | -0.0059671 | 577.3856 | 0 | 697.4582 | -0.021511 | 689.6744 | -0.0040681 | 697.4582 | -0.031579 | 697.7519 | 0 | 692.25 | -0.010355 | 697.7519 | 0 | 697.7519 | 0 | 697.752 | 0 | 692.25 | -0.0069371 | 697.7519 | 0 | 579.6937 | 0.00019554 | 697.7519 | 0 | 697.7519 | 0.0053264 | 697.4582 | 0.20331 | 865.047 | 0.026518 | 697.4582 | -5.4858e-05 | 864.4292 | 5.3966 | 865.047 | 0.81379 | 697.4582 | 0.1788 | 697.752 | 0.25281
|  | 577.5029 | 0.0050655 | 697.692 | 0.0059266 | 577.5029 | 0.012906 | 697.692 | -0.011151 | 689.9059 | 0.014189 | 697.692 | 0.021699 | 697.9855 | 0.0043531 | 692.49 | 0.015953 | 697.9855 | 0.0064228 | 697.9855 | 0.0040996 | 697.9855 | 0.0016177 | 692.49 | -0.0072872 | 697.9855 | 0.00474 | 579.8126 | 8.6589e-05 | 697.9855 | 0.011931 | 697.9855 | 0.024838 | 697.692 | 0.21856 | 865.2142 | 0.016875 | 697.692 | 0.0026276 | 864.5967 | 5.2273 | 865.2142 | 0.8206 | 697.692 | 0.18905 | 697.9855 | 0.25404
|  | 577.6201 | 0 | 697.9259 | -0.0047237 | 577.6201 | 0 | 697.9259 | -0.067537 | 690.1374 | -0.0062709 | 697.9259 | -0.033508 | 698.219 | 0 | 692.72 | -0.013154 | 698.219 | 0 | 698.219 | 0 | 698.219 | 0 | 692.72 | -0.014632 | 698.219 | 0 | 579.9315 | 0.0001996 | 698.219 | 0 | 698.219 | 0.0019494 | 697.9259 | 0.19915 | 865.3814 | 0.022874 | 697.9259 | -0.0025985 | 864.7642 | 5.0658 | 865.3814 | 0.82883 | 697.9259 | 0.18211 | 698.219 | 0.25043
|  | 577.7374 | 0.0081715 | 698.1597 | 0.0038545 | 577.7374 | 0.01624 | 698.1597 | 0.028913 | 690.3689 | 0.012419 | 698.1597 | 0.021019 | 698.4526 | 0.014934 | 692.96 | 0.016513 | 698.4526 | 0.0073699 | 698.4526 | 0.005451 | 698.4526 | 0.0025801 | 692.96 | 0.0088028 | 698.4526 | 0.0049279 | 580.0503 | 0.00011586 | 698.4526 | 0.0087733 | 698.4526 | 0.020813 | 698.1597 | 0.21995 | 865.5486 | 0.023154 | 698.1597 | 0.0030379 | 864.9318 | 4.9803 | 865.5486 | 0.83552 | 698.1597 | 0.18822 | 698.4526 | 0.2505
|  | 577.8546 | 0 | 698.3936 | 0.0016946 | 577.8546 | 0 | 698.3936 | 0.0054109 | 690.6004 | 0.0063382 | 698.3936 | 0.025366 | 698.6861 | 0.019843 | 693.19 | -0.00083963 | 698.6861 | 0.012078 | 698.6861 | 0.0045218 | 698.6861 | 0.0022884 | 693.19 | 0.0088028 | 698.6861 | 0.0034955 | 580.1692 | 0.0001187 | 698.6861 | 0.012656 | 698.6861 | 0.018362 | 698.3936 | 0.19615 | 865.7158 | 0.029882 | 698.3936 | 0.009647 | 865.0993 | 4.7013 | 865.7158 | 0.8424 | 698.3936 | 0.18103 | 698.6861 | 0.24536
|  | 577.9719 | 0.00085042 | 698.6274 | -0.0096509 | 577.9719 | 0.018946 | 698.6274 | -0.058003 | 690.8319 | -0.0050901 | 698.6274 | -0.02996 | 698.9197 | 0 | 693.42 | -0.026587 | 698.9197 | 0 | 698.9197 | 0 | 698.9197 | 0 | 693.42 | -0.0027399 | 698.9197 | 0 | 580.2881 | 1.2399e-05 | 698.9197 | 0 | 698.9197 | 0.0003909 | 698.6274 | 0.16796 | 865.8831 | 0.018333 | 698.6274 | 0.0041081 | 865.2668 | 4.5106 | 865.8831 | 0.84851 | 698.6274 | 0.17418 | 698.9197 | 0.2432
|  | 578.0892 | 0 | 698.8613 | 0.0051358 | 578.0892 | 0 | 698.8613 | 0.021441 | 691.0634 | 0.0059177 | 698.8613 | 0.017254 | 699.1533 | 0.017409 | 693.66 | 0.0036384 | 699.1533 | 0.0084852 | 699.1533 | 0.0040076 | 699.1533 | 0.0018341 | 693.66 | 0.020695 | 699.1533 | 0.0025566 | 580.407 | 9.5532e-06 | 699.1533 | 0.012971 | 699.1533 | 0.024598 | 698.8613 | 0.18853 | 866.0503 | 0.024948 | 698.8613 | 0.0059193 | 865.4343 | 4.4665 | 866.0503 | 0.85039 | 698.8613 | 0.18376 | 699.1533 | 0.24278
|  | 578.2065 | 0.0032908 | 699.0952 | 0.0062766 | 578.2065 | 0.02463 | 699.0952 | -0.027792 | 691.2949 | -0.0098649 | 699.0952 | -0.02516 | 699.3869 | 0 | 693.89 | -0.033306 | 699.3869 | 0 | 699.3869 | 0 | 699.3868 | 0 | 693.89 | -0.0069371 | 699.3869 | 0 | 580.5259 | 8.1304e-06 | 699.3869 | 0 | 699.3868 | 0.0021834 | 699.0952 | 0.16404 | 866.2175 | 0.01794 | 699.0952 | -0.0077755 | 865.6019 | 4.2535 | 866.2175 | 0.8518 | 699.0952 | 0.16963 | 699.3868 | 0.23831
|  | 578.3237 | 0 | 699.3291 | 0.0026472 | 578.3237 | 0 | 699.3291 | 0.011081 | 691.5265 | 0.0056176 | 699.3291 | 0.015067 | 699.6205 | 0.014629 | 694.12 | 0.02211 | 699.6205 | 0.0091203 | 699.6205 | 0.0046449 | 699.6205 | 0.0021305 | 694.12 | -0.008861 | 699.6205 | 0.0051124 | 580.6448 | 2.8456e-06 | 699.6205 | 0.013766 | 699.6205 | 0.02034 | 699.3291 | 0.1816 | 866.3848 | 0.027471 | 699.3291 | -0.0035722 | 865.7694 | 4.0819 | 866.3848 | 0.85291 | 699.3291 | 0.18021 | 699.6205 | 0.23774
|  | 578.441 | 0.015681 | 699.563 | -0.0060563 | 578.441 | 0.022465 | 699.563 | -0.059376 | 691.7581 | -0.0095111 | 699.563 | -0.036424 | 699.8541 | 0 | 694.36 | 0.0036384 | 699.8541 | 0 | 699.8541 | 0 | 699.8541 | 0 | 694.36 | -0.01848 | 699.8541 | 0 | 580.7637 | 8.9434e-06 | 699.8541 | 0 | 699.8541 | 0 | 699.563 | 0.14786 | 866.552 | 0.024051 | 699.563 | 0.0048658 | 865.937 | 4.0359 | 866.552 | 0.85844 | 699.563 | 0.17195 | 699.8541 | 0.23528
|  | 578.5583 | 0 | 699.7969 | 0.0018311 | 578.5583 | 0 | 699.7969 | 0.009741 | 691.9896 | -0.001623 | 699.7969 | 0.024724 | 700.0877 | 0.017482 | 694.59 | 0.025469 | 700.0877 | 0.0057611 | 700.0877 | 0.0036259 | 700.0877 | 0.0016442 | 694.59 | 0.0079281 | 700.0877 | 0.0020483 | 580.8826 | 7.5206e-06 | 700.0877 | 0.012185 | 700.0877 | 0.023147 | 699.7969 | 0.17466 | 866.7192 | 0.022986 | 699.7969 | -0.0026029 | 866.1045 | 3.9206 | 866.7192 | 0.86437 | 699.7969 | 0.18302 | 700.0877 | 0.23563
|  | 578.6756 | 0.0070623 | 700.0309 | 0.0026378 | 578.6756 | 0.022059 | 700.0309 | -0.028957 | 692.2211 | -0.004511 | 700.0309 | -0.025329 | 700.3213 | 0 | 694.83 | 0.0058775 | 700.3213 | 0 | 700.3213 | 0 | 700.3213 | 0 | 694.83 | -0.0029147 | 700.3213 | 0 | 581.0015 | 6.7076e-06 | 700.3213 | 0 | 700.3213 | 0 | 700.0309 | 0.14278 | 866.8865 | 0.022201 | 700.0309 | 0.0039701 | 866.272 | 3.8225 | 866.8865 | 0.87083 | 700.0309 | 0.16558 | 700.3213 | 0.23245
|  | 578.7929 | 0 | 700.2648 | 0.0036796 | 578.7929 | 0 | 700.2648 | 0.026458 | 692.4527 | 0.0055251 | 700.2648 | 0.017413 | 700.555 | 0.017356 | 695.06 | 0.011475 | 700.555 | 0.0065154 | 700.555 | 0.0046469 | 700.5549 | 0.001854 | 695.06 | -0.0095602 | 700.555 | 0.0029538 | 581.1204 | 8.1304e-07 | 700.555 | 0.015644 | 700.5549 | 0.020745 | 700.2648 | 0.16681 | 867.0537 | 0.029882 | 700.2648 | 0.0011363 | 866.4396 | 3.688 | 867.0537 | 0.87154 | 700.2648 | 0.17335 | 700.5549 | 0.23145
|  | 578.9103 | 0 | 700.4988 | -0.0082462 | 578.9103 | 0.0093865 | 700.4988 | -0.078184 | 692.6843 | -0.0070479 | 700.4988 | -0.024771 | 700.7886 | 0 | 695.29 | -0.034425 | 700.7886 | 0 | 700.7886 | 0 | 700.7886 | 0 | 695.29 | -0.0011659 | 700.7886 | 0 | 581.2393 | 8.1304e-07 | 700.7886 | 0 | 700.7886 | 0 | 700.4988 | 0.12499 | 867.221 | 0.028873 | 700.4988 | -0.0084673 | 866.6071 | 3.4989 | 867.221 | 0.87289 | 700.4988 | 0.16277 | 700.7886 | 0.22894
|  | 579.0276 | 0 | 700.7327 | 0.0019609 | 579.0276 | 0.001176 | 700.7327 | -0.011556 | 692.9159 | 0.0043974 | 700.7327 | 0.019964 | 701.0223 | 0.017057 | 695.53 | 0.0086761 | 701.0223 | 0.0082368 | 701.0223 | 0.0039964 | 701.0223 | 0.0029716 | 695.53 | 0.0014574 | 701.0223 | 0.0018493 | 581.3582 | 0 | 701.0223 | 0.014809 | 701.0223 | 0.018617 | 700.7327 | 0.15734 | 867.3882 | 0.028761 | 700.7327 | -0.005346 | 866.7747 | 3.4395 | 867.3882 | 0.87359 | 700.7327 | 0.17492 | 701.0223 | 0.22857
|  | 579.1449 | 0.0059529 | 700.9667 | -0.0060448 | 579.1449 | 0.018946 | 700.9667 | -0.041813 | 693.1475 | -0.010205 | 700.9667 | -0.025254 | 701.2559 | 0 | 695.76 | -0.0086761 | 701.2559 | 0 | 701.2559 | 0 | 701.2559 | 0 | 695.76 | -0.012009 | 701.2559 | 0 | 581.4771 | 2.4391e-06 | 701.2559 | 0 | 701.2559 | 0 | 700.9667 | 0.12499 | 867.5555 | 0.028761 | 700.9667 | -0.0067145 | 866.9423 | 3.3659 | 867.5555 | 0.88035 | 700.9667 | 0.14617 | 701.2559 | 0.22421
|  | 579.2622 | 0 | 701.2007 | 0.0032899 | 579.2622 | 0 | 701.2007 | 0.014084 | 693.3791 | 0.0058166 | 701.2007 | 0.022343 | 701.4896 | 0.016584 | 696 | 0.0086761 | 701.4896 | 0.0034129 | 701.4896 | 0.0028037 | 701.4896 | 0.001745 | 696 | -0.0039641 | 701.4896 | 0.0023374 | 581.596 | 2.4391e-06 | 701.4896 | 0.018758 | 701.4896 | 0.017643 | 701.2007 | 0.14948 | 867.7227 | 0.017436 | 701.2007 | 0.0058098 | 867.1098 | 3.255 | 867.7227 | 0.88446 | 701.2007 | 0.18393 | 701.4896 | 0.22437
|  | 579.3796 | 0.0081715 | 701.4347 | -0.0074936 | 579.3796 | 0.013141 | 701.4347 | -0.02823 | 693.6107 | -0.0043505 | 701.4347 | -0.03392 | 701.7233 | 0 | 696.23 | 0.0075566 | 701.7233 | 0 | 701.7233 | 0 | 701.7233 | 0 | 696.23 | -0.010784 | 701.7233 | 0 | 581.7149 | 2.4391e-06 | 701.7233 | 0 | 701.7233 | 0 | 701.4347 | 0.11852 | 867.89 | 0.01951 | 701.4347 | 0.0030151 | 867.2774 | 3.1049 | 867.89 | 0.88699 | 701.4347 | 0.166 | 701.7233 | 0.22256
|  | 579.4969 | 0 | 701.6686 | -0.0036973 | 579.4969 | 0 | 701.6686 | 0.0091919 | 693.8423 | 0.0062833 | 701.6686 | 0.019606 | 701.957 | 0.011801 | 696.46 | 0.019871 | 701.957 | 0.010013 | 701.957 | 0.0013807 | 701.957 | 0.0015908 | 696.46 | -0.0015157 | 701.957 | 0.0029964 | 581.8338 | 0 | 701.957 | 0.014602 | 701.957 | 0.020426 | 701.6686 | 0.13146 | 868.0573 | 0.031452 | 701.6686 | 0.0067605 | 867.445 | 3.0789 | 868.0573 | 0.88622 | 701.6686 | 0.16839 | 701.957 | 0.22275
|  | 579.6143 | 0.01457 | 701.9027 | -0.0077468 | 579.6143 | 0.022735 | 701.9027 | -0.042286 | 694.074 | -0.0071408 | 701.9027 | -0.031329 | 702.1907 | 0 | 696.7 | -0.014833 | 702.1907 | 0 | 702.1907 | 0 | 702.1907 | 0 | 696.7 | 0.00023318 | 702.1907 | 0 | 581.9528 | 0 | 702.1907 | 0 | 702.1907 | 0 | 701.9027 | 0.10466 | 868.2245 | 0.023547 | 701.9027 | -0.0094711 | 867.6125 | 2.973 | 868.2245 | 0.89116 | 701.9027 | 0.15451 | 702.1907 | 0.21802
|  | 579.7317 | 0 | 702.1367 | -0.0023831 | 579.7317 | 0 | 702.1367 | 0.026681 | 694.3057 | 0.0031029 | 702.1367 | 0.020138 | 702.4244 | 0.0059515 | 696.93 | 0.0030786 | 702.4244 | 0.0091337 | 702.4244 | 0.00071744 | 702.4244 | 0.0013794 | 696.93 | -0.0050134 | 702.4244 | 0.0040683 | 582.0717 | 0 | 702.4244 | 0.013697 | 702.4244 | 0.015646 | 702.1367 | 0.12245 | 868.3918 | 0.022257 | 702.1367 | -0.018821 | 867.7801 | 2.8438 | 868.3918 | 0.89921 | 702.1367 | 0.16451 | 702.4244 | 0.21946
|  | 579.849 | 0.014199 | 702.3707 | -0.0026317 | 579.849 | 0.010794 | 702.3707 | -0.054125 | 694.5373 | -0.012455 | 702.3707 | -0.02621 | 702.6582 | 0 | 697.17 | -0.029387 | 702.6582 | 0 | 702.6582 | 0 | 702.6581 | 0 | 697.17 | -0.0036143 | 702.6582 | 0 | 582.1906 | 8.1304e-07 | 702.6582 | 0 | 702.6581 | 0.0019281 | 702.3707 | 0.098191 | 868.5591 | 0.015305 | 702.3707 | -0.0086435 | 867.9477 | 2.7056 | 868.5591 | 0.91196 | 702.3707 | 0.15773 | 702.6581 | 0.21646
|  | 579.9664 | 0.001111 | 702.6047 | 0.005317 | 579.9664 | 0 | 702.6047 | 0.03502 | 694.769 | 0.0085256 | 702.6047 | 0.017002 | 702.8919 | 0.01998 | 697.4 | -0.025469 | 702.8919 | 0.0061895 | 702.8919 | 0.0063758 | 702.8919 | 0.0028242 | 697.4 | 0.017022 | 702.8919 | 0.0021872 | 582.3095 | 8.1304e-07 | 702.8919 | 0.013533 | 702.8919 | 0.020768 | 702.6047 | 0.12522 | 868.7263 | 0.031564 | 702.6047 | 0.0026549 | 868.1153 | 2.6451 | 868.7263 | 0.9203 | 702.6047 | 0.1603 | 702.8919 | 0.21737
|  | 580.0838 | 0.0070623 | 702.8388 | -0.0072815 | 580.0838 | 0.020841 | 702.8388 | -0.031375 | 695.0007 | -0.0063065 | 702.8388 | -0.032444 | 703.1257 | 0 | 697.63 | 0.02155 | 703.1257 | 0 | 703.1257 | 0 | 703.1257 | 0 | 697.63 | -0.0072872 | 703.1257 | 0 | 582.4285 | 1.0163e-06 | 703.1257 | 0 | 703.1257 | 0 | 702.8388 | 0.092877 | 868.8936 | 0.020295 | 702.8388 | -0.0079244 | 868.2829 | 2.557 | 868.8936 | 0.92905 | 702.8388 | 0.15154 | 703.1257 | 0.21211
|  | 580.2012 | 0 | 703.0728 | 0.0028689 | 580.2012 | 0 | 703.0728 | 0.034048 | 695.2324 | 0.0075649 | 703.0728 | 0.020108 | 703.3594 | 0.019005 | 697.87 | -0.0053177 | 703.3594 | 0.0055092 | 703.3594 | 0.0029043 | 703.3594 | 0.002441 | 697.87 | 5.8296e-05 | 703.3594 | 0.004498 | 582.5474 | 4.0652e-07 | 703.3594 | 0.0069156 | 703.3594 | 0.018161 | 703.0728 | 0.11506 | 869.0609 | 0.022874 | 703.0728 | 0.0045983 | 868.4505 | 2.5199 | 869.0609 | 0.93369 | 703.0728 | 0.1679 | 703.3594 | 0.21269
|  | 580.3186 | 0.016545 | 703.3069 | -0.0056238 | 580.3186 | 0.022735 | 703.3069 | -0.10275 | 695.4641 | -0.0089693 | 703.3069 | -0.02827 | 703.5932 | 0 | 698.1 | -0.029946 | 703.5932 | 0 | 703.5932 | 0 | 703.5932 | 0 | 698.1 | -0.0032645 | 703.5932 | 0 | 582.6663 | 3.2522e-06 | 703.5932 | 0 | 703.5932 | 0 | 703.3069 | 0.092184 | 869.2282 | 0.020015 | 703.3069 | -0.0010804 | 868.6181 | 2.3656 | 869.2282 | 0.9428 | 703.3069 | 0.1536 | 703.5932 | 0.21021
|  | 580.436 | 0 | 703.541 | 0.0050207 | 580.436 | 0 | 703.541 | 0.039483 | 695.6957 | 0.013031 | 703.541 | 0.023784 | 703.827 | 0.017737 | 698.34 | -0.0025189 | 703.827 | 0.0095712 | 703.827 | 0.0036914 | 703.827 | 0.0024488 | 698.34 | 0.0084525 | 703.827 | 0.0032547 | 582.7853 | 2.8456e-06 | 703.827 | 0.017022 | 703.827 | 0.016754 | 703.541 | 0.10882 | 869.3955 | 0.02422 | 703.541 | -0.0034469 | 868.7857 | 2.3925 | 869.3955 | 0.94809 | 703.541 | 0.16443 | 703.827 | 0.21115
|  | 580.5534 | 0.0046219 | 703.7751 | -0.0024932 | 580.5534 | 0.025171 | 703.7751 | -0.042371 | 695.9275 | -0.010179 | 703.7751 | -0.03185 | 704.0608 | 0 | 698.57 | -0.02435 | 704.0608 | 0 | 704.0608 | 0 | 704.0607 | 0 | 698.57 | -0.0020404 | 704.0608 | 0 | 582.9042 | 2.8456e-06 | 704.0608 | 0 | 704.0607 | 0 | 703.7751 | 0.073932 | 869.5627 | 0.020407 | 703.7751 | -0.019223 | 868.9533 | 2.2865 | 869.5627 | 0.9552 | 703.7751 | 0.15129 | 704.0607 | 0.2057
|  | 580.6708 | 0 | 704.0092 | 0.00031314 | 580.6708 | 0 | 704.0092 | -0.017135 | 696.1592 | -0.00024535 | 704.0092 | 0.023822 | 704.2946 | 0.015846 | 698.8 | 0.0041982 | 704.2946 | 0.0072267 | 704.2946 | 0.0019306 | 704.2946 | 0.0011305 | 698.8 | -0.016206 | 704.2946 | 0.00094847 | 583.0232 | 0 | 704.2946 | 0.0092953 | 704.2946 | 0.016639 | 704.0091 | 0.10697 | 869.73 | 0.030555 | 704.0092 | 0.015396 | 869.1209 | 2.2166 | 869.73 | 0.95766 | 704.0091 | 0.16021 | 704.2946 | 0.20651
|  | 580.7882 | 0.023954 | 704.2433 | -0.0041203 | 580.7882 | 0.014751 | 704.2433 | -0.069897 | 696.3909 | -0.010273 | 704.2433 | -0.03637 | 704.5284 | 0 | 699.04 | 0.00083963 | 704.5284 | 0 | 704.5284 | 0 | 704.5284 | 0 | 699.04 | -0.0046636 | 704.5284 | 0 | 583.1421 | 2.4391e-06 | 704.5284 | 0 | 704.5284 | 0 | 704.2433 | 0.074625 | 869.8973 | 0.017155 | 704.2433 | -0.0056297 | 869.2885 | 2.1295 | 869.8973 | 0.96706 | 704.2433 | 0.1536 | 704.5284 | 0.20237
|  | 580.9056 | 0 | 704.4774 | -0.0030695 | 580.9056 | 0 | 704.4774 | 0.0090483 | 696.6227 | 0.0091492 | 704.4774 | 0.017816 | 704.7622 | 0.019437 | 699.27 | 0.0075566 | 704.7622 | 0.0076789 | 704.7622 | 0.0019347 | 704.7622 | 0.0014376 | 699.27 | -0.00011659 | 704.7622 | 0.0016115 | 583.261 | 2.4391e-06 | 704.7622 | 0.010659 | 704.7622 | 0.012011 | 704.4774 | 0.10004 | 870.0646 | 0.024556 | 704.4774 | 0.00051957 | 869.4561 | 2.041 | 870.0646 | 0.97546 | 704.4774 | 0.1598 | 704.7622 | 0.20367
|  | 581.0231 | 0.015064 | 704.7115 | 0.00015602 | 581.0231 | 0.021653 | 704.7115 | -0.065236 | 696.8544 | -0.0073819 | 704.7115 | -0.030537 | 704.996 | 0 | 699.51 | 0.020431 | 704.996 | 0 | 704.996 | 0 | 704.996 | 0 | 699.51 | 0.0075785 | 704.996 | 0 | 583.38 | 5.2848e-06 | 704.996 | 0 | 704.996 | 0 | 704.7115 | 0.076704 | 870.2319 | 0.018333 | 704.7115 | -0.010013 | 869.6237 | 1.9462 | 870.2319 | 0.98527 | 704.7115 | 0.14972 | 704.996 | 0.19993
|  | 581.1405 | 0 | 704.9456 | 0.0028258 | 581.1405 | 0 | 704.9456 | 0.0056956 | 697.0862 | 0.0062533 | 704.9456 | 0.019752 | 705.2299 | 0.0036446 | 699.74 | 0.024908 | 705.2299 | 0.0052903 | 705.2299 | 0.0040811 | 705.2299 | 0.0024633 | 699.74 | 0.010551 | 705.2299 | 0.0015859 | 583.499 | 2.8456e-06 | 705.2299 | 0.013477 | 705.2299 | 0.019508 | 704.9456 | 0.092184 | 870.3992 | 0.022594 | 704.9456 | 0.0046028 | 869.7913 | 1.962 | 870.3992 | 0.98727 | 704.9456 | 0.15773 | 705.2299 | 0.20164
|  | 581.2579 | 0.0028471 | 705.1798 | -0.0095217 | 581.2579 | 0.020841 | 705.1798 | -0.10337 | 697.3179 | -0.009794 | 705.1798 | -0.030765 | 705.4637 | 0 | 699.97 | 0.02211 | 705.4637 | 0 | 705.4637 | 0 | 705.4637 | 0 | 699.97 | -0.0046636 | 705.4637 | 0 | 583.6179 | 3.6587e-06 | 705.4637 | 0 | 705.4637 | 0 | 705.1798 | 0.072315 | 870.5665 | 0.016539 | 705.1798 | 0.0049986 | 869.959 | 1.8104 | 870.5665 | 0.98927 | 705.1798 | 0.14831 | 705.4637 | 0.19792
|  | 581.3754 | 0 | 705.4139 | 0.003816 | 581.3754 | 0 | 705.4139 | -0.019897 | 697.5497 | 0.0072323 | 705.4139 | 0.02196 | 705.6976 | 0.013221 | 700.21 | 0.04562 | 705.6976 | 0.0043702 | 705.6976 | 0.0039912 | 705.6976 | 0.0017156 | 700.21 | 0.0042556 | 705.6976 | 0.0023386 | 583.7369 | 8.1304e-07 | 705.6976 | 0.015246 | 705.6976 | 0.014509 | 705.4139 | 0.091722 | 870.7338 | 0.028368 | 705.4139 | 0.0048339 | 870.1266 | 1.7653 | 870.7338 | 0.98974 | 705.4139 | 0.15377 | 705.6976 | 0.19953
|  | 581.4928 | 0.015681 | 705.6481 | -0.0035765 | 581.4928 | 0.012202 | 705.6481 | -0.073716 | 697.7815 | -0.0063373 | 705.6481 | -0.025868 | 705.9314 | 0 | 700.44 | 0.0053177 | 705.9314 | 0 | 705.9314 | 0 | 705.9315 | 0 | 700.44 | -0.0058878 | 705.9314 | 0 | 583.8559 | 2.4391e-06 | 705.9314 | 0 | 705.9315 | 0 | 705.6481 | 0.073008 | 870.9011 | 0.018837 | 705.6481 | -0.007687 | 870.2942 | 1.7166 | 870.9011 | 0.99379 | 705.6481 | 0.15088 | 705.9315 | 0.19489
|  | 581.6103 | 0 | 705.8822 | -0.00032515 | 581.6103 | 0 | 705.8822 | 0.0098968 | 698.0133 | 0.0044109 | 705.8822 | 0.019828 | 706.1653 | 0.0071146 | 700.68 | -0.0053177 | 706.1653 | 0.007021 | 706.1653 | 0.0020264 | 706.1653 | 0.0016794 | 700.68 | 0.0089776 | 706.1653 | 0.0018586 | 583.9748 | 1.8293e-06 | 706.1653 | 0.017737 | 706.1653 | 0.014883 | 705.8822 | 0.082018 | 871.0684 | 0.03005 | 705.8822 | 0.00082328 | 870.4619 | 1.7069 | 871.0684 | 0.99838 | 705.8822 | 0.15154 | 706.1653 | 0.1956
|  | 581.7278 | 0.014323 | 706.1164 | -0.0086596 | 581.7278 | 0.016375 | 706.1164 | -0.05939 | 698.2451 | -0.0081201 | 706.1164 | -0.031295 | 706.3992 | 0 | 700.91 | -0.017632 | 706.3992 | 0 | 706.3992 | 0 | 706.3992 | 0 | 700.91 | 0.00058296 | 706.3992 | 0 | 584.0938 | 2.4391e-06 | 706.3992 | 0 | 706.3992 | 0 | 706.1164 | 0.059145 | 871.2358 | 0.025341 | 706.1164 | -0.0044183 | 870.6295 | 1.6081 | 871.2358 | 1.0048 | 706.1164 | 0.14575 | 706.3992 | 0.19274
|  | 581.8453 | 0 | 706.3506 | 0.00093749 | 581.8453 | 0 | 706.3506 | 0.03714 | 698.4769 | 0.0012341 | 706.3506 | 0.012442 | 706.6331 | 0.0080024 | 701.14 | 0.029387 | 706.6331 | 0.0028356 | 706.6331 | 0.0036316 | 706.6331 | 0.0017731 | 701.14 | 0.008628 | 706.6331 | 0.00098231 | 584.2128 | 8.1304e-07 | 706.6331 | 0.013338 | 706.6331 | 0.011324 | 706.3506 | 0.076011 | 871.4031 | 0.026238 | 706.3506 | -0.0028554 | 870.7971 | 1.5466 | 871.4031 | 1.0116 | 706.3506 | 0.16038 | 706.6331 | 0.19255
|  | 581.9628 | 0.010834 | 706.5848 | -0.001559 | 581.9628 | 0.0075091 | 706.5848 | -0.049357 | 698.7087 | -0.00633 | 706.5848 | -0.033022 | 706.867 | 0 | 701.38 | -0.0086761 | 706.867 | 0 | 706.867 | 0 | 706.867 | 0 | 701.38 | 0.0037309 | 706.867 | 0 | 584.3317 | 6.5043e-06 | 706.867 | 0 | 706.867 | 0 | 706.5848 | 0.051521 | 871.5704 | 0.022369 | 706.5848 | -0.010301 | 870.9648 | 1.457 | 871.5704 | 1.0189 | 706.5848 | 0.14005 | 706.867 | 0.19004
|  | 582.0802 | 0 | 706.819 | 0.0062625 | 582.0802 | 0 | 706.819 | 0.028406 | 698.9406 | 0.0023311 | 706.819 | 0.015335 | 707.1009 | 0.017987 | 701.61 | -0.0013994 | 707.1009 | 0.008546 | 707.1009 | 0.003266 | 707.101 | 0.0026784 | 701.61 | 0.00075785 | 707.1009 | 0.0061284 | 584.4507 | 5.6913e-06 | 707.1009 | 0.01238 | 707.101 | 0.015057 | 706.819 | 0.077628 | 871.7377 | 0.022762 | 706.819 | 0.010714 | 871.1324 | 1.4684 | 871.7377 | 1.0262 | 706.819 | 0.14782 | 707.101 | 0.19071
|  | 582.1977 | 0 | 707.0532 | -0.0024757 | 582.1977 | 0.028148 | 707.0532 | -0.074784 | 699.1724 | -0.0077875 | 707.0532 | -0.032519 | 707.3349 | 0 | 701.85 | -0.02379 | 707.3349 | 0 | 707.3349 | 0 | 707.3348 | 0 | 701.85 | -0.0043139 | 707.3349 | 0 | 584.5697 | 9.9597e-06 | 707.3349 | 0 | 707.3348 | 0 | 707.0533 | 0.055911 | 871.905 | 0.021977 | 707.0532 | -0.0077804 | 871.3001 | 1.3777 | 871.905 | 1.0356 | 707.0533 | 0.13774 | 707.3348 | 0.18792
|  | 582.3152 | 0 | 707.2875 | -0.0015126 | 582.3152 | 0 | 707.2875 | 0.025801 | 699.4043 | 0.0059928 | 707.2875 | 0.016354 | 707.5688 | 0.019471 | 702.08 | -0.0019591 | 707.5688 | 0.0077462 | 707.5688 | 0.00088919 | 707.5688 | 0.0013684 | 702.08 | 0.012825 | 707.5688 | 0.0011617 | 584.6887 | 4.2685e-06 | 707.5688 | 0.0028001 | 707.5688 | 0.020838 | 707.2875 | 0.081325 | 872.0724 | 0.030162 | 707.2875 | 0.00049966 | 871.4677 | 1.3989 | 872.0724 | 1.0437 | 707.2875 | 0.15203 | 707.5688 | 0.18788
|  | 582.4328 | 0.0046219 | 707.5217 | -0.0053203 | 582.4328 | 0.011733 | 707.5217 | -0.02586 | 699.6362 | -0.0057356 | 707.5217 | -0.029696 | 707.8028 | 0 | 702.32 | 0.0069968 | 707.8027 | 0 | 707.8028 | 0 | 707.8027 | 0 | 702.32 | -0.0058878 | 707.8028 | 0 | 584.8077 | 1.8903e-05 | 707.8028 | 0 | 707.8027 | 0 | 707.5217 | 0.045283 | 872.2397 | 0.022369 | 707.5217 | 7.937e-05 | 871.6354 | 1.25 | 872.2397 | 1.0515 | 707.5217 | 0.11733 | 707.8027 | 0.18409
|  | 582.5503 | 0 | 707.756 | -0.0021784 | 582.5503 | 0 | 707.756 | 0.007889 | 699.868 | 0.002083 | 707.756 | 0.018746 | 708.0367 | 0.011367 | 702.55 | 0.0036384 | 708.0367 | 0.0095099 | 708.0367 | 0.0042445 | 708.0367 | 0.0011329 | 702.55 | 0.0014574 | 708.0367 | 0.0024783 | 584.9266 | 1.4635e-05 | 708.0367 | 0.012436 | 708.0367 | 0.013235 | 707.756 | 0.066308 | 872.407 | 0.033582 | 707.756 | -0.00075128 | 871.803 | 1.2681 | 872.407 | 1.0554 | 707.756 | 0.16228 | 708.0367 | 0.185
|  | 582.6678 | 0.011277 | 707.9902 | -0.011966 | 582.6678 | 0.0084479 | 707.9902 | -0.069 | 700.0999 | -0.0086177 | 707.9902 | -0.037714 | 708.2707 | 0 | 702.78 | -0.017632 | 708.2707 | 0 | 708.2707 | 0 | 708.2707 | 0 | 702.78 | -0.0067623 | 708.2707 | 0 | 585.0456 | 7.2361e-05 | 708.2707 | 0 | 708.2707 | 0 | 707.9902 | 0.039507 | 872.5744 | 0.01609 | 707.9902 | -0.015104 | 871.9707 | 1.1509 | 872.5744 | 1.061 | 707.9902 | 0.13609 | 708.2707 | 0.18221
|  | 582.7853 | 0 | 708.2245 | 0.0051627 | 582.7853 | 0 | 708.2245 | -0.015206 | 700.3318 | 0.00068396 | 708.2245 | 0.015653 | 708.5047 | 0.012011 | 703.02 | -0.017632 | 708.5047 | 0.0064837 | 708.5047 | 0.0046999 | 708.5046 | 0.0024203 | 703.02 | -0.005713 | 708.5047 | 0.0023611 | 585.1646 | 5.7726e-05 | 708.5047 | 0.014742 | 708.5046 | 0.01961 | 708.2245 | 0.075549 | 872.7417 | 0.025621 | 708.2245 | -0.00542 | 872.1384 | 1.1796 | 872.7417 | 1.0673 | 708.2245 | 0.1484 | 708.5046 | 0.18291
|  | 582.9028 | 0.0024034 | 708.4588 | 0.000677 | 582.9028 | 0.022735 | 708.4588 | -0.081959 | 700.5637 | -0.012733 | 708.4588 | -0.031248 | 708.7386 | 0 | 703.25 | -0.010915 | 708.7387 | 0 | 708.7386 | 0 | 708.7386 | 0 | 703.25 | -0.0086863 | 708.7386 | 0 | 585.2836 | 0.00046425 | 708.7386 | 0 | 708.7387 | 0 | 708.4588 | 0.04228 | 872.909 | 0.017772 | 708.4588 | -0.012257 | 872.3061 | 1.1017 | 872.909 | 1.074 | 708.4588 | 0.13617 | 708.7386 | 0.17921
|  | 583.0204 | 0 | 708.693 | 0.010087 | 583.0204 | 0 | 708.693 | 0.0071868 | 700.7956 | 0.0090149 | 708.693 | 0.026612 | 708.9726 | 0.021026 | 703.49 | 0.017632 | 708.9726 | 0.007308 | 708.9726 | 0.0041187 | 708.9727 | 0.0031547 | 703.49 | -0.0013408 | 708.9726 | 0.005098 | 585.4026 | 0.00040652 | 708.9726 | 0.015001 | 708.9727 | 0.013984 | 708.693 | 0.074856 | 873.0764 | 0.027695 | 708.693 | 0.0027254 | 872.4737 | 1.0911 | 873.0764 | 1.0792 | 708.693 | 0.14146 | 708.9727 | 0.17999
|  | 583.1379 | 0.011943 | 708.9273 | -0.010264 | 583.1379 | 0.026931 | 708.9273 | -0.070661 | 701.0275 | -0.0069147 | 708.9273 | -0.03685 | 709.2067 | 0 | 703.72 | -0.0058775 | 709.2066 | 0 | 709.2067 | 0 | 709.2067 | 0 | 703.72 | -0.010435 | 709.2067 | 0 | 585.5216 | 0.00069413 | 709.2067 | 0 | 709.2067 | 0 | 708.9273 | 0.029111 | 873.2437 | 0.01923 | 708.9273 | -0.010901 | 872.6414 | 1.0082 | 873.2437 | 1.0852 | 708.9273 | 0.13262 | 709.2067 | 0.17699
|  | 583.2555 | 0 | 709.1616 | -0.0044579 | 583.2555 | 0 | 709.1616 | -0.0066569 | 701.2595 | 0.00062963 | 709.1616 | 0.014783 | 709.4407 | 0 | 703.96 | -0.016513 | 709.4407 | 0.0061143 | 709.4407 | 0.0019843 | 709.4407 | 0.0013743 | 703.96 | 0.0053049 | 709.4407 | 5.1838e-05 | 585.6406 | 0.00028761 | 709.4407 | 0.0049113 | 709.4407 | 0.0097264 | 709.1617 | 0.058452 | 873.4111 | 0.025117 | 709.1616 | 0.0044071 | 872.8091 | 1.0202 | 873.4111 | 1.09 | 709.1617 | 0.14418 | 709.4407 | 0.17788
|  | 583.3731 | 0.018397 | 709.396 | -0.0062383 | 583.3731 | 0.0086826 | 709.396 | -0.070131 | 701.4914 | -0.011045 | 709.396 | -0.033123 | 709.6747 | 0 | 704.19 | -0.018192 | 709.6747 | 0 | 709.6747 | 0 | 709.6747 | 0 | 704.19 | -0.0030897 | 709.6747 | 0 | 585.7596 | 0.002543 | 709.6747 | 0 | 709.6747 | 0 | 709.396 | 0.041356 | 873.5784 | 0.016763 | 709.396 | -0.0051028 | 872.9768 | 0.94783 | 873.5784 | 1.0981 | 709.396 | 0.13063 | 709.6747 | 0.17375
|  | 583.4906 | 0 | 709.6303 | 0.0013807 | 583.4906 | 0 | 709.6303 | -0.0050797 | 701.7233 | 0.0078011 | 709.6303 | 0.019871 | 709.9087 | 0.016785 | 704.42 | 0.0086761 | 709.9087 | 0.01154 | 709.9087 | 0.0037955 | 709.9088 | 0.0010624 | 704.42 | 0.0047802 | 709.9087 | 0.0016307 | 585.8786 | 0.0022637 | 709.9087 | 0.0089861 | 709.9088 | 0.0112 | 709.6303 | 0.059377 | 873.7458 | 0.024051 | 709.6303 | 0.012289 | 873.1445 | 0.8613 | 873.7458 | 1.1036 | 709.6303 | 0.13774 | 709.9088 | 0.17525
|  | 583.6082 | 0.01039 | 709.8646 | -0.0021382 | 583.6082 | 0.014751 | 709.8646 | -0.023284 | 701.9553 | -0.0049005 | 709.8646 | -0.030103 | 710.1428 | 0 | 704.66 | 0.034425 | 710.1428 | 0 | 710.1428 | 0 | 710.1428 | 0 | 704.66 | 0.0074037 | 710.1428 | 0 | 585.9977 | 0.0079137 | 710.1428 | 0 | 710.1428 | 0 | 709.8646 | 0.039738 | 873.9131 | 0.020519 | 709.8646 | -0.0033573 | 873.3121 | 0.90053 | 873.9131 | 1.1147 | 709.8646 | 0.13286 | 710.1428 | 0.17269
|  | 583.7258 | 0 | 710.099 | -0.00060678 | 583.7258 | 0 | 710.099 | 0.038632 | 702.1873 | 0.0073992 | 710.099 | 0.018111 | 710.3768 | 0.0089646 | 704.89 | 0.019871 | 710.3768 | 0.0055275 | 710.3768 | 0.0032577 | 710.3768 | 0.0016249 | 704.89 | 0.00023318 | 710.3768 | 0.0007296 | 586.1167 | 0.0079044 | 710.3768 | 0.012023 | 710.3768 | 0.015614 | 710.099 | 0.054756 | 874.0805 | 0.031564 | 710.099 | 0.0033631 | 873.4799 | 0.83013 | 874.0805 | 1.122 | 710.099 | 0.13493 | 710.3768 | 0.17482
|  | 583.8434 | 0.0012942 | 710.3333 | -0.00026626 | 583.8434 | 0.012906 | 710.3333 | -0.08523 | 702.4193 | -0.0041584 | 710.3333 | -0.02939 | 710.6109 | 0 | 705.13 | -0.019311 | 710.6109 | 0 | 710.6109 | 0 | 710.6109 | 0 | 705.13 | -0.00046636 | 710.6109 | 0 | 586.2357 | 0.019266 | 710.6109 | 0 | 710.6109 | 0 | 710.3333 | 0.036966 | 874.2479 | 0.01895 | 710.3333 | -0.0065812 | 873.6476 | 0.70159 | 874.2479 | 1.131 | 710.3333 | 0.12138 | 710.6109 | 0.17004
|  | 583.961 | 0 | 710.5677 | 0.0084228 | 583.961 | 0 | 710.5677 | 0.0093325 | 702.6512 | 0.00088962 | 710.5677 | 0.028383 | 710.845 | 0.011026 | 705.36 | -0.0041982 | 710.845 | 0.0044853 | 710.845 | 0.0023242 | 710.845 | 0.0015024 | 705.36 | -0.0011659 | 710.845 | 0.0034867 | 586.3547 | 0.014843 | 710.845 | 0.016029 | 710.845 | 0.013827 | 710.5677 | 0.057066 | 874.4152 | 0.029489 | 710.5677 | -0.0039061 | 873.8152 | 0.76809 | 874.4152 | 1.1344 | 710.5677 | 0.13377 | 710.845 | 0.17119
|  | 584.0786 | 0.014199 | 710.802 | -0.035688 | 584.0786 | 0.016916 | 710.802 | -0.049484 | 702.8832 | -0.0013031 | 710.802 | -0.032214 | 711.0791 | 0 | 705.6 | -0.02435 | 711.0791 | 0 | 711.0791 | 0 | 711.0791 | 0 | 705.6 | -0.0065873 | 711.0791 | 0 | 586.4737 | 0.026903 | 711.0791 | 0 | 711.0791 | 0 | 710.8021 | 0.025183 | 874.5826 | 0.017324 | 710.802 | -0.010351 | 873.9829 | 0.67849 | 874.5826 | 1.1413 | 710.8021 | 0.12055 | 711.0791 | 0.16744
|  | 584.1962 | 0 | 711.0364 | 0.021678 | 584.1962 | 0 | 711.0364 | 0.0038398 | 703.1152 | 0.0085952 | 711.0364 | 0.017729 | 711.3132 | 0.021619 | 705.83 | -0.006437 | 711.3132 | 0.0064383 | 711.3132 | 0.0027286 | 711.3132 | 0.0020209 | 705.83 | -0.0032645 | 711.3132 | 0.0011675 | 586.5928 | 0.022217 | 711.3132 | 0.0091702 | 711.3132 | 0.014551 | 711.0364 | 0.055911 | 874.75 | 0.029546 | 711.0364 | 0.0054213 | 874.1507 | 0.72412 | 874.75 | 1.1429 | 711.0364 | 0.12923 | 711.3132 | 0.16835
|  | 584.3138 | 0.017286 | 711.2708 | -0.020849 | 584.3138 | 0.0042239 | 711.2708 | -0.061359 | 703.3472 | -0.0052391 | 711.2708 | -0.031659 | 711.5473 | 0 | 706.06 | 0.0047579 | 711.5473 | 0 | 711.5473 | 0 | 711.5473 | 0 | 706.06 | -0.010784 | 711.5473 | 0 | 586.7118 | 0.03749 | 711.5473 | 0 | 711.5473 | 0 | 711.2708 | 0.032807 | 874.9173 | 0.02108 | 711.2708 | 0.0012834 | 874.3184 | 0.74583 | 874.9173 | 1.1475 | 711.2708 | 0.12055 | 711.5473 | 0.16518
|  | 584.4314 | 0 | 711.5052 | -0.012698 | 584.4314 | 0 | 711.5052 | 0.00026558 | 703.5793 | 0.0034771 | 711.5052 | 0.021311 | 711.7814 | 0.016302 | 706.3 | 0.04282 | 711.7814 | 0.0076577 | 711.7814 | 0.00069342 | 711.7814 | 0.00076038 | 706.3 | 0.003556 | 711.7814 | 0.0034818 | 586.8308 | 0.043218 | 711.7814 | 0.0084592 | 711.7814 | 0.0092673 | 711.5052 | 0.049211 | 875.0847 | 0.022482 | 711.5052 | 0.00096574 | 874.4861 | 0.74444 | 875.0847 | 1.1484 | 711.5052 | 0.12634 | 711.7814 | 0.16714
|  | 584.549 | 0.0081715 | 711.7396 | 0.011761 | 584.549 | 0.014751 | 711.7396 | -0.039275 | 703.8113 | -0.0047466 | 711.7396 | -0.029248 | 712.0155 | 0 | 706.53 | -0.017072 | 712.0155 | 1.2622e-05 | 712.0155 | 0 | 712.0155 | 0 | 706.53 | -0.0036143 | 712.0155 | 0 | 586.9498 | 0.055368 | 712.0155 | 0 | 712.0155 | 0 | 711.7396 | 0.027493 | 875.2521 | 0.023771 | 711.7396 | 0.0093363 | 874.6538 | 0.71661 | 875.2521 | 1.1557 | 711.7396 | 0.1184 | 712.0155 | 0.16375
|  | 584.6667 | 0 | 711.9741 | -0.0059937 | 584.6667 | 0 | 711.9741 | 0.021663 | 704.0433 | 0.0079302 | 711.9741 | 0.01426 | 712.2497 | 0.0094827 | 706.77 | -0.02379 | 712.2497 | 0.0058503 | 712.2497 | 0.0018648 | 712.2496 | 0.00034172 | 706.77 | -0.0039641 | 712.2497 | 0.0028514 | 587.0689 | 0.051549 | 712.2497 | 0.0085051 | 712.2496 | 0.012934 | 711.9741 | 0.05337 | 875.4195 | 0.027079 | 711.9741 | -0.0026749 | 874.8215 | 0.65596 | 875.4195 | 1.162 | 711.9741 | 0.12865 | 712.2496 | 0.16487
|  | 584.7843 | 0.0046219 | 712.2085 | 0.0036288 | 584.7843 | 0.019487 | 712.2085 | -0.035017 | 704.2754 | -0.0051677 | 712.2085 | -0.033144 | 712.4838 | 0 | 707 | 0.0086761 | 712.4838 | 0 | 712.4838 | 0 | 712.4838 | 0 | 707 | -0.0029147 | 712.4838 | 0 | 587.1879 | 0.052938 | 712.4838 | 0 | 712.4838 | 0 | 712.2085 | 0.045514 | 875.5869 | 0.017155 | 712.2085 | -0.0040607 | 874.9893 | 0.56887 | 875.5869 | 1.1703 | 712.2085 | 0.11791 | 712.4838 | 0.16057
|  | 584.902 | 0 | 712.4429 | 0.023622 | 584.902 | 0 | 712.4429 | 0.00024088 | 704.5074 | 0.0073387 | 712.4429 | 0.019745 | 712.718 | 0.012588 | 707.24 | 0.00083963 | 712.718 | 0.0069729 | 712.718 | 0.0020443 | 712.718 | 0.001669 | 707.24 | 0.0012825 | 712.718 | 0.00027978 | 587.307 | 0.050508 | 712.718 | 0.013187 | 712.718 | 0.016088 | 712.4429 | 0.045976 | 875.7542 | 0.025229 | 712.4429 | 0.0027011 | 875.157 | 0.484 | 875.7542 | 1.1744 | 712.4429 | 0.13179 | 712.718 | 0.16182
|  | 585.0196 | 0.00085042 | 712.6774 | -0.018056 | 585.0196 | 0 | 712.6774 | -0.045868 | 704.7395 | -0.0054239 | 712.6774 | -0.032064 | 712.9521 | 0 | 707.47 | -0.031067 | 712.9521 | 0 | 712.9521 | 0 | 712.9521 | 0 | 707.47 | -0.0069371 | 712.9521 | 0 | 587.426 | 0.064046 | 712.9521 | 0 | 712.9521 | 0 | 712.6774 | 0.02449 | 875.9216 | 0.024724 | 712.6774 | 0.0040845 | 875.3247 | 0.39914 | 875.9216 | 1.179 | 712.6774 | 0.12055 | 712.9521 | 0.15876
|  | 585.1373 | 0 | 712.9118 | 0.0062047 | 585.1373 | 0 | 712.9118 | -0.015784 | 704.9716 | 0.0049543 | 712.9118 | 0.02298 | 713.1863 | 0.0059459 | 707.7 | 0.02435 | 713.1863 | 0.0081805 | 713.1863 | 0.0038652 | 713.1863 | 0.0021107 | 707.7 | 0.01265 | 713.1863 | 0.0032472 | 587.5451 | 0.061095 | 713.1863 | 0.014114 | 713.1863 | 0.017174 | 712.9118 | 0.047132 | 876.089 | 0.023154 | 712.9118 | 0.0017058 | 875.4925 | 0.56887 | 876.089 | 1.1801 | 712.9118 | 0.12782 | 713.1863 | 0.16013
|  | 585.2549 | 0.00018483 | 713.1463 | -0.007762 | 585.2549 | 0.0079785 | 713.1463 | -0.065053 | 705.2037 | -0.010457 | 713.1463 | -0.03113 | 713.4205 | 0 | 707.94 | -0.02155 | 713.4205 | 0 | 713.4205 | 0 | 713.4205 | 0 | 707.94 | -0.011659 | 713.4205 | 0 | 587.6641 | 0.074287 | 713.4205 | 0 | 713.4205 | 0 | 713.1463 | 0.026338 | 876.2564 | 0.019342 | 713.1463 | -0.0051592 | 875.6602 | 0.36241 | 876.2564 | 1.1853 | 713.1463 | 0.11535 | 713.4205 | 0.15689
|  | 585.3726 | 0 | 713.3808 | -0.044635 | 585.3726 | 0 | 713.3808 | 0.018893 | 705.4358 | 0.010285 | 713.3808 | 0.021803 | 713.6547 | 0.0066328 | 708.17 | 0.0041982 | 713.6547 | 0.0033724 | 713.6547 | 0.0051315 | 713.6547 | 0.0025214 | 708.17 | -0.0062376 | 713.6547 | 0.0042669 | 587.7832 | 0.070468 | 713.6547 | 0.0093901 | 713.6547 | 0.011955 | 713.3808 | 0.034425 | 876.4238 | 0.033582 | 713.3808 | 0.011963 | 875.8279 | 0.37382 | 876.4238 | 1.1905 | 713.3808 | 0.11733 | 713.6547 | 0.15726
|  | 585.4903 | 0.0048437 | 713.6153 | 0.0075799 | 585.4903 | 0.018946 | 713.6153 | -0.063876 | 705.6678 | -0.0058397 | 713.6153 | -0.025653 | 713.8889 | 0 | 708.41 | -0.02155 | 713.8889 | 0 | 713.8889 | 0 | 713.8889 | 0 | 708.41 | -0.013058 | 713.8889 | 0 | 587.9022 | 0.083833 | 713.8889 | 0 | 713.8889 | 0 | 713.6152 | 0.02449 | 876.5912 | 0.018725 | 713.6153 | 0.002754 | 875.9957 | 0.31817 | 876.5912 | 1.1988 | 713.6152 | 0.11353 | 713.8889 | 0.15461
|  | 585.608 | 0 | 713.8497 | 0.019776 | 585.608 | 0 | 713.8497 | 0.041525 | 705.9 | 0.0068703 | 713.8497 | 0.01907 | 714.1231 | 0.0099338 | 708.64 | 0.0053177 | 714.1231 | 0.0070175 | 714.1231 | 0.0034361 | 714.1231 | 0.0017744 | 708.64 | -0.0027399 | 714.1231 | 0.0030446 | 588.0213 | 0.080709 | 714.1231 | 0.013828 | 714.1231 | 0.015816 | 713.8497 | 0.04228 | 876.7586 | 0.027079 | 713.8497 | 0.002896 | 876.1634 | 0.39441 | 876.7586 | 1.2075 | 713.8497 | 0.12741 | 714.1231 | 0.15776
|  | 585.7257 | 0 | 714.0843 | -0.028516 | 585.7257 | 0.0082132 | 714.0843 | -0.072787 | 706.1321 | -0.0092212 | 714.0843 | -0.026999 | 714.3573 | 0 | 708.88 | -0.00027989 | 714.3573 | 0 | 714.3573 | 0 | 714.3574 | 0 | 708.88 | 0.0049551 | 714.3573 | 0 | 588.1403 | 0.095288 | 714.3573 | 0 | 714.3574 | 0 | 714.0842 | 0.024028 | 876.926 | 0.0208 | 714.0843 | -0.00073326 | 876.3312 | 0.40415 | 876.926 | 1.2173 | 714.0842 | 0.090806 | 714.3574 | 0.152
|  | 585.8434 | 0 | 714.3188 | 0.0024423 | 585.8434 | 0 | 714.3188 | 0.018302 | 706.3643 | 0.0083505 | 714.3188 | 0.013593 | 714.5916 | 0.0079841 | 709.11 | -0.017072 | 714.5916 | 0.010718 | 714.5916 | 0.0029062 | 714.5916 | 0.001509 | 709.11 | -0.0062376 | 714.5916 | 0.0039217 | 588.2594 | 0.092685 | 714.5916 | 0.0083605 | 714.5915 | 0.013348 | 714.3188 | 0.036273 | 877.0934 | 0.029377 | 714.3188 | 0.0020648 | 876.4989 | 0.42084 | 877.0934 | 1.2249 | 714.3188 | 0.13939 | 714.5916 | 0.15333
|  | 585.9611 | 0.0050655 | 714.5533 | -0.052842 | 585.9611 | 0.017322 | 714.5533 | -0.046741 | 706.5964 | -0.0068842 | 714.5533 | -0.030738 | 714.8258 | 0 | 709.35 | -0.012035 | 714.8258 | 0 | 714.8258 | 0 | 714.8258 | 0 | 709.35 | -0.005538 | 714.8258 | 0 | 588.3785 | 0.11039 | 714.8258 | 0 | 714.8258 | 0 | 714.5533 | 0.011383 | 877.2608 | 0.023771 | 714.5533 | -0.00894 | 876.6667 | 0.38773 | 877.2608 | 1.2307 | 714.5533 | 0.11369 | 714.8258 | 0.15099
|  | 586.0788 | 0 | 714.7878 | -0.013892 | 586.0788 | 0 | 714.7878 | 0.0033398 | 706.8286 | 0.010371 | 714.7878 | 0.018042 | 715.0601 | 0.011659 | 709.58 | 0.036664 | 715.0601 | 0.005602 | 715.0601 | 0.0032785 | 715.0601 | 0.0015762 | 709.58 | -0.0058878 | 715.0601 | 0.0031387 | 588.4975 | 0.10588 | 715.0601 | 0.013672 | 715.0601 | 0.014921 | 714.7878 | 0.045052 | 877.4282 | 0.036049 | 714.7878 | -0.0014457 | 876.8345 | 0.33236 | 877.4282 | 1.2338 | 714.7878 | 0.12576 | 715.0601 | 0.15291
|  | 586.1965 | 0.0057311 | 715.0224 | -0.032344 | 586.1965 | 0.021382 | 715.0224 | -0.058546 | 707.0607 | -0.0015862 | 715.0224 | -0.030538 | 715.2943 | 0 | 709.81 | -0.029946 | 715.2943 | 0 | 715.2943 | 0 | 715.2943 | 0 | 709.81 | -0.00099105 | 715.2943 | 0 | 588.6166 | 0.12167 | 715.2943 | 0 | 715.2943 | 0 | 715.0224 | 0.014744 | 877.5956 | 0.018053 | 715.0224 | 0.0013849 | 877.0022 | 0.41082 | 877.5956 | 1.2396 | 715.0224 | 0.11113 | 715.2943 | 0.14871
|  | 586.3142 | 0 | 715.2569 | 0.0096239 | 586.3142 | 0 | 715.2569 | 0.06838 | 707.2928 | 0.0052666 | 715.2569 | 0.01417 | 715.5286 | 0.011726 | 710.05 | 0.012595 | 715.5286 | 0.0078391 | 715.5286 | 0.002859 | 715.5286 | 0.0011905 | 710.05 | 0.0014574 | 715.5286 | 0.0032293 | 588.7357 | 0.11733 | 715.5286 | 0.013328 | 715.5286 | 0.015008 | 715.2569 | 0.038583 | 877.7631 | 0.021977 | 715.2569 | -0.0018083 | 877.17 | 0.31956 | 877.7631 | 1.2458 | 715.2569 | 0.12187 | 715.5286 | 0.14858
|  | 586.432 | 0.0079496 | 715.4915 | 0.0047883 | 586.432 | 0.015022 | 715.4915 | -0.046972 | 707.525 | -0.0076624 | 715.4915 | -0.029423 | 715.7629 | 0 | 710.28 | -0.0086761 | 715.7629 | 0 | 715.7629 | 0 | 715.7629 | 0 | 710.28 | -0.00011659 | 715.7629 | 0 | 588.8547 | 0.13816 | 715.7629 | 0 | 715.7629 | 0 | 715.4915 | 0.017342 | 877.9305 | 0.021192 | 715.4915 | -0.011479 | 877.3378 | 0.31956 | 877.9305 | 1.2559 | 715.4915 | 0.11279 | 715.7629 | 0.147
|  | 586.5497 | 0 | 715.726 | 0.027748 | 586.5497 | 0 | 715.726 | 0.031853 | 707.7573 | 0.010748 | 715.726 | 0.020508 | 715.9972 | 0.017382 | 710.52 | 0.0030786 | 715.9972 | 0.0097305 | 715.9972 | 0.0042803 | 715.9972 | 0.0023045 | 710.52 | -0.0071117 | 715.9972 | 0.0027982 | 588.9738 | 0.13625 | 715.9972 | 0.011237 | 715.9972 | 0.013446 | 715.726 | 0.039276 | 878.0979 | 0.022874 | 715.726 | 0.0072447 | 877.5055 | 0.30314 | 878.0979 | 1.2652 | 715.726 | 0.12427 | 715.9972 | 0.14828
|  | 586.6675 | 0.011499 | 715.9606 | -0.013536 | 586.6675 | 0.023412 | 715.9606 | -0.033864 | 707.9894 | -0.010006 | 715.9606 | -0.020369 | 716.2315 | 0 | 710.75 | 0.0075566 | 716.2315 | 0 | 716.2315 | 0 | 716.2315 | 0 | 710.75 | 0.0095019 | 716.2315 | 0 | 589.0929 | 0.15309 | 716.2315 | 0 | 716.2315 | 0 | 715.9606 | 0.0081959 | 878.2653 | 0.039357 | 715.9606 | -0.0041394 | 877.6733 | 0.25445 | 878.2653 | 1.2731 | 715.9606 | 0.11336 | 716.2315 | 0.14446
|  | 586.7852 | 0 | 716.1952 | -0.028645 | 586.7852 | 0 | 716.1952 | 0.0010254 | 708.2216 | 0.0073836 | 716.1952 | 0.02205 | 716.4658 | 0.017232 | 710.99 | -0.0019591 | 716.4658 | 0.0076025 | 716.4658 | 0.0041735 | 716.4658 | 0.0021239 | 710.99 | 0.0049551 | 716.4658 | 0.0013946 | 589.212 | 0.14823 | 716.4658 | 0.0088879 | 716.4658 | 0.008343 | 716.1952 | 0.036042 | 878.4328 | 0.016539 | 716.1952 | 0.012659 | 877.8411 | 0.24137 | 878.4328 | 1.278 | 716.1952 | 0.11766 | 716.4658 | 0.14499
|  | 586.903 | 0.0039563 | 716.4298 | -0.023301 | 586.903 | 0.012437 | 716.4298 | -0.040234 | 708.4539 | -0.0080552 | 716.4298 | -0.034846 | 716.7001 | 0 | 711.22 | -0.041141 | 716.7001 | 0 | 716.7001 | 0 | 716.7001 | 0 | 711.22 | -0.0013408 | 716.7001 | 0 | 589.3311 | 0.16732 | 716.7001 | 0 | 716.7001 | 0 | 716.4298 | 0.015032 | 878.6002 | 0.016483 | 716.4298 | 0.0020317 | 878.0089 | 0.19908 | 878.6002 | 1.2845 | 716.4298 | 0.11353 | 716.7001 | 0.14292
|  | 587.0207 | 0 | 716.6644 | -0.023897 | 587.0207 | 0 | 716.6644 | -0.00053922 | 708.6861 | 0.0045551 | 716.6644 | 0.011364 | 716.9345 | 0.012308 | 711.46 | 0.041141 | 716.9345 | 0.0072493 | 716.9345 | 0.0020074 | 716.9344 | 0.0010273 | 711.46 | -0.0020404 | 716.9345 | 0.0014291 | 589.4502 | 0.16489 | 716.9345 | 0.0074582 | 716.9344 | 0.010633 | 716.6644 | 0.037659 | 878.7676 | 0.025117 | 716.6644 | 0.0059239 | 878.1767 | 0.2052 | 878.7676 | 1.2927 | 716.6644 | 0.12113 | 716.9344 | 0.14432
|  | 587.1385 | 0.013088 | 716.899 | -0.0018779 | 587.1385 | 0.020705 | 716.899 | -0.065727 | 708.9183 | -0.00058416 | 716.899 | -0.026696 | 717.1688 | 0 | 711.69 | -0.029946 | 717.1688 | 0 | 717.1688 | 0 | 717.1688 | 0 | 711.69 | 0.0060044 | 717.1688 | 0 | 589.5693 | 0.18381 | 717.1688 | 0 | 717.1688 | 0 | 716.899 | 0.012988 | 878.9351 | 0.021472 | 716.899 | 0.00039423 | 878.3445 | 0.14288 | 878.9351 | 1.3058 | 716.899 | 0.11022 | 717.1688 | 0.13974
|  | 587.2563 | 0 | 717.1337 | -0.042296 | 587.2563 | 0 | 717.1337 | 0.028179 | 709.1506 | 0.0054945 | 717.1337 | 0.020756 | 717.4032 | 0.0093873 | 711.92 | 0.0081163 | 717.4032 | 0.004117 | 717.4032 | 0.00073617 | 717.4031 | 0.00046703 | 711.92 | 0.0054798 | 717.4032 | 0.0011614 | 589.6884 | 0.17895 | 717.4032 | 0.0070675 | 717.4031 | 0.014336 | 717.1337 | 0.034656 | 879.1025 | 0.024724 | 717.1337 | -0.0042489 | 878.5123 | 0.14928 | 879.1025 | 1.3144 | 717.1337 | 0.11469 | 717.4031 | 0.14187
|  | 587.3741 | 0.011056 | 717.3683 | -0.015484 | 587.3741 | 0.0051626 | 717.3683 | -0.017034 | 709.3828 | -0.0082482 | 717.3683 | -0.030945 | 717.6375 | 0 | 712.16 | -0.014274 | 717.6375 | 0 | 717.6375 | 0 | 717.6375 | 0 | 712.16 | -0.0027399 | 717.6375 | 0 | 589.8075 | 0.20082 | 717.6375 | 0 | 717.6375 | 0 | 717.3683 | 0.0016102 | 879.2699 | 0.017324 | 717.3683 | 0.010411 | 878.6801 | 0.15429 | 879.2699 | 1.3238 | 717.3683 | 0.1094 | 717.6375 | 0.13924
|  | 587.4918 | 0 | 717.603 | 0.0031619 | 587.4918 | 0 | 717.603 | -0.012103 | 709.6151 | 0.0037438 | 717.603 | 0.016121 | 717.8719 | 0.0053822 | 712.39 | 0.020431 | 717.8719 | 0.0096171 | 717.8719 | 0.0035566 | 717.8719 | 0.00057272 | 712.39 | -0.012883 | 717.8719 | 0.0017755 | 589.9266 | 0.19717 | 717.8719 | 0.012011 | 717.8719 | 0.01103 | 717.6029 | 0.032114 | 879.4374 | 0.028873 | 717.603 | 0.0078871 | 878.8479 | 0.15623 | 879.4374 | 1.3253 | 717.6029 | 0.10981 | 717.8719 | 0.14023
|  | 587.6096 | 0.0079496 | 717.8376 | 0.000638 | 587.6096 | 0.0049279 | 717.8376 | -0.056078 | 709.8474 | -0.0023946 | 717.8376 | -0.032119 | 718.1063 | 0 | 712.63 | -0.049539 | 718.1063 | 0 | 718.1063 | 0 | 718.1063 | 0 | 712.63 | 0.0021569 | 718.1063 | 0 | 590.0457 | 0.21522 | 718.1063 | 0 | 718.1063 | 0 | 717.8376 | 0.011595 | 879.6048 | 0.013792 | 717.8376 | 0.0033856 | 879.0157 | 0.076099 | 879.6048 | 1.3307 | 717.8376 | 0.10097 | 718.1063 | 0.13664
|  | 587.7275 | 0 | 718.0723 | 0.021724 | 587.7275 | 0 | 718.0723 | 0.0060693 | 710.0796 | 0.0071707 | 718.0723 | 0.01976 | 718.3407 | 0.0091996 | 712.86 | -0.051218 | 718.3407 | 0.0015409 | 718.3407 | 0.0029654 | 718.3407 | 0.0023068 | 712.86 | -0.0071117 | 718.3407 | 0.0041356 | 590.1648 | 0.20411 | 718.3407 | 0.013963 | 718.3407 | 0.016159 | 718.0723 | 0.034887 | 879.7723 | 0.024724 | 718.0723 | -0.0014972 | 879.1835 | 0.099471 | 879.7723 | 1.3323 | 718.0723 | 0.11155 | 718.3407 | 0.13898
|  | 587.8453 | 0.00018483 | 718.3069 | -0.033264 | 587.8453 | 0.012202 | 718.3069 | -0.034555 | 710.3119 | -0.004798 | 718.3069 | -0.03095 | 718.5751 | 0 | 713.1 | 0.024908 | 718.5751 | 0 | 718.5751 | 0 | 718.5751 | 0 | 713.1 | 0.0021569 | 718.5751 | 0 | 590.2839 | 0.22182 | 718.5751 | 0 | 718.5751 | 0 | 718.307 | 0.0027749 | 879.9397 | 0.021809 | 718.3069 | -0.0012862 | 879.3513 | 0.063857 | 879.9397 | 1.3388 | 718.307 | 0.10304 | 718.5751 | 0.13652
|  | 587.9631 | 0 | 718.5416 | 0.0029015 | 587.9631 | 0 | 718.5416 | 0.0017899 | 710.5442 | 0.0045254 | 718.5416 | 0.016971 | 718.8095 | 0.0082931 | 713.33 | -0.041141 | 718.8095 | 0.006449 | 718.8095 | 0.0020728 | 718.8095 | 0.0016639 | 713.33 | -0.015507 | 718.8095 | 0.0028537 | 590.403 | 0.21991 | 718.8095 | 0.015535 | 718.8095 | 0.017009 | 718.5416 | 0.024952 | 880.1072 | 0.026014 | 718.5416 | 0.0030835 | 879.5191 | 0.089455 | 880.1072 | 1.3431 | 718.5416 | 0.11427 | 718.8095 | 0.13763
|  | 588.0809 | 0.012165 | 718.7763 | -0.0074682 | 588.0809 | 0.01624 | 718.7763 | -0.058257 | 710.7765 | -0.0095685 | 718.7763 | -0.033293 | 719.0439 | 0 | 713.57 | -0.00027989 | 719.0439 | 0 | 719.0439 | 0 | 719.0439 | 0 | 713.57 | 0.0021569 | 719.0439 | 0 | 590.5221 | 0.24473 | 719.0439 | 0.00095201 | 719.0439 | 0 | 718.7763 | 0.013299 | 880.2746 | 0.018445 | 718.7763 | -0.0031043 | 879.687 | 0.039928 | 880.2746 | 1.3522 | 718.7763 | 0.10411 | 719.0439 | 0.13302
|  | 588.1988 | 0.0053329 | 719.011 | 0.019138 | 588.1988 | 0 | 719.011 | 0.015646 | 711.0089 | 0.0053859 | 719.011 | 0.022957 | 719.2783 | 0.015543 | 713.8 | 0.032746 | 719.2783 | 0.010213 | 719.2783 | 0.003597 | 719.2783 | 0.0017923 | 713.8 | 0.0075785 | 719.2783 | 0.0032638 | 590.6412 | 0.24004 | 719.2783 | 0.011496 | 719.2783 | 0.013184 | 719.011 | 0.044128 | 880.4421 | 0.030274 | 719.011 | -0.0014856 | 879.8548 | 0.050779 | 880.4421 | 1.3572 | 719.011 | 0.10386 | 719.2783 | 0.13585
|  | 588.3166 | 0.0081715 | 719.2457 | -0.0045585 | 588.3166 | 0.015428 | 719.2457 | -0.057705 | 711.2411 | -0.0030508 | 719.2457 | -0.027257 | 719.5128 | 0 | 714.04 | -0.054576 | 719.5128 | 0 | 719.5128 | 0 | 719.5128 | 0 | 714.04 | -0.010959 | 719.5128 | 0 | 590.7603 | 0.26261 | 719.5128 | 0 | 719.5128 | 0 | 719.2457 | 0.0026459 | 880.6096 | 0.014296 | 719.2457 | -0.0083725 | 880.0226 | 0 | 880.6096 | 1.3639 | 719.2457 | 0.10229 | 719.5128 | 0.13247
|  | 588.4344 | 0 | 719.4805 | 0.01539 | 588.4344 | 0 | 719.4805 | 0.0050035 | 711.4735 | 0.0073212 | 719.4805 | 0.017826 | 719.7472 | 0.0076696 | 714.27 | -0.02211 | 719.7472 | 0.010303 | 719.7472 | 0.0029058 | 719.7473 | 0.0015364 | 714.27 | 0.0075785 | 719.7472 | 0.003123 | 590.8794 | 0.26209 | 719.7472 | 0.014527 | 719.7473 | 0.013864 | 719.4805 | 0.033962 | 880.777 | 0.036834 | 719.4805 | 0.0064282 | 880.1904 | 0.04911 | 880.777 | 1.3673 | 719.4805 | 0.10791 | 719.7473 | 0.13423
|  | 588.5523 | 0.020126 | 719.7152 | -0.0080154 | 588.5523 | 0.016916 | 719.7152 | -0.048577 | 711.7058 | -0.0041229 | 719.7152 | -0.029901 | 719.9817 | 0 | 714.51 | -0.026029 | 719.9817 | 0 | 719.9817 | 0 | 719.9817 | 0 | 714.51 | 0.0032063 | 719.9817 | 0 | 590.9986 | 0.28517 | 719.9817 | 0 | 719.9817 | 0 | 719.7152 | 0.0076136 | 880.9445 | 0.023883 | 719.7152 | -0.0053511 | 880.3583 | 0.0048691 | 880.9445 | 1.3765 | 719.7152 | 0.095599 | 719.9817 | 0.12983
|  | 588.6701 | 0 | 719.9499 | 0.0082272 | 588.6701 | 0 | 719.9499 | 0.019812 | 711.9382 | 0.0079311 | 719.9499 | 0.016543 | 720.2162 | 0.0084766 | 714.74 | -0.010915 | 720.2162 | 0.0028456 | 720.2162 | 0.0034024 | 720.2162 | 0.0023812 | 714.74 | 0.0089776 | 720.2162 | 0.0031783 | 591.1177 | 0.27857 | 720.2162 | 0.0079672 | 720.2162 | 0.011606 | 719.9499 | 0.025876 | 881.1119 | 0.025621 | 719.9499 | 0.011483 | 880.5261 | 0.00037102 | 881.1119 | 1.3849 | 719.9499 | 0.10948 | 720.2162 | 0.13126
|  | 588.788 | 0 | 720.1847 | -0.041462 | 588.788 | 0.022059 | 720.1847 | -0.067878 | 712.1705 | -0.0090277 | 720.1847 | -0.02687 | 720.4506 | 0 | 714.97 | -0.018752 | 720.4506 | 0 | 720.4506 | 0 | 720.4506 | 0 | 714.97 | -0.00064125 | 720.4506 | 0 | 591.2368 | 0.30704 | 720.4506 | 0 | 720.4506 | 0 | 720.1847 | 0.0142 | 881.2794 | 0.016875 | 720.1847 | 0.00027401 | 880.6939 | 0 | 881.2794 | 1.3956 | 720.1847 | 0.096425 | 720.4506 | 0.12912
|  | 588.9059 | 0 | 720.4194 | 0.039973 | 588.9059 | 0 | 720.4194 | 0.010754 | 712.403 | 0.011581 | 720.4194 | 0.019395 | 720.6851 | 0.014671 | 715.21 | 0.0036384 | 720.6851 | 0.0097639 | 720.6851 | 0.0030349 | 720.6851 | 0.002738 | 715.21 | 0.00093272 | 720.6851 | 0.0041327 | 591.3559 | 0.30461 | 720.6851 | 0.0085254 | 720.6851 | 0.013976 | 720.4194 | 0.025876 | 881.4469 | 0.028368 | 720.4194 | -0.0020794 | 880.8618 | 0 | 881.4469 | 1.403 | 720.4194 | 0.11171 | 720.6851 | 0.12958
|  | 589.0238 | 0.0055093 | 720.6542 | -0.019495 | 589.0238 | 0.0068052 | 720.6542 | -0.041449 | 712.6353 | -0.00051589 | 720.6542 | -0.025446 | 720.9196 | 0 | 715.44 | -0.014274 | 720.9196 | 0 | 720.9196 | 0 | 720.9196 | 0 | 715.44 | -0.0053632 | 720.9196 | 0 | 591.4751 | 0.33585 | 720.9196 | 0 | 720.9196 | 0 | 720.6542 | 0.0010726 | 881.6144 | 0.025229 | 720.6542 | -0.0020505 | 881.0296 | 0 | 881.6144 | 1.4114 | 720.6542 | 0.077999 | 720.9196 | 0.12638
|  | 589.1417 | 0 | 720.889 | 0.01216 | 589.1417 | 0 | 720.889 | 0.023001 | 712.8677 | -0.0014772 | 720.889 | 0.02186 | 721.1541 | 0.0071379 | 715.68 | 0.015953 | 721.1541 | 0.0030772 | 721.1541 | 0.0026465 | 721.1542 | 0.001664 | 715.68 | 0.013 | 721.1541 | 0.0050108 | 591.5942 | 0.33307 | 721.1541 | 0.012553 | 721.1542 | 0.019255 | 720.889 | 0.021733 | 881.7818 | 0.022762 | 720.889 | -0.0034304 | 881.1975 | 0 | 881.7818 | 1.4154 | 720.889 | 0.12336 | 721.1542 | 0.12867
|  | 589.2595 | 0.012347 | 721.1238 | 0.010591 | 589.2595 | 0.0089172 | 721.1238 | -0.038524 | 713.1001 | -0.0016991 | 721.1238 | -0.023661 | 721.3887 | 0 | 715.91 | -0.018192 | 721.3887 | 0 | 721.3887 | 0 | 721.3887 | 0 | 715.91 | -0.014982 | 721.3887 | 0 | 591.7133 | 0.36553 | 721.3887 | 0 | 721.3887 | 0 | 721.1238 | 0.010486 | 881.9493 | 0.01895 | 721.1238 | -0.010152 | 881.3653 | 0 | 881.9493 | 1.4212 | 721.1238 | 0.094607 | 721.3887 | 0.12601
|  | 589.3774 | 0 | 721.3586 | 0.019122 | 589.3774 | 0 | 721.3586 | -0.0083267 | 713.3325 | 0.0031362 | 721.3586 | 0.025904 | 721.6232 | 0 | 716.15 | 0.012035 | 721.6232 | 0.012105 | 721.6232 | 0.0029295 | 721.6232 | 0.0029059 | 716.15 | 0.0039058 | 721.6232 | 0.0042051 | 591.8325 | 0.37195 | 721.6232 | 0.011324 | 721.6232 | 0.012288 | 721.3586 | 0.033731 | 882.1168 | 0.033919 | 721.3586 | 0.0037534 | 881.5332 | 0 | 882.1168 | 1.4267 | 721.3586 | 0.10452 | 721.6232 | 0.12674
|  | 589.4954 | 0.016175 | 721.5934 | -0.0028338 | 589.4954 | 0.0091518 | 721.5934 | -0.034307 | 713.5649 | -0.0083054 | 721.5934 | -0.025615 | 721.8577 | 0 | 716.38 | -0.018192 | 721.8577 | 0 | 721.8577 | 0 | 721.8577 | 0 | 716.38 | 0.0018072 | 721.8577 | 0 | 591.9516 | 0.39452 | 721.8577 | 0 | 721.8577 | 0 | 721.5934 | -0.0017381 | 882.2843 | 0.019622 | 721.5934 | -0.0078379 | 881.7011 | 0 | 882.2843 | 1.4393 | 721.5934 | 0.098656 | 721.8577 | 0.12347
|  | 589.6133 | 0 | 721.8282 | -0.02005 | 589.6133 | 0 | 721.8282 | -0.005735 | 713.7974 | 0.0071065 | 721.8282 | 0.012832 | 722.0923 | 0.011065 | 716.62 | 0.037222 | 722.0923 | 0.0096894 | 722.0923 | 0.00062022 | 722.0923 | 0.00049757 | 716.62 | -0.0062376 | 722.0923 | 0.003324 | 592.0708 | 0.39834 | 722.0923 | 0.010688 | 722.0923 | 0.0093124 | 721.8282 | 0.014398 | 882.4518 | 0.029097 | 721.8282 | 0.0048087 | 881.8689 | 0 | 882.4518 | 1.4516 | 721.8282 | 0.1018 | 722.0923 | 0.12542
|  | 589.7312 | 0.0092808 | 722.063 | -0.061678 | 589.7312 | 0.018811 | 722.063 | -0.038367 | 714.0298 | -0.0084016 | 722.063 | -0.025724 | 722.3268 | 0 | 716.85 | -0.032746 | 722.3268 | 0 | 722.3268 | 0 | 722.3268 | 0 | 716.85 | -0.0053632 | 722.3268 | 0 | 592.1899 | 0.41049 | 722.3268 | 0 | 722.3268 | 0 | 722.063 | 0.010397 | 882.6193 | 0.016539 | 722.063 | 0.0033241 | 882.0368 | 0 | 882.6193 | 1.4687 | 722.063 | 0.094359 | 722.3268 | 0.12189
|  | 589.8491 | 0 | 722.2978 | 0.024966 | 589.8491 | 0 | 722.2978 | -0.011551 | 714.2622 | 0.007244 | 722.2978 | 0.019918 | 722.5614 | 0.013628 | 717.09 | 0.025469 | 722.5614 | 0.010975 | 722.5614 | 0.0042483 | 722.5614 | 0.0020085 | 717.09 | 0.012825 | 722.5614 | 0.0027963 | 592.3091 | 0.41222 | 722.5614 | 0.011928 | 722.5614 | 0.010944 | 722.2979 | 0.025414 | 882.7868 | 0.024444 | 722.2978 | 0.010053 | 882.2047 | 0 | 882.7868 | 1.4819 | 722.2979 | 0.10651 | 722.5614 | 0.12359
|  | 589.967 | 0.011277 | 722.5327 | -0.026217 | 589.967 | 0.015292 | 722.5327 | -0.035149 | 714.4947 | -0.010082 | 722.5327 | -0.03009 | 722.796 | 0 | 717.32 | 0.011475 | 722.796 | 0 | 722.796 | 0 | 722.796 | 0 | 717.32 | -0.008861 | 722.796 | 0 | 592.4282 | 0.41812 | 722.796 | 0 | 722.796 | 0 | 722.5327 | -0.00081016 | 882.9543 | 0.029994 | 722.5327 | 0.01058 | 882.3725 | 0 | 882.9543 | 1.4944 | 722.5327 | 0.094772 | 722.796 | 0.12033
|  | 590.085 | 0 | 722.7675 | 0.0028447 | 590.085 | 0 | 722.7675 | -0.0021932 | 714.7272 | 0.0092314 | 722.7675 | 0.015612 | 723.0306 | 0.0088567 | 717.56 | -0.042262 | 723.0306 | 0.010606 | 723.0306 | 0.0044881 | 723.0306 | 0.0018249 | 717.56 | -0.0078116 | 723.0306 | 0.00296 | 592.5474 | 0.42229 | 723.0306 | 0.014975 | 723.0306 | 0.014378 | 722.7675 | 0.018996 | 883.1218 | 0.025229 | 722.7675 | 0.0088091 | 882.5404 | 0 | 883.1218 | 1.4997 | 722.7675 | 0.10295 | 723.0306 | 0.121
|  | 590.2029 | 0.015311 | 723.0024 | -0.039889 | 590.2029 | 0.011264 | 723.0024 | -0.07723 | 714.9596 | -0.004483 | 723.0024 | -0.032122 | 723.2652 | 0 | 717.79 | 0.0030786 | 723.2652 | 0 | 723.2652 | 0 | 723.2651 | 0 | 717.79 | 0.0021569 | 723.2652 | 0 | 592.6666 | 0.42211 | 723.2652 | 0 | 723.2651 | 0 | 723.0024 | 0.0011128 | 883.2893 | 0.017155 | 723.0024 | -0.0066108 | 882.7083 | 0 | 883.2893 | 1.5056 | 723.0024 | 0.095103 | 723.2651 | 0.11938
|  | 590.3209 | 0 | 723.2373 | 0.0082979 | 590.3209 | 0 | 723.2373 | -0.0052051 | 715.1921 | 0.0016946 | 723.2373 | 0.014271 | 723.4998 | 0.013037 | 718.03 | 0.014274 | 723.4998 | 0.0072231 | 723.4998 | 0.0039537 | 723.4998 | 0.0011472 | 718.03 | 0.0028565 | 723.4998 | 0.0033029 | 592.7857 | 0.42628 | 723.4998 | 0.0098297 | 723.4998 | 0.010202 | 723.2373 | 0.026569 | 883.4568 | 0.031115 | 723.2373 | -0.00026889 | 882.8762 | 0 | 883.4568 | 1.5095 | 723.2373 | 0.097417 | 723.4998 | 0.12108
|  | 590.4388 | 0.0063967 | 723.4722 | -0.016676 | 590.4388 | 0.022329 | 723.4722 | -0.052483 | 715.4246 | -0.0027184 | 723.4722 | -0.025288 | 723.7344 | 0 | 718.26 | -0.028827 | 723.7344 | 0 | 723.7344 | 0 | 723.7344 | 0 | 718.26 | 0.0081029 | 723.7344 | 0 | 592.9049 | 0.41396 | 723.7344 | 0 | 723.7344 | 0 | 723.4722 | 0.00097032 | 883.6243 | 0.02792 | 723.4722 | 0.0078742 | 883.044 | 0 | 883.6243 | 1.5176 | 723.4722 | 0.09155 | 723.7344 | 0.11717
|  | 590.5568 | 0 | 723.707 | -0.020213 | 590.5568 | 0 | 723.707 | 0.024116 | 715.6571 | 0.0021898 | 723.707 | 0.012893 | 723.969 | 0 | 718.5 | 0.010355 | 723.969 | 0.0048874 | 723.969 | 0.0019115 | 723.969 | 0.0020853 | 718.5 | 0.0049551 | 723.969 | 0.0026297 | 593.024 | 0.4235 | 723.969 | 0.006195 | 723.969 | 0.014628 | 723.707 | 0.02449 | 883.7918 | 0.03033 | 723.707 | 0.011649 | 883.2119 | 0 | 883.7918 | 1.5229 | 723.707 | 0.097251 | 723.969 | 0.11823
|  | 590.6748 | 0 | 723.9419 | -0.054288 | 590.6748 | 0.019217 | 723.9419 | -0.051614 | 715.8896 | -0.0071466 | 723.9419 | -0.028359 | 724.2037 | 0 | 718.73 | -0.029946 | 724.2037 | 0 | 724.2037 | 0 | 724.2037 | 0 | 718.73 | -0.0037892 | 724.2037 | 0 | 593.1432 | 0.40927 | 724.2037 | 0 | 724.2037 | 0 | 723.9419 | -0.0039168 | 883.9593 | 0.023042 | 723.9419 | -0.0064556 | 883.3798 | 0 | 883.9593 | 1.5323 | 723.9419 | 0.090641 | 724.2037 | 0.11655
|  | 590.7928 | 0 | 724.1769 | 0.021758 | 590.7928 | 0 | 724.1769 | -0.025329 | 716.1221 | 0.0030719 | 724.1769 | 0.015112 | 724.4383 | 0.018819 | 718.97 | 0.0025189 | 724.4383 | 0.0090178 | 724.4383 | 0.0044305 | 724.4383 | 0.0018327 | 718.97 | 0.00058296 | 724.4383 | 0.003555 | 593.2624 | 0.42992 | 724.4383 | 0.011014 | 724.4383 | 0.010033 | 724.1768 | 0.033269 | 884.1268 | 0.027471 | 724.1769 | 0.0097784 | 883.5477 | 0 | 884.1268 | 1.5381 | 724.1768 | 0.098491 | 724.4383 | 0.11761
|  | 590.9108 | 0.0070623 | 724.4118 | -0.022409 | 590.9108 | 0.013141 | 724.4118 | -0.059655 | 716.3547 | -0.006247 | 724.4118 | -0.026798 | 724.673 | 0 | 719.2 | 0.0013994 | 724.673 | 0 | 724.673 | 0 | 724.673 | 0 | 719.2 | -0.00081612 | 724.673 | 0 | 593.3815 | 0.41153 | 724.673 | 0 | 724.673 | 0 | 724.4118 | -0.0030092 | 884.2943 | 0.021416 | 724.4118 | 0.00035395 | 883.7156 | 0 | 884.2943 | 1.5506 | 724.4118 | 0.090559 | 724.673 | 0.11304
|  | 591.0287 | 0 | 724.6467 | 0.01643 | 591.0287 | 0 | 724.6467 | 0.022923 | 716.5872 | 0.0041304 | 724.6467 | 0.01557 | 724.9076 | 0.020036 | 719.44 | 0.00083963 | 724.9076 | 0.0096823 | 724.9076 | 0.0039592 | 724.9076 | 0.0013098 | 719.44 | -0.010959 | 724.9076 | 0.002485 | 593.5007 | 0.43895 | 724.9076 | 0.012574 | 724.9076 | 0.0076529 | 724.6467 | 0.026107 | 884.4618 | 0.021753 | 724.6467 | 0.0068386 | 883.8835 | 0 | 884.4618 | 1.5592 | 724.6467 | 0.10072 | 724.9076 | 0.11556
|  | 591.1467 | 0 | 724.8816 | -0.02021 | 591.1467 | 0.012437 | 724.8816 | -0.038928 | 716.8197 | -0.0087566 | 724.8816 | -0.02635 | 725.1423 | 0 | 719.67 | 0.0097957 | 725.1423 | 0 | 725.1423 | 0 | 725.1423 | 0 | 719.67 | -0.0029147 | 725.1423 | 0 | 593.6199 | 0.42611 | 725.1423 | 0 | 725.1423 | 0 | 724.8816 | -0.0042792 | 884.6294 | 0.021809 | 724.8816 | 0.00474 | 884.0514 | 0 | 884.6294 | 1.5721 | 724.8816 | 0.085766 | 725.1423 | 0.11248
|  | 591.2648 | 0 | 725.1166 | -0.01308 | 591.2648 | 0 | 725.1166 | 0.011406 | 717.0523 | 0.0027213 | 725.1166 | 0.021159 | 725.377 | 0.012637 | 719.91 | -0.025469 | 725.377 | 0.0034983 | 725.377 | 0.0040743 | 725.377 | 0.00085349 | 719.91 | -0.0032645 | 725.377 | 0.00052214 | 593.7391 | 0.4537 | 725.377 | 0.007909 | 725.3769 | 0.014873 | 725.1166 | 0.02449 | 884.7969 | 0.028705 | 725.1166 | 0.0077012 | 884.2193 | 0 | 884.7969 | 1.5793 | 725.1166 | 0.098491 | 725.377 | 0.11439
|  | 591.3828 | 0.024571 | 725.3515 | -0.015379 | 591.3828 | 0.028148 | 725.3515 | -0.04499 | 717.2849 | -0.0069352 | 725.3515 | -0.027426 | 725.6117 | 0 | 720.14 | -0.015393 | 725.6117 | 0 | 725.6117 | 0 | 725.6117 | 0 | 720.14 | -0.0065873 | 725.6117 | 0 | 593.8583 | 0.44312 | 725.6117 | 0 | 725.6117 | 0 | 725.3515 | 0.0036249 | 884.9644 | 0.037675 | 725.3515 | -0.0035633 | 884.3873 | 0 | 884.9644 | 1.5871 | 725.3515 | 0.085849 | 725.6117 | 0.11183
|  | 591.5008 | 0 | 725.5865 | -0.01844 | 591.5008 | 0 | 725.5865 | 0.0062053 | 717.5174 | 0.0017007 | 725.5865 | 0.017819 | 725.8464 | 0.0049411 | 720.37 | -0.02379 | 725.8464 | 0.0052957 | 725.8464 | 0 | 725.8464 | 0.00055232 | 720.37 | 0.0096767 | 725.8464 | 0 | 593.9775 | 0.457 | 725.8464 | 0.0083123 | 725.8464 | 0.0099546 | 725.5865 | 0.010354 | 885.1319 | 0.035656 | 725.5865 | 0.00040462 | 884.5552 | 0 | 885.1319 | 1.589 | 725.5865 | 0.09345 | 725.8464 | 0.11322
|  | 591.6188 | 0 | 725.8215 | -0.037974 | 591.6188 | 0.02463 | 725.8215 | -0.042428 | 717.75 | -0.0026525 | 725.8215 | -0.021794 | 726.0811 | 0 | 720.61 | 0.031067 | 726.0811 | 0 | 726.0811 | 0 | 726.0811 | 0 | 720.61 | 0.0030313 | 726.0811 | 0 | 594.0966 | 0.4511 | 726.0811 | 0 | 726.0811 | 0 | 725.8215 | -0.0076082 | 885.2994 | 0.018165 | 725.8215 | 0.0040335 | 884.7231 | 0 | 885.2994 | 1.5951 | 725.8215 | 0.086427 | 726.0811 | 0.11119
|  | 591.7369 | 0 | 726.0564 | 0.031582 | 591.7369 | 0 | 726.0564 | 0.019172 | 717.9826 | 0.0053345 | 726.0564 | 0.015313 | 726.3158 | 0.0098182 | 720.84 | -0.0019591 | 726.3158 | 0.0068163 | 726.3158 | 0.0044619 | 726.3158 | 0.0028214 | 720.84 | -0.0015157 | 726.3158 | 0.0027276 | 594.2159 | 0.45284 | 726.3158 | 0.011517 | 726.3158 | 0.017002 | 726.0565 | 0.020612 | 885.467 | 0.027976 | 726.0564 | 0.0083211 | 884.891 | 0 | 885.467 | 1.5983 | 726.0565 | 0.092955 | 726.3158 | 0.11178
|  | 591.8549 | 0.013459 | 726.2914 | -0.0188 | 591.8549 | 0.0046932 | 726.2914 | -0.077208 | 718.2152 | -0.0046334 | 726.2914 | -0.021775 | 726.5505 | 0 | 721.08 | -0.020991 | 726.5505 | 0 | 726.5505 | 0 | 726.5505 | 0 | 721.08 | -0.0062376 | 726.5505 | 0 | 594.335 | 0.45613 | 726.5505 | 0 | 726.5505 | 0 | 726.2914 | -0.001334 | 885.6345 | 0.020631 | 726.2914 | 0.0030303 | 885.0589 | 0 | 885.6345 | 1.6072 | 726.2914 | 0.082131 | 726.5505 | 0.10789
|  | 591.9729 | 0 | 726.5264 | -0.00043763 | 591.9729 | 0 | 726.5264 | 0.014286 | 718.4478 | 0.01024 | 726.5264 | 0.021609 | 726.7853 | 0.021772 | 721.31 | 0.033306 | 726.7853 | 0.0048427 | 726.7853 | 0.0027524 | 726.7853 | 0.0018573 | 721.31 | 0.010027 | 726.7853 | 0.0014616 | 594.4542 | 0.43704 | 726.7853 | 0.010065 | 726.7853 | 0.013139 | 726.5264 | 0.026107 | 885.8021 | 0.027976 | 726.5264 | 0.0076459 | 885.2269 | 0 | 885.8021 | 1.6131 | 726.5264 | 0.091963 | 726.7853 | 0.10918
|  | 592.091 | 0.012165 | 726.7615 | -0.0079308 | 592.091 | 0.014751 | 726.7615 | -0.013552 | 718.6804 | -0.0057115 | 726.7615 | -0.029132 | 727.02 | 0 | 721.55 | -0.036664 | 727.02 | 0 | 727.02 | 0 | 727.02 | 0 | 721.55 | -0.0069371 | 727.02 | 0 | 594.5734 | 0.43461 | 727.02 | 0 | 727.02 | 0 | 726.7614 | 0.0027496 | 885.9696 | 0.012222 | 726.7615 | -0.0041998 | 885.3948 | 0 | 885.9696 | 1.6243 | 726.7614 | 0.08494 | 727.02 | 0.10718
|  | 592.2091 | 0 | 726.9965 | 0.0021338 | 592.2091 | 0 | 726.9965 | 0.01668 | 718.9131 | 0.0017467 | 726.9965 | 0.017021 | 727.2548 | 0.014724 | 721.78 | -0.0036384 | 727.2548 | 0.0020175 | 727.2548 | 0.001514 | 727.2548 | 0.0010669 | 721.78 | 0.0060044 | 727.2548 | 0.0012686 | 594.6926 | 0.4084 | 727.2548 | 0.012843 | 727.2548 | 0.011083 | 726.9965 | 0.022633 | 886.1371 | 0.025509 | 726.9965 | 0.0041221 | 885.5627 | 0 | 886.1371 | 1.6341 | 726.9965 | 0.092624 | 727.2548 | 0.10871
|  | 592.3271 | 0.008837 | 727.2315 | -0.029553 | 592.3271 | 0.0079785 | 727.2315 | -0.041525 | 719.1457 | -0.0038865 | 727.2315 | -0.028575 | 727.4896 | 0 | 722.02 | -0.0041982 | 727.4896 | 0 | 727.4896 | 0 | 727.4896 | 0 | 722.02 | -0.00064125 | 727.4896 | 0 | 594.8118 | 0.41673 | 727.4896 | 0 | 727.4896 | 0 | 727.2315 | 0.0025186 | 886.3047 | 0.032237 | 727.2315 | -0.0059066 | 885.7307 | 0 | 886.3047 | 1.6453 | 727.2315 | 0.062713 | 727.4896 | 0.10465
|  | 592.4452 | 0 | 727.4665 | 0.0084503 | 592.4452 | 0 | 727.4665 | -0.014011 | 719.3784 | 0.00035444 | 727.4665 | 0.014013 | 727.7244 | 0.010442 | 722.25 | 0.0081163 | 727.7243 | 0.0062284 | 727.7244 | 0.001537 | 727.7244 | 0 | 722.25 | -0.0058878 | 727.7244 | 0.002153 | 594.9311 | 0.40528 | 727.7244 | 0.0088835 | 727.7244 | 0.0090703 | 727.4665 | 0.025183 | 886.4722 | 0.032012 | 727.4665 | 0.0065169 | 885.8986 | 0 | 886.4722 | 1.6549 | 727.4665 | 0.10733 | 727.7244 | 0.10696
|  | 592.5633 | 0.011056 | 727.7016 | -0.012666 | 592.5633 | 0.023953 | 727.7016 | -0.045565 | 719.611 | -0.0055656 | 727.7016 | -0.029821 | 727.9591 | 0 | 722.49 | -0.035543 | 727.9591 | 0 | 727.9591 | 0 | 727.9592 | 0 | 722.49 | -0.0076368 | 727.9591 | 0 | 595.0503 | 0.42281 | 727.9591 | 0 | 727.9592 | 0 | 727.7016 | -9.7505e-05 | 886.6398 | 0.016539 | 727.7016 | -0.01213 | 886.0666 | 0 | 886.6398 | 1.6644 | 727.7016 | 0.082048 | 727.9592 | 0.10519
|  | 592.6814 | 0 | 727.9366 | -0.0031827 | 592.6814 | 0 | 727.9366 | 0.019219 | 719.8437 | 0.0035687 | 727.9366 | 0.015721 | 728.1939 | 0.0099903 | 722.72 | 0.029387 | 728.1939 | 0.0071765 | 728.1939 | 0.00084465 | 728.194 | 0.00091509 | 722.72 | 0.0075785 | 728.1939 | 0.0036582 | 595.1695 | 0.42107 | 728.1939 | 0.0096439 | 728.194 | 0.0090861 | 727.9366 | 0.017732 | 886.8073 | 0.027695 | 727.9366 | 0.019527 | 886.2345 | 0 | 886.8073 | 1.6749 | 727.9366 | 0.086592 | 728.194 | 0.10765
|  | 592.7995 | 0.018768 | 728.1717 | -0.004059 | 592.7995 | 0.016916 | 728.1717 | -0.034568 | 720.0764 | -0.0030716 | 728.1717 | -0.030555 | 728.4288 | 0 | 722.96 | 0.0025189 | 728.4288 | 0 | 728.4288 | 0 | 728.4288 | 0 | 722.96 | 0.0042556 | 728.4288 | 0 | 595.2887 | 0.46082 | 728.4288 | 0 | 728.4288 | 0 | 728.1717 | -0.0042119 | 886.9749 | 0.01895 | 728.1717 | 0.010221 | 886.4025 | 0 | 886.9749 | 1.6886 | 728.1717 | 0.08023 | 728.4288 | 0.10335
|  | 592.9176 | 0 | 728.4068 | -0.0042652 | 592.9176 | 0 | 728.4068 | 0.029403 | 720.309 | 0.0072278 | 728.4068 | 0.018801 | 728.6636 | 0.019543 | 723.19 | -0.0047579 | 728.6636 | 0.0045159 | 728.6636 | 0.0016939 | 728.6636 | 0.0014232 | 723.19 | -0.004139 | 728.6636 | 0.0018515 | 595.4079 | 0.47349 | 728.6636 | 0.0078657 | 728.6636 | 0.011434 | 728.4068 | 0.014551 | 887.1424 | 0.031564 | 728.4068 | 0.004475 | 886.5704 | 0 | 887.1424 | 1.7025 | 728.4068 | 0.084196 | 728.6636 | 0.10494
|  | 593.0357 | 0.012594 | 728.6419 | -0.024996 | 593.0357 | 0.0046932 | 728.6419 | -0.043311 | 720.5417 | -0.0077626 | 728.6419 | -0.029537 | 728.8984 | 0 | 723.43 | -0.031067 | 728.8984 | 0 | 728.8984 | 0 | 728.8984 | 0 | 723.43 | -0.0079864 | 728.8984 | 0 | 595.5271 | 0.52695 | 728.8984 | 0 | 728.8984 | 0 | 728.6419 | 0.010065 | 887.31 | 0.024163 | 728.6419 | -0.0061884 | 886.7384 | 0 | 887.31 | 1.7162 | 728.6419 | 0.078082 | 728.8984 | 0.10109
|  | 593.1538 | 0 | 728.877 | -0.0073093 | 593.1538 | 0 | 728.877 | 0.0096669 | 720.7744 | 0.0090735 | 728.877 | 0.014649 | 729.1332 | 0.0074918 | 723.66 | -0.0036384 | 729.1332 | 0.007249 | 729.1332 | 0.0013379 | 729.1332 | 0.00071236 | 723.66 | 0.0037309 | 729.1332 | 0.0027212 | 595.6463 | 0.52157 | 729.1332 | 0.0081351 | 729.1332 | 0.013496 | 728.877 | 0.01868 | 887.4776 | 0.027808 | 728.877 | 0.015331 | 886.9063 | 0 | 887.4776 | 1.7239 | 728.877 | 0.08494 | 729.1332 | 0.10316
|  | 593.2719 | 0.0041782 | 729.1121 | -0.008164 | 593.2719 | 0.017593 | 729.1121 | -0.065446 | 721.0071 | -0.0063167 | 729.1121 | -0.030588 | 729.3681 | 0 | 723.9 | 0.015953 | 729.3681 | 0 | 729.3681 | 0 | 729.3681 | 0 | 723.9 | 0.00040807 | 729.3681 | 0 | 595.7656 | 0.58457 | 729.3681 | 0 | 729.3681 | 0 | 729.1121 | -0.005205 | 887.6451 | 0.026238 | 729.1121 | -0.0030468 | 887.0743 | 0 | 887.6451 | 1.7327 | 729.1121 | 0.073207 | 729.3681 | 0.099937
|  | 593.3901 | 0 | 729.3472 | 0.044221 | 593.3901 | 0 | 729.3472 | 0.029587 | 721.2399 | 0.0032459 | 729.3472 | 0.014621 | 729.6029 | 0.0076433 | 724.13 | 0.0092359 | 729.6029 | 0.0075146 | 729.6029 | 0.0029011 | 729.603 | 0.0027624 | 724.13 | 0.0053049 | 729.6029 | 0.0024276 | 595.8848 | 0.57832 | 729.6029 | 0.010159 | 729.603 | 0.013423 | 729.3472 | 0.020372 | 887.8127 | 0.030947 | 729.3472 | 0.0056797 | 887.2423 | 0 | 887.8127 | 1.7381 | 729.3472 | 0.080313 | 729.603 | 0.10095
|  | 593.5082 | 0.00085042 | 729.5823 | -0.0089194 | 593.5082 | 0.021111 | 729.5823 | -0.043237 | 721.4726 | -0.008279 | 729.5823 | -0.026263 | 729.8378 | 0 | 724.37 | -0.032185 | 729.8378 | 0 | 729.8378 | 0 | 729.8378 | 0 | 724.37 | -0.0034394 | 729.8378 | 0 | 596.004 | 0.63959 | 729.8378 | 0 | 729.8378 | 0 | 729.5823 | 0.0016753 | 887.9803 | 0.017548 | 729.5823 | 0.0079886 | 887.4103 | 0 | 887.9803 | 1.7475 | 729.5823 | 0.073785 | 729.8378 | 0.098987
|  | 593.6264 | 0 | 729.8174 | 0.021203 | 593.6264 | 0 | 729.8174 | -0.011067 | 721.7053 | 0.0016998 | 729.8174 | 0.017136 | 730.0727 | 0.013995 | 724.6 | 0.0081163 | 730.0727 | 0.0091526 | 730.0727 | 0.0050768 | 730.0727 | 0.0012943 | 724.6 | -0.0081612 | 730.0727 | 0.001487 | 596.1233 | 0.61391 | 730.0727 | 0.012596 | 730.0727 | 0.013063 | 729.8174 | 0.01837 | 888.1478 | 0.033022 | 729.8174 | 0.0091862 | 887.5782 | 0 | 888.1478 | 1.7518 | 729.8174 | 0.081965 | 730.0727 | 0.1012
|  | 593.7445 | 0.0095026 | 730.0526 | -0.03508 | 593.7445 | 0.014345 | 730.0526 | -0.07962 | 721.938 | -0.0048861 | 730.0526 | -0.0275 | 730.3076 | 0 | 724.84 | -0.031067 | 730.3076 | 0 | 730.3076 | 0 | 730.3076 | 0 | 724.84 | 0.00513 | 730.3076 | 0 | 596.2425 | 0.65348 | 730.3076 | 0 | 730.3076 | 0 | 730.0526 | -0.0049564 | 888.3154 | 0.024444 | 730.0526 | -0.0043585 | 887.7462 | 0 | 888.3154 | 1.762 | 730.0526 | 0.078743 | 730.3076 | 0.097308
|  | 593.8627 | 0 | 730.2877 | -0.0023717 | 593.8627 | 0 | 730.2877 | 0.025131 | 722.1708 | 0.0018288 | 730.2877 | 0.0165 | 730.5425 | 0.0086741 | 725.07 | -0.0036384 | 730.5425 | 0.0087135 | 730.5425 | 0.003375 | 730.5425 | 0.00055733 | 725.07 | -0.0060627 | 730.5425 | 0.0027745 | 596.3617 | 0.64168 | 730.5425 | 0.0066237 | 730.5425 | 0.004238 | 730.2877 | 0.020577 | 888.483 | 0.026126 | 730.2877 | 0.0036969 | 887.9142 | 0 | 888.483 | 1.7687 | 730.2877 | 0.085436 | 730.5425 | 0.098643
|  | 593.9808 | 0 | 730.5229 | -0.0093733 | 593.9808 | 0.016645 | 730.5229 | -0.026047 | 722.4036 | -0.0091806 | 730.5229 | -0.028866 | 730.7774 | 0 | 725.31 | -0.027148 | 730.7774 | 0 | 730.7774 | 0 | 730.7774 | 0 | 725.31 | 0.0054798 | 730.7774 | 0 | 596.481 | 0.66598 | 730.7774 | 0 | 730.7774 | 0 | 730.5229 | -0.0013355 | 888.6506 | 0.017155 | 730.5229 | 0.0011683 | 888.0822 | 0 | 888.6506 | 1.7835 | 730.5229 | 0.074446 | 730.7774 | 0.096662
|  | 594.099 | 0.0024443 | 730.758 | 0.010091 | 594.099 | 0 | 730.758 | 0.018207 | 722.6364 | 0.0025394 | 730.758 | 0.017874 | 731.0123 | 0.017313 | 725.54 | 0.027148 | 731.0123 | 0.0027436 | 731.0123 | 0.0046558 | 731.0123 | 0.0013995 | 725.54 | -0.00046636 | 731.0123 | 0.0027509 | 596.6002 | 0.67917 | 731.0123 | 0.0093955 | 731.0123 | 0.013755 | 730.758 | 0.015663 | 888.8181 | 0.024556 | 730.758 | 0.0086315 | 888.2502 | 0 | 888.8181 | 1.7961 | 730.758 | 0.079487 | 731.0123 | 0.098748
|  | 594.2172 | 0.0030689 | 730.9932 | -0.058205 | 594.2172 | 0.0042239 | 730.9932 | -0.030896 | 722.8691 | -0.0073631 | 730.9932 | -0.025365 | 731.2472 | 0 | 725.78 | -0.018192 | 731.2472 | 0 | 731.2472 | 0 | 731.2473 | 0 | 725.78 | 0.0040807 | 731.2472 | 0 | 596.7195 | 0.69444 | 731.2472 | 0 | 731.2473 | 0 | 730.9932 | -0.010673 | 888.9857 | 0.016651 | 730.9932 | -0.0041547 | 888.4181 | 0 | 888.9857 | 1.8144 | 730.9932 | 0.070646 | 731.2473 | 0.093772
|  | 594.3354 | 0 | 731.2284 | 0.0084375 | 594.3354 | 0 | 731.2284 | 0.0082013 | 723.1019 | 0.0048833 | 731.2284 | 0.012764 | 731.4822 | 0.0074648 | 726.01 | 0.0047579 | 731.4822 | 0.0096122 | 731.4822 | 0.0029463 | 731.4822 | 0.0013632 | 726.01 | -0.008861 | 731.4822 | 0.0029109 | 596.8387 | 0.73974 | 731.4822 | 0.0092599 | 731.4822 | 0.012716 | 731.2284 | 0.014852 | 889.1533 | 0.03319 | 731.2284 | 0.015761 | 888.5861 | 0 | 889.1533 | 1.8303 | 731.2284 | 0.076843 | 731.4822 | 0.096221
|  | 594.4536 | 0 | 731.4636 | -0.023164 | 594.4536 | 0.021111 | 731.4636 | -0.025077 | 723.3347 | -0.0036273 | 731.4636 | -0.02569 | 731.7171 | 0 | 726.25 | 0.012595 | 731.7171 | 0 | 731.7171 | 0 | 731.7171 | 0 | 726.25 | -0.005538 | 731.7171 | 0 | 596.958 | 0.75554 | 731.7171 | 0 | 731.7171 | 0 | 731.4636 | -0.0016257 | 889.3209 | 0.017828 | 731.4636 | 0.010953 | 888.7541 | 0 | 889.3209 | 1.85 | 731.4636 | 0.073951 | 731.7171 | 0.094403
|  | 594.5718 | 0 | 731.6988 | -0.0028711 | 594.5718 | 0 | 731.6988 | 0.021728 | 723.5675 | 0.0026115 | 731.6988 | 0.014808 | 731.9521 | 0.014765 | 726.48 | 0.041701 | 731.9521 | 0.0074915 | 731.9521 | 0.0028368 | 731.9521 | 0.0010322 | 726.48 | 0.00075785 | 731.9521 | 0.0015635 | 597.0772 | 0.79875 | 731.9521 | 0.013367 | 731.9521 | 0.0077065 | 731.6988 | 0.019029 | 889.4885 | 0.036554 | 731.6988 | 0.0066147 | 888.9221 | 0 | 889.4885 | 1.8649 | 731.6988 | 0.081718 | 731.9521 | 0.095242
|  | 594.69 | 0.0046219 | 731.934 | -0.021436 | 594.69 | 0.017322 | 731.934 | -0.052467 | 723.8004 | -0.0061888 | 731.934 | -0.029232 | 732.187 | 0 | 726.72 | -0.029387 | 732.187 | 0 | 732.187 | 0 | 732.187 | 0 | 726.72 | -0.012009 | 732.187 | 0 | 597.1965 | 0.81108 | 732.187 | 0 | 732.187 | 0 | 731.934 | 0.0046404 | 889.6561 | 0.016651 | 731.934 | 0.00027341 | 889.0901 | 0 | 889.6561 | 1.8783 | 731.934 | 0.069985 | 732.187 | 0.092171
|  | 594.8082 | 0 | 732.1692 | 0.029702 | 594.8082 | 0 | 732.1692 | 0.034101 | 724.0332 | 0.010644 | 732.1692 | 0.022195 | 732.422 | 0.009152 | 726.96 | 0.052336 | 732.422 | 0.0068868 | 732.422 | 0.00351 | 732.422 | 0.0020894 | 726.96 | 0.0028565 | 732.422 | 0.0032567 | 597.3157 | 0.84388 | 732.422 | 0.01172 | 732.422 | 0.0142 | 732.1692 | 0.021128 | 889.8237 | 0.023659 | 732.1692 | 0.0077628 | 889.2582 | 0 | 889.8237 | 1.8823 | 732.1692 | 0.07362 | 732.422 | 0.093984
|  | 594.9264 | 0.011056 | 732.4045 | -0.052337 | 594.9264 | 0.015698 | 732.4045 | -0.057762 | 724.266 | -0.0057286 | 732.4045 | -0.029901 | 732.657 | 0 | 727.19 | -0.0019591 | 732.657 | 0 | 732.657 | 0 | 732.657 | 0 | 727.19 | -0.01848 | 732.657 | 0 | 597.435 | 0.85117 | 732.657 | 0 | 732.657 | 0 | 732.4045 | -0.00090985 | 889.9913 | 0.020183 | 732.4045 | -0.00098831 | 889.4262 | 0 | 889.9913 | 1.8865 | 732.4045 | 0.071224 | 732.657 | 0.092143
|  | 595.0446 | 0 | 732.6397 | -0.010416 | 595.0446 | 0 | 732.6397 | -0.0045467 | 724.4988 | -0.0015411 | 732.6397 | 0.018387 | 732.892 | 0.0092882 | 727.43 | -0.0013994 | 732.892 | 0.006197 | 732.892 | 0.0029349 | 732.892 | 0.00091693 | 727.43 | 0.0042556 | 732.892 | 0 | 597.5543 | 0.85916 | 732.892 | 0.0093066 | 732.892 | 0.0099756 | 732.6397 | 0.020623 | 890.1589 | 0.026406 | 732.6397 | 0.0074784 | 889.5942 | 0 | 890.1589 | 1.888 | 732.6397 | 0.076264 | 732.892 | 0.094026
|  | 595.1629 | 0.015311 | 732.8749 | -0.017933 | 595.1629 | 0.012672 | 732.8749 | -0.063917 | 724.7317 | -0.0016953 | 732.8749 | -0.029682 | 733.127 | 0 | 727.66 | -0.00083963 | 733.127 | 0 | 733.127 | 0 | 733.127 | 0 | 727.66 | 0.0039058 | 733.127 | 0 | 597.6735 | 0.84944 | 733.127 | 0 | 733.1269 | 0 | 732.875 | -0.010133 | 890.3265 | 0.02108 | 732.8749 | 0.00029816 | 889.7622 | 0 | 890.3265 | 1.8931 | 732.875 | 0.06701 | 733.127 | 0.090098
|  | 595.2811 | 0 | 733.1102 | -0.024924 | 595.2811 | 0 | 733.1102 | 0.006757 | 724.9646 | 0.0032422 | 733.1102 | 0.013549 | 733.362 | 0.012356 | 727.9 | 0.0092359 | 733.362 | 0.0038698 | 733.362 | 0.0025286 | 733.362 | 0.0004202 | 727.9 | -0.0090358 | 733.362 | 0.0011938 | 597.7928 | 0.84058 | 733.362 | 0.0036601 | 733.362 | 0.011162 | 733.1102 | 0.011872 | 890.4941 | 0.035264 | 733.1102 | 0.0084685 | 889.9302 | 0 | 890.4941 | 1.8939 | 733.1102 | 0.076595 | 733.362 | 0.090413
|  | 595.3994 | 0.0092808 | 733.3455 | 0.00019051 | 595.3994 | 0.0053973 | 733.3455 | -0.051036 | 725.1974 | -0.0052283 | 733.3455 | -0.023555 | 733.597 | 0 | 728.13 | 0.029946 | 733.597 | 0 | 733.597 | 0 | 733.597 | 0 | 728.13 | 0.03521 | 733.597 | 0 | 597.9121 | 0.83017 | 733.597 | 0.0028575 | 733.597 | 0 | 733.3455 | 0.0075395 | 890.6617 | 0.02265 | 733.3455 | 0.0026031 | 890.0982 | 0 | 890.6617 | 1.8988 | 733.3455 | 0.069902 | 733.597 | 0.088918
|  | 595.5176 | 0 | 733.5808 | -0.017487 | 595.5176 | 0 | 733.5808 | 0.01584 | 725.4304 | 0.0061785 | 733.5808 | 0.016099 | 733.832 | 0.014913 | 728.37 | 0.019871 | 733.832 | 0.0088217 | 733.832 | 0.0019068 | 733.832 | 0.00096526 | 728.37 | -0.0039641 | 733.832 | 0.0022803 | 598.0313 | 0.82271 | 733.832 | 0.0087468 | 733.832 | 0.012496 | 733.5807 | 0.016926 | 890.8293 | 0.020687 | 733.5808 | 0.011413 | 890.2663 | 0 | 890.8293 | 1.9018 | 733.5807 | 0.076182 | 733.832 | 0.090854
|  | 595.6359 | 0.0059529 | 733.816 | -0.00031849 | 595.6359 | 0.012437 | 733.816 | -0.035162 | 725.6632 | -0.0095597 | 733.816 | -0.030227 | 734.0671 | 0 | 728.6 | 0.006437 | 734.0671 | 0 | 734.0671 | 0 | 734.0671 | 0 | 728.6 | -0.013758 | 734.0671 | 0 | 598.1506 | 0.83364 | 734.0671 | 0 | 734.0671 | 0 | 733.816 | -0.0039656 | 890.9969 | 0.017828 | 733.816 | -0.0043961 | 890.4343 | 0 | 890.9969 | 1.9144 | 733.816 | 0.052303 | 734.0671 | 0.088046
|  | 595.7541 | 0 | 734.0513 | 0.0098601 | 595.7541 | 0 | 734.0513 | 0.0042423 | 725.8961 | 0.001798 | 734.0513 | 0.015731 | 734.3021 | 0.0021867 | 728.84 | 0.0058775 | 734.3021 | 0.0090399 | 734.3021 | 0.0015363 | 734.3021 | 0.0012699 | 728.84 | 0.0016322 | 734.3021 | 0.0027909 | 598.2699 | 0.83069 | 734.3021 | 0.0063727 | 734.3021 | 0.0085691 | 734.0513 | 0.024259 | 891.1645 | 0.027023 | 734.0513 | 0.0065473 | 890.6023 | 0 | 891.1645 | 1.9254 | 734.0513 | 0.089319 | 734.3021 | 0.08928
|  | 595.8724 | 0.0010722 | 734.2866 | 0.00056628 | 595.8724 | 0.012437 | 734.2866 | -0.054725 | 726.129 | -0.0034138 | 734.2866 | -0.028762 | 734.5372 | 0 | 729.07 | -0.013154 | 734.5372 | 0 | 734.5372 | 0 | 734.5372 | 0 | 729.07 | 0.003556 | 734.5372 | 0 | 598.3892 | 0.85239 | 734.5372 | 0 | 734.5372 | 0 | 734.2866 | -0.007892 | 891.3321 | 0.034199 | 734.2866 | -1.2893e-05 | 890.7704 | 0 | 891.3321 | 1.9454 | 734.2866 | 0.069158 | 734.5372 | 0.087069
|  | 595.9907 | 0 | 734.5219 | 0.0020523 | 595.9907 | 0 | 734.5219 | 0.021161 | 726.3619 | 0.0030786 | 734.5219 | 0.01868 | 734.7723 | 0.012095 | 729.31 | 0.0086761 | 734.7723 | 0.010786 | 734.7723 | 0.0027279 | 734.7723 | 0.0018721 | 729.31 | -0.0058878 | 734.7723 | 0.0018023 | 598.5085 | 0.8477 | 734.7723 | 0.012422 | 734.7723 | 0.0098187 | 734.5219 | 0.019617 | 891.4998 | 0.024163 | 734.5219 | 0.021362 | 890.9384 | 0 | 891.4998 | 1.9619 | 734.5219 | 0.078082 | 734.7723 | 0.0881
|  | 596.109 | 0.0028471 | 734.7573 | -0.031224 | 596.109 | 0.022329 | 734.7573 | -0.032169 | 726.5949 | -0.0022971 | 734.7573 | -0.025939 | 735.0073 | 0 | 729.54 | -0.062413 | 735.0073 | 0 | 735.0073 | 0 | 735.0073 | 0 | 729.54 | 0.0040807 | 735.0073 | 0 | 598.6277 | 0.87703 | 735.0073 | 0 | 735.0073 | 0 | 734.7573 | -0.0016472 | 891.6674 | 0.021472 | 734.7573 | -0.0025144 | 891.1064 | 0 | 891.6674 | 1.9846 | 734.7573 | 0.064366 | 735.0073 | 0.085956
|  | 596.2273 | 0 | 734.9926 | 0.0083637 | 596.2273 | 0 | 734.9926 | -0.011636 | 726.8278 | 0.00077126 | 734.9926 | 0.016594 | 735.2424 | 0.0082436 | 729.78 | 0.029946 | 735.2424 | 0.0021151 | 735.2424 | 0.0021186 | 735.2424 | 0.0010124 | 729.78 | 0.00023318 | 735.2424 | 0.0016377 | 598.747 | 0.88415 | 735.2424 | 0.010049 | 735.2424 | 0.0076866 | 734.9926 | 0.021648 | 891.835 | 0.032405 | 734.9926 | 0.0076813 | 891.2745 | 0 | 891.835 | 1.9997 | 734.9926 | 0.067919 | 735.2424 | 0.087089
|  | 596.3456 | 0.012347 | 735.2279 | -0.038177 | 596.3456 | 0.012437 | 735.2279 | 0.00054816 | 727.0608 | -0.003628 | 735.2279 | -0.029472 | 735.4775 | 0 | 730.01 | -0.011475 | 735.4775 | 0 | 735.4775 | 0 | 735.4775 | 0 | 730.01 | -0.0029147 | 735.4775 | 0 | 598.8663 | 0.92424 | 735.4775 | 0 | 735.4775 | 0 | 735.2279 | -0.0071212 | 892.0026 | 0.025845 | 735.2279 | 0.0076491 | 891.4425 | 0 | 892.0026 | 2.0168 | 735.2279 | 0.062961 | 735.4775 | 0.084915
|  | 596.4639 | 0 | 735.4633 | -0.013363 | 596.4639 | 0 | 735.4633 | -0.01229 | 727.2937 | 0.0048453 | 735.4633 | 0.013321 | 735.7126 | 0.0036478 | 730.25 | 0.02211 | 735.7126 | 0.0040812 | 735.7126 | 0.0031874 | 735.7126 | 0.001006 | 730.25 | 0.0047802 | 735.7126 | 0.0015503 | 598.9856 | 0.94368 | 735.7126 | 0.0078345 | 735.7127 | 0.0085883 | 735.4633 | 0.0087182 | 892.1703 | 0.026126 | 735.4633 | 0.01687 | 891.6106 | 0 | 892.1703 | 2.0251 | 735.4633 | 0.075768 | 735.7126 | 0.086157
|  | 596.5822 | 0.014323 | 735.6987 | 0.0076674 | 596.5822 | 0.011264 | 735.6987 | -0.045085 | 727.5267 | -0.0099662 | 735.6987 | -0.026555 | 735.9477 | 0 | 730.48 | -0.014833 | 735.9478 | 0 | 735.9477 | 0 | 735.9478 | 0 | 730.48 | -0.00029147 | 735.9477 | 0 | 599.1049 | 0.98447 | 735.9477 | 0 | 735.9478 | 0 | 735.6987 | -0.0075326 | 892.3379 | 0.01766 | 735.6987 | 0.0012413 | 891.7786 | 0 | 892.3379 | 2.0358 | 735.6987 | 0.06354 | 735.9478 | 0.083113
|  | 596.7006 | 0 | 735.934 | 0.0064719 | 596.7006 | 0 | 735.934 | -0.0044761 | 727.7596 | 0.0037654 | 735.934 | 0.019624 | 736.1829 | 0.014591 | 730.72 | 0.029946 | 736.1829 | 0.0078649 | 736.1829 | 0.0027341 | 736.1829 | 0.00091253 | 730.72 | 0.013175 | 736.1829 | 0.0038374 | 599.2242 | 1.0074 | 736.1829 | 0.012882 | 736.1829 | 0.010757 | 735.934 | 0.023104 | 892.5055 | 0.019398 | 735.934 | 0.007935 | 891.9467 | 0 | 892.5055 | 2.042 | 735.934 | 0.069406 | 736.1829 | 0.085143
|  | 596.8189 | 0.0081715 | 736.1694 | -0.026586 | 596.8189 | 0.011968 | 736.1694 | -0.072861 | 727.9927 | -0.0058905 | 736.1694 | -0.020083 | 736.418 | 0 | 730.95 | -0.030506 | 736.418 | 0 | 736.418 | 0 | 736.418 | 0 | 730.95 | -0.0043139 | 736.418 | 0 | 599.3435 | 1.0397 | 736.418 | 0 | 736.418 | 0 | 736.1694 | 0.0014219 | 892.6732 | 0.027415 | 736.1694 | 0.0020993 | 892.1148 | 0.00013913 | 892.6732 | 2.0537 | 736.1694 | 0.059243 | 736.418 | 0.081742
|  | 596.9372 | 0 | 736.4048 | 0.0091371 | 596.9372 | 0 | 736.4048 | 0.013714 | 728.2256 | -0.0016377 | 736.4048 | 0.01704 | 736.6532 | 0.0012439 | 731.19 | 0.018192 | 736.6532 | 0.0066393 | 736.6532 | 0.0028647 | 736.6531 | 0.0012104 | 731.19 | 0.0039058 | 736.6532 | 0.0015741 | 599.4628 | 1.0563 | 736.6532 | 0.013152 | 736.6531 | 0.0079154 | 736.4048 | 0.016199 | 892.8408 | 0.02848 | 736.4048 | 0.0089767 | 892.2828 | 0 | 892.8408 | 2.0626 | 736.4048 | 0.070315 | 736.6531 | 0.084534
|  | 597.0556 | 0.0037345 | 736.6402 | -0.035021 | 597.0556 | 0.0089172 | 736.6402 | -0.050131 | 728.4586 | -0.0053744 | 736.6402 | -0.028488 | 736.8883 | 0 | 731.42 | -0.00027989 | 736.8883 | 0 | 736.8883 | 0 | 736.8883 | 0 | 731.42 | 0.00513 | 736.8883 | 0 | 599.5821 | 1.0825 | 736.8883 | 0 | 736.8883 | 0 | 736.6402 | -0.0078188 | 893.0084 | 0.020183 | 736.6402 | 0.0031396 | 892.4509 | 0.00013913 | 893.0084 | 2.0742 | 736.6402 | 0.059987 | 736.8883 | 0.0807
|  | 597.1739 | 0 | 736.8756 | -0.029304 | 597.1739 | 0 | 736.8756 | 0.0012195 | 728.6917 | 0.0020126 | 736.8756 | 0.014067 | 737.1235 | 0.0076165 | 731.66 | -0.0069968 | 737.1235 | 0.0069827 | 737.1235 | 0.00063226 | 737.1235 | 0.00092703 | 731.66 | 0.0032063 | 737.1235 | 0.0032212 | 599.7014 | 1.1006 | 737.1235 | 0.0082419 | 737.1235 | 0.0082184 | 736.8756 | 0.010472 | 893.1761 | 0.030555 | 736.8756 | 0.0063741 | 892.619 | 0 | 893.1761 | 2.0825 | 736.8756 | 0.067836 | 737.1235 | 0.083465
|  | 597.2923 | 0.020126 | 737.111 | -0.0068349 | 597.2923 | 0.014074 | 737.111 | -0.061558 | 728.9247 | -0.0070958 | 737.111 | -0.023491 | 737.3586 | 0 | 731.89 | 0.047299 | 737.3587 | 0 | 737.3586 | 0 | 737.3586 | 0 | 731.89 | -0.0060627 | 737.3586 | 0 | 599.8207 | 1.1308 | 737.3586 | 0 | 737.3586 | 0 | 737.111 | -0.016182 | 893.3437 | 0.017436 | 737.111 | 0.0045609 | 892.7871 | 0 | 893.3437 | 2.0962 | 737.111 | 0.064779 | 737.3586 | 0.080062
|  | 597.4107 | 0 | 737.3464 | -0.02423 | 597.4107 | 0 | 737.3464 | 0.0055338 | 729.1577 | 0.0042809 | 737.3464 | 0.013121 | 737.5938 | 0 | 732.13 | 0.024908 | 737.5938 | 0.0085967 | 737.5938 | 0.0018117 | 737.5938 | 0.002155 | 732.13 | -0.0030897 | 737.5938 | 0.0028172 | 599.9401 | 1.1464 | 737.5938 | 0.01367 | 737.5938 | 0.010769 | 737.3464 | 0.017167 | 893.5114 | 0.027079 | 737.3464 | 0.023289 | 892.9551 | 0 | 893.5114 | 2.1093 | 737.3464 | 0.069737 | 737.5938 | 0.081854
|  | 597.529 | 0.022842 | 737.5818 | -0.032512 | 597.529 | 0.010325 | 737.5818 | -0.055838 | 729.3907 | -0.00544 | 737.5818 | -0.027181 | 737.829 | 0 | 732.37 | -0.0097957 | 737.829 | 0 | 737.829 | 0 | 737.829 | 0 | 732.37 | -0.0039641 | 737.829 | 0 | 600.0594 | 1.1719 | 737.829 | 0 | 737.829 | 0 | 737.5819 | -0.0032068 | 893.679 | 0.021304 | 737.5818 | 0.0037183 | 893.1232 | 0 | 893.679 | 2.1272 | 737.5819 | 0.063292 | 737.829 | 0.078858
|  | 597.6474 | 0 | 737.8173 | -0.012369 | 597.6474 | 0 | 737.8173 | -0.0081989 | 729.6238 | -0.00077363 | 737.8173 | 0.01216 | 738.0642 | 0.011547 | 732.6 | 0.0069968 | 738.0642 | 0.002512 | 738.0642 | 0.0036193 | 738.0642 | 0.00076666 | 732.6 | -0.0043139 | 738.0642 | 0.0010013 | 600.1787 | 1.1816 | 738.0642 | 0.0068883 | 738.0642 | 0.010042 | 737.8173 | 0.015801 | 893.8467 | 0.033694 | 737.8173 | 0.018393 | 893.2913 | 0 | 893.8467 | 2.1405 | 737.8173 | 0.069571 | 738.0642 | 0.080715
|  | 597.7658 | 0.013088 | 738.0527 | -0.0080662 | 597.7658 | 0.014616 | 738.0527 | -0.060973 | 729.8568 | -0.0095272 | 738.0527 | -0.027645 | 738.2994 | 0 | 732.84 | -0.058495 | 738.2994 | 0 | 738.2994 | 0 | 738.2994 | 0 | 732.84 | -0.011135 | 738.2994 | 0 | 600.298 | 1.2063 | 738.2994 | 0 | 738.2994 | 0 | 738.0527 | -0.002008 | 894.0143 | 0.022257 | 738.0527 | 0.010885 | 893.4594 | 0.00013913 | 894.0143 | 2.1536 | 738.0527 | 0.060317 | 738.2994 | 0.077865
|  | 597.8842 | 0 | 738.2882 | 0.0045807 | 597.8842 | 0 | 738.2882 | 0.0042442 | 730.0899 | 0.0027951 | 738.2882 | 0.021686 | 738.5347 | 0.0058664 | 733.07 | -0.00083963 | 738.5347 | 0.0062237 | 738.5347 | 0.0017325 | 738.5347 | 0.0011702 | 733.07 | 0.0082777 | 738.5347 | 0.0012624 | 600.4173 | 1.2176 | 738.5347 | 0.0084921 | 738.5347 | 0.010095 | 738.2882 | 0.01728 | 894.182 | 0.032405 | 738.2882 | 0.018258 | 893.6275 | 0 | 894.182 | 2.1618 | 738.2882 | 0.068002 | 738.5347 | 0.079147
|  | 598.0026 | 0.010612 | 738.5237 | -0.035937 | 598.0026 | 0.012202 | 738.5237 | -0.037779 | 730.3229 | -0.0049134 | 738.5237 | -0.027777 | 738.7699 | 0 | 733.31 | 0.00027989 | 738.7699 | 0 | 738.7699 | 0 | 738.7699 | 0 | 733.31 | 0.0016322 | 738.7699 | 0 | 600.5367 | 1.2429 | 738.7699 | 0 | 738.7699 | 0 | 738.5237 | -0.0016088 | 894.3496 | 0.024724 | 738.5237 | 0.0082549 | 893.7956 | 0 | 894.3496 | 2.1762 | 738.5237 | 0.061639 | 738.7699 | 0.076195
|  | 598.121 | 0.00066663 | 738.7591 | 0.049655 | 598.121 | 0 | 738.7591 | 0.015972 | 730.556 | 0.0044906 | 738.7591 | 0.013163 | 739.0051 | 0.019681 | 733.54 | -0.014274 | 739.0051 | 0.0080475 | 739.0051 | 0.0036327 | 739.0051 | 0.0032497 | 733.54 | 5.8296e-05 | 739.0051 | 0.0034645 | 600.656 | 1.254 | 739.0051 | 0.0086146 | 739.0051 | 0.0098738 | 738.7591 | 0.015438 | 894.5173 | 0.027079 | 738.7591 | 0.019476 | 893.9637 | 0 | 894.5173 | 2.1906 | 738.7591 | 0.06701 | 739.0051 | 0.077777
|  | 598.2394 | 0.0059529 | 738.9946 | -0.033791 | 598.2394 | 0.011029 | 738.9946 | -0.058468 | 730.7891 | -0.0071878 | 738.9946 | -0.026998 | 739.2404 | 0 | 733.78 | -0.018192 | 739.2404 | 0 | 739.2404 | 0 | 739.2404 | 0 | 733.78 | -0.0015157 | 739.2404 | 0 | 600.7753 | 1.2818 | 739.2404 | 0 | 739.2404 | 0 | 738.9946 | -0.013195 | 894.685 | 0.025453 | 738.9946 | -0.0048287 | 894.1318 | 0 | 894.685 | 2.2068 | 738.9946 | 0.059574 | 739.2404 | 0.075453
|  | 598.3579 | 0 | 739.2301 | 0.0070206 | 598.3579 | 0 | 739.2301 | 0.0022883 | 731.0222 | 0.0052231 | 739.2301 | 0.017107 | 739.4756 | 0.011611 | 734.01 | -0.0036384 | 739.4756 | 0.0041199 | 739.4756 | 0.0019542 | 739.4756 | 0.0013877 | 734.01 | 0.0046053 | 739.4756 | 0.0030141 | 600.8946 | 1.2927 | 739.4756 | 0.0043788 | 739.4756 | 0.0061947 | 739.2301 | 0.026338 | 894.8526 | 0.031844 | 739.2301 | 0.028914 | 894.2999 | 0 | 894.8526 | 2.2114 | 739.2301 | 0.068663 | 739.4756 | 0.076853
|  | 598.4763 | 0.0046219 | 739.4656 | -0.0096474 | 598.4763 | 0.010091 | 739.4656 | -0.037577 | 731.2554 | -0.0064547 | 739.4656 | -0.027775 | 739.7109 | 0 | 734.25 | -0.02155 | 739.7109 | 0 | 739.7109 | 0 | 739.7109 | 0 | 734.25 | -0.0051883 | 739.7109 | 0 | 601.014 | 1.3151 | 739.7109 | 0 | 739.7109 | 0 | 739.4656 | -0.0080002 | 895.0203 | 0.027583 | 739.4656 | 0.012367 | 894.468 | 0.0004174 | 895.0203 | 2.2166 | 739.4656 | 0.055938 | 739.7109 | 0.072923
|  | 598.5947 | 0 | 739.7011 | -0.002541 | 598.5947 | 0 | 739.7011 | 0.0031734 | 731.4885 | 0.0081289 | 739.7011 | 0.018725 | 739.9462 | 0.010652 | 734.48 | -0.034425 | 739.9462 | 0.0054162 | 739.9462 | 0.0031501 | 739.9462 | 0.0018577 | 734.48 | -0.0092106 | 739.9462 | 0.0023828 | 601.1333 | 1.3248 | 739.9462 | 0.011914 | 739.9462 | 0.014848 | 739.7011 | 0.01558 | 895.188 | 0.029489 | 739.7011 | 0.020198 | 894.6361 | 0 | 895.188 | 2.2155 | 739.7011 | 0.063292 | 739.9462 | 0.075736
|  | 598.7132 | 0.0097244 | 739.9367 | -0.025741 | 598.7132 | 0.010091 | 739.9367 | -0.015862 | 731.7216 | -0.0086987 | 739.9367 | -0.028852 | 740.1815 | 0 | 734.72 | 0.015953 | 740.1815 | 0 | 740.1815 | 0 | 740.1815 | 0 | 734.72 | -0.0064125 | 740.1815 | 0 | 601.2527 | 1.3556 | 740.1815 | 0 | 740.1815 | 0 | 739.9367 | -0.0083101 | 895.3556 | 0.016651 | 739.9367 | 0.020763 | 894.8042 | 0 | 895.3556 | 2.2216 | 739.9367 | 0.058169 | 740.1815 | 0.074094
|  | 598.8316 | 0 | 740.1722 | 0.0043976 | 598.8316 | 0 | 740.1722 | -0.022687 | 731.9547 | 0.00013779 | 740.1722 | 0.016725 | 740.4168 | 0.00084942 | 734.95 | -0.053457 | 740.4168 | 0.0057419 | 740.4168 | 0.0018982 | 740.4168 | 0.0007539 | 734.95 | -0.0046636 | 740.4168 | 0.00042527 | 601.372 | 1.3736 | 740.4168 | 0.0069819 | 740.4168 | 0.0033782 | 740.1722 | 0.0085971 | 895.5233 | 0.025845 | 740.1722 | 0.025396 | 894.9723 | 0 | 895.5233 | 2.2268 | 740.1722 | 0.065688 | 740.4168 | 0.07516
|  | 598.9501 | 0.0068403 | 740.4077 | -0.0065741 | 598.9501 | 0.020164 | 740.4077 | -0.021862 | 732.1879 | -0.0080227 | 740.4077 | -0.02534 | 740.6521 | 0 | 735.19 | -0.037783 | 740.6521 | 0 | 740.6521 | 0 | 740.6521 | 0 | 735.19 | -0.0067623 | 740.6521 | 0 | 601.4913 | 1.4021 | 740.6521 | 0 | 740.6521 | 0 | 740.4077 | -0.012807 | 895.691 | 0.019118 | 740.4077 | 0.02156 | 895.1404 | 0 | 895.691 | 2.2418 | 740.4077 | 0.041974 | 740.6521 | 0.071852
|  | 599.0686 | 0 | 740.6433 | 0.0056868 | 599.0686 | 0 | 740.6433 | 0.014513 | 732.421 | 0.005641 | 740.6433 | 0.017833 | 740.8874 | 0.015286 | 735.43 | -0.0019591 | 740.8874 | 0.0066736 | 740.8874 | 0.0026229 | 740.8874 | 0.0025563 | 735.43 | -0.0053632 | 740.8874 | 0.0042097 | 601.6107 | 1.4189 | 740.8874 | 0.0084991 | 740.8874 | 0.012946 | 740.6433 | 0.017189 | 895.8587 | 0.027023 | 740.6433 | 0.019747 | 895.3085 | 0 | 895.8587 | 2.256 | 740.6433 | 0.07519 | 740.8874 | 0.073697
|  | 599.187 | 0.008837 | 740.8788 | -0.045151 | 599.187 | 0.018946 | 740.8788 | -0.043352 | 732.6542 | -0.0041026 | 740.8788 | -0.029323 | 741.1227 | 0 | 735.66 | -0.0097957 | 741.1227 | 0 | 741.1227 | 0 | 741.1227 | 0 | 735.66 | -0.00046636 | 741.1227 | 0 | 601.73 | 1.4503 | 741.1227 | 0 | 741.1227 | 0 | 740.8788 | -0.0025288 | 896.0263 | 0.019903 | 740.8788 | 0.024883 | 895.4767 | 0 | 896.0263 | 2.2732 | 740.8788 | 0.053955 | 741.1227 | 0.070797
|  | 599.3055 | 0 | 741.1144 | -0.0036981 | 599.3055 | 0 | 741.1144 | 0.019196 | 732.8874 | 0.0031156 | 741.1144 | 0.016486 | 741.3581 | 0.0087108 | 735.9 | 0.023229 | 741.3581 | 0.0030888 | 741.3581 | 0.001534 | 741.3581 | 0.0013759 | 735.9 | 0.010202 | 741.3581 | 0.0015728 | 601.8494 | 1.4684 | 741.3581 | 0.0048169 | 741.3581 | 0.012274 | 741.1144 | 0.004727 | 896.194 | 0.042664 | 741.1144 | 0.020956 | 895.6448 | 0 | 896.194 | 2.2842 | 741.1144 | 0.06197 | 741.3581 | 0.07289
|  | 599.424 | 0.01457 | 741.35 | -0.039851 | 599.424 | 0.013141 | 741.35 | -0.06268 | 733.1205 | -0.0050908 | 741.35 | -0.028488 | 741.5934 | 0 | 736.13 | -0.035543 | 741.5934 | 0 | 741.5934 | 0 | 741.5934 | 0 | 736.13 | -0.0069371 | 741.5934 | 0 | 601.9688 | 1.4923 | 741.5934 | 0 | 741.5934 | 0 | 741.35 | -0.0069535 | 896.3617 | 0.022874 | 741.35 | 0.028437 | 895.8129 | 0 | 896.3617 | 2.2998 | 741.35 | 0.056103 | 741.5934 | 0.070529
|  | 599.5425 | 0 | 741.5856 | 0.0094997 | 599.5425 | 0 | 741.5856 | 0.029014 | 733.3538 | -7.2754e-05 | 741.5856 | 0.0091826 | 741.8288 | 0.010182 | 736.37 | -0.0041982 | 741.8288 | 0.0058757 | 741.8288 | 0.0017381 | 741.8288 | 0.0016297 | 736.37 | 0.008628 | 741.8288 | 0.0026515 | 602.0881 | 1.5097 | 741.8288 | 0.0062195 | 741.8288 | 0.010655 | 741.5856 | 0.011072 | 896.5294 | 0.029153 | 741.5856 | 0.034816 | 895.9811 | 0 | 896.5294 | 2.3146 | 741.5856 | 0.064531 | 741.8288 | 0.071293
|  | 599.661 | 0.013705 | 741.8212 | -0.025593 | 599.661 | 0.022735 | 741.8212 | -0.039726 | 733.5869 | -0.0071605 | 741.8212 | -0.027938 | 742.0641 | 0 | 736.6 | -0.012595 | 742.0641 | 0 | 742.0641 | 0 | 742.0641 | 0 | 736.6 | -0.0011659 | 742.0641 | 0 | 602.2075 | 1.5376 | 742.0641 | 0 | 742.0642 | 0 | 741.8212 | -0.0022003 | 896.6971 | 0.028368 | 741.8212 | 0.019067 | 896.1492 | 0 | 896.6971 | 2.3349 | 741.8212 | 0.059987 | 742.0641 | 0.070111
|  | 599.7795 | 0 | 742.0568 | -0.011156 | 599.7795 | 0 | 742.0568 | 0.012398 | 733.8201 | 0.0070753 | 742.0568 | 0.014767 | 742.2995 | 0.01348 | 736.84 | 0.015393 | 742.2995 | 0.0035426 | 742.2995 | 0.0016669 | 742.2995 | 0.00043536 | 736.84 | -0.00029147 | 742.2995 | 0.00013372 | 602.3268 | 1.5602 | 742.2995 | 0.0061787 | 742.2995 | 0.0090869 | 742.0568 | 0.01021 | 896.8648 | 0.027976 | 742.0568 | 0.031521 | 896.3174 | 9.2755e-05 | 896.8648 | 2.3525 | 742.0568 | 0.061309 | 742.2995 | 0.07073
|  | 599.898 | 0.0037345 | 742.2924 | -0.018485 | 599.898 | 0.0072746 | 742.2924 | -0.03849 | 734.0533 | -0.0037572 | 742.2924 | -0.026091 | 742.5349 | 0 | 737.07 | -0.0025189 | 742.5349 | 0 | 742.5349 | 0 | 742.5349 | 0 | 737.07 | -0.007462 | 742.5349 | 0 | 602.4462 | 1.5925 | 742.5349 | 0 | 742.5349 | 0 | 742.2924 | -0.0074296 | 897.0325 | 0.026742 | 742.2924 | 0.024705 | 896.4855 | 0.00013913 | 897.0325 | 2.3697 | 742.2924 | 0.055277 | 742.5349 | 0.067693
|  | 600.0166 | 0 | 742.528 | 0.0097554 | 600.0166 | 0 | 742.528 | -0.0066789 | 734.2866 | 0.0063923 | 742.528 | 0.013302 | 742.7703 | 0.013128 | 737.31 | 0.038343 | 742.7703 | 0.0064809 | 742.7703 | 0.0012516 | 742.7703 | 0.0014897 | 737.31 | -0.00029147 | 742.7703 | 0.0043866 | 602.5656 | 1.6187 | 742.7703 | 0.0070859 | 742.7703 | 0.012849 | 742.528 | 0.020265 | 897.2002 | 0.030947 | 742.528 | 0.042562 | 896.6536 | 9.2755e-05 | 897.2002 | 2.3802 | 742.528 | 0.059491 | 742.7703 | 0.070247
|  | 600.1351 | 0.011499 | 742.7636 | -0.01155 | 600.1351 | 0.021653 | 742.7636 | -0.076971 | 734.5198 | -0.0071884 | 742.7636 | -0.026011 | 743.0057 | 0 | 737.55 | 0.012035 | 743.0057 | 0 | 743.0057 | 0 | 743.0057 | 0 | 737.55 | -0.016031 | 743.0057 | 0 | 602.6849 | 1.6532 | 743.0057 | 0 | 743.0057 | 0 | 742.7636 | -0.011609 | 897.3679 | 0.016371 | 742.7636 | 0.024012 | 896.8218 | 0 | 897.3679 | 2.3914 | 742.7636 | 0.052468 | 743.0057 | 0.067563
|  | 600.2536 | 0 | 742.9993 | 0.00051437 | 600.2536 | 0 | 742.9993 | -0.0080642 | 734.7531 | 0.0054113 | 742.9993 | 0.0089636 | 743.2411 | 0.0013281 | 737.78 | -0.011475 | 743.2411 | 0.0047998 | 743.2411 | 0.0013199 | 743.2411 | 0.00054331 | 737.78 | 0.0021569 | 743.2411 | 0.0022574 | 602.8043 | 1.6753 | 743.2411 | 0.0064753 | 743.2411 | 0.011679 | 742.9993 | 0.0068811 | 897.5356 | 0.025509 | 742.9993 | 0.04821 | 896.99 | 9.2755e-05 | 897.5356 | 2.3977 | 742.9993 | 0.058004 | 743.2411 | 0.068677
|  | 600.3722 | 0 | 743.2349 | -0.01429 | 600.3722 | 0.019893 | 743.2349 | -0.032291 | 734.9863 | -0.0068325 | 743.2349 | -0.023247 | 743.4765 | 0 | 738.02 | 0.032746 | 743.4765 | 0 | 743.4765 | 0 | 743.4765 | 0 | 738.02 | -0.0013408 | 743.4765 | 0 | 602.9237 | 1.707 | 743.4765 | 0 | 743.4765 | 0 | 743.2349 | -0.002095 | 897.7033 | 0.021809 | 743.2349 | 0.028646 | 897.1581 | 0 | 897.7033 | 2.4124 | 743.2349 | 0.052468 | 743.4765 | 0.066017
|  | 600.4907 | 0 | 743.4706 | 0.017245 | 600.4907 | 0 | 743.4706 | 0.0066108 | 735.2195 | 0.0065963 | 743.4706 | 0.012661 | 743.7119 | 0.0095299 | 738.25 | 0.0058775 | 743.712 | 0.007455 | 743.7119 | 0.0060269 | 743.712 | 0.0014533 | 738.25 | -0.0044887 | 743.7119 | 0.0021469 | 603.043 | 1.7322 | 743.7119 | 0.0088438 | 743.712 | 0.0091721 | 743.4706 | 0.012136 | 897.871 | 0.029938 | 743.4706 | 0.040442 | 897.3263 | 9.2755e-05 | 897.871 | 2.4224 | 743.4706 | 0.057838 | 743.712 | 0.068047
|  | 600.6093 | 0.01815 | 743.7062 | -0.032356 | 600.6093 | 0.015698 | 743.7062 | -0.057167 | 735.4528 | -0.0065869 | 743.7062 | -0.029599 | 743.9474 | 0 | 738.49 | -0.02211 | 743.9474 | 0 | 743.9474 | 0 | 743.9474 | 0 | 738.49 | -0.0071117 | 743.9474 | 0 | 603.1624 | 1.7664 | 743.9474 | 0 | 743.9474 | 0 | 743.7062 | -0.0043721 | 898.0387 | 0.023266 | 743.7062 | 0.043253 | 897.4944 | 0 | 898.0387 | 2.4382 | 743.7062 | 0.05098 | 743.9474 | 0.065625
|  | 600.7278 | 0 | 743.9419 | 0.016078 | 600.7278 | 0 | 743.9419 | 0.004576 | 735.6861 | 0.0070354 | 743.9419 | 0.013994 | 744.1828 | 0.010952 | 738.72 | 0.02267 | 744.1828 | 0.0073905 | 744.1828 | 0.0021199 | 744.1829 | 0.0017434 | 738.72 | -0.0020404 | 744.1828 | 0 | 603.2818 | 1.789 | 744.1828 | 0.0068762 | 744.1829 | 0.010336 | 743.9419 | 0.0089141 | 898.2064 | 0.03134 | 743.9419 | 0.034581 | 897.6626 | 9.2755e-05 | 898.2064 | 2.4502 | 743.9419 | 0.05569 | 744.1829 | 0.067319
|  | 600.8464 | 0 | 744.1776 | -0.032632 | 600.8464 | 0.018811 | 744.1776 | -0.051753 | 735.9194 | -0.0040489 | 744.1776 | -0.033008 | 744.4183 | 0 | 738.96 | -0.036664 | 744.4183 | 0 | 744.4183 | 0 | 744.4183 | 0 | 738.96 | -0.0076368 | 744.4183 | 0 | 603.4012 | 1.8254 | 744.4183 | 0 | 744.4183 | 0 | 744.1776 | -0.0090335 | 898.3741 | 0.017772 | 744.1776 | 0.039058 | 897.8308 | 0.00013913 | 898.3741 | 2.4727 | 744.1776 | 0.055442 | 744.4183 | 0.063931
|  | 600.965 | 0 | 744.4133 | -0.006673 | 600.965 | 0 | 744.4133 | 0.0090998 | 736.1527 | 0.0021546 | 744.4133 | 0.012428 | 744.6538 | 0.010166 | 739.19 | 0.015953 | 744.6538 | 0.0055529 | 744.6538 | 0.0004343 | 744.6537 | 0.0009116 | 739.19 | 0.0021569 | 744.6538 | 0.00015341 | 603.5206 | 1.8528 | 744.6538 | 0.0091216 | 744.6537 | 0.0081675 | 744.4133 | 0.015553 | 898.5418 | 0.031227 | 744.4133 | 0.055822 | 897.9989 | 0 | 898.5418 | 2.4919 | 744.4133 | 0.054451 | 744.6537 | 0.066334
|  | 601.0836 | 0.0046219 | 744.649 | -0.016731 | 601.0836 | 0.014074 | 744.649 | -0.058361 | 736.386 | -0.0060933 | 744.649 | -0.025076 | 744.8892 | 0 | 739.43 | -0.017632 | 744.8892 | 0 | 744.8892 | 0 | 744.8892 | 0 | 739.43 | -0.0036143 | 744.8892 | 0 | 603.64 | 1.887 | 744.8892 | 0 | 744.8892 | 0 | 744.649 | -0.0065634 | 898.7096 | 0.020295 | 744.649 | 0.036872 | 898.1671 | 0 | 898.7096 | 2.5154 | 744.649 | 0.047345 | 744.8892 | 0.063956
|  | 601.2022 | 0 | 744.8847 | -0.0025149 | 601.2022 | 0 | 744.8847 | 0.0012951 | 736.6193 | 0.0045784 | 744.8847 | 0.017824 | 745.1247 | 0.0028113 | 739.67 | -0.014274 | 745.1247 | 0.002932 | 745.1247 | 0.0010224 | 745.1248 | 0.0004511 | 739.67 | -0.0015157 | 745.1247 | 0.0020136 | 603.7594 | 1.9045 | 745.1247 | 0.0054887 | 745.1248 | 0.0061502 | 744.8847 | 0.0084301 | 898.8773 | 0.035656 | 744.8847 | 0.046668 | 898.3353 | 0 | 898.8773 | 2.5311 | 744.8847 | 0.05536 | 745.1248 | 0.065143
|  | 601.3208 | 0 | 745.1204 | -0.03306 | 601.3208 | 0.011968 | 745.1204 | -0.069972 | 736.8527 | -0.0058487 | 745.1204 | -0.026146 | 745.3602 | 0 | 739.9 | -0.033864 | 745.3602 | 0 | 745.3602 | 0 | 745.3602 | 0 | 739.9 | 0.018072 | 745.3602 | 0 | 603.8788 | 1.9363 | 745.3602 | 0 | 745.3602 | 0 | 745.1204 | -0.015937 | 899.045 | 0.023491 | 745.1204 | 0.050142 | 898.5035 | 0.00013913 | 899.045 | 2.5492 | 745.1204 | 0.047758 | 745.3602 | 0.062179
|  | 601.4394 | 0 | 745.3561 | 0.022492 | 601.4394 | 0 | 745.3561 | -0.0031375 | 737.086 | 0.0029113 | 745.3561 | 0.016419 | 745.5957 | 0.0088227 | 740.14 | -0.0069968 | 745.5957 | 0.0067992 | 745.5957 | 0.0021588 | 745.5957 | 0.0017778 | 740.14 | 0.011251 | 745.5957 | 0.0046019 | 603.9982 | 1.9693 | 745.5957 | 0.0096743 | 745.5957 | 0.0072968 | 745.3561 | 0.016685 | 899.2127 | 0.027864 | 745.3561 | 0.058197 | 898.6717 | 0 | 899.2127 | 2.5603 | 745.3561 | 0.056434 | 745.5957 | 0.064771
|  | 601.558 | 0.0090589 | 745.5919 | 0.0071207 | 601.558 | 0.021788 | 745.5919 | -0.039801 | 737.3193 | -0.007254 | 745.5919 | -0.024719 | 745.8312 | 0 | 740.37 | -0.020991 | 745.8312 | 0 | 745.8312 | 0 | 745.8312 | 0 | 740.37 | -0.0095602 | 745.8312 | 0 | 604.1176 | 2.0082 | 745.8312 | 0 | 745.8312 | 0 | 745.5919 | 0.0009168 | 899.3804 | 0.01923 | 745.5919 | 0.05263 | 898.8398 | 0.00013913 | 899.3804 | 2.5743 | 745.5919 | 0.053211 | 745.8312 | 0.062236
|  | 601.6766 | 0 | 745.8276 | 0.0018772 | 601.6766 | 0 | 745.8276 | 0.02646 | 737.5527 | 0.0029183 | 745.8276 | 0.019442 | 746.0668 | 0.013056 | 740.61 | 0.023229 | 746.0668 | 0.0051205 | 746.0668 | 0.0029849 | 746.0668 | 0.0010902 | 740.61 | -0.0015157 | 746.0668 | 0.0017566 | 604.237 | 2.0264 | 746.0668 | 0.010731 | 746.0668 | 0.0090714 | 745.8276 | 0.0094574 | 899.5482 | 0.034816 | 745.8276 | 0.07062 | 899.008 | 0 | 899.5482 | 2.5855 | 745.8276 | 0.057838 | 746.0668 | 0.064251
|  | 601.7953 | 0.0079496 | 746.0634 | -0.037204 | 601.7953 | 0.018134 | 746.0634 | -0.047436 | 737.786 | -0.0062769 | 746.0634 | -0.028553 | 746.3023 | 0 | 740.84 | -0.012595 | 746.3023 | 0 | 746.3023 | 0 | 746.3023 | 0 | 740.84 | -0.00046636 | 746.3023 | 0 | 604.3564 | 2.0545 | 746.3023 | 0 | 746.3023 | 0 | 746.0634 | -0.0044119 | 899.7159 | 0.020912 | 746.0634 | 0.066804 | 899.1762 | 0 | 899.7159 | 2.6002 | 746.0634 | 0.044288 | 746.3023 | 0.061301
|  | 601.9139 | 0 | 746.2992 | 0.015308 | 601.9139 | 0 | 746.2992 | 0.023767 | 738.0194 | 0.005562 | 746.2992 | 0.0091862 | 746.5378 | 0.011771 | 741.08 | 0.014274 | 746.5379 | 0.0019586 | 746.5378 | 0.0022639 | 746.5378 | 0.00091919 | 741.08 | 0.0040807 | 746.5378 | 0.0027204 | 604.4758 | 2.0771 | 746.5378 | 0.0081666 | 746.5378 | 0.0072187 | 746.2992 | 0.012792 | 899.8836 | 0.017155 | 746.2992 | 0.071941 | 899.3444 | 0 | 899.8836 | 2.6083 | 746.2992 | 0.056516 | 746.5378 | 0.063128
|  | 602.0326 | 0.016175 | 746.5349 | -0.027229 | 602.0326 | 0.0037546 | 746.5349 | -0.046597 | 738.2528 | -0.012193 | 746.5349 | -0.028985 | 746.7734 | 0 | 741.31 | -0.036104 | 746.7734 | 0 | 746.7734 | 0 | 746.7734 | 0 | 741.31 | -0.010435 | 746.7734 | 0 | 604.5952 | 2.1182 | 746.7734 | 0 | 746.7734 | 0 | 746.5349 | -0.010291 | 900.0514 | 0.02663 | 746.5349 | 0.076793 | 899.5126 | 0 | 900.0514 | 2.6217 | 746.5349 | 0.047923 | 746.7734 | 0.060158
|  | 602.1512 | 0 | 746.7707 | 0.012672 | 602.1512 | 0 | 746.7707 | 0.0014869 | 738.4861 | 0.0023061 | 746.7707 | 0.021205 | 747.009 | 0.012372 | 741.55 | 0.014833 | 747.009 | 0.0062516 | 747.009 | 0.00081805 | 747.009 | 0.002064 | 741.55 | 0.0049551 | 747.009 | 0.0020266 | 604.7146 | 2.1394 | 747.009 | 0.0087269 | 747.009 | 0.011842 | 746.7707 | 0.011803 | 900.2191 | 0.022594 | 746.7707 | 0.073008 | 899.6808 | 0.00037102 | 900.2191 | 2.6335 | 746.7707 | 0.05693 | 747.009 | 0.061953
|  | 602.2699 | 0 | 747.0065 | -0.00083869 | 602.2699 | 0.021111 | 747.0065 | -0.043893 | 738.7195 | -0.003402 | 747.0065 | -0.024345 | 747.2445 | 0 | 741.79 | -0.0092359 | 747.2445 | 0 | 747.2445 | 0 | 747.2445 | 0 | 741.79 | -0.0069371 | 747.2445 | 0 | 604.834 | 2.1803 | 747.2445 | 0 | 747.2445 | 0 | 747.0065 | -0.0012629 | 900.3868 | 0.030443 | 747.0065 | 0.067454 | 899.8491 | 0.0004174 | 900.3868 | 2.6515 | 747.0065 | 0.029167 | 747.2445 | 0.059101
|  | 602.3885 | 0 | 747.2423 | -0.011104 | 602.3885 | 0 | 747.2423 | 0.01988 | 738.953 | -0.0011563 | 747.2423 | 0.016304 | 747.4801 | 0.0071942 | 742.02 | 0.026029 | 747.4801 | 0.0036624 | 747.4801 | 0.0026839 | 747.4801 | 0.0022186 | 742.02 | 0.0093272 | 747.4801 | 0.0046489 | 604.9534 | 2.2043 | 747.4801 | 0.0088438 | 747.4801 | 0.011691 | 747.2423 | 0.013989 | 900.5546 | 0.033134 | 747.2423 | 0.08118 | 900.0173 | 0 | 900.5546 | 2.6685 | 747.2423 | 0.06701 | 747.4801 | 0.06129
|  | 602.5072 | 0.0032908 | 747.4781 | -0.0074082 | 602.5072 | 0.011029 | 747.4781 | -0.03227 | 739.1864 | -0.003767 | 747.4781 | -0.022918 | 747.7157 | 0 | 742.26 | -0.027708 | 747.7157 | 0 | 747.7157 | 0 | 747.7157 | 0 | 742.26 | -0.00046636 | 747.7157 | 0 | 605.0728 | 2.252 | 747.7157 | 0 | 747.7157 | 0 | 747.4781 | -0.0024748 | 900.7223 | 0.020183 | 747.4781 | 0.069851 | 900.1855 | 0.00013913 | 900.7223 | 2.692 | 747.4781 | 0.04247 | 747.7157 | 0.058348
|  | 602.6259 | 0 | 747.7139 | -0.012624 | 602.6259 | 0 | 747.7139 | -0.010578 | 739.4198 | 0.0068947 | 747.7139 | 0.013518 | 747.9513 | 0.014566 | 742.49 | 0.0030786 | 747.9513 | 0.0057863 | 747.9513 | 0.0027875 | 747.9513 | 0.0013014 | 742.49 | 0.0058296 | 747.9513 | 0.001769 | 605.1923 | 2.2798 | 747.9513 | 0.0070889 | 747.9513 | 0.0075099 | 747.7139 | 0.010175 | 900.8901 | 0.036554 | 747.7139 | 0.083426 | 900.3537 | 0 | 900.8901 | 2.7111 | 747.7139 | 0.051559 | 747.9513 | 0.06092
|  | 602.7446 | 0.0057311 | 747.9498 | -2.7263e-05 | 602.7446 | 0.014345 | 747.9498 | -0.057449 | 739.6533 | -0.0024207 | 747.9498 | -0.025203 | 748.1869 | 0 | 742.73 | -0.031627 | 748.1869 | 0 | 748.1869 | 0 | 748.1869 | 0 | 742.73 | 0.0091524 | 748.1869 | 0 | 605.3117 | 2.3308 | 748.1869 | 0 | 748.1869 | 0 | 747.9497 | -0.00082934 | 901.0578 | 0.01766 | 747.9498 | 0.078674 | 900.5219 | 0.0004174 | 901.0578 | 2.7279 | 747.9497 | 0.044701 | 748.1869 | 0.057809
|  | 602.8633 | 0 | 748.1856 | 0.032597 | 602.8633 | 0 | 748.1856 | 0.038344 | 739.8867 | 0.0056022 | 748.1856 | 0.016008 | 748.4225 | 0.016552 | 742.96 | -0.0053177 | 748.4225 | 0.0082444 | 748.4225 | 0.0023556 | 748.4225 | 0.0021406 | 742.96 | -0.004139 | 748.4225 | 0.0033532 | 605.4311 | 2.3633 | 748.4225 | 0.0084177 | 748.4226 | 0.0098928 | 748.1856 | 0.017008 | 901.2256 | 0.023547 | 748.1856 | 0.083851 | 900.6901 | 0 | 901.2256 | 2.7336 | 748.1856 | 0.051641 | 748.4225 | 0.059753
|  | 602.982 | 0.0026252 | 748.4214 | -0.044653 | 602.982 | 0.022735 | 748.4214 | -0.050261 | 740.1201 | -0.007256 | 748.4214 | -0.029243 | 748.6582 | 0 | 743.2 | -0.0075566 | 748.6582 | 0 | 748.6582 | 0 | 748.6581 | 0 | 743.2 | 0.0039058 | 748.6582 | 0 | 605.5505 | 2.4117 | 748.6582 | 0 | 748.6581 | 0 | 748.4214 | -0.012611 | 901.3933 | 0.01794 | 748.4214 | 0.095306 | 900.8583 | 0 | 901.3933 | 2.7455 | 748.4214 | 0.045445 | 748.6581 | 0.056943
|  | 603.1007 | 0 | 748.6573 | 0.008765 | 603.1007 | 0 | 748.6573 | 0.018674 | 740.3536 | 0.0011259 | 748.6573 | 0.016537 | 748.8938 | 0.018455 | 743.44 | 0.027148 | 748.8938 | 0.0079219 | 748.8938 | 0.0020184 | 748.8938 | 0.0012235 | 743.44 | 0.008628 | 748.8938 | 0.0027437 | 605.67 | 2.4426 | 748.8938 | 0.0053881 | 748.8938 | 0.012635 | 748.6573 | 0.013347 | 901.5611 | 0.03033 | 748.6573 | 0.095842 | 901.0266 | 9.2755e-05 | 901.5611 | 2.7523 | 748.6573 | 0.049989 | 748.8938 | 0.058234
|  | 603.2194 | 0.016175 | 748.8931 | 0.008839 | 603.2194 | 0.017593 | 748.8931 | -0.037033 | 740.587 | -0.0082359 | 748.8931 | -0.022179 | 749.1294 | 0 | 743.67 | -0.031067 | 749.1294 | 0 | 749.1294 | 0 | 749.1295 | 0 | 743.67 | -0.0027399 | 749.1294 | 0 | 605.7894 | 2.4905 | 749.1294 | 0 | 749.1295 | 0 | 748.8931 | -0.00049441 | 901.7288 | 0.020127 | 748.8931 | 0.094048 | 901.1948 | 0 | 901.7288 | 2.7657 | 748.8931 | 0.043048 | 749.1295 | 0.055604
|  | 603.3381 | 0 | 749.129 | -0.0078673 | 603.3381 | 0 | 749.129 | 0.022538 | 740.8206 | 0.0046303 | 749.129 | 0.015529 | 749.3651 | 0.014677 | 743.91 | 0.030506 | 749.3651 | 0.0064989 | 749.3651 | 0.00097996 | 749.3651 | 0.0012332 | 743.91 | -0.0053632 | 749.3651 | 0.0032478 | 605.9088 | 2.5207 | 749.3651 | 0.0068797 | 749.3651 | 0.0089382 | 749.129 | 0.011856 | 901.8966 | 0.019342 | 749.129 | 0.10047 | 901.3631 | 0 | 901.8966 | 2.7706 | 749.129 | 0.050402 | 749.3651 | 0.058023
|  | 603.4569 | 0.0012942 | 749.3649 | -0.019469 | 603.4569 | 0.020164 | 749.3649 | -0.025901 | 741.054 | -0.0040289 | 749.3649 | -0.024471 | 749.6008 | 0 | 744.14 | -0.014833 | 749.6008 | 0 | 749.6008 | 0 | 749.6008 | 0 | 744.14 | 0.0025067 | 749.6008 | 0 | 606.0283 | 2.5627 | 749.6008 | 0 | 749.6008 | 0 | 749.3649 | -0.0046816 | 902.0644 | 0.023939 | 749.3649 | 0.11263 | 901.5313 | 0.00013913 | 902.0644 | 2.78 | 749.3649 | 0.044784 | 749.6008 | 0.055219
|  | 603.5756 | 0 | 749.6008 | -0.0031636 | 603.5756 | 0 | 749.6008 | -0.024672 | 741.2875 | -0.00024363 | 749.6008 | 0.013341 | 749.8364 | 0.0080571 | 744.38 | -0.019871 | 749.8364 | 0.005058 | 749.8364 | 0.0039388 | 749.8364 | 0.00088351 | 744.38 | -0.0079864 | 749.8364 | 0.001416 | 606.1477 | 2.5854 | 749.8364 | 0.00649 | 749.8364 | 0.011438 | 749.6008 | 0.011546 | 902.2321 | 0.031115 | 749.6008 | 0.12099 | 901.6995 | 0 | 902.2321 | 2.7859 | 749.6008 | 0.049989 | 749.8364 | 0.05734
|  | 603.6944 | 0.0068403 | 749.8367 | -0.058256 | 603.6944 | 0.016916 | 749.8367 | -0.041759 | 741.521 | -0.0010375 | 749.8367 | -0.030966 | 750.0721 | 0 | 744.61 | -0.00027989 | 750.0721 | 0 | 750.0721 | 0 | 750.0721 | 0 | 744.61 | 0.0018072 | 750.0721 | 0 | 606.2672 | 2.6245 | 750.0721 | 0 | 750.0721 | 0 | 749.8367 | -0.0086634 | 902.3999 | 0.023771 | 749.8367 | 0.10448 | 901.8678 | 0.00013913 | 902.3999 | 2.7989 | 749.8367 | 0.042966 | 750.0721 | 0.053952
|  | 603.8131 | 0 | 750.0726 | 0.023541 | 603.8131 | 0 | 750.0726 | 0.021883 | 741.7545 | -0.00084655 | 750.0726 | 0.020264 | 750.3078 | 0.011944 | 744.85 | 0.024908 | 750.3078 | 0.0089062 | 750.3078 | 0.004731 | 750.3078 | 0.0023759 | 744.85 | 0.001982 | 750.3078 | 0.0038287 | 606.3866 | 2.6542 | 750.3078 | 0.0086819 | 750.3078 | 0.0083074 | 750.0726 | 0.012033 | 902.5676 | 0.021865 | 750.0726 | 0.11383 | 902.036 | 0 | 902.5676 | 2.8115 | 750.0726 | 0.049493 | 750.3078 | 0.056271
|  | 603.9319 | 0.02099 | 750.3085 | -0.04747 | 603.9319 | 0.017322 | 750.3085 | -0.058861 | 741.988 | -0.0063789 | 750.3085 | -0.033088 | 750.5435 | 0 | 745.09 | -0.04506 | 750.5435 | 0 | 750.5435 | 0 | 750.5435 | 0 | 745.09 | 0.0039058 | 750.5435 | 0 | 606.506 | 2.7059 | 750.5435 | 0 | 750.5435 | 0 | 750.3085 | -0.018022 | 902.7354 | 0.019734 | 750.3085 | 0.10605 | 902.2043 | 0.0004174 | 902.7354 | 2.8277 | 750.3085 | 0.04057 | 750.5435 | 0.053706
|  | 604.0507 | 0 | 750.5444 | -0.030549 | 604.0507 | 0 | 750.5444 | 0.0020701 | 742.2216 | 0.0053518 | 750.5444 | 0.015349 | 750.7792 | 0.011649 | 745.32 | 0.02379 | 750.7792 | 0.0041772 | 750.7792 | 0.0014159 | 750.7792 | 0.00068976 | 745.32 | -0.0013408 | 750.7792 | 0.0029038 | 606.6255 | 2.7406 | 750.7792 | 0.01245 | 750.7792 | 0.0097956 | 750.5444 | 0.0077449 | 902.9032 | 0.028088 | 750.5444 | 0.12588 | 902.3725 | 0 | 902.9032 | 2.8403 | 750.5444 | 0.049493 | 750.7792 | 0.056079
|  | 604.1694 | 0.010168 | 750.7804 | -0.027601 | 604.1694 | 0.0082132 | 750.7804 | -0.031202 | 742.4551 | -0.0056022 | 750.7804 | -0.027655 | 751.015 | 0 | 745.56 | 0.014833 | 751.0149 | 0 | 751.015 | 0 | 751.015 | 0 | 745.56 | -0.0050134 | 751.015 | 0 | 606.745 | 2.7904 | 751.015 | 0 | 751.0149 | 0 | 750.7804 | -0.013487 | 903.071 | 0.030443 | 750.7804 | 0.12393 | 902.5408 | 0 | 903.071 | 2.8554 | 750.7804 | 0.039826 | 751.015 | 0.053167
|  | 604.2882 | 0 | 751.0163 | 0.0044071 | 604.2882 | 0 | 751.0163 | -0.0018714 | 742.6887 | 0.0055767 | 751.0163 | 0.015988 | 751.2507 | 0.0086116 | 745.79 | -0.029946 | 751.2507 | 0.0076255 | 751.2507 | 0.0013614 | 751.2507 | 0.0014394 | 745.79 | -0.0043139 | 751.2507 | 0.0022375 | 606.8644 | 2.8229 | 751.2507 | 0.0077885 | 751.2507 | 0.011339 | 751.0163 | 0.017544 | 903.2387 | 0.029377 | 751.0163 | 0.14052 | 902.709 | 0 | 903.2387 | 2.8661 | 751.0163 | 0.046271 | 751.2507 | 0.055097
|  | 604.407 | 0.0046219 | 751.2523 | -0.0039236 | 604.407 | 0.023006 | 751.2523 | -0.04926 | 742.9222 | -0.0064145 | 751.2523 | -0.027534 | 751.4864 | 0 | 746.03 | 0.012595 | 751.4864 | 0 | 751.4864 | 0 | 751.4865 | 0 | 746.03 | 0.0044305 | 751.4864 | 0 | 606.9839 | 2.888 | 751.4864 | 0 | 751.4864 | 0 | 751.2523 | -0.0095873 | 903.4065 | 0.023491 | 751.2523 | 0.13089 | 902.8773 | 0.00013913 | 903.4065 | 2.8777 | 751.2523 | 0.039413 | 751.4865 | 0.052589
|  | 604.5258 | 0 | 751.4882 | 0.02194 | 604.5258 | 0 | 751.4882 | -0.0094215 | 743.1558 | 0.0036284 | 751.4882 | 0.0131 | 751.7222 | 0.011348 | 746.27 | 0.018752 | 751.7222 | 0.006061 | 751.7222 | 0.0016524 | 751.7222 | 0.0018251 | 746.27 | -0.013758 | 751.7222 | 0.0030842 | 607.1033 | 2.9204 | 751.7222 | 0.013974 | 751.7222 | 0.0034283 | 751.4882 | 0.022488 | 903.5743 | 0.022594 | 751.4882 | 0.1546 | 903.0456 | 0 | 903.5743 | 2.8867 | 751.4882 | 0.046849 | 751.7222 | 0.055062
|  | 604.6446 | 0.0075059 | 751.7242 | 0.0012117 | 604.6446 | 0.0058665 | 751.7242 | -0.05327 | 743.3893 | -0.01152 | 751.7242 | -0.02674 | 751.9579 | 0 | 746.5 | 0.014274 | 751.9579 | 0 | 751.9579 | 0 | 751.9579 | 0 | 746.5 | -0.0043139 | 751.9579 | 0 | 607.2228 | 2.9652 | 751.9579 | 0 | 751.9579 | 0 | 751.7242 | -0.00354 | 903.7421 | 0.025117 | 751.7242 | 0.1453 | 903.2138 | 0.0004174 | 903.7421 | 2.903 | 751.7242 | 0.039826 | 751.9579 | 0.051573
|  | 604.7634 | 0 | 751.9602 | -0.0095921 | 604.7634 | 0 | 751.9602 | 0.0073782 | 743.6229 | 0.0069677 | 751.9602 | 0.021123 | 752.1937 | 0.0095542 | 746.74 | 0.0019591 | 752.1937 | 0.0066837 | 752.1937 | 0.00098975 | 752.1937 | 0.00035818 | 746.74 | 0.0023318 | 752.1937 | 0.0021775 | 607.3422 | 2.9822 | 752.1937 | 0.0046175 | 752.1937 | 0.011165 | 751.9602 | 0.0079178 | 903.9099 | 0.031115 | 751.9602 | 0.14428 | 903.3821 | 9.2755e-05 | 903.9099 | 2.9189 | 751.9602 | 0.048006 | 752.1937 | 0.053287
|  | 604.8822 | 0.0061749 | 752.1961 | -0.0052536 | 604.8822 | 0.013141 | 752.1961 | -0.066536 | 743.8566 | -0.0017437 | 752.1961 | -0.029536 | 752.4295 | 0 | 746.97 | -0.02155 | 752.4295 | 0 | 752.4295 | 0 | 752.4295 | 0 | 746.97 | -0.0064125 | 752.4295 | 0 | 607.4617 | 3.0348 | 752.4295 | 0 | 752.4295 | 0 | 752.1961 | -0.0093512 | 904.0777 | 0.031227 | 752.1961 | 0.15098 | 903.5504 | 0.00013913 | 904.0777 | 2.9449 | 752.1961 | 0.038834 | 752.4295 | 0.051313
|  | 605.0011 | 0 | 752.4321 | -0.024686 | 605.0011 | 0 | 752.4321 | 0.032747 | 744.0901 | 0.0020332 | 752.4321 | 0.020423 | 752.6653 | 0.0086506 | 747.21 | 0.006437 | 752.6653 | 0.0085109 | 752.6653 | 0.0027709 | 752.6653 | 0.0012537 | 747.21 | 0.010027 | 752.6653 | 0.0023187 | 607.5812 | 3.0718 | 752.6653 | 0.011254 | 752.6653 | 0.007308 | 752.4321 | 0.012919 | 904.2455 | 0.023379 | 752.4321 | 0.1636 | 903.7187 | 0 | 904.2455 | 2.9656 | 752.4321 | 0.046849 | 752.6653 | 0.052844
|  | 605.1199 | 0 | 752.6681 | -0.031003 | 605.1199 | 0.016916 | 752.6681 | -0.072588 | 744.3237 | -0.004337 | 752.6681 | -0.029063 | 752.9011 | 0 | 747.44 | -0.0075566 | 752.9011 | 0 | 752.9011 | 0 | 752.9011 | 0 | 747.44 | -0.0078116 | 752.9011 | 0 | 607.7006 | 3.1313 | 752.9011 | 0 | 752.9011 | 0 | 752.6681 | -0.0092165 | 904.4132 | 0.0208 | 752.6681 | 0.16056 | 903.8869 | 0 | 904.4132 | 2.9932 | 752.6681 | 0.042387 | 752.9011 | 0.049784
|  | 605.2387 | 0 | 752.9042 | 0.033344 | 605.2387 | 0 | 752.9042 | 0.018221 | 744.5574 | 0.0041416 | 752.9042 | 0.012561 | 753.1369 | 0.0087848 | 747.68 | -0.037222 | 753.1369 | 0.0098647 | 753.1369 | 0.00285 | 753.1368 | 0.0023297 | 747.68 | 0.0098522 | 753.1369 | 0.0051913 | 607.8201 | 3.1683 | 753.1369 | 0.010236 | 753.1368 | 0.011465 | 752.9042 | 0.018804 | 904.581 | 0.026518 | 752.9042 | 0.17411 | 904.0552 | 0 | 904.581 | 3.0112 | 752.9042 | 0.045197 | 753.1368 | 0.051795
|  | 605.3576 | 0.011277 | 753.1402 | -0.034768 | 605.3576 | 0.011264 | 753.1402 | -0.063837 | 744.791 | -0.0080113 | 753.1402 | -0.031423 | 753.3727 | 0 | 747.92 | -0.0097957 | 753.3727 | 0 | 753.3727 | 0 | 753.3727 | 0 | 747.92 | -0.0022152 | 753.3727 | 0 | 607.9396 | 3.2263 | 753.3727 | 0 | 753.3727 | 0 | 753.1402 | -0.017374 | 904.7488 | 0.016875 | 753.1402 | 0.15534 | 904.2235 | 0.00013913 | 904.7488 | 3.0318 | 753.1402 | 0.039826 | 753.3727 | 0.049854
|  | 605.4764 | 0 | 753.3762 | 0.022777 | 605.4764 | 0 | 753.3762 | 0.0015176 | 745.0247 | 0.00028118 | 753.3762 | 0.017979 | 753.6085 | 0.016369 | 748.15 | 0.011475 | 753.6085 | 0.0076588 | 753.6085 | 0.0022735 | 753.6085 | 0.0018099 | 748.15 | -0.0011659 | 753.6085 | 0.0035933 | 608.0591 | 3.2651 | 753.6085 | 0.008918 | 753.6085 | 0.0081187 | 753.3762 | 0.015505 | 904.9166 | 0.030667 | 753.3762 | 0.18946 | 904.3918 | 9.2755e-05 | 904.9166 | 3.0392 | 753.3762 | 0.049741 | 753.6085 | 0.051168
|  | 605.5953 | 0 | 753.6122 | -0.02492 | 605.5953 | 0.020164 | 753.6122 | -0.082688 | 745.2583 | -0.011772 | 753.6122 | -0.02925 | 753.8443 | 0 | 748.39 | -0.018752 | 753.8443 | 0 | 753.8443 | 0 | 753.8444 | 0 | 748.39 | 0.0082777 | 753.8443 | 0 | 608.1786 | 3.3328 | 753.8443 | 0 | 753.8444 | 0 | 753.6123 | -0.0083935 | 905.0844 | 0.025621 | 753.6122 | 0.17581 | 904.5601 | 0 | 905.0844 | 3.0456 | 753.6123 | 0.019582 | 753.8444 | 0.048099
|  | 605.7142 | 0 | 753.8483 | 0.027915 | 605.7142 | 0 | 753.8483 | 0.019963 | 745.4919 | 0.0041763 | 753.8483 | 0.014479 | 754.0802 | 0.009706 | 748.62 | 0.028827 | 754.0802 | 0.010987 | 754.0802 | 0.0022925 | 754.0802 | 0.0015681 | 748.62 | 0.0044305 | 754.0802 | 0.0039952 | 608.298 | 3.3863 | 754.0802 | 0.0096793 | 754.0802 | 0.012118 | 753.8483 | 0.014389 | 905.2522 | 0.029097 | 753.8483 | 0.18506 | 904.7284 | 9.2755e-05 | 905.2522 | 3.0485 | 753.8483 | 0.06197 | 754.0802 | 0.050432
|  | 605.8331 | 0.014199 | 754.0844 | -0.045982 | 605.8331 | 0.022735 | 754.0844 | -0.036082 | 745.7256 | -0.00971 | 754.0844 | -0.031772 | 754.316 | 0 | 748.86 | 0.006437 | 754.316 | 0 | 754.316 | 0 | 754.316 | 0 | 748.86 | -0.008336 | 754.316 | 0 | 608.4175 | 3.4576 | 754.316 | 0 | 754.316 | 0 | 754.0843 | -0.01623 | 905.42 | 0.019342 | 754.0844 | 0.19367 | 904.8967 | 0.00013913 | 905.42 | 3.0607 | 754.0843 | 0.038917 | 754.316 | 0.047836
|  | 605.952 | 0 | 754.3204 | -0.0089118 | 605.952 | 0 | 754.3204 | 0.021507 | 745.9593 | 0.0031818 | 754.3204 | 0.017782 | 754.5519 | 0.0086362 | 749.1 | 0.041701 | 754.5519 | 0.0053487 | 754.5519 | 0.0013673 | 754.5519 | 0 | 749.1 | -0.0015157 | 754.5519 | 0.0027588 | 608.537 | 3.5015 | 754.5519 | 0.010433 | 754.5519 | 0.010512 | 754.3204 | 0.0033542 | 905.5878 | 0.028873 | 754.3204 | 0.20629 | 905.065 | 0 | 905.5878 | 3.0728 | 754.3204 | 0.044453 | 754.5519 | 0.049844
|  | 606.0708 | 0.017904 | 754.5565 | 0.0016977 | 606.0708 | 0.0075091 | 754.5565 | -0.034168 | 746.1929 | -0.0052835 | 754.5565 | -0.027698 | 754.7878 | 0 | 749.33 | -0.0013994 | 754.7878 | 0 | 754.7878 | 0 | 754.7878 | 0 | 749.33 | -0.0037892 | 754.7878 | 0 | 608.6565 | 3.5545 | 754.7878 | 0 | 754.7878 | 0 | 754.5565 | -0.0040506 | 905.7556 | 0.023154 | 754.5565 | 0.193 | 905.2333 | 0 | 905.7556 | 3.0893 | 754.5565 | 0.036438 | 754.7878 | 0.04723
|  | 606.1898 | 0 | 754.7926 | -0.033919 | 606.1898 | 0 | 754.7926 | -0.010967 | 746.4266 | -0.0017917 | 754.7926 | 0.020091 | 755.0236 | 0.00028372 | 749.57 | 0.0013994 | 755.0236 | 0.0062056 | 755.0236 | 8.0947e-05 | 755.0236 | 0.00019565 | 749.57 | 0.0011076 | 755.0236 | 0.00050773 | 608.776 | 3.594 | 755.0236 | 0.0096307 | 755.0236 | 0.0053118 | 754.7926 | 0.0063118 | 905.9235 | 0.035769 | 754.7926 | 0.21404 | 905.4016 | 0.00037102 | 905.9235 | 3.1042 | 754.7926 | 0.042553 | 755.0236 | 0.048594
|  | 606.3087 | 0.015681 | 755.0287 | -0.009515 | 606.3087 | 0.012202 | 755.0287 | -0.05646 | 746.6603 | -0.0056177 | 755.0287 | -0.026198 | 755.2595 | 0 | 749.8 | -0.0081163 | 755.2595 | 0 | 755.2595 | 0 | 755.2595 | 0 | 749.8 | -0.0053632 | 755.2595 | 0 | 608.8955 | 3.6671 | 755.2595 | 0 | 755.2595 | 0 | 755.0287 | -0.01524 | 906.0913 | 0.028088 | 755.0287 | 0.21833 | 905.5699 | 0.00013913 | 906.0913 | 3.1277 | 755.0287 | 0.037678 | 755.2595 | 0.046273
|  | 606.4276 | 0 | 755.2648 | -0.01636 | 606.4276 | 0 | 755.2648 | 0.011279 | 746.894 | 0.0038068 | 755.2648 | 0.010888 | 755.4954 | 0.014954 | 750.04 | -0.014274 | 755.4954 | 0.009846 | 755.4954 | 0.0013088 | 755.4954 | 0.0011751 | 750.04 | -0.008861 | 755.4954 | 0.0025166 | 609.015 | 3.7265 | 755.4954 | 0.0080503 | 755.4954 | 0.0048997 | 755.2648 | 0.010802 | 906.2591 | 0.029882 | 755.2648 | 0.23727 | 905.7382 | 0 | 906.2591 | 3.1463 | 755.2648 | 0.048667 | 755.4954 | 0.0494
|  | 606.5465 | 0.011277 | 755.5009 | -0.017667 | 606.5465 | 0 | 755.5009 | -0.041549 | 747.1277 | -0.0073214 | 755.5009 | -0.02637 | 755.7313 | 0 | 750.28 | -0.016513 | 755.7314 | 0 | 755.7313 | 0 | 755.7313 | 0 | 750.28 | -0.0016906 | 755.7313 | 0 | 609.1345 | 3.799 | 755.7313 | 0 | 755.7313 | 0 | 755.5009 | -0.0052097 | 906.4269 | 0.030387 | 755.5009 | 0.20821 | 905.9066 | 0 | 906.4269 | 3.1675 | 755.5009 | 0.03429 | 755.7313 | 0.04572
|  | 606.6654 | 0 | 755.737 | -0.0084019 | 606.6654 | 0 | 755.737 | 0.011767 | 747.3615 | 0.0047579 | 755.737 | 0.018542 | 755.9673 | 0.0089862 | 750.51 | 0.013154 | 755.9673 | 0.00089763 | 755.9673 | 0.0017912 | 755.9673 | 0.00077944 | 750.51 | -0.0058878 | 755.9673 | 0.0029421 | 609.254 | 3.8492 | 755.9673 | 0.0019972 | 755.9673 | 0.010186 | 755.737 | 0.011974 | 906.5947 | 0.025901 | 755.737 | 0.23721 | 906.0749 | 0 | 906.5947 | 3.1744 | 755.737 | 0.043461 | 755.9673 | 0.048216
|  | 606.7844 | 0.0099464 | 755.9731 | 0.013498 | 606.7844 | 0.010325 | 755.9731 | -0.063196 | 747.5952 | -0.0046022 | 755.9731 | -0.024305 | 756.2032 | 0 | 750.75 | -0.025469 | 756.2032 | 0 | 756.2032 | 0 | 756.2032 | 0 | 750.75 | 0.0037309 | 756.2032 | 0 | 609.3735 | 3.9257 | 756.2032 | 0 | 756.2032 | 0 | 755.9731 | -0.0020238 | 906.7625 | 0.017772 | 755.9731 | 0.23661 | 906.2432 | 0.0004174 | 906.7625 | 3.1811 | 755.9731 | 0.037347 | 756.2032 | 0.04578
|  | 606.9033 | 0 | 756.2093 | -0.021031 | 606.9033 | 0 | 756.2093 | 0.026349 | 747.829 | -0.00076412 | 756.2093 | 0.01654 | 756.4391 | 0.0098931 | 750.98 | 0.017072 | 756.4391 | 0.0051119 | 756.4391 | 0.0023234 | 756.4391 | 0.0012661 | 750.98 | -0.00099105 | 756.4391 | 0.0041809 | 609.493 | 3.9781 | 756.4391 | 0.0056522 | 756.4392 | 0.0068943 | 756.2092 | 0.0099363 | 906.9304 | 0.023827 | 756.2093 | 0.23906 | 906.4115 | 9.2755e-05 | 906.9304 | 3.1791 | 756.2092 | 0.042057 | 756.4391 | 0.047063
|  | 607.0223 | 0.0041782 | 756.4454 | -0.040936 | 607.0223 | 0.0098558 | 756.4454 | -0.065202 | 748.0627 | -0.0077862 | 756.4454 | -0.029185 | 756.6751 | 0 | 751.22 | 0.00083963 | 756.6751 | 0 | 756.6751 | 0 | 756.675 | 0 | 751.22 | -0.0053632 | 756.6751 | 0 | 609.6125 | 4.0453 | 756.6751 | 0 | 756.6751 | 0 | 756.4454 | -0.013077 | 907.0982 | 0.024836 | 756.4454 | 0.2545 | 906.5799 | 0.00013913 | 907.0982 | 3.1881 | 756.4454 | 0.03462 | 756.675 | 0.044501
|  | 607.1412 | 0 | 756.6816 | 0.0083639 | 607.1412 | 0 | 756.6816 | 0.011003 | 748.2965 | 0.00049716 | 756.6816 | 0.012964 | 756.911 | 0.016895 | 751.46 | 0.0069968 | 756.911 | 0.0041259 | 756.911 | 0.00092573 | 756.911 | 0.0012829 | 751.46 | -0.0018654 | 756.911 | 0.0018733 | 609.732 | 4.0851 | 756.911 | 0.0026375 | 756.911 | 0.011389 | 756.6816 | 0.012701 | 907.266 | 0.032405 | 756.6816 | 0.2581 | 906.7482 | 0 | 907.266 | 3.1975 | 756.6816 | 0.043957 | 756.911 | 0.046293
|  | 607.2602 | 0.00085042 | 756.9177 | -0.025867 | 607.2602 | 0.010794 | 756.9177 | -0.035718 | 748.5303 | -0.0094963 | 756.9177 | -0.035774 | 757.147 | 0 | 751.69 | -0.010355 | 757.147 | 0 | 757.147 | 0 | 757.147 | 0 | 751.69 | -0.011834 | 757.147 | 0 | 609.8515 | 4.1491 | 757.147 | 0 | 757.147 | 0 | 756.9177 | -0.017167 | 907.4338 | 0.028312 | 756.9177 | 0.26173 | 906.9165 | 0.0004174 | 907.4338 | 3.2137 | 756.9177 | 0.037017 | 757.147 | 0.043923
|  | 607.3792 | 0 | 757.1539 | -0.036355 | 607.3792 | 0 | 757.1539 | 0.0026341 | 748.764 | 0.0016243 | 757.1539 | 0.013133 | 757.383 | 0.012086 | 751.93 | 0.010915 | 757.383 | 0.006414 | 757.383 | 1.4525e-05 | 757.3829 | 0.00015985 | 751.93 | -0.0036143 | 757.383 | 0.0019651 | 609.971 | 4.1847 | 757.383 | 0.0074986 | 757.3829 | 0.0081235 | 757.1539 | 0.0087946 | 907.6017 | 0.032012 | 757.1539 | 0.26598 | 907.0849 | 0 | 907.6017 | 3.2254 | 757.1539 | 0.039826 | 757.3829 | 0.047079
|  | 607.4982 | 0.019015 | 757.3901 | -0.019516 | 607.4982 | 0 | 757.3901 | -0.055447 | 748.9978 | -0.0064996 | 757.3901 | -0.026192 | 757.6189 | 0 | 752.16 | -0.033864 | 757.6189 | 0 | 757.6189 | 0 | 757.619 | 0 | 752.16 | -0.013758 | 757.6189 | 0 | 610.0906 | 4.247 | 757.6189 | 0 | 757.619 | 0 | 757.3901 | -0.01366 | 907.7695 | 0.014016 | 757.3901 | 0.27756 | 907.2532 | 0.0004174 | 907.7695 | 3.2477 | 757.3901 | 0.033629 | 757.619 | 0.043155
|  | 607.6171 | 0 | 757.6263 | -0.017533 | 607.6171 | 0 | 757.6263 | 0.014632 | 749.2316 | 0.0035126 | 757.6263 | 0.0065512 | 757.8549 | 0.008779 | 752.4 | -0.0013994 | 757.8549 | 0.0051703 | 757.8549 | 0.004331 | 757.8549 | 0.0011458 | 752.4 | -0.0043139 | 757.8549 | 0.003404 | 610.2101 | 4.2933 | 757.8549 | 0.006094 | 757.8549 | 0.0092286 | 757.6263 | 0.0044069 | 907.9373 | 0.027583 | 757.6263 | 0.28762 | 907.4216 | 0 | 907.9373 | 3.2761 | 757.6263 | 0.040735 | 757.8549 | 0.045335
|  | 607.7361 | 0.0079496 | 757.8624 | -0.017284 | 607.7361 | 0.017863 | 757.8624 | -0.041632 | 749.4654 | -0.0071349 | 757.8624 | -0.026659 | 758.0909 | 0 | 752.64 | -0.034425 | 758.0909 | 0 | 758.0909 | 0 | 758.0909 | 0 | 752.64 | -0.0043139 | 758.0909 | 0 | 610.3296 | 4.3803 | 758.0909 | 0 | 758.0909 | 0 | 757.8624 | -0.011798 | 908.1052 | 0.022762 | 757.8624 | 0.28925 | 907.5899 | 0.0004174 | 908.1052 | 3.3104 | 757.8624 | 0.033133 | 758.0909 | 0.042892
|  | 607.8551 | 0 | 758.0987 | 0.0098431 | 607.8551 | 0 | 758.0987 | 0.014861 | 749.6992 | 0.0047577 | 758.0987 | 0.018316 | 758.3269 | 0.006404 | 752.87 | 0.02435 | 758.3269 | 0.0056039 | 758.3269 | 0.0019473 | 758.327 | 0.0013655 | 752.87 | 0.0088028 | 758.3269 | 0.0025501 | 610.4491 | 4.4511 | 758.3269 | 0.010435 | 758.327 | 0.012385 | 758.0987 | 0.010671 | 908.273 | 0.032349 | 758.0987 | 0.29578 | 907.7583 | 0 | 908.273 | 3.3339 | 758.0987 | 0.046353 | 758.327 | 0.045223
|  | 607.9742 | 0.0019596 | 758.3349 | -0.041415 | 607.9742 | 0 | 758.3349 | -0.053497 | 749.933 | -0.0053964 | 758.3349 | -0.031414 | 758.563 | 0 | 753.11 | -0.0086761 | 758.563 | 0 | 758.563 | 0 | 758.563 | 0 | 753.11 | -0.00011659 | 758.563 | 0 | 610.5687 | 4.541 | 758.563 | 0 | 758.563 | 0 | 758.3349 | -0.019298 | 908.4409 | 0.029994 | 758.3349 | 0.30973 | 907.9266 | 0.00013913 | 908.4409 | 3.359 | 758.3349 | 0.034538 | 758.563 | 0.041956
|  | 608.0932 | 0 | 758.5711 | -0.0414 | 608.0932 | 0 | 758.5711 | -0.043394 | 750.1669 | -0.0042705 | 758.5711 | -0.028799 | 758.799 | 0 | 753.34 | -0.014274 | 758.799 | 0 | 758.799 | 0 | 758.799 | 0 | 753.34 | 0.0061793 | 758.799 | 0 | 610.6882 | 4.6203 | 758.799 | 0 | 758.799 | 0 | 758.5711 | -0.0021848 | 908.6087 | 0.030555 | 758.5711 | 0.31008 | 908.095 | 0 | 908.6087 | 3.387 | 758.5711 | 0.034868 | 758.799 | 0.040929
|  | 608.2122 | 0.014323 | 758.8073 | 0.0082864 | 608.2122 | 0.010325 | 758.8073 | 0.037861 | 750.4008 | -0.0016093 | 758.8073 | 0.018126 | 759.035 | 0.0090102 | 753.58 | -0.041141 | 759.035 | 0.00603 | 759.035 | 0.0031077 | 759.035 | 0.0015367 | 753.58 | 0.0063542 | 759.035 | 0.0045621 | 610.8077 | 4.692 | 759.035 | 0.012895 | 759.035 | 0.010921 | 758.8073 | 0.0043005 | 908.7766 | 0.027135 | 758.8073 | 0.32629 | 908.2633 | 0.0004174 | 908.7766 | 3.4157 | 758.8073 | 0.043296 | 759.035 | 0.044284
|  | 608.3312 | 0 | 759.0436 | -0.021078 | 608.3312 | 0 | 759.0436 | -0.064168 | 750.6346 | -0.0070899 | 759.0436 | -0.036579 | 759.2711 | 0 | 753.82 | -0.020991 | 759.2711 | 0 | 759.2711 | 0 | 759.2711 | 0 | 753.82 | -0.0071117 | 759.2711 | 0 | 610.9273 | 4.7578 | 759.2711 | 0 | 759.2711 | 0 | 759.0436 | -0.012739 | 908.9444 | 0.023659 | 759.0436 | 0.31779 | 908.4317 | 0 | 908.9444 | 3.4398 | 759.0436 | 0.031976 | 759.2711 | 0.040907
|  | 608.4503 | 0.017904 | 759.2798 | 0.024732 | 608.4503 | 0.015969 | 759.2798 | 0.0073436 | 750.8684 | 0.00050667 | 759.2798 | 0.015935 | 759.5071 | 0.018903 | 754.05 | -0.0041982 | 759.5071 | 0.0099593 | 759.5071 | 0.003256 | 759.5071 | 0.0022385 | 754.05 | 0.011426 | 759.5071 | 0.0016005 | 611.0468 | 4.8045 | 759.5071 | 0.0089278 | 759.5071 | 0.012196 | 759.2798 | 0.020722 | 909.1122 | 0.028368 | 759.2798 | 0.3411 | 908.6001 | 0.0004174 | 909.1122 | 3.4587 | 759.2798 | 0.040817 | 759.5071 | 0.043393
|  | 608.5693 | 0 | 759.5161 | -0.010709 | 608.5693 | 0 | 759.5161 | -0.018524 | 751.1023 | -0.008919 | 759.5161 | -0.028842 | 759.7432 | 0 | 754.29 | -0.023229 | 759.7432 | 0 | 759.7432 | 0 | 759.7432 | 0 | 754.29 | -0.012009 | 759.7432 | 0 | 611.1663 | 4.8776 | 759.7432 | 0 | 759.7432 | 0 | 759.5161 | -0.0064369 | 909.2801 | 0.0282 | 759.5161 | 0.34696 | 908.7684 | 0 | 909.2801 | 3.4831 | 759.5161 | 0.031233 | 759.7432 | 0.040367
|  | 608.6884 | 0.0050655 | 759.7523 | 0.012854 | 608.6884 | 0 | 759.7523 | -0.016571 | 751.3362 | -0.00066994 | 759.7523 | 0.012029 | 759.9793 | 0.0088156 | 754.53 | 0.0092359 | 759.9793 | 0.007506 | 759.9793 | 0.001038 | 759.9792 | 0.0010187 | 754.53 | 0.0037309 | 759.9793 | 0 | 611.2859 | 4.9451 | 759.9793 | 0.009929 | 759.9792 | 0.010448 | 759.7523 | 0.010906 | 909.4479 | 0.030387 | 759.7523 | 0.35944 | 908.9368 | 0.00069566 | 909.4479 | 3.4906 | 759.7523 | 0.040239 | 759.9792 | 0.04304
|  | 608.8075 | 0 | 759.9886 | -0.032378 | 608.8075 | 0 | 759.9886 | -0.071975 | 751.5701 | -0.0088192 | 759.9886 | -0.025941 | 760.2154 | 0 | 754.76 | -0.014833 | 760.2154 | 0 | 760.2154 | 0 | 760.2153 | 0 | 754.76 | -0.0029147 | 760.2154 | 0 | 611.4054 | 5.0352 | 760.2154 | 0 | 760.2153 | 0 | 759.9886 | -0.011326 | 909.6158 | 0.023547 | 759.9886 | 0.36004 | 909.1052 | 0 | 909.6158 | 3.4957 | 759.9886 | 0.01289 | 760.2153 | 0.039365
|  | 608.9265 | 0.013459 | 760.2249 | 0.01279 | 608.9265 | 0.019217 | 760.2249 | -0.023509 | 751.804 | 0.008715 | 760.2249 | 0.014548 | 760.4514 | 0.010914 | 755 | 0.042262 | 760.4515 | 0.009385 | 760.4514 | 0.0034076 | 760.4515 | 0.00083425 | 755 | 0.0068789 | 760.4514 | 0.0027034 | 611.525 | 5.1065 | 760.4514 | 0.0081842 | 760.4515 | 0.008858 | 760.2249 | 0.015003 | 909.7837 | 0.029377 | 760.2249 | 0.37988 | 909.2736 | 0.0004174 | 909.7837 | 3.4884 | 760.2249 | 0.055773 | 760.4515 | 0.041913
|  | 609.0456 | 0 | 760.4612 | -0.0075245 | 609.0456 | 0 | 760.4612 | -0.052118 | 752.0378 | -0.0095054 | 760.4612 | -0.025343 | 760.6876 | 0 | 755.23 | -0.017072 | 760.6875 | 0 | 760.6876 | 0 | 760.6876 | 0 | 755.23 | -0.0018654 | 760.6876 | 0 | 611.6445 | 5.1973 | 760.6876 | 0 | 760.6876 | 0 | 760.4612 | -0.0072704 | 909.9515 | 0.033526 | 760.4612 | 0.37079 | 909.442 | 0 | 909.9515 | 3.4954 | 760.4612 | 0.035116 | 760.6876 | 0.039901
|  | 609.1647 | 0.015064 | 760.6975 | 0.0090756 | 609.1647 | 0.033291 | 760.6975 | 0.033691 | 752.2718 | 0.004328 | 760.6975 | 0.016361 | 760.9237 | 0.024172 | 755.47 | 0.0025189 | 760.9237 | 0.0082461 | 760.9237 | 0.0039511 | 760.9236 | 0.0020555 | 755.47 | 0.0061793 | 760.9237 | 0.0036521 | 611.7641 | 5.2606 | 760.9237 | 0.018439 | 760.9236 | 0.011176 | 760.6975 | 0.010779 | 910.1194 | 0.024332 | 760.6975 | 0.37764 | 909.6103 | 0.00097375 | 910.1194 | 3.5025 | 760.6975 | 0.04057 | 760.9236 | 0.042482
|  | 609.2838 | 0 | 760.9338 | -0.032741 | 609.2838 | 0 | 760.9338 | -0.027644 | 752.5057 | -0.0044498 | 760.9338 | -0.034306 | 761.1598 | 0 | 755.71 | -0.031067 | 761.1598 | 0 | 761.1598 | 0 | 761.1598 | 0 | 755.71 | 0.0096767 | 761.1598 | 0 | 611.8836 | 5.3469 | 761.1598 | 0 | 761.1598 | 0 | 760.9338 | -0.004437 | 910.2872 | 0.021865 | 760.9338 | 0.38072 | 909.7787 | 0 | 910.2872 | 3.5255 | 760.9338 | 0.026771 | 761.1598 | 0.038445
|  | 609.4029 | 0.0048437 | 761.1701 | 0.017366 | 609.4029 | 0.020435 | 761.1701 | 0.0067094 | 752.7396 | 0.0051024 | 761.1701 | 0.021607 | 761.3959 | 0.0063685 | 755.94 | -0.0036384 | 761.3959 | 0.0091611 | 761.3959 | 0.00044872 | 761.3959 | 0.0022415 | 755.94 | 0.0023318 | 761.3959 | 0.0027106 | 612.0032 | 5.4163 | 761.3959 | 0.013667 | 761.3959 | 0.0096058 | 761.1701 | 0.011612 | 910.4551 | 0.031732 | 761.1701 | 0.42393 | 909.9471 | 0.00069566 | 910.4551 | 3.55 | 761.1701 | 0.03743 | 761.3959 | 0.040753
|  | 609.522 | 0 | 761.4064 | -0.013324 | 609.522 | 0 | 761.4064 | -0.029313 | 752.9736 | -0.0068958 | 761.4064 | -0.027888 | 761.6321 | 0 | 756.18 | -0.023229 | 761.6321 | 0 | 761.6321 | 0 | 761.6321 | 0 | 756.18 | -0.0072872 | 761.6321 | 0 | 612.1227 | 5.516 | 761.6321 | 0 | 761.6321 | 0 | 761.4064 | -0.010702 | 910.623 | 0.028368 | 761.4064 | 0.40529 | 910.1155 | 0 | 910.623 | 3.5811 | 761.4064 | 0.030572 | 761.6321 | 0.038336
|  | 609.6411 | 0.0050655 | 761.6428 | -0.01443 | 609.6411 | 0.025171 | 761.6428 | 0.029055 | 753.2075 | 0.0041149 | 761.6428 | 0.012328 | 761.8682 | 0.01115 | 756.41 | -0.032185 | 761.8682 | 0.0066879 | 761.8682 | 0.0021582 | 761.8682 | 0.0015265 | 756.41 | -0.0013408 | 761.8682 | 0.0015413 | 612.2423 | 5.5871 | 761.8682 | 0.011867 | 761.8682 | 0.011375 | 761.6428 | 0.015785 | 910.7908 | 0.014969 | 761.6428 | 0.42103 | 910.2839 | 0.00097375 | 910.7908 | 3.5991 | 761.6428 | 0.037678 | 761.8682 | 0.040405
|  | 609.7602 | 0 | 761.8791 | -0.023714 | 609.7602 | 0 | 761.8791 | -0.042711 | 753.4415 | -0.013816 | 761.8791 | -0.031935 | 762.1044 | 0 | 756.65 | -0.012035 | 762.1044 | 0 | 762.1044 | 0 | 762.1044 | 0 | 756.65 | 0.0044305 | 762.1044 | 0 | 612.3619 | 5.6664 | 762.1044 | 0 | 762.1044 | 0 | 761.8791 | -0.0096897 | 910.9587 | 0.024836 | 761.8791 | 0.41936 | 910.4523 | 0 | 910.9587 | 3.6131 | 761.8791 | 0.031398 | 762.1044 | 0.038027
|  | 609.8794 | 0.017904 | 762.1155 | 0.0040482 | 609.8794 | 0.0072746 | 762.1155 | 0.02239 | 753.6754 | -0.00092917 | 762.1155 | 0.012324 | 762.3405 | 0.014878 | 756.89 | 0.0053177 | 762.3405 | 0.0072749 | 762.3405 | 0.00084905 | 762.3405 | 0.0017139 | 756.89 | 0.0016322 | 762.3405 | 0.0018793 | 612.4814 | 5.7348 | 762.3405 | 0.0099955 | 762.3405 | 0.0071954 | 762.1155 | 0.011613 | 911.1266 | 0.032461 | 762.1155 | 0.43436 | 910.6207 | 0.0004174 | 911.1266 | 3.6201 | 762.1155 | 0.037017 | 762.3405 | 0.039048
|  | 609.9985 | 0 | 762.3518 | -0.012258 | 609.9985 | 0 | 762.3518 | -0.033588 | 753.9094 | -0.0089226 | 762.3518 | -0.030707 | 762.5767 | 0 | 757.12 | 0.0041982 | 762.5767 | 0 | 762.5767 | 0 | 762.5767 | 0 | 757.12 | -0.0099105 | 762.5767 | 0 | 612.601 | 5.8395 | 762.5767 | 0 | 762.5767 | 0 | 762.3518 | -0.012129 | 911.2945 | 0.019006 | 762.3518 | 0.43823 | 910.7891 | 0 | 911.2945 | 3.6387 | 762.3518 | 0.028093 | 762.5767 | 0.037166
|  | 610.1177 | 0.00085042 | 762.5882 | -0.014334 | 610.1177 | 0.024224 | 762.5882 | 0.033827 | 754.1434 | 0.0090198 | 762.5882 | 0.015632 | 762.8129 | 0.0095861 | 757.36 | -0.020991 | 762.8129 | 0.0087626 | 762.8129 | 0.0029626 | 762.8129 | 0.00054179 | 757.36 | -0.0011659 | 762.8129 | 0.0016256 | 612.7206 | 5.9443 | 762.8129 | 0.0066498 | 762.8129 | 0.00671 | 762.5882 | 0.0058875 | 911.4624 | 0.021192 | 762.5882 | 0.45286 | 910.9575 | 0.00069566 | 911.4624 | 3.6593 | 762.5882 | 0.034455 | 762.8129 | 0.03977
|  | 610.2368 | 0 | 762.8246 | -0.0033499 | 610.2368 | 0 | 762.8246 | -0.069796 | 754.3774 | -0.0029858 | 762.8246 | -0.027719 | 763.0491 | 0 | 757.6 | -0.006437 | 763.0491 | 0 | 763.0491 | 0 | 763.0491 | 0 | 757.6 | -0.0022152 | 763.0491 | 0 | 612.8401 | 6.0564 | 763.0491 | 0 | 763.0491 | 0 | 762.8246 | -0.0074926 | 911.6302 | 0.017828 | 762.8246 | 0.44483 | 911.1259 | 0 | 911.6302 | 3.6846 | 762.8246 | 0.032142 | 763.0491 | 0.036584
|  | 610.356 | 0.0063967 | 763.061 | 0.0077062 | 610.356 | 0.0070399 | 763.061 | 0.019428 | 754.6114 | -0.0011457 | 763.061 | 0.017588 | 763.2853 | 0.017693 | 757.83 | 0.026029 | 763.2853 | 0.010247 | 763.2853 | 0.0025873 | 763.2853 | 0.0006946 | 757.83 | -0.0051883 | 763.2853 | 0.0030296 | 612.9597 | 6.1536 | 763.2853 | 0.011751 | 763.2853 | 0.010335 | 763.061 | 0.015585 | 911.7981 | 0.025733 | 763.061 | 0.45742 | 911.2944 | 0.00097375 | 911.7981 | 3.7018 | 763.061 | 0.035695 | 763.2853 | 0.039409
|  | 610.4751 | 0 | 763.2974 | -0.020112 | 610.4751 | 0 | 763.2974 | -0.086988 | 754.8454 | -0.0068592 | 763.2974 | -0.034527 | 763.5215 | 0 | 758.07 | 0.0030786 | 763.5215 | 0 | 763.5215 | 0 | 763.5215 | 0 | 758.07 | -0.00029147 | 763.5215 | 0 | 613.0793 | 6.2725 | 763.5215 | 0 | 763.5215 | 0 | 763.2974 | -0.018944 | 911.966 | 0.024163 | 763.2974 | 0.46797 | 911.4628 | 0 | 911.966 | 3.7214 | 763.2974 | 0.030159 | 763.5215 | 0.037046
|  | 610.5943 | 0.0061749 | 763.5338 | -0.00020566 | 610.5943 | 0.013668 | 763.5338 | 0.014639 | 755.0794 | 0.0040156 | 763.5338 | 0.016337 | 763.7577 | 0.019986 | 758.3 | 0.026029 | 763.7577 | 0.0075495 | 763.7577 | 0.00081881 | 763.7577 | 0.00054816 | 758.3 | 0.0096767 | 763.7577 | 0.0034774 | 613.1989 | 6.3753 | 763.7577 | 0.0089415 | 763.7577 | 0.012183 | 763.5338 | 0.0098561 | 912.1339 | 0.037675 | 763.5338 | 0.50328 | 911.6312 | 0.00097375 | 912.1339 | 3.7327 | 763.5338 | 0.03743 | 763.7577 | 0.039036
|  | 610.7135 | 0 | 763.7702 | 0.0047418 | 610.7135 | 0 | 763.7702 | -0.083278 | 755.3134 | -0.0075959 | 763.7702 | -0.031657 | 763.9939 | 0 | 758.54 | -0.02211 | 763.994 | 0 | 763.9939 | 0.00071047 | 763.994 | 0 | 758.54 | -0.0037892 | 763.9939 | 0 | 613.3184 | 6.4935 | 763.9939 | 0 | 763.994 | 0 | 763.7702 | -0.016176 | 912.3018 | 0.027303 | 763.7702 | 0.50355 | 911.7996 | 0 | 912.3018 | 3.7504 | 763.7702 | 0.026523 | 763.994 | 0.036125
|  | 610.8327 | 0.0095026 | 764.0066 | 0.0066144 | 610.8327 | 0.019758 | 764.0066 | 0.0020528 | 755.5474 | 0.00077983 | 764.0066 | 0.018357 | 764.2302 | 0.0094207 | 758.78 | 0.018192 | 764.2302 | 0.0082416 | 764.2302 | 0.0024558 | 764.2302 | 0.0024227 | 758.78 | 0.0037309 | 764.2302 | 0.0014515 | 613.438 | 6.5863 | 764.2302 | 0.0096315 | 764.2302 | 0.0093299 | 764.0066 | 0.018394 | 912.4697 | 0.036778 | 764.0066 | 0.51548 | 911.968 | 0.00097375 | 912.4697 | 3.7623 | 764.0066 | 0.035695 | 764.2302 | 0.038504
|  | 610.9519 | 0 | 764.243 | -0.040156 | 610.9519 | 0 | 764.243 | -0.070999 | 755.7815 | -0.0098448 | 764.243 | -0.027498 | 764.4664 | 0 | 759.01 | -0.0086761 | 764.4664 | 0 | 764.4664 | 0 | 764.4664 | 0 | 759.01 | 0.001982 | 764.4664 | 0 | 613.5576 | 6.6992 | 764.4664 | 0 | 764.4664 | 0 | 764.243 | -0.012626 | 912.6376 | 0.026911 | 764.243 | 0.51503 | 912.1365 | 0 | 912.6376 | 3.785 | 764.243 | 0.031315 | 764.4664 | 0.035619
|  | 611.0711 | 0.0046219 | 764.4795 | 0.00028087 | 611.0711 | 0.023683 | 764.4795 | 0.0013035 | 756.0156 | 0.0041265 | 764.4795 | 0.023131 | 764.7027 | 0.0096318 | 759.25 | -0.036664 | 764.7027 | 0.0055558 | 764.7027 | 0.0034637 | 764.7027 | 0.0015243 | 759.25 | -0.0060627 | 764.7027 | 0.0047741 | 613.6772 | 6.7762 | 764.7027 | 0.011179 | 764.7027 | 0.011156 | 764.4795 | 0.014865 | 912.8054 | 0.033302 | 764.4795 | 0.53871 | 912.3049 | 0.00097375 | 912.8054 | 3.799 | 764.4795 | 0.035612 | 764.7027 | 0.037671
|  | 611.1903 | 0 | 764.7159 | -0.013547 | 611.1903 | 0 | 764.7159 | -0.057924 | 756.2496 | -0.005766 | 764.7159 | -0.033531 | 764.939 | 0 | 759.49 | 0.0036384 | 764.939 | 0 | 764.939 | 0 | 764.939 | 0 | 759.49 | 0.0018072 | 764.939 | 0 | 613.7968 | 6.866 | 764.939 | 0 | 764.939 | 0 | 764.7159 | -0.0074183 | 912.9733 | 0.026294 | 764.7159 | 0.52932 | 912.4733 | 0 | 912.9733 | 3.8176 | 764.7159 | 0.028258 | 764.939 | 0.03437
|  | 611.3095 | 0.01457 | 764.9524 | 0.0072044 | 611.3095 | 0.019893 | 764.9524 | 0.03169 | 756.4837 | 0.0029961 | 764.9524 | 0.019155 | 765.1752 | 0.015229 | 759.72 | 0.016513 | 765.1752 | 0.0089743 | 765.1752 | 0.0051272 | 765.1752 | 0.0024716 | 759.72 | 0.015973 | 765.1752 | 0.0026988 | 613.9164 | 6.9579 | 765.1752 | 0.012435 | 765.1752 | 0.012369 | 764.9524 | 0.0099162 | 913.1412 | 0.028761 | 764.9524 | 0.54862 | 912.6418 | 0.00069566 | 913.1412 | 3.8288 | 764.9524 | 0.034373 | 765.1752 | 0.037551
|  | 611.4288 | 0 | 765.1888 | -0.042638 | 611.4288 | 0 | 765.1888 | -0.070541 | 756.7178 | -0.0084268 | 765.1888 | -0.031907 | 765.4115 | 0 | 759.96 | -0.029946 | 765.4115 | 0 | 765.4115 | 0 | 765.4115 | 0 | 759.96 | -0.0064125 | 765.4115 | 0 | 614.036 | 7.0892 | 765.4115 | 0 | 765.4115 | 0 | 765.1889 | -0.012174 | 913.3091 | 0.033414 | 765.1888 | 0.5573 | 912.8102 | 0 | 913.3091 | 3.8492 | 765.1889 | 0.025862 | 765.4115 | 0.034162
|  | 611.548 | 0.0048437 | 765.4253 | -0.011027 | 611.548 | 0.017322 | 765.4253 | 0.0034036 | 756.9518 | 0.0056094 | 765.4253 | 0.011384 | 765.6478 | 0.0077761 | 760.2 | 0.011475 | 765.6478 | 0.0065825 | 765.6478 | 0.0032159 | 765.6478 | 0.00068324 | 760.2 | 0.01195 | 765.6478 | 0.0026366 | 614.1556 | 7.2068 | 765.6478 | 0.012502 | 765.6478 | 0.0066527 | 765.4253 | 0.0094243 | 913.477 | 0.023771 | 765.4253 | 0.56406 | 912.9787 | 0.00097375 | 913.477 | 3.8657 | 765.4253 | 0.039495 | 765.6478 | 0.036456
|  | 611.6672 | 0 | 765.6618 | -0.066648 | 611.6672 | 0 | 765.6618 | -0.034259 | 757.1859 | -0.0024072 | 765.6618 | -0.033899 | 765.8841 | 0 | 760.43 | 0.0030786 | 765.8841 | 0 | 765.8841 | 0 | 765.8842 | 0 | 760.43 | -0.0043139 | 765.8841 | 0 | 614.2752 | 7.3276 | 765.8841 | 0 | 765.8842 | 0 | 765.6618 | -0.013003 | 913.6449 | 0.023939 | 765.6618 | 0.58081 | 913.1471 | 0 | 913.6449 | 3.8862 | 765.6618 | 0.021979 | 765.8842 | 0.033743
|  | 611.7865 | 0.0068403 | 765.8983 | -0.0068995 | 611.7865 | 0.028419 | 765.8983 | 0.013713 | 757.42 | 0.0029166 | 765.8983 | 0.016369 | 766.1204 | 0.0055672 | 760.67 | 0.034425 | 766.1204 | 0.0068349 | 766.1204 | 0.0030213 | 766.1204 | 0.00093959 | 760.67 | 0.0021569 | 766.1204 | 0.0034121 | 614.3948 | 7.4163 | 766.1204 | 0.0049015 | 766.1204 | 0.00718 | 765.8983 | 0.010668 | 913.8129 | 0.022257 | 765.8983 | 0.58422 | 913.3156 | 0.00097375 | 913.8129 | 3.8977 | 765.8983 | 0.031646 | 766.1204 | 0.037221
|  | 611.9058 | 0 | 766.1348 | -0.011857 | 611.9058 | 0 | 766.1348 | -0.064705 | 757.6542 | -0.0094455 | 766.1348 | -0.032013 | 766.3568 | 0 | 760.9 | 0.017632 | 766.3568 | 0 | 766.3568 | 0 | 766.3568 | 0 | 760.9 | -0.0016906 | 766.3568 | 0 | 614.5144 | 7.5189 | 766.3568 | 0 | 766.3568 | 0 | 766.1348 | -0.013963 | 913.9808 | 0.018053 | 766.1348 | 0.61064 | 913.484 | 0 | 913.9808 | 3.9133 | 766.1348 | 0.023218 | 766.3568 | 0.033544
|  | 612.025 | 0.0090589 | 766.3713 | -0.013857 | 612.025 | 0.018811 | 766.3713 | 0.01498 | 757.8883 | 0.00026323 | 766.3713 | 0.010444 | 766.5931 | 0.0054706 | 761.14 | 0.0086761 | 766.5931 | 0.0091919 | 766.5931 | 0.00020913 | 766.5931 | 0.0012286 | 761.14 | 0.001982 | 766.5931 | 0.0039944 | 614.634 | 7.604 | 766.5931 | 0.012804 | 766.5931 | 0.0048352 | 766.3713 | 0.0093803 | 914.1487 | 0.023266 | 766.3713 | 0.61442 | 913.6525 | 0.00069566 | 914.1487 | 3.925 | 766.3713 | 0.035942 | 766.5931 | 0.035942
|  | 612.1443 | 0 | 766.6078 | -0.01494 | 612.1443 | 0 | 766.6078 | -0.043154 | 758.1224 | -0.0040552 | 766.6078 | -0.033335 | 766.8294 | 0 | 761.38 | 0.0030786 | 766.8294 | 0 | 766.8294 | 0 | 766.8294 | 0 | 761.38 | -0.0043139 | 766.8294 | 0 | 614.7536 | 7.7076 | 766.8294 | 0 | 766.8294 | 0 | 766.6078 | -0.004632 | 914.3166 | 0.025341 | 766.6078 | 0.61527 | 913.8209 | 0 | 914.3166 | 3.9453 | 766.6078 | 0.004056 | 766.8294 | 0.033199
|  | 612.2636 | 0.014323 | 766.8443 | -0.00699 | 612.2636 | 0.010325 | 766.8443 | -0.0091676 | 758.3566 | 0.0029949 | 766.8443 | 0.020248 | 767.0658 | 0.017365 | 761.61 | 0.02211 | 767.0658 | 0.0060104 | 767.0658 | 0.0012432 | 767.0658 | 0.000435 | 761.61 | 0.014574 | 767.0658 | 0.0041497 | 614.8732 | 7.7984 | 767.0658 | 0.014077 | 767.0658 | 0.010735 | 766.8443 | 0.010602 | 914.4845 | 0.024724 | 766.8443 | 0.63528 | 913.9894 | 0.00069566 | 914.4845 | 3.9564 | 766.8443 | 0.051476 | 767.0658 | 0.035826
|  | 612.3829 | 0 | 767.0809 | -0.018994 | 612.3829 | 0 | 767.0809 | -0.067001 | 758.5907 | -0.010608 | 767.0809 | -0.029239 | 767.3021 | 0 | 761.85 | -0.049539 | 767.3021 | 0 | 767.3021 | 0 | 767.3021 | 0 | 761.85 | -0.00099105 | 767.3021 | 0 | 614.9928 | 7.9258 | 767.3021 | 0 | 767.3021 | 0 | 767.0809 | -0.011718 | 914.6524 | 0.025509 | 767.0809 | 0.64005 | 914.1579 | 0 | 914.6524 | 3.9743 | 767.0809 | 0.026688 | 767.3021 | 0.032693
|  | 612.5022 | 0.014199 | 767.3174 | 0.0039971 | 612.5022 | 0.015022 | 767.3174 | 0.0070536 | 758.8248 | 0.0023513 | 767.3174 | 0.014207 | 767.5385 | 0.010267 | 762.09 | 0.017632 | 767.5385 | 0.0079346 | 767.5385 | 0.0038737 | 767.5385 | 0.0020562 | 762.09 | 0.010551 | 767.5385 | 0.0054964 | 615.1124 | 8.0393 | 767.5385 | 0.0078802 | 767.5385 | 0.011846 | 767.3174 | 0.011433 | 914.8203 | 0.019622 | 767.3174 | 0.67413 | 914.3263 | 0.00069566 | 914.8203 | 3.982 | 767.3174 | 0.039826 | 767.5385 | 0.035925
|  | 612.6215 | 0 | 767.554 | -0.0070517 | 612.6215 | 0 | 767.554 | -0.028338 | 759.059 | -0.0065213 | 767.554 | -0.03263 | 767.7749 | 0 | 762.32 | -0.027708 | 767.7749 | 0 | 767.7749 | 0 | 767.7749 | 0 | 762.32 | -0.00029147 | 767.7749 | 0 | 615.2321 | 8.167 | 767.7749 | 0 | 767.7749 | 0 | 767.554 | -0.0096741 | 914.9882 | 0.024444 | 767.554 | 0.66361 | 914.4948 | 0 | 914.9882 | 4.0006 | 767.554 | 0.026606 | 767.7749 | 0.033147
|  | 612.7408 | 0 | 767.7905 | -0.0059709 | 612.7408 | 0.013668 | 767.7905 | 0.02877 | 759.2932 | 0.003311 | 767.7905 | 0.021873 | 768.0113 | 0.0077966 | 762.56 | -0.0092359 | 768.0113 | 0.0056548 | 768.0113 | 0.0030963 | 768.0113 | 0 | 762.56 | -0.0076368 | 768.0113 | 0.0015009 | 615.3517 | 8.2574 | 768.0113 | 0.0099027 | 768.0113 | 0.0049031 | 767.7905 | 0.010121 | 915.1562 | 0.029658 | 767.7905 | 0.69164 | 914.6633 | 0.00069566 | 915.1562 | 4.0107 | 767.7905 | 0.033546 | 768.0113 | 0.034869
|  | 612.8601 | 0 | 768.0271 | -0.042225 | 612.8601 | 0 | 768.0271 | -0.094629 | 759.5274 | -0.0063759 | 768.0271 | -0.035913 | 768.2477 | 0 | 762.8 | -0.031067 | 768.2477 | 0 | 768.2477 | 0 | 768.2477 | 0 | 762.8 | 5.8296e-05 | 768.2477 | 0 | 615.4713 | 8.3617 | 768.2477 | 0 | 768.2477 | 0 | 768.0271 | -0.0053309 | 915.3241 | 0.02422 | 768.0271 | 0.69638 | 914.8318 | 0 | 915.3241 | 4.0315 | 768.0271 | 0.021979 | 768.2477 | 0.031833
|  | 612.9794 | 0.0095026 | 768.2637 | 0.023217 | 612.9794 | 0.020435 | 768.2637 | 0.024578 | 759.7616 | 0.0030935 | 768.2637 | 0.020998 | 768.4841 | 0.0094788 | 763.03 | -0.015393 | 768.4841 | 0.0068084 | 768.4841 | 0.0049275 | 768.4841 | 0.002395 | 763.03 | 0.014574 | 768.4841 | 0.0043631 | 615.5909 | 8.44 | 768.4841 | 0.017425 | 768.4841 | 0.0056988 | 768.2637 | 0.014127 | 915.492 | 0.053653 | 768.2637 | 0.72744 | 915.0002 | 0.00013913 | 915.492 | 4.0444 | 768.2637 | 0.035942 | 768.4841 | 0.035261
|  | 613.0988 | 0 | 768.5003 | -0.033174 | 613.0988 | 0 | 768.5003 | -0.06751 | 759.9958 | -0.0066279 | 768.5003 | -0.036127 | 768.7205 | 0 | 763.27 | 0.017632 | 768.7205 | 0 | 768.7205 | 0 | 768.7205 | 0 | 763.27 | -0.0018654 | 768.7205 | 0 | 615.7106 | 8.5244 | 768.7205 | 0 | 768.7205 | 0 | 768.5003 | -0.014604 | 915.6599 | 0.021977 | 768.5003 | 0.70607 | 915.1687 | 0 | 915.6599 | 4.0657 | 768.5003 | 0.025614 | 768.7205 | 0.031109
|  | 613.2181 | 0.0057311 | 768.7369 | 0.014967 | 613.2181 | 0.019758 | 768.7369 | -0.02492 | 760.23 | 0.0055233 | 768.7369 | 0.028964 | 768.9569 | 0.0082384 | 763.5 | 0.02155 | 768.9569 | 0.0064717 | 768.9569 | 0.002073 | 768.9569 | 0.0021864 | 763.5 | 0.0047802 | 768.9569 | 0.0045383 | 615.8302 | 8.6134 | 768.9569 | 0.013407 | 768.9569 | 0.015802 | 768.7369 | 0.019853 | 915.8279 | 0.026406 | 768.7369 | 0.74393 | 915.3372 | 0.00097375 | 915.8279 | 4.0779 | 768.7369 | 0.034455 | 768.9569 | 0.034042
|  | 613.3375 | 0 | 768.9735 | -0.033273 | 613.3375 | 0 | 768.9735 | -0.024929 | 760.4642 | -0.0068273 | 768.9735 | -0.039711 | 769.1933 | 0 | 763.74 | -0.02211 | 769.1934 | 0 | 769.1933 | 0 | 769.1934 | 0 | 763.74 | -0.0060627 | 769.1933 | 0 | 615.9498 | 8.7335 | 769.1933 | 0 | 769.1934 | 0 | 768.9735 | -0.013304 | 915.9958 | 0.024948 | 768.9735 | 0.72452 | 915.5057 | 0 | 915.9958 | 4.0923 | 768.9735 | 0.02454 | 769.1934 | 0.030831
|  | 613.4568 | 0.015681 | 769.2101 | 0.030617 | 613.4568 | 0.015698 | 769.2101 | 0.045492 | 760.6984 | 0.006975 | 769.2101 | 0.02001 | 769.4298 | 0.011205 | 763.98 | -0.037783 | 769.4298 | 0.0026322 | 769.4298 | 0.0046372 | 769.4298 | 0.0020424 | 763.98 | -0.0095602 | 769.4298 | 0.004935 | 616.0694 | 8.8479 | 769.4298 | 0.0060868 | 769.4298 | 0.010303 | 769.2101 | 0.027724 | 916.1637 | 0.032349 | 769.2101 | 0.76088 | 915.6742 | 0.00069566 | 916.1637 | 4.1018 | 769.2101 | 0.031563 | 769.4298 | 0.033952
|  | 613.5762 | 0 | 769.4467 | -0.0054626 | 613.5762 | 0 | 769.4467 | -0.027789 | 760.9327 | -0.0071674 | 769.4467 | -0.035676 | 769.6662 | 0 | 764.21 | -0.028827 | 769.6662 | 0 | 769.6662 | 0 | 769.6663 | 0 | 764.21 | -0.014282 | 769.6662 | 0 | 616.1891 | 8.9645 | 769.6662 | 0 | 769.6663 | 0 | 769.4467 | -0.012326 | 916.3317 | 0.024556 | 769.4467 | 0.75955 | 915.8427 | 0 | 916.3317 | 4.121 | 769.4467 | 0.023549 | 769.6663 | 0.031053
|  | 613.6956 | 0.0081715 | 769.6833 | -0.00178 | 613.6956 | 0.024901 | 769.6833 | 0.015471 | 761.1669 | 0.0053558 | 769.6833 | 0.022714 | 769.9027 | 0.010567 | 764.45 | 0.026029 | 769.9027 | 0.014057 | 769.9027 | 0.0039294 | 769.9027 | 0.00098174 | 764.45 | 0.0021569 | 769.9027 | 0.0011253 | 616.3087 | 9.0732 | 769.9027 | 0.0079351 | 769.9027 | 0.0037035 | 769.6833 | 0.0089397 | 916.4996 | 0.028088 | 769.6833 | 0.78536 | 916.0112 | 0.00013913 | 916.4996 | 4.1352 | 769.6833 | 0.032142 | 769.9027 | 0.032812
|  | 613.8149 | 0 | 769.9199 | -0.02362 | 613.8149 | 0 | 769.9199 | -0.026163 | 761.4012 | -0.0036562 | 769.9199 | -0.035763 | 770.1392 | 0 | 764.69 | -0.017072 | 770.1392 | 0 | 770.1392 | 0 | 770.1392 | 0 | 764.69 | -0.012358 | 770.1392 | 0 | 616.4284 | 9.2062 | 770.1392 | 0 | 770.1392 | 0 | 769.9199 | -0.0095961 | 916.6676 | 0.024948 | 769.9199 | 0.7881 | 916.1797 | 0 | 916.6676 | 4.1527 | 769.9199 | 0.021235 | 770.1392 | 0.030761
|  | 613.9343 | 0.015311 | 770.1566 | 0.0028218 | 613.9343 | 0.031938 | 770.1566 | -0.0031765 | 761.6354 | 0.0053457 | 770.1566 | 0.020384 | 770.3756 | 0.0038704 | 764.92 | 0.0069968 | 770.3756 | 0.0058609 | 770.3756 | 0.0051595 | 770.3757 | 0.0014284 | 764.92 | -0.012183 | 770.3756 | 0.0052036 | 616.548 | 9.3214 | 770.3756 | 0.010424 | 770.3757 | 0.011401 | 770.1566 | 0.018475 | 916.8355 | 0.029265 | 770.1566 | 0.8119 | 916.3482 | 0.00069566 | 916.8355 | 4.1588 | 770.1566 | 0.028341 | 770.3757 | 0.03273
|  | 614.0537 | 0 | 770.3932 | -0.01856 | 614.0537 | 0 | 770.3932 | -0.11658 | 761.8697 | -0.01055 | 770.3932 | -0.037118 | 770.6121 | 0 | 765.16 | -0.010355 | 770.6121 | 0 | 770.6121 | 0 | 770.6121 | 0 | 765.16 | -0.01778 | 770.6121 | 0 | 616.6677 | 9.4391 | 770.6121 | 0 | 770.6121 | 0 | 770.3932 | -0.0098866 | 917.0034 | 0.023659 | 770.3932 | 0.81514 | 916.5167 | 0 | 917.0034 | 4.1729 | 770.3932 | 0.026193 | 770.6121 | 0.029926
|  | 614.1731 | 0.014323 | 770.6299 | -0.0045509 | 614.1731 | 0.018269 | 770.6299 | -0.0036224 | 762.104 | 0.0039983 | 770.6299 | 0.017129 | 770.8486 | 0.012979 | 765.4 | -0.011475 | 770.8486 | 0.0064203 | 770.8486 | 0.0030785 | 770.8486 | 0.00091344 | 765.4 | 0.0084525 | 770.8486 | 0.0042194 | 616.7873 | 9.5413 | 770.8486 | 0.0087615 | 770.8486 | 0.0055167 | 770.6299 | 0.010268 | 917.1714 | 0.033414 | 770.6299 | 0.82671 | 916.6852 | 0.00097375 | 917.1714 | 4.1774 | 770.6299 | 0.032472 | 770.8486 | 0.032577
|  | 614.2926 | 0 | 770.8666 | -0.05878 | 614.2926 | 0 | 770.8666 | -0.066291 | 762.3383 | -0.0050596 | 770.8666 | -0.036366 | 771.0851 | 0 | 765.63 | -0.04562 | 771.0851 | 0 | 771.0851 | 0 | 771.0851 | 0 | 765.63 | -0.00099105 | 771.0851 | 0 | 616.907 | 9.6814 | 771.0851 | 0 | 771.0851 | 0 | 770.8666 | -0.019771 | 917.3393 | 0.024332 | 770.8666 | 0.8523 | 916.8537 | 0 | 917.3393 | 4.1911 | 770.8666 | 0.026358 | 771.0851 | 0.029666
|  | 614.412 | 0 | 771.1033 | -0.016112 | 614.412 | 0.0072746 | 771.1033 | 0.0047398 | 762.5726 | 0.0028491 | 771.1033 | 0.016618 | 771.3216 | 0.0086032 | 765.87 | -0.00027989 | 771.3216 | 0.0069796 | 771.3216 | 0.0016596 | 771.3217 | 0.0012788 | 765.87 | 0.0021569 | 771.3216 | 0.000368 | 617.0266 | 9.8107 | 771.3216 | 0.012715 | 771.3217 | 0.0087003 | 771.1033 | 0.0088074 | 917.5073 | 0.019342 | 771.1033 | 0.86298 | 917.0222 | 0.00069566 | 917.5073 | 4.2023 | 771.1033 | 0.031646 | 771.3217 | 0.031949
|  | 614.5314 | 0 | 771.3399 | 0.022879 | 614.5314 | 0 | 771.3399 | -0.045589 | 762.8069 | -0.003342 | 771.3399 | -0.034667 | 771.5582 | 0 | 766.11 | -0.0019591 | 771.5582 | 0 | 771.5582 | 0 | 771.5582 | 0 | 766.11 | -0.014108 | 771.5582 | 0 | 617.1463 | 9.9593 | 771.5582 | 0 | 771.5582 | 0 | 771.34 | -0.012409 | 917.6752 | 0.03134 | 771.3399 | 0.89857 | 917.1907 | 0 | 917.6752 | 4.2284 | 771.34 | 0.019748 | 771.5582 | 0.029514
|  | 614.6508 | 0.0092808 | 771.5766 | -0.010099 | 614.6508 | 0.0086826 | 771.5766 | 0.0071454 | 763.0412 | 0.0083505 | 771.5766 | 0.011688 | 771.7947 | 0.016371 | 766.34 | 0.027148 | 771.7947 | 0.011929 | 771.7947 | 0.0018797 | 771.7947 | 0.0019102 | 766.34 | 0.0039058 | 771.7947 | 0.0038133 | 617.2659 | 10.0764 | 771.7947 | 0.010815 | 771.7947 | 0.0056466 | 771.5766 | 0.010947 | 917.8432 | 0.026014 | 771.5766 | 0.89857 | 917.3593 | 0.00097375 | 917.8432 | 4.2538 | 771.5766 | 0.029332 | 771.7947 | 0.032701
|  | 614.7703 | 0 | 771.8133 | -0.003302 | 614.7703 | 0 | 771.8133 | -0.04873 | 763.2755 | -0.0075531 | 771.8133 | -0.028829 | 772.0312 | 0 | 766.58 | 0.006437 | 772.0312 | 0 | 772.0312 | 0 | 772.0312 | 0 | 766.58 | -0.008861 | 772.0312 | 0 | 617.3856 | 10.2233 | 772.0312 | 0 | 772.0312 | 0 | 771.8134 | -0.008808 | 918.0111 | 0.023547 | 771.8133 | 0.8806 | 917.5278 | 0 | 918.0111 | 4.2831 | 771.8134 | 0.022474 | 772.0312 | 0.028219
|  | 614.8897 | 0.00085042 | 772.0501 | -0.047876 | 614.8897 | 0.019893 | 772.0501 | 0.013011 | 763.5098 | 0.00062843 | 772.0501 | 0.01723 | 772.2678 | 0.0042895 | 766.82 | -0.0047579 | 772.2678 | 0.0087082 | 772.2678 | 0.0035461 | 772.2678 | 0.0026548 | 766.82 | 0.0018072 | 772.2678 | 0.0037614 | 617.5052 | 10.3404 | 772.2678 | 0.011209 | 772.2678 | 0.011308 | 772.0501 | 0.012994 | 918.1791 | 0.038235 | 772.0501 | 0.93877 | 917.6963 | 0.00069566 | 918.1791 | 4.2981 | 772.0501 | 0.029911 | 772.2678 | 0.031439
|  | 615.0092 | 0 | 772.2868 | -0.0037799 | 615.0092 | 0 | 772.2868 | -0.057155 | 763.7442 | -0.0056869 | 772.2868 | -0.038868 | 772.5044 | 0 | 767.05 | -0.0041982 | 772.5044 | 0 | 772.5044 | 0 | 772.5043 | 0 | 767.05 | 0.0063542 | 772.5044 | 0 | 617.6249 | 10.4742 | 772.5044 | 0 | 772.5043 | 0 | 772.2868 | -0.019783 | 918.347 | 0.025621 | 772.2868 | 0.94234 | 917.8648 | 0 | 918.347 | 4.3097 | 772.2868 | 0.023135 | 772.5043 | 0.028569
|  | 615.1287 | 0.023213 | 772.5235 | -0.006038 | 615.1287 | 0.0084479 | 772.5235 | -0.0035436 | 763.9785 | 0.0024346 | 772.5235 | 0.013669 | 772.7409 | 0.0034874 | 767.29 | 0.0097957 | 772.7409 | 0.0076606 | 772.7409 | 0.0020736 | 772.7409 | 0.00037486 | 767.29 | 0.0049551 | 772.7409 | 0.001003 | 617.7446 | 10.5789 | 772.7409 | 0.0093313 | 772.7409 | 0.0044825 | 772.5235 | 0.0085475 | 918.515 | 0.022762 | 772.5235 | 0.98522 | 918.0334 | 0.00097375 | 918.515 | 4.311 | 772.5235 | 0.027019 | 772.7409 | 0.031723
|  | 615.2481 | 0 | 772.7602 | -0.028554 | 615.2481 | 0 | 772.7602 | -0.088886 | 764.2129 | -0.0051746 | 772.7602 | -0.032167 | 772.9775 | 0 | 767.53 | -0.0041982 | 772.9775 | 0 | 772.9775 | 0 | 772.9775 | 0 | 767.53 | -0.0034394 | 772.9775 | 0 | 617.8642 | 10.7197 | 772.9775 | 0 | 772.9775 | 0 | 772.7603 | -0.012951 | 918.683 | 0.024444 | 772.7602 | 0.98173 | 918.2019 | 0 | 918.683 | 4.3194 | 772.7603 | 0.020574 | 772.9775 | 0.029516
|  | 615.3676 | 0.0050655 | 772.997 | 0.026009 | 615.3676 | 0.020164 | 772.997 | -0.011937 | 764.4473 | 0.0058316 | 772.997 | 0.026107 | 773.2141 | 0.016089 | 767.76 | -0.0013994 | 773.2141 | 0.015711 | 773.2141 | 0.007608 | 773.2141 | 0.0022843 | 767.76 | -0.0081612 | 773.2141 | 0.0033663 | 617.9839 | 10.8483 | 773.2141 | 0.015933 | 773.2141 | 0.017291 | 772.997 | 0.016522 | 918.8509 | 0.030555 | 772.997 | 0.98939 | 918.3705 | 0.00069566 | 918.8509 | 4.3194 | 772.997 | 0.03586 | 773.2141 | 0.031383
|  | 615.4871 | 0 | 773.2338 | -0.0094229 | 615.4871 | 0 | 773.2338 | -0.05725 | 764.6816 | -0.01045 | 773.2338 | -0.034947 | 773.4507 | 0 | 768 | -0.024908 | 773.4507 | 0 | 773.4507 | 0 | 773.4507 | 0 | 768 | 0.0044305 | 773.4507 | 0 | 618.1036 | 11.0114 | 773.4507 | 0 | 773.4507 | 0 | 773.2337 | -0.016333 | 919.0189 | 0.030667 | 773.2338 | 1.0335 | 918.539 | 0 | 919.0189 | 4.3282 | 773.2337 | -0.002095 | 773.4507 | 0.028335
|  | 615.6066 | 0.010834 | 773.4705 | 0.025381 | 615.6066 | 0.022329 | 773.4705 | -0.0068537 | 764.916 | 0.0063727 | 773.4705 | 0.020859 | 773.6873 | 0.024629 | 768.24 | -0.015953 | 773.6873 | 0.013174 | 773.6873 | 0.0037311 | 773.6873 | 0.0016966 | 768.24 | -0.0048385 | 773.6873 | 0.0029748 | 618.2233 | 11.1485 | 773.6873 | 0.0073033 | 773.6873 | 0.0097218 | 773.4705 | 0.017256 | 919.1869 | 0.027808 | 773.4705 | 1.0254 | 918.7075 | 0.00097375 | 919.1869 | 4.3247 | 773.4705 | 0.050485 | 773.6873 | 0.030502
|  | 615.7261 | 0 | 773.7073 | -0.059503 | 615.7261 | 0 | 773.7073 | -0.047762 | 765.1504 | -0.013233 | 773.7073 | -0.034247 | 773.9239 | 0 | 768.47 | -0.010915 | 773.9239 | 0 | 773.9239 | 0 | 773.9239 | 0 | 768.47 | -0.0060627 | 773.9239 | 0 | 618.3429 | 11.3188 | 773.9239 | 0 | 773.9239 | 0 | 773.7073 | -0.017215 | 919.3548 | 0.024556 | 773.7073 | 1.0439 | 918.8761 | 0 | 919.3548 | 4.3277 | 773.7073 | 0.016773 | 773.9239 | 0.027243
|  | 615.8456 | 0.0090589 | 773.9441 | 0.017935 | 615.8456 | 0.010794 | 773.9441 | -0.018972 | 765.3848 | -0.00070152 | 773.9441 | 0.020996 | 774.1605 | 0.015157 | 768.71 | 0.0058775 | 774.1605 | 0.0098947 | 774.1605 | 0.0034694 | 774.1605 | 0.0019808 | 768.71 | 0.0039058 | 774.1605 | 0.002391 | 618.4626 | 11.4679 | 774.1605 | 0.013995 | 774.1605 | 0.010591 | 773.9441 | 0.017884 | 919.5228 | 0.033638 | 773.9441 | 1.0547 | 919.0446 | 0.00097375 | 919.5228 | 4.3198 | 773.9441 | 0.033133 | 774.1605 | 0.029398
|  | 615.9651 | 0 | 774.1809 | -0.030248 | 615.9651 | 0 | 774.1809 | -0.11662 | 765.6192 | -0.0038784 | 774.1809 | -0.034963 | 774.3972 | 0 | 768.95 | -0.014833 | 774.3972 | 0 | 774.3972 | 0 | 774.3972 | 0 | 768.95 | 0.0082777 | 774.3972 | 0 | 618.5823 | 11.6536 | 774.3972 | 0 | 774.3972 | 0 | 774.1809 | -0.012397 | 919.6908 | 0.021697 | 774.1809 | 1.0518 | 919.2132 | 0 | 919.6908 | 4.3274 | 774.1809 | 0.0195 | 774.3972 | 0.026989
|  | 616.0847 | 0.021484 | 774.4177 | -0.026133 | 616.0847 | 0.024359 | 774.4177 | 0.040355 | 765.8536 | 0.004654 | 774.4177 | 0.021324 | 774.6338 | 0.0068274 | 769.18 | 0.011475 | 774.6338 | 0.0038551 | 774.6338 | 0.0019298 | 774.6338 | 0.00034845 | 769.18 | -0.0048385 | 774.6338 | 2.5172e-05 | 618.702 | 11.7954 | 774.6338 | 0.0067444 | 774.6338 | 0.011584 | 774.4176 | 0.017161 | 919.8587 | 0.030162 | 774.4177 | 1.0994 | 919.3818 | 0.00069566 | 919.8587 | 4.3345 | 774.4176 | 0.029828 | 774.6338 | 0.029883
|  | 616.2042 | 0 | 774.6545 | -0.0078837 | 616.2042 | 0 | 774.6545 | -0.045331 | 766.0881 | -0.010113 | 774.6545 | -0.027011 | 774.8704 | 0 | 769.42 | -0.023229 | 774.8704 | 0 | 774.8704 | 0 | 774.8704 | 0 | 769.42 | -0.013233 | 774.8704 | 0 | 618.8217 | 11.9527 | 774.8704 | 0 | 774.8704 | 0 | 774.6545 | -0.027031 | 920.0267 | 0.033302 | 774.6545 | 1.1201 | 919.5503 | 0 | 920.0267 | 4.3517 | 774.6545 | 0.015616 | 774.8704 | 0.02639
|  | 616.3238 | 0.0072841 | 774.8913 | 0.018586 | 616.3238 | 0.013668 | 774.8913 | 0.02917 | 766.3225 | 0.0085592 | 774.8913 | 0.027993 | 775.1071 | 0.0065692 | 769.66 | 0.032185 | 775.1071 | 0.0060616 | 775.1071 | 0.0035361 | 775.1071 | 0.0028045 | 769.66 | 0.0074037 | 775.1071 | 0.00068945 | 618.9414 | 12.0483 | 775.1071 | 0.011303 | 775.1071 | 0.0072146 | 774.8913 | 0.018174 | 920.1947 | 0.026911 | 774.8913 | 1.1282 | 919.7189 | 0.00069566 | 920.1947 | 4.3547 | 774.8913 | 0.030159 | 775.1071 | 0.029732
|  | 616.4433 | 0 | 775.1281 | -0.034406 | 616.4433 | 0 | 775.1281 | -0.069058 | 766.5569 | -0.01296 | 775.1281 | -0.040208 | 775.3438 | 0 | 769.89 | 0.013714 | 775.3438 | 0 | 775.3438 | 0 | 775.3438 | 0 | 769.89 | -0.0043139 | 775.3438 | 0 | 619.061 | 12.1507 | 775.3438 | 0 | 775.3438 | 0 | 775.1281 | -0.008413 | 920.3627 | 0.024948 | 775.1281 | 1.1406 | 919.8874 | 0 | 920.3627 | 4.3575 | 775.1281 | 0.017104 | 775.3438 | 0.026148
|  | 616.5629 | 0.02062 | 775.3649 | 0.018022 | 616.5629 | 0.017593 | 775.3649 | 0.0097072 | 766.7914 | 0.0012729 | 775.3649 | 0.0206 | 775.5804 | 0.01722 | 770.13 | 0.0086761 | 775.5804 | 0.014333 | 775.5804 | 0.0044492 | 775.5804 | 0.0020116 | 770.13 | 0.0040807 | 775.5804 | 0.0050734 | 619.1807 | 12.2057 | 775.5804 | 0.019542 | 775.5804 | 0.013295 | 775.3649 | 0.014156 | 920.5307 | 0.029489 | 775.3649 | 1.1588 | 920.056 | 0.00069566 | 920.5307 | 4.3545 | 775.3649 | 0.024044 | 775.5804 | 0.030252
|  | 616.6824 | 0 | 775.6018 | -0.031472 | 616.6824 | 0 | 775.6018 | -0.076668 | 767.0259 | -0.010012 | 775.6018 | -0.032985 | 775.8171 | 0 | 770.37 | -0.036664 | 775.8171 | 0 | 775.8171 | 0 | 775.8171 | 0 | 770.37 | -0.0062376 | 775.8171 | 0 | 619.3004 | 12.3062 | 775.8171 | 0 | 775.8171 | 0 | 775.6018 | -0.0038836 | 920.6987 | 0.034087 | 775.6018 | 1.1705 | 920.2246 | 0 | 920.6987 | 4.356 | 775.6018 | 0.020161 | 775.8171 | 0.025644
|  | 616.802 | 0.0097244 | 775.8386 | -0.035584 | 616.802 | 0.011968 | 775.8386 | -0.014783 | 767.2603 | 0.003344 | 775.8386 | 0.018451 | 776.0538 | 0.012761 | 770.6 | 0.018752 | 776.0538 | 0.0077205 | 776.0538 | 0.0043587 | 776.0538 | 0.00065707 | 770.6 | -0.0039641 | 776.0538 | 0.00021434 | 619.4201 | 12.3986 | 776.0538 | 0.013894 | 776.0538 | 0.0085418 | 775.8386 | 0.0081445 | 920.8666 | 0.022482 | 775.8386 | 1.2008 | 920.3931 | 0.001252 | 920.8666 | 4.352 | 775.8386 | 0.025697 | 776.0538 | 0.028988
|  | 616.9216 | 0 | 776.0755 | -0.033499 | 616.9216 | 0 | 776.0755 | -0.050205 | 767.4948 | -0.0062599 | 776.0755 | -0.035054 | 776.2905 | 0 | 770.84 | -0.02211 | 776.2905 | 0 | 776.2905 | 0 | 776.2905 | 0 | 770.84 | 0.0014574 | 776.2905 | 0 | 619.5398 | 12.5272 | 776.2905 | 0 | 776.2905 | 0 | 776.0755 | -0.010439 | 921.0346 | 0.027023 | 776.0755 | 1.2553 | 920.5617 | 0 | 921.0346 | 4.3557 | 776.0755 | 0.017269 | 776.2905 | 0.026372
|  | 617.0412 | 0.014817 | 776.3123 | 0.00096434 | 617.0412 | 0.025577 | 776.3123 | 0.0068091 | 767.7293 | 0.0056332 | 776.3123 | 0.024849 | 776.5272 | 0.017611 | 771.08 | -0.012035 | 776.5272 | 0.0037024 | 776.5272 | 0.00094567 | 776.5272 | 0.0012673 | 771.08 | -0.0072872 | 776.5272 | 0.0012525 | 619.6595 | 12.6577 | 776.5272 | 0.015381 | 776.5272 | 0.011502 | 776.3123 | 0.021951 | 921.2026 | 0.025845 | 776.3123 | 1.2425 | 920.7303 | 0.00097375 | 921.2026 | 4.3641 | 776.3123 | 0.027515 | 776.5272 | 0.029063
|  | 617.1608 | 0 | 776.5492 | -0.052613 | 617.1608 | 0 | 776.5492 | -0.073807 | 767.9638 | -0.015464 | 776.5492 | -0.03978 | 776.764 | 0 | 771.31 | -0.0036384 | 776.764 | 0 | 776.764 | 0 | 776.764 | 0 | 771.31 | -0.0023901 | 776.764 | 0 | 619.7792 | 12.8323 | 776.764 | 0 | 776.764 | 0 | 776.5492 | -0.010807 | 921.3706 | 0.026014 | 776.5492 | 1.2675 | 920.8989 | 0 | 921.3706 | 4.3879 | 776.5492 | 0.0214 | 776.764 | 0.025827
|  | 617.2804 | 0.0052875 | 776.7861 | -0.0034971 | 617.2804 | 0.020164 | 776.7861 | 0.020438 | 768.1983 | 0.0029875 | 776.7861 | 0.01842 | 777.0007 | 0.023207 | 771.55 | 0.0086761 | 777.0007 | 0.01187 | 777.0007 | 0.0031195 | 777.0007 | 0.0031084 | 771.55 | -0.0046636 | 777.0007 | 0.0014274 | 619.8989 | 12.9934 | 777.0007 | 0.023783 | 777.0007 | 0.0090495 | 776.7861 | 0.02449 | 921.5386 | 0.018837 | 776.7861 | 1.285 | 921.0675 | 0.0004174 | 921.5386 | 4.4066 | 776.7861 | 0.029828 | 777.0007 | 0.028024
|  | 617.4 | 0 | 777.023 | -0.0031123 | 617.4 | 0 | 777.023 | -0.05477 | 768.4329 | -0.0052485 | 777.023 | -0.038221 | 777.2374 | 0 | 771.79 | -0.033864 | 777.2374 | 0 | 777.2374 | 0 | 777.2374 | 0 | 771.79 | -0.014982 | 777.2374 | 0 | 620.0186 | 13.1463 | 777.2374 | 0 | 777.2374 | 0 | 777.023 | -0.010519 | 921.7066 | 0.022257 | 777.023 | 1.3056 | 921.2361 | 0 | 921.7066 | 4.4251 | 777.023 | 0.017021 | 777.2374 | 0.025532
|  | 617.5196 | 0.012165 | 777.2599 | 0.0046856 | 617.5196 | 0.015292 | 777.2599 | 0.042179 | 768.6674 | 0.00067762 | 777.2599 | 0.018017 | 777.4742 | 0.008343 | 772.02 | 0.0086761 | 777.4742 | 0.0073081 | 777.4742 | 0.003172 | 777.4742 | 0.0020554 | 772.02 | -0.00099105 | 777.4742 | 0.00083594 | 620.1383 | 13.2633 | 777.4742 | 0.0049427 | 777.4742 | 0.0084202 | 777.2599 | 0.0071568 | 921.8746 | 0.030555 | 777.2599 | 1.3543 | 921.4046 | 0.0015303 | 921.8746 | 4.4315 | 777.2599 | 0.022392 | 777.4742 | 0.028771
|  | 617.6392 | 0 | 777.4968 | -0.030937 | 617.6392 | 0 | 777.4968 | -0.058114 | 768.9019 | -0.0036275 | 777.4968 | -0.035776 | 777.7109 | 0 | 772.26 | -0.006437 | 777.7109 | 0 | 777.7109 | 0 | 777.7109 | 0 | 772.26 | -0.0099105 | 777.7109 | 0 | 620.2581 | 13.3877 | 777.7109 | 0 | 777.7109 | 0 | 777.4968 | -0.0024682 | 922.0426 | 0.030443 | 777.4968 | 1.3265 | 921.5733 | 0 | 922.0426 | 4.4443 | 777.4968 | 0.015451 | 777.7109 | 0.0256
|  | 617.7589 | 0 | 777.7337 | 0.009732 | 617.7589 | 0.011498 | 777.7337 | -0.014726 | 769.1364 | 0.0029025 | 777.7337 | 0.019865 | 777.9477 | 0.0076641 | 772.5 | 0.0030786 | 777.9477 | 0.0090753 | 777.9477 | 0.0051833 | 777.9477 | 0.0028719 | 772.5 | 0.015623 | 777.9477 | 0.0068047 | 620.3778 | 13.479 | 777.9477 | 0.019457 | 777.9477 | 0.013448 | 777.7337 | 0.024952 | 922.2106 | 0.037282 | 777.7337 | 1.3817 | 921.7418 | 0.0004174 | 922.2106 | 4.4556 | 777.7337 | 0.029993 | 777.9477 | 0.028057
|  | 617.8785 | 0 | 777.9706 | -0.020467 | 617.8785 | 0 | 777.9706 | -0.031278 | 769.371 | -0.0094002 | 777.9706 | -0.035461 | 778.1845 | 0 | 772.73 | -0.013714 | 778.1845 | 0 | 778.1845 | 0 | 778.1845 | 0 | 772.73 | -0.0092106 | 778.1845 | 0 | 620.4975 | 13.5861 | 778.1845 | 0 | 778.1845 | 0 | 777.9706 | -0.0055819 | 922.3786 | 0.025117 | 777.9706 | 1.379 | 921.9104 | 0 | 922.3786 | 4.4778 | 777.9706 | 0.014707 | 778.1845 | 0.024962
|  | 617.9982 | 0.0050655 | 778.2076 | 0.029889 | 617.9982 | 0.011498 | 778.2076 | 0.020016 | 769.6055 | 0.0060971 | 778.2076 | 0.025556 | 778.4213 | 0.0054774 | 772.97 | 0.0030786 | 778.4213 | 0.014333 | 778.4213 | 0.0058864 | 778.4213 | 0.0030988 | 772.97 | -0.0016906 | 778.4213 | 0.0051455 | 620.6172 | 13.6783 | 778.4213 | 0.012341 | 778.4213 | 0.010353 | 778.2076 | 0.011959 | 922.5466 | 0.02977 | 778.2076 | 1.4543 | 922.0791 | 0.00013913 | 922.5466 | 4.4989 | 778.2076 | 0.026027 | 778.4213 | 0.02833
|  | 618.1178 | 0 | 778.4445 | -0.029703 | 618.1178 | 0 | 778.4445 | -0.034139 | 769.8401 | -0.010589 | 778.4445 | -0.037635 | 778.6581 | 0 | 773.21 | -0.010915 | 778.6581 | 0 | 778.6581 | 0 | 778.6581 | 0 | 773.21 | -0.0051883 | 778.6581 | 0 | 620.7369 | 13.827 | 778.6581 | 0 | 778.6581 | 0 | 778.4445 | -0.014957 | 922.7146 | 0.026014 | 778.4445 | 1.4416 | 922.2477 | 0 | 922.7146 | 4.5278 | 778.4445 | 0.016525 | 778.6581 | 0.025226
|  | 618.2375 | 0.0061749 | 778.6815 | -0.0093956 | 618.2375 | 0.012437 | 778.6815 | 0.0094903 | 770.0747 | 0.011344 | 778.6815 | 0.026185 | 778.8949 | 0.0097251 | 773.44 | 0.00027989 | 778.8949 | 0.0084084 | 778.8949 | 0 | 778.8948 | 0.00043334 | 773.44 | -0.0011659 | 778.8949 | 0.0041847 | 620.8567 | 13.9612 | 778.8949 | 0.0053692 | 778.8948 | 0.011584 | 778.6815 | 0.010938 | 922.8826 | 0.032517 | 778.6815 | 1.4807 | 922.4163 | 0.001252 | 922.8826 | 4.5483 | 778.6815 | 0.024871 | 778.8948 | 0.026993
|  | 618.3572 | 0 | 778.9184 | -0.050052 | 618.3572 | 0 | 778.9184 | -0.045266 | 770.3093 | -0.0073896 | 778.9184 | -0.036353 | 779.1317 | 0 | 773.68 | -0.00083963 | 779.1317 | 0 | 779.1317 | 0 | 779.1317 | 0 | 773.68 | -0.007462 | 779.1317 | 0 | 620.9764 | 14.1087 | 779.1317 | 0 | 779.1317 | 0 | 778.9184 | -0.013986 | 923.0506 | 0.026014 | 778.9184 | 1.4675 | 922.5849 | 0 | 923.0506 | 4.5668 | 778.9184 | 0.017186 | 779.1317 | 0.02274
|  | 618.4769 | 0.01815 | 779.1554 | 0.0078355 | 618.4769 | 0.01624 | 779.1554 | 0.0122 | 770.5439 | 0.0061277 | 779.1554 | 0.025264 | 779.3685 | 0.0065268 | 773.92 | 0.0075566 | 779.3685 | 0.010904 | 779.3685 | 0.005584 | 779.3685 | 0.0023731 | 773.92 | -0.0020404 | 779.3685 | 0.0039451 | 621.0961 | 14.2123 | 779.3685 | 0.015872 | 779.3685 | 0.0078808 | 779.1554 | 0.018124 | 923.2186 | 0.024836 | 779.1554 | 1.4811 | 922.7535 | 0.00069566 | 923.2186 | 4.5772 | 779.1554 | 0.024705 | 779.3685 | 0.02693
|  | 618.5965 | 0 | 779.3923 | -0.018106 | 618.5965 | 0 | 779.3923 | -0.07009 | 770.7784 | -0.0057698 | 779.3923 | -0.038331 | 779.6053 | 0 | 774.15 | -0.0041982 | 779.6053 | 0 | 779.6053 | 0 | 779.6053 | 0 | 774.15 | 0.0011076 | 779.6053 | 0 | 621.2158 | 14.3595 | 779.6053 | 0 | 779.6054 | 0 | 779.3923 | -0.018052 | 923.3867 | 0.019734 | 779.3923 | 1.5153 | 922.9221 | 0 | 923.3867 | 4.5902 | 779.3923 | 0.020409 | 779.6053 | 0.023132
|  | 618.7162 | 0.0075059 | 779.6293 | -0.014872 | 618.7162 | 0.010325 | 779.6293 | 0.028141 | 771.0131 | -0.0020067 | 779.6293 | 0.018881 | 779.8422 | 0.024784 | 774.39 | -0.017632 | 779.8422 | 0.0061186 | 779.8422 | 0 | 779.8422 | 0.00068014 | 774.39 | -0.0036143 | 779.8422 | 0.0024394 | 621.3356 | 14.5069 | 779.8422 | 0.010809 | 779.8422 | 0.0052601 | 779.6293 | 0.018054 | 923.5547 | 0.038179 | 779.6293 | 1.5659 | 923.0907 | 0.00069566 | 923.5547 | 4.5956 | 779.6293 | 0.03239 | 779.8422 | 0.026644
|  | 618.836 | 0 | 779.8663 | -0.035144 | 618.836 | 0 | 779.8663 | -0.0589 | 771.2477 | -0.01148 | 779.8663 | -0.040639 | 780.079 | 0 | 774.63 | 0.010915 | 780.079 | 0 | 780.079 | 0 | 780.079 | 0 | 774.63 | -0.005538 | 780.079 | 0 | 621.4553 | 14.6719 | 780.079 | 0 | 780.079 | 0 | 779.8663 | -0.023797 | 923.7227 | 0.022594 | 779.8663 | 1.6089 | 923.2593 | 0 | 923.7227 | 4.6039 | 779.8663 | -0.0091715 | 780.079 | 0.023396
|  | 618.9557 | 0.014817 | 780.1033 | 0.050175 | 618.9557 | 0.012906 | 780.1033 | 0.021271 | 771.4823 | 0.0045433 | 780.1033 | 0.031793 | 780.3159 | 0.024095 | 774.86 | 0.0075566 | 780.3159 | 0.01764 | 780.3159 | 0.0091925 | 780.3159 | 0.0044084 | 774.86 | 0.010726 | 780.3159 | 0.0044427 | 621.5751 | 14.7816 | 780.3159 | 0.016038 | 780.3159 | 0.013147 | 780.1033 | 0.015734 | 923.8907 | 0.027583 | 780.1033 | 1.6006 | 923.428 | 0.00069566 | 923.8907 | 4.605 | 780.1033 | 0.047593 | 780.3159 | 0.02688
|  | 619.0754 | 0 | 780.3403 | -0.016945 | 619.0754 | 0 | 780.3403 | -0.030972 | 771.717 | -0.0097057 | 780.3403 | -0.040835 | 780.5527 | 0 | 775.1 | -0.027708 | 780.5527 | 0 | 780.5527 | 0 | 780.5527 | 0 | 775.1 | 0.00093272 | 780.5527 | 0 | 621.6948 | 14.8976 | 780.5527 | 0 | 780.5527 | 0 | 780.3403 | -0.0051123 | 924.0587 | 0.01895 | 780.3403 | 1.6233 | 923.5966 | 0 | 924.0587 | 4.6149 | 780.3403 | 0.01289 | 780.5527 | 0.023356
|  | 619.1951 | 0.025929 | 780.5773 | -0.041467 | 619.1951 | 0.01854 | 780.5773 | -0.0071645 | 771.9516 | 0.0054371 | 780.5773 | 0.02363 | 780.7896 | 0.0045144 | 775.34 | 0.0025189 | 780.7896 | 0.011733 | 780.7896 | 0 | 780.7896 | 0.0013942 | 775.34 | -0.0058878 | 780.7896 | 0.0017893 | 621.8145 | 14.9805 | 780.7896 | 0.010729 | 780.7896 | 0.0092808 | 780.5773 | 0.0096344 | 924.2267 | 0.024836 | 780.5773 | 1.6468 | 923.7652 | 0.00097375 | 924.2267 | 4.6191 | 780.5773 | 0.029084 | 780.7896 | 0.026562
|  | 619.3149 | 0 | 780.8144 | -0.029371 | 619.3149 | 0 | 780.8144 | -0.04969 | 772.1863 | -0.0096784 | 780.8144 | -0.047935 | 781.0265 | 0 | 775.57 | 0.018752 | 781.0265 | 0 | 781.0265 | 0 | 781.0265 | 0 | 775.57 | -0.0058878 | 781.0265 | 0 | 621.9343 | 15.0856 | 781.0265 | 0 | 781.0265 | 0 | 780.8144 | -0.016567 | 924.3948 | 0.020183 | 780.8144 | 1.6549 | 923.9339 | 0 | 924.3948 | 4.6328 | 780.8144 | 0.016691 | 781.0265 | 0.021612
|  | 619.4346 | 0.0068403 | 781.0514 | -0.034646 | 619.4346 | 0.016645 | 781.0514 | 0.010475 | 772.4209 | -0.0030158 | 781.0514 | 0.024246 | 781.2634 | 0.014407 | 775.81 | 0.020431 | 781.2634 | 0.0080294 | 781.2634 | 0.006103 | 781.2634 | 0.0034553 | 775.81 | 0.02052 | 781.2634 | 0.0051295 | 622.054 | 15.1814 | 781.2634 | 0.011464 | 781.2634 | 0.0079375 | 781.0514 | 0.0084624 | 924.5628 | 0.033302 | 781.0514 | 1.7175 | 924.1025 | 0.00069566 | 924.5628 | 4.6451 | 781.0514 | 0.02644 | 781.2634 | 0.026728
|  | 619.5544 | 0 | 781.2884 | 0.0097566 | 619.5544 | 0 | 781.2884 | -0.054657 | 772.6556 | -0.010043 | 781.2884 | -0.034405 | 781.5003 | 0 | 776.05 | 0.010915 | 781.5003 | 0.0018217 | 781.5003 | 0 | 781.5003 | 0 | 776.05 | -0.010435 | 781.5003 | 0 | 622.1738 | 15.3187 | 781.5003 | 0 | 781.5003 | 0 | 781.2884 | -0.0045929 | 924.7308 | 0.023435 | 781.2884 | 1.7291 | 924.2711 | 0 | 924.7308 | 4.6672 | 781.2884 | 0.013881 | 781.5003 | 0.022332
|  | 619.6741 | 0.013459 | 781.5255 | 0.022967 | 619.6741 | 0.015698 | 781.5255 | 0.03011 | 772.8903 | 0.0081904 | 781.5255 | 0.028328 | 781.7372 | 0.023839 | 776.29 | 0.043941 | 781.7372 | 0.0028959 | 781.7372 | 0.0069247 | 781.7372 | 0.003146 | 776.29 | 0.0065291 | 781.7372 | 0.0054665 | 622.2935 | 15.429 | 781.7372 | 0.011159 | 781.7372 | 0.014949 | 781.5255 | 0.012083 | 924.8989 | 0.030555 | 781.5255 | 1.7671 | 924.4398 | 0.00069566 | 924.8989 | 4.6915 | 781.5255 | 0.02297 | 781.7372 | 0.026297
|  | 619.7939 | 0 | 781.7625 | -0.034556 | 619.7939 | 0 | 781.7625 | -0.048304 | 773.1249 | -0.011769 | 781.7625 | -0.041029 | 781.9741 | 0 | 776.52 | -0.006437 | 781.9741 | 0 | 781.9741 | 0 | 781.9741 | 0 | 776.52 | -0.0037892 | 781.9741 | 0 | 622.4133 | 15.5594 | 781.9741 | 0 | 781.9741 | 0 | 781.7626 | -0.014086 | 925.0669 | 0.024836 | 781.7625 | 1.7929 | 924.6084 | 0 | 925.0669 | 4.721 | 781.7626 | 0.012477 | 781.9741 | 0.023377
|  | 619.9137 | 0.0099464 | 781.9996 | -0.012774 | 619.9137 | 0.01854 | 781.9996 | 0.02296 | 773.3596 | 0.0067781 | 781.9996 | 0.024136 | 782.211 | 0.020392 | 776.76 | 0.0075566 | 782.2111 | 0.0090023 | 782.211 | 0.0016139 | 782.2111 | 0.0014827 | 776.76 | 0.0046053 | 782.211 | 0.0038549 | 622.533 | 15.6904 | 782.211 | 0.0099691 | 782.2111 | 0.013652 | 781.9996 | 0.02186 | 925.2349 | 0.021585 | 781.9996 | 1.8147 | 924.7771 | 0.001252 | 925.2349 | 4.7478 | 781.9996 | 0.022888 | 782.2111 | 0.02501
|  | 620.0335 | 0 | 782.2367 | -0.022397 | 620.0335 | 0 | 782.2367 | -0.033046 | 773.5944 | -0.0083008 | 782.2367 | -0.043765 | 782.448 | 0 | 777 | -0.019871 | 782.448 | 0 | 782.448 | 0 | 782.448 | 0 | 777 | 0.0032063 | 782.448 | 0 | 622.6528 | 15.8914 | 782.448 | 0 | 782.448 | 0 | 782.2367 | -0.016232 | 925.403 | 0.029265 | 782.2367 | 1.8179 | 924.9457 | 0 | 925.403 | 4.7767 | 782.2367 | 0.016443 | 782.448 | 0.022302
|  | 620.1532 | 0.0086152 | 782.4738 | 0.0084397 | 620.1532 | 0.019758 | 782.4738 | 0.022081 | 773.829 | 0.0071359 | 782.4738 | 0.018517 | 782.6849 | 0.020478 | 777.23 | -0.00083963 | 782.6849 | 0.012756 | 782.6849 | 0.0006496 | 782.6849 | 0.0025399 | 777.23 | -0.0029147 | 782.6849 | 0.0039417 | 622.7725 | 16.0822 | 782.6849 | 0.0080341 | 782.6849 | 0.010761 | 782.4738 | 0.017257 | 925.571 | 0.031452 | 782.4738 | 1.8645 | 925.1144 | 0.00097375 | 925.571 | 4.7895 | 782.4738 | 0.023549 | 782.6849 | 0.025248
|  | 620.2731 | 0 | 782.7109 | -0.021347 | 620.2731 | 0 | 782.7109 | -0.054528 | 774.0638 | -0.014059 | 782.7109 | -0.039288 | 782.9219 | 0 | 777.47 | -0.038343 | 782.9219 | 0 | 782.9219 | 0 | 782.9219 | 0 | 777.47 | 0.0054798 | 782.9219 | 0 | 622.8923 | 16.2561 | 782.9219 | 0 | 782.9219 | 0 | 782.7109 | -0.020435 | 925.739 | 0.023547 | 782.7109 | 1.9098 | 925.283 | 0 | 925.739 | 4.8 | 782.7109 | 0.013385 | 782.9219 | 0.022883
|  | 620.3929 | 0.0086152 | 782.948 | 0.011001 | 620.3929 | 0.015292 | 782.948 | 0.004087 | 774.2985 | 0.0017624 | 782.948 | 0.025827 | 783.1588 | 0.025545 | 777.71 | 0.0025189 | 783.1589 | 0.0082051 | 783.1588 | 0.0024458 | 783.1589 | 0.002943 | 777.71 | 0.022444 | 783.1588 | 0.0028009 | 623.0121 | 16.3689 | 783.1588 | 0.017697 | 783.1589 | 0.013668 | 782.948 | 0.018287 | 925.9071 | 0.025901 | 782.948 | 1.8843 | 925.4517 | 0.001252 | 925.9071 | 4.7909 | 782.948 | 0.018426 | 783.1589 | 0.024601
|  | 620.5127 | 0 | 783.1851 | -0.0013701 | 620.5127 | 0 | 783.1851 | -0.088955 | 774.5333 | -0.014898 | 783.1851 | -0.046797 | 783.3958 | 0 | 777.94 | -0.037783 | 783.3958 | 0 | 783.3958 | 0 | 783.3958 | 0 | 777.94 | -0.0036143 | 783.3958 | 0 | 623.1318 | 16.4392 | 783.3958 | 0 | 783.3958 | 0 | 783.1851 | -0.015658 | 926.0751 | 0.027415 | 783.1851 | 1.9352 | 925.6204 | 0 | 926.0751 | 4.7869 | 783.1851 | 0.013385 | 783.3958 | 0.021907
|  | 620.6325 | 0.0099464 | 783.4222 | 0.0050835 | 620.6325 | 0.014345 | 783.4222 | 0.016102 | 774.768 | 0.0054208 | 783.4222 | 0.016613 | 783.6328 | 0.023216 | 778.18 | -0.027148 | 783.6328 | 0.015022 | 783.6328 | 0.0036711 | 783.6328 | 0.00036492 | 778.18 | 0.0089776 | 783.6328 | 0.00056617 | 623.2516 | 16.4921 | 783.6328 | 0.0067965 | 783.6328 | 0.0095059 | 783.4222 | 0.00625 | 926.2432 | 0.025733 | 783.4222 | 2.0021 | 925.789 | 0.00097375 | 926.2432 | 4.7722 | 783.4222 | 0.023053 | 783.6328 | 0.024386
|  | 620.7523 | 0 | 783.6593 | -0.0053779 | 620.7523 | 0 | 783.6593 | -0.075025 | 775.0027 | -0.0025344 | 783.6593 | -0.042779 | 783.8698 | 0 | 778.42 | 0.012035 | 783.8698 | 0 | 783.8698 | 0 | 783.8698 | 0 | 778.42 | -0.0032645 | 783.8698 | 0 | 623.3714 | 16.5411 | 783.8698 | 0 | 783.8698 | 0 | 783.6593 | -0.012046 | 926.4112 | 0.025733 | 783.6593 | 2.0122 | 925.9577 | 0 | 926.4112 | 4.7702 | 783.6593 | 0.014542 | 783.8698 | 0.021232
|  | 620.8722 | 0.013459 | 783.8964 | -0.0056037 | 620.8722 | 0.00023468 | 783.8964 | 0.0016399 | 775.2375 | 0.0039132 | 783.8964 | 0.024798 | 784.1068 | 0.017516 | 778.65 | -0.0092359 | 784.1068 | 0.014884 | 784.1068 | 0.0028641 | 784.1068 | 0.002528 | 778.65 | 0.0091524 | 784.1068 | 0.0035898 | 623.4911 | 16.6089 | 784.1068 | 0.014257 | 784.1068 | 0.0059844 | 783.8964 | 0.019114 | 926.5792 | 0.035713 | 783.8964 | 2.0731 | 926.1264 | 0.00097375 | 926.5792 | 4.7684 | 783.8964 | 0.026193 | 784.1068 | 0.024234
|  | 620.992 | 0 | 784.1336 | -0.055937 | 620.992 | 0 | 784.1336 | -0.057437 | 775.4723 | -0.011909 | 784.1336 | -0.042007 | 784.3438 | 0 | 778.89 | -0.014833 | 784.3438 | 0 | 784.3438 | 0 | 784.3438 | 0 | 778.89 | 0.0042556 | 784.3438 | 0 | 623.6109 | 16.703 | 784.3438 | 0 | 784.3438 | 0 | 784.1336 | -0.036966 | 926.7473 | 0.028761 | 784.1336 | 2.0462 | 926.295 | 0 | 926.7473 | 4.7756 | 784.1336 | 0.013633 | 784.3438 | 0.01992
|  | 621.1119 | 0.02062 | 784.3707 | -0.0079938 | 621.1119 | 0.022735 | 784.3707 | -0.0087597 | 775.7071 | 0.0045224 | 784.3707 | 0.019371 | 784.5808 | 0.01902 | 779.13 | 0.0081163 | 784.5808 | 0.0043188 | 784.5808 | 0.004818 | 784.5808 | 0.0015388 | 779.13 | -0.014108 | 784.5808 | 0.0058638 | 623.7307 | 16.8091 | 784.5808 | 0.016452 | 784.5808 | 0.0074522 | 784.3707 | 0.012443 | 926.9153 | 0.023154 | 784.3707 | 2.1041 | 926.4637 | 0.00069566 | 926.9153 | 4.78 | 784.3707 | 0.026854 | 784.5808 | 0.024733
|  | 621.2318 | 0 | 784.6079 | -0.013631 | 621.2318 | 0 | 784.6079 | -0.071832 | 775.9419 | -0.013615 | 784.6079 | -0.041978 | 784.8178 | 0 | 779.37 | -0.016513 | 784.8179 | 0 | 784.8178 | 0 | 784.8179 | 0 | 779.37 | -0.0069371 | 784.8178 | 0 | 623.8505 | 16.9344 | 784.8178 | 0 | 784.8179 | 0 | 784.6079 | -0.017381 | 927.0834 | 0.029153 | 784.6079 | 2.1261 | 926.6324 | 0 | 927.0834 | 4.789 | 784.6079 | 0.017186 | 784.8179 | 0.020986
|  | 621.3516 | 0.0057311 | 784.845 | 0.0070334 | 621.3516 | 0.0042239 | 784.845 | 0.00025706 | 776.1767 | 0.0015189 | 784.845 | 0.018358 | 785.0549 | 0.0053668 | 779.6 | 0.012035 | 785.0549 | 0.006697 | 785.0549 | 0.0045619 | 785.0549 | 0.0018573 | 779.6 | -0.0078116 | 785.0549 | 0.0032568 | 623.9702 | 17.0538 | 785.0549 | 0.018015 | 785.0549 | 0.013989 | 784.8451 | 0.01682 | 927.2514 | 0.026518 | 784.845 | 2.1664 | 926.8011 | 0.00069566 | 927.2514 | 4.7941 | 784.8451 | 0.020822 | 785.0549 | 0.023707
|  | 621.4715 | 0 | 785.0822 | -0.036482 | 621.4715 | 0 | 785.0822 | -0.090732 | 776.4115 | -0.013079 | 785.0822 | -0.036149 | 785.2919 | 0 | 779.84 | -0.051776 | 785.2919 | 0 | 785.2919 | 0 | 785.2919 | 0 | 779.84 | 0.0018072 | 785.2919 | 0 | 624.09 | 17.1909 | 785.2919 | 0 | 785.2919 | 0 | 785.0822 | -0.012617 | 927.4195 | 0.026238 | 785.0822 | 2.1668 | 926.9698 | 0 | 927.4195 | 4.8108 | 785.0822 | 0.01793 | 785.2919 | 0.02104
|  | 621.5914 | 0.012594 | 785.3194 | 0.0034704 | 621.5914 | 0.016645 | 785.3194 | 0.028751 | 776.6463 | 0.0035298 | 785.3194 | 0.02184 | 785.529 | 0.0038647 | 780.08 | -0.0019591 | 785.529 | 0.0057225 | 785.529 | 0.0033669 | 785.529 | 0.00123 | 780.08 | -0.007462 | 785.529 | 0.0040103 | 624.2098 | 17.3017 | 785.529 | 0.0096488 | 785.529 | 0.0062159 | 785.3194 | 0.019459 | 927.5876 | 0.03005 | 785.3194 | 2.2167 | 927.1385 | 0.00097375 | 927.5876 | 4.8291 | 785.3194 | 0.027762 | 785.529 | 0.02357
|  | 621.7113 | 0 | 785.5566 | 0.00035507 | 621.7113 | 0 | 785.5566 | -0.031496 | 776.8812 | -0.015568 | 785.5566 | -0.039142 | 785.766 | 0 | 780.31 | -0.00027989 | 785.766 | 0 | 785.766 | 0 | 785.7661 | 0 | 780.31 | -0.0069371 | 785.766 | 0 | 624.3296 | 17.3567 | 785.766 | 0 | 785.766 | 0 | 785.5566 | -0.018523 | 927.7556 | 0.029377 | 785.5566 | 2.2286 | 927.3071 | 0 | 927.7556 | 4.8561 | 785.5566 | 0.016112 | 785.7661 | 0.019718
|  | 621.8312 | 0.0059529 | 785.7938 | 0.01099 | 621.8312 | 0.024359 | 785.7938 | 0.016967 | 777.116 | 0.013163 | 785.7938 | 0.024618 | 786.0031 | 0.0021813 | 780.55 | -0.016513 | 786.0031 | 0.013341 | 786.0031 | 0.0051202 | 786.0031 | 0.0019371 | 780.55 | 0.013175 | 786.0031 | 0.0041409 | 624.4494 | 17.3393 | 786.0031 | 0.013546 | 786.0031 | 0.0063649 | 785.7938 | 0.019213 | 927.9237 | 0.026798 | 785.7938 | 2.2887 | 927.4758 | 0.00069566 | 927.9237 | 4.875 | 785.7938 | 0.025779 | 786.0031 | 0.023508
|  | 621.9511 | 0 | 786.031 | -0.027344 | 621.9511 | 0 | 786.031 | -0.10178 | 777.3508 | -0.013363 | 786.031 | -0.043956 | 786.2402 | 0 | 780.79 | 0.013154 | 786.2402 | 0 | 786.2402 | 0 | 786.2402 | 0 | 780.79 | -0.0016906 | 786.2402 | 0 | 624.5692 | 17.3199 | 786.2402 | 0 | 786.2402 | 0 | 786.031 | -0.026338 | 928.0917 | 0.026911 | 786.031 | 2.316 | 927.6445 | 0 | 928.0917 | 4.9004 | 786.031 | 0.0092542 | 786.2402 | 0.020174
|  | 622.071 | 0.022349 | 786.2682 | 0.019829 | 622.071 | 0.0051626 | 786.2682 | 0.037642 | 777.5857 | 8.7917e-05 | 786.2682 | 0.020519 | 786.4773 | 0.013707 | 781.02 | -0.027708 | 786.4773 | 0.011525 | 786.4773 | 0.0058357 | 786.4773 | 0.0039469 | 781.02 | -0.0092106 | 786.4773 | 0.0045931 | 624.689 | 17.2949 | 786.4773 | 0.017989 | 786.4773 | 0.012871 | 786.2682 | 0.005694 | 928.2598 | 0.028088 | 786.2682 | 2.3535 | 927.8132 | 0.00069566 | 928.2598 | 4.9125 | 786.2682 | 0.030737 | 786.4773 | 0.02338
|  | 622.191 | 0 | 786.5054 | -0.068267 | 622.191 | 0 | 786.5054 | -0.047491 | 777.8205 | -0.01755 | 786.5054 | -0.044043 | 786.7144 | 0 | 781.26 | -0.0075566 | 786.7144 | 0 | 786.7144 | 0 | 786.7144 | 0 | 781.26 | 0.0033811 | 786.7144 | 0 | 624.8088 | 17.2931 | 786.7144 | 0 | 786.7144 | 0 | 786.5054 | -0.017669 | 928.4279 | 0.023435 | 786.5054 | 2.3649 | 927.9819 | 0 | 928.4279 | 4.9272 | 786.5054 | -0.012311 | 786.7144 | 0.019601
|  | 622.3109 | 0.012594 | 786.7427 | 0.009925 | 622.3109 | 0.021653 | 786.7427 | -0.015279 | 778.0554 | 0.015059 | 786.7427 | 0.014654 | 786.9515 | 0.020445 | 781.5 | -0.017072 | 786.9515 | 0.013919 | 786.9515 | 0.0037975 | 786.9515 | 0.0023662 | 781.5 | 0.0058296 | 786.9515 | 0.0051934 | 624.9286 | 17.2666 | 786.9515 | 0.018178 | 786.9515 | 0.011394 | 786.7427 | 0.020131 | 928.5959 | 0.023266 | 786.7427 | 2.4088 | 928.1506 | 0.0004174 | 928.5959 | 4.9264 | 786.7427 | 0.043957 | 786.9515 | 0.02315
|  | 622.4308 | 0 | 786.9799 | -0.02688 | 622.4308 | 0 | 786.9799 | -0.058841 | 778.2903 | -0.011106 | 786.9799 | -0.045111 | 787.1886 | 0 | 781.74 | -0.032185 | 787.1886 | 0 | 787.1886 | 0 | 787.1886 | 0 | 781.74 | -0.0076368 | 787.1886 | 0 | 625.0484 | 17.2793 | 787.1886 | 0 | 787.1886 | 0 | 786.9799 | -0.0093694 | 928.764 | 0.022874 | 786.9799 | 2.406 | 928.3193 | 0 | 928.764 | 4.9411 | 786.9799 | 0.01322 | 787.1886 | 0.019959
|  | 622.5508 | 0.015928 | 787.2172 | 0.0052075 | 622.5508 | 0.012672 | 787.2172 | 0.020172 | 778.5251 | -0.0019262 | 787.2172 | 0.030733 | 787.4257 | 0.025851 | 781.97 | -0.028267 | 787.4257 | 0.015711 | 787.4257 | 0.004507 | 787.4257 | 0.001252 | 781.97 | -0.008336 | 787.4257 | 0.0042633 | 625.1682 | 17.2914 | 787.4257 | 0.014362 | 787.4257 | 0.010519 | 787.2172 | 0.015277 | 928.9321 | 0.022874 | 787.2172 | 2.4685 | 928.4881 | 0.001252 | 928.9321 | 4.95 | 787.2172 | 0.027845 | 787.4257 | 0.023729
|  | 622.6707 | 0 | 787.4544 | -0.031002 | 622.6707 | 0 | 787.4544 | -0.1133 | 778.7601 | -0.01199 | 787.4544 | -0.048629 | 787.6629 | 0 | 782.21 | -0.0025189 | 787.6629 | 0 | 787.6629 | 0 | 787.6628 | 0 | 782.21 | 0.0023318 | 787.6629 | 0 | 625.288 | 17.3216 | 787.6629 | 0 | 787.6628 | 0 | 787.4544 | -0.016288 | 929.1001 | 0.034816 | 787.4544 | 2.4707 | 928.6568 | 0 | 929.1001 | 4.9713 | 787.4544 | 0.010741 | 787.6628 | 0.01907
|  | 622.7907 | 0.012594 | 787.6917 | 0.0047607 | 622.7907 | 0.01056 | 787.6917 | 0.019259 | 778.9949 | 0.0055709 | 787.6917 | 0.026813 | 787.9 | 0.013552 | 782.45 | -0.0036384 | 787.9 | 0.011808 | 787.9 | 0.0084553 | 787.9 | 0.0025917 | 782.45 | -0.0022152 | 787.9 | 0.0035442 | 625.4078 | 17.319 | 787.9 | 0.021556 | 787.9 | 0.011324 | 787.6917 | 0.025183 | 929.2682 | 0.032741 | 787.6917 | 2.5259 | 928.8255 | 0.00069566 | 929.2682 | 4.9805 | 787.6917 | 0.021565 | 787.9 | 0.022557
|  | 622.9107 | 0 | 787.9289 | -0.032843 | 622.9107 | 0 | 787.9289 | -0.033221 | 779.2299 | -0.014621 | 787.9289 | -0.040475 | 788.1371 | 0 | 782.68 | -0.0019591 | 788.1372 | 0 | 788.1371 | 0 | 788.1371 | 0 | 782.68 | -0.0092106 | 788.1371 | 0 | 625.5276 | 17.3093 | 788.1371 | 0 | 788.1372 | 0 | 787.9289 | -0.017167 | 929.4363 | 0.029489 | 787.9289 | 2.547 | 928.9942 | 0 | 929.4363 | 4.9884 | 787.9289 | 0.010411 | 788.1371 | 0.019643
|  | 623.0307 | 0.017533 | 788.1662 | 0.033349 | 623.0307 | 0.011498 | 788.1662 | 0.055412 | 779.4648 | 0.0032811 | 788.1662 | 0.022375 | 788.3743 | 0.012629 | 782.92 | 0.02267 | 788.3743 | 0.012105 | 788.3743 | 0.0040133 | 788.3743 | 0.002465 | 782.92 | 0.0053049 | 788.3743 | 0.0051817 | 625.6474 | 17.2657 | 788.3743 | 0.0123 | 788.3743 | 0.0075265 | 788.1662 | 0.0064828 | 929.6044 | 0.022089 | 788.1662 | 2.6196 | 929.1629 | 0.00097375 | 929.6044 | 4.9842 | 788.1662 | 0.024788 | 788.3743 | 0.022127
|  | 623.1507 | 0 | 788.4035 | -0.015186 | 623.1507 | 0 | 788.4035 | -0.059606 | 779.6997 | -0.0087849 | 788.4035 | -0.041229 | 788.6115 | 0 | 783.16 | 0.031627 | 788.6115 | 0 | 788.6115 | 0 | 788.6115 | 0 | 783.16 | -0.0065873 | 788.6115 | 0 | 625.7672 | 17.2208 | 788.6115 | 0 | 788.6114 | 0 | 788.4035 | -0.018811 | 929.7725 | 0.038852 | 788.4035 | 2.649 | 929.3317 | 0 | 929.7725 | 4.9908 | 788.4035 | 0.0040093 | 788.6115 | 0.019036
|  | 623.2707 | 0.0052875 | 788.6408 | 0.007778 | 623.2707 | 0.016645 | 788.6408 | 0.00059206 | 779.9346 | 0.0054924 | 788.6408 | 0.028952 | 788.8487 | 0.0055469 | 783.4 | -0.013154 | 788.8487 | 0.011942 | 788.8487 | 0.005927 | 788.8486 | 0.0020183 | 783.4 | 0.0065291 | 788.8487 | 0.0066308 | 625.887 | 17.1355 | 788.8487 | 0.011241 | 788.8486 | 0.0082029 | 788.6408 | 0.018682 | 929.9405 | 0.035488 | 788.6408 | 2.6664 | 929.5004 | 0.00097375 | 929.9405 | 5.0029 | 788.6408 | 0.019417 | 788.8486 | 0.022026
|  | 623.3907 | 0 | 788.8781 | -0.049148 | 623.3907 | 0 | 788.8781 | -0.083993 | 780.1696 | -0.023421 | 788.8781 | -0.051853 | 789.0858 | 0 | 783.63 | -0.0053177 | 789.0858 | 0 | 789.0858 | 0 | 789.0858 | 0 | 783.63 | -0.0053632 | 789.0858 | 0 | 626.0068 | 17.0606 | 789.0858 | 0 | 789.0858 | 0 | 788.8781 | -0.002162 | 930.1086 | 0.026294 | 788.8781 | 2.7077 | 929.6691 | 0 | 930.1086 | 5.028 | 788.8781 | 0.013551 | 789.0858 | 0.018682
|  | 623.5107 | 0.015681 | 789.1154 | -0.0093463 | 623.5107 | 0.0089172 | 789.1154 | 0.016769 | 780.4045 | 0.014528 | 789.1154 | 0.020673 | 789.323 | 0.019285 | 783.87 | 0.00027989 | 789.323 | 0.0054779 | 789.323 | 0.0053563 | 789.3231 | 0.0013833 | 783.87 | 0.0084525 | 789.323 | 0.0032365 | 626.1267 | 16.971 | 789.323 | 0.021267 | 789.3231 | 0.0059458 | 789.1154 | 0.0096501 | 930.2767 | 0.029602 | 789.1154 | 2.7748 | 929.8379 | 0.00097375 | 930.2767 | 5.0458 | 789.1154 | 0.021318 | 789.3231 | 0.021761
|  | 623.6307 | 0 | 789.3528 | 0.0089742 | 623.6307 | 0 | 789.3528 | -0.050545 | 780.6395 | -0.0053843 | 789.3528 | -0.039344 | 789.5602 | 0 | 784.11 | 0.0053177 | 789.5602 | 0 | 789.5602 | 0 | 789.5602 | 0 | 784.11 | 0.015448 | 789.5602 | 0 | 626.2465 | 16.9382 | 789.5602 | 0 | 789.5602 | 0 | 789.3528 | -0.01552 | 930.4448 | 0.038123 | 789.3528 | 2.773 | 930.0066 | 0 | 930.4448 | 5.0673 | 789.3528 | 0.010659 | 789.5602 | 0.01761
|  | 623.7508 | 0.022102 | 789.5901 | -0.00066897 | 623.7508 | 0.018946 | 789.5901 | 0.019959 | 780.8745 | 0.0043651 | 789.5901 | 0.017721 | 789.7975 | 0.023999 | 784.34 | 0.0053177 | 789.7975 | 0.0073057 | 789.7975 | 0.0018306 | 789.7974 | 0.0022443 | 784.34 | -0.00029147 | 789.7975 | 0.0073212 | 626.3663 | 16.9101 | 789.7975 | 0.013507 | 789.7974 | 0.0088972 | 789.5901 | 0.017173 | 930.6129 | 0.030555 | 789.5901 | 2.8116 | 930.1753 | 0.0004174 | 930.6129 | 5.0824 | 789.5901 | 0.01983 | 789.7974 | 0.02167
|  | 623.8708 | 0 | 789.8274 | -0.026464 | 623.8708 | 0 | 789.8274 | -0.011998 | 781.1095 | -0.014936 | 789.8274 | -0.045228 | 790.0347 | 0 | 784.58 | -0.0041982 | 790.0347 | 0 | 790.0347 | 0 | 790.0347 | 0 | 784.58 | -0.0020404 | 790.0347 | 0 | 626.4861 | 16.9252 | 790.0347 | 0 | 790.0347 | 0 | 789.8274 | -0.025645 | 930.781 | 0.023266 | 789.8274 | 2.8542 | 930.3441 | 0 | 930.781 | 5.1082 | 789.8274 | 0.015616 | 790.0347 | 0.017398
|  | 623.9908 | 0.016792 | 790.0648 | -0.0047594 | 623.9908 | 0.0042239 | 790.0648 | -0.030085 | 781.3445 | 0.0043169 | 790.0648 | 0.026126 | 790.2719 | 0.014458 | 784.82 | 0.017632 | 790.2719 | 0.0032564 | 790.2719 | 0.002101 | 790.2719 | 0.0020476 | 784.82 | -0.00081612 | 790.2719 | 0.0058357 | 626.606 | 16.8903 | 790.2719 | 0.016429 | 790.2719 | 0.0065827 | 790.0648 | 0.015567 | 930.9491 | 0.028873 | 790.0648 | 2.8898 | 930.5128 | 0.00097375 | 930.9491 | 5.127 | 790.0648 | 0.023796 | 790.2719 | 0.022172
|  | 624.1109 | 0 | 790.3021 | -0.02448 | 624.1109 | 0 | 790.3021 | -0.058815 | 781.5795 | -0.021736 | 790.3021 | -0.044235 | 790.5091 | 0 | 785.06 | -0.019871 | 790.5091 | 0 | 790.5091 | 0 | 790.5092 | 0 | 785.06 | -0.0034394 | 790.5091 | 0 | 626.7258 | 16.8233 | 790.5091 | 0 | 790.5092 | 0 | 790.3021 | -0.029804 | 931.1172 | 0.02663 | 790.3021 | 2.9237 | 930.6816 | 0 | 931.1172 | 5.1477 | 790.3021 | 0.0087584 | 790.5092 | 0.017253
|  | 624.231 | 0.0081715 | 790.5395 | 0.0042202 | 624.231 | 0.025577 | 790.5395 | 0.040303 | 781.8145 | 0.014493 | 790.5395 | 0.023839 | 790.7464 | 0.014939 | 785.29 | 0.019871 | 790.7464 | 0.01217 | 790.7464 | 0.0067535 | 790.7464 | 0.0030825 | 785.29 | 0.0049551 | 790.7464 | 0.0033304 | 626.8456 | 16.686 | 790.7464 | 0.011607 | 790.7464 | 0.0095752 | 790.5395 | 0.01302 | 931.2853 | 0.029153 | 790.5395 | 3.017 | 930.8503 | 0.00097375 | 931.2853 | 5.1605 | 790.5395 | 0.015782 | 790.7464 | 0.021825
|  | 624.351 | 0 | 790.7769 | -0.033118 | 624.351 | 0 | 790.7769 | -0.095204 | 782.0495 | -0.0078127 | 790.7769 | -0.045948 | 790.9836 | 0 | 785.53 | -0.0097957 | 790.9837 | 0 | 790.9836 | 0 | 790.9836 | 0 | 785.53 | -0.0046636 | 790.9836 | 0 | 626.9655 | 16.5706 | 790.9836 | 0 | 790.9836 | 0 | 790.7769 | -0.025876 | 931.4534 | 0.024556 | 790.7769 | 2.9812 | 931.0191 | 0 | 931.4534 | 5.1805 | 790.7769 | 0.0074124 | 790.9836 | 0.01768
|  | 624.4711 | 0 | 791.0142 | -0.0093983 | 624.4711 | 0.019893 | 791.0142 | 0.020818 | 782.2845 | -0.0018209 | 791.0142 | 0.022418 | 791.2209 | 0.027766 | 785.77 | -0.0053177 | 791.2209 | 0.011925 | 791.2209 | 0.0011367 | 791.2209 | 0.00087521 | 785.77 | -0.0022152 | 791.2209 | 0.0012174 | 627.0853 | 16.4428 | 791.2209 | 0.018917 | 791.2209 | 0.0092503 | 791.0142 | 0.018718 | 931.6214 | 0.022874 | 791.0142 | 3.0526 | 931.1878 | 0.00069566 | 931.6214 | 5.1976 | 791.0142 | 0.02107 | 791.2209 | 0.020464
|  | 624.5912 | 0 | 791.2516 | -0.025603 | 624.5912 | 0 | 791.2516 | -0.094272 | 782.5195 | -0.0081823 | 791.2516 | -0.05199 | 791.4582 | 0 | 786 | -0.0030786 | 791.4582 | 0 | 791.4582 | 0 | 791.4582 | 0 | 786 | -0.014632 | 791.4582 | 0 | 627.2051 | 16.3319 | 791.4582 | 0 | 791.4582 | 0 | 791.2516 | -0.018172 | 931.7895 | 0.033975 | 791.2516 | 3.074 | 931.3566 | 0 | 931.7895 | 5.2188 | 791.2516 | 0.0094194 | 791.4582 | 0.017107
|  | 624.7113 | 0.018768 | 791.489 | 0.0062237 | 624.7113 | 0.015969 | 791.489 | -0.022551 | 782.7546 | 0.0021346 | 791.489 | 0.016345 | 791.6955 | 0 | 786.24 | -0.048418 | 791.6955 | 0.0073859 | 791.6955 | 0.0011015 | 791.6955 | 0.0014799 | 786.24 | -0.0044887 | 791.6955 | 0.0045044 | 627.325 | 16.1851 | 791.6955 | 0.0046229 | 791.6955 | 0.008268 | 791.489 | 0.017065 | 931.9576 | 0.036497 | 791.489 | 3.1517 | 931.5253 | 0.0004174 | 931.9576 | 5.2255 | 791.489 | 0.021896 | 791.6955 | 0.019407
|  | 624.8314 | 0 | 791.7264 | -0.0067656 | 624.8314 | 0 | 791.7264 | -0.042822 | 782.9896 | -0.01076 | 791.7264 | -0.042127 | 791.9328 | 0 | 786.48 | -0.02155 | 791.9328 | 0 | 791.9328 | 0 | 791.9327 | 0 | 786.48 | -0.008336 | 791.9328 | 0 | 627.4448 | 16.0693 | 791.9328 | 0 | 791.9327 | 0 | 791.7264 | -0.0077411 | 932.1258 | 0.024724 | 791.7264 | 3.2037 | 931.6941 | 0 | 932.1258 | 5.2345 | 791.7264 | 0.011898 | 791.9327 | 0.016867
|  | 624.9515 | 0.012165 | 791.9638 | 0.0017583 | 624.9515 | 0.012906 | 791.9638 | 0.019592 | 783.2247 | 0.0085534 | 791.9638 | 0.023307 | 792.1701 | 0.0097649 | 786.72 | 0.028267 | 792.1701 | 0.01213 | 792.1701 | 0.0026958 | 792.17 | 0.0035984 | 786.72 | 0.0089776 | 792.1701 | 0.0080667 | 627.5647 | 15.9461 | 792.1701 | 0.011755 | 792.17 | 0.0078524 | 791.9638 | 0.023797 | 932.2939 | 0.024276 | 791.9638 | 3.196 | 931.8629 | 0.00097375 | 932.2939 | 5.2308 | 791.9638 | 0.024292 | 792.17 | 0.021621
|  | 625.0716 | 0 | 792.2013 | -0.036267 | 625.0716 | 0 | 792.2013 | -0.088144 | 783.4598 | -0.011372 | 792.2013 | -0.052149 | 792.4074 | 0 | 786.95 | -0.0081163 | 792.4074 | 0 | 792.4074 | 0 | 792.4073 | 0 | 786.95 | 0.0014574 | 792.4074 | 0 | 627.6845 | 15.8442 | 792.4074 | 0 | 792.4073 | 0 | 792.2012 | -0.017415 | 932.462 | 0.02848 | 792.2013 | 3.2175 | 932.0316 | 0 | 932.462 | 5.2353 | 792.2012 | 0.010328 | 792.4073 | 0.016849
|  | 625.1918 | 0.0006286 | 792.4387 | -0.0082045 | 625.1918 | 0.021111 | 792.4387 | 0.052484 | 783.6948 | 0.006507 | 792.4387 | 0.019773 | 792.6447 | 0.0053491 | 787.19 | -0.024908 | 792.6447 | 0.01166 | 792.6447 | 0 | 792.6447 | 0.00093424 | 787.19 | 0.0011076 | 792.6447 | 0.006471 | 627.8044 | 15.6998 | 792.6447 | 0.010711 | 792.6447 | 0.0064787 | 792.4387 | 0.021088 | 932.6301 | 0.034311 | 792.4387 | 3.3305 | 932.2004 | 0.0015303 | 932.6301 | 5.2297 | 792.4387 | 0.020987 | 792.6447 | 0.02063
|  | 625.3119 | 0 | 792.6761 | -0.046479 | 625.3119 | 0 | 792.6761 | -0.10107 | 783.9299 | -0.0047507 | 792.6761 | -0.052848 | 792.882 | 0 | 787.43 | 0.0030786 | 792.882 | 0 | 792.882 | 0 | 792.882 | 0 | 787.43 | -0.0079864 | 792.882 | 0 | 627.9242 | 15.5814 | 792.882 | 0 | 792.882 | 0 | 792.6761 | -0.025645 | 932.7982 | 0.021865 | 792.6761 | 3.3219 | 932.3692 | 0 | 932.7982 | 5.2336 | 792.6761 | 0.0079342 | 792.882 | 0.016914
|  | 625.4321 | 0.012594 | 792.9136 | -0.024537 | 625.4321 | 0.021111 | 792.9136 | -0.028836 | 784.165 | 0.0031437 | 792.9136 | 0.015017 | 793.1194 | 0.021108 | 787.67 | -0.038343 | 793.1194 | 0.0035329 | 793.1194 | 0.0033435 | 793.1193 | 0.00029798 | 787.67 | 0.0014574 | 793.1194 | 0.0052773 | 628.0441 | 15.4212 | 793.1194 | 0.0078332 | 793.1193 | 0.0073374 | 792.9136 | 0.020308 | 932.9663 | 0.0282 | 792.9136 | 3.339 | 932.538 | 0.00097375 | 932.9663 | 5.2303 | 792.9136 | 0.023301 | 793.1193 | 0.020253
|  | 625.5522 | 0 | 793.151 | -0.0014479 | 625.5522 | 0 | 793.151 | -0.05851 | 784.4001 | -0.0017007 | 793.151 | -0.041392 | 793.3567 | 0 | 787.9 | -0.012595 | 793.3567 | 0 | 793.3567 | 0 | 793.3567 | 0 | 787.9 | 0.0012825 | 793.3567 | 0 | 628.1639 | 15.2699 | 793.3567 | 0 | 793.3567 | 0 | 793.151 | -0.018542 | 933.1344 | 0.029658 | 793.151 | 3.4211 | 932.7067 | 0 | 933.1344 | 5.24 | 793.151 | -0.021483 | 793.3567 | 0.016779
|  | 625.6724 | 0.01039 | 793.3885 | -0.00079033 | 625.6724 | 0.014345 | 793.3885 | 0.044519 | 784.6352 | 0.0094164 | 793.3885 | 0.02879 | 793.5941 | 0.025046 | 788.14 | -0.0097957 | 793.5941 | 0.0099462 | 793.5941 | 0.0050239 | 793.5941 | 0.0010668 | 788.14 | -0.00064125 | 793.5941 | 0.0029726 | 628.2838 | 15.0673 | 793.5941 | 0.015876 | 793.5941 | 0.0037352 | 793.3885 | 0.017623 | 933.3025 | 0.025117 | 793.3885 | 3.4878 | 932.8755 | 0.00069566 | 933.3025 | 5.2415 | 793.3885 | 0.044453 | 793.5941 | 0.020182
|  | 625.7925 | 0 | 793.6259 | -0.033852 | 625.7925 | 0 | 793.6259 | -0.06293 | 784.8703 | -0.01012 | 793.6259 | -0.041405 | 793.8314 | 0 | 788.38 | -0.015953 | 793.8314 | 0 | 793.8314 | 0 | 793.8314 | 0 | 788.38 | -0.0023901 | 793.8314 | 0 | 628.4036 | 14.9031 | 793.8314 | 0 | 793.8314 | 0 | 793.6259 | -0.01859 | 933.4706 | 0.027079 | 793.6259 | 3.5078 | 933.0443 | 0 | 933.4706 | 5.2513 | 793.6259 | 0.013551 | 793.8314 | 0.016454
|  | 625.9127 | 0.0081715 | 793.8634 | -0.013361 | 625.9127 | 0.026525 | 793.8634 | -0.011957 | 785.1055 | 0.0065235 | 793.8634 | 0.024398 | 794.0688 | 0.0073197 | 788.61 | -0.0097957 | 794.0688 | 0.019432 | 794.0688 | 0.0039747 | 794.0688 | 0.0025823 | 788.61 | -0.0030897 | 794.0688 | 0.0067132 | 628.5235 | 14.7277 | 794.0688 | 0.0077527 | 794.0688 | 0.0080799 | 793.8634 | 0.020473 | 933.6388 | 0.024163 | 793.8634 | 3.5129 | 933.2131 | 0.00069566 | 933.6388 | 5.2532 | 793.8634 | 0.019996 | 794.0688 | 0.020271
|  | 626.0329 | 0 | 794.1009 | -0.030235 | 626.0329 | 0 | 794.1009 | -0.055448 | 785.3406 | -0.0073266 | 794.1009 | -0.037262 | 794.3062 | 0 | 788.85 | -0.016513 | 794.3062 | 0 | 794.3062 | 0 | 794.3062 | 0 | 788.85 | -0.0044887 | 794.3062 | 0 | 628.6434 | 14.5855 | 794.3062 | 0 | 794.3062 | 0 | 794.1009 | -0.018194 | 933.8069 | 0.025509 | 794.1009 | 3.5872 | 933.3819 | 0 | 933.8069 | 5.2623 | 794.1009 | 0.0089237 | 794.3062 | 0.015907
|  | 626.1531 | 0.016545 | 794.3384 | -0.0018298 | 626.1531 | 0.019217 | 794.3384 | -0.016105 | 785.5757 | -0.00053966 | 794.3384 | 0.015823 | 794.5436 | 0.033704 | 789.09 | 0.029946 | 794.5435 | 0.003508 | 794.5436 | 0.0027653 | 794.5436 | 0.0019503 | 789.09 | 0.0011076 | 794.5436 | 0.00056457 | 628.7632 | 14.3928 | 794.5436 | 0.008998 | 794.5436 | 0.0088074 | 794.3384 | 0.021531 | 933.975 | 0.047542 | 794.3384 | 3.647 | 933.5507 | 0.00097375 | 933.975 | 5.2691 | 794.3384 | 0.025118 | 794.5436 | 0.019223
|  | 626.2733 | 0 | 794.5759 | -0.0060378 | 626.2733 | 0 | 794.5759 | -0.070418 | 785.8109 | -0.0098082 | 794.5759 | -0.049434 | 794.781 | 0 | 789.33 | -0.018192 | 794.7809 | 0 | 794.781 | 0 | 794.7809 | 0 | 789.33 | -0.0058878 | 794.781 | 0 | 628.8831 | 14.2094 | 794.781 | 0 | 794.7809 | 0 | 794.5759 | -0.011861 | 934.1431 | 0.032349 | 794.5759 | 3.6579 | 933.7195 | 0 | 934.1431 | 5.2802 | 794.5759 | 0.015616 | 794.7809 | 0.015074
|  | 626.3935 | 0.014817 | 794.8134 | -0.018661 | 626.3935 | 0.020705 | 794.8134 | 0.010898 | 786.046 | -0.00066403 | 794.8134 | 0.028358 | 795.0184 | 0.009401 | 789.56 | -0.0069968 | 795.0184 | 0.014333 | 795.0184 | 0.0012064 | 795.0184 | 0.00038679 | 789.56 | -0.0027399 | 795.0184 | 0.0061787 | 629.003 | 13.9754 | 795.0184 | 0.012646 | 795.0184 | 0.011803 | 794.8134 | 0.010405 | 934.3112 | 0.03874 | 794.8134 | 3.7417 | 933.8883 | 0.00097375 | 934.3112 | 5.2837 | 794.8134 | 0.018591 | 795.0184 | 0.019615
|  | 626.5137 | 0 | 795.0509 | -0.035088 | 626.5137 | 0 | 795.0509 | -0.041776 | 786.2812 | -0.017031 | 795.0509 | -0.03686 | 795.2558 | 0 | 789.8 | -0.035543 | 795.2558 | 0 | 795.2558 | 0 | 795.2558 | 0 | 789.8 | -0.0060627 | 795.2558 | 0 | 629.1228 | 13.7574 | 795.2558 | 0 | 795.2558 | 0 | 795.0509 | -0.014381 | 934.4794 | 0.033302 | 795.0509 | 3.7843 | 934.0571 | 0 | 934.4794 | 5.291 | 795.0509 | 0.0096673 | 795.2558 | 0.015282
|  | 626.6339 | 0.014323 | 795.2884 | 0.015199 | 626.6339 | 0.025983 | 795.2884 | 0.033304 | 786.5164 | 0.0085452 | 795.2884 | 0.028875 | 795.4932 | 0.01783 | 790.04 | 0.0030786 | 795.4932 | 0.0079535 | 795.4932 | 0.0021777 | 795.4932 | 0.0014929 | 790.04 | -0.009735 | 795.4932 | 0.0066977 | 629.2427 | 13.5099 | 795.4932 | 0.022402 | 795.4932 | 0.00864 | 795.2885 | 0.01852 | 934.6475 | 0.026238 | 795.2884 | 3.8385 | 934.2259 | 0.0004174 | 934.6475 | 5.2954 | 795.2885 | 0.016938 | 795.4932 | 0.018969
|  | 626.7542 | 0 | 795.526 | -0.0084045 | 626.7542 | 0 | 795.526 | -0.030918 | 786.7516 | -0.0078334 | 795.526 | -0.03864 | 795.7306 | 0 | 790.28 | -0.013154 | 795.7306 | 0 | 795.7306 | 0 | 795.7307 | 0 | 790.28 | -0.0036143 | 795.7306 | 0 | 629.3626 | 13.2874 | 795.7306 | 0 | 795.7306 | 0 | 795.526 | -0.013152 | 934.8156 | 0.027864 | 795.526 | 3.8522 | 934.3947 | 0 | 934.8156 | 5.3118 | 795.526 | 0.014955 | 795.7307 | 0.015359
|  | 626.8744 | 0.0063967 | 795.7635 | -0.01277 | 626.8744 | 0.014345 | 795.7635 | 0.081391 | 786.9868 | 0.0093209 | 795.7635 | 0.017855 | 795.9681 | 0.0058048 | 790.51 | 0.018752 | 795.9681 | 0.0078058 | 795.9681 | 0.0022147 | 795.9681 | 0.0012378 | 790.51 | -0.00046636 | 795.9681 | 0.0028606 | 629.4825 | 13.0463 | 795.9681 | 0.0093676 | 795.9681 | 0.003026 | 795.7635 | 0.0043953 | 934.9838 | 0.023771 | 795.7635 | 3.9023 | 934.5635 | 0.00097375 | 934.9838 | 5.3223 | 795.7635 | 0.015782 | 795.9681 | 0.019706
|  | 626.9947 | 0 | 796.0011 | -0.0067424 | 626.9947 | 0 | 796.0011 | -0.076345 | 787.222 | -0.011655 | 796.0011 | -0.0426 | 796.2055 | 0 | 790.75 | -0.02211 | 796.2055 | 0 | 796.2055 | 0 | 796.2055 | 0 | 790.75 | 0.0012825 | 796.2055 | 0 | 629.6024 | 12.8313 | 796.2055 | 0 | 796.2055 | 0 | 796.0011 | -0.017386 | 935.1519 | 0.03162 | 796.0011 | 4.0292 | 934.7323 | 0 | 935.1519 | 5.3336 | 796.0011 | 0.0066817 | 796.2055 | 0.014779
|  | 627.1149 | 0.013088 | 796.2386 | 0.021315 | 627.1149 | 0.021382 | 796.2386 | 0.039071 | 787.4572 | 0.0071365 | 796.2386 | 0.024917 | 796.443 | 0.017773 | 790.99 | -0.025469 | 796.443 | 0.0058315 | 796.443 | 0.0030744 | 796.443 | 0.0030866 | 790.99 | -0.008336 | 796.443 | 0.0047276 | 629.7222 | 12.5798 | 796.443 | 0.012175 | 796.443 | 0.0077273 | 796.2386 | 0.032114 | 935.32 | 0.026126 | 796.2386 | 4.036 | 934.9011 | 0.00097375 | 935.32 | 5.3312 | 796.2386 | 0.015782 | 796.443 | 0.018233
|  | 627.2352 | 0 | 796.4762 | -0.031867 | 627.2352 | 0 | 796.4762 | -0.052893 | 787.6924 | -0.01459 | 796.4762 | -0.048313 | 796.6804 | 0 | 791.23 | -0.011475 | 796.6804 | 0 | 796.6804 | 0 | 796.6804 | 0 | 791.23 | -0.0048385 | 796.6804 | 0 | 629.8421 | 12.3434 | 796.6804 | 0 | 796.6804 | 0 | 796.4762 | -0.010542 | 935.4882 | 0.029882 | 796.4762 | 4.0843 | 935.0699 | 0 | 935.4882 | 5.3279 | 796.4762 | 0.012807 | 796.6804 | 0.015198
|  | 627.3555 | 0.0050655 | 796.7138 | -0.0072571 | 627.3555 | 0.013804 | 796.7138 | 0.020117 | 787.9276 | 0.0026644 | 796.7138 | 0.026169 | 796.9179 | 0.031702 | 791.46 | -0.012035 | 796.9179 | 0.010559 | 796.9179 | 0.0035646 | 796.9179 | 0.0024435 | 791.46 | -0.00011659 | 796.9179 | 0.0057835 | 629.962 | 12.0757 | 796.9179 | 0.017069 | 796.9179 | 0.01248 | 796.7138 | 0.034887 | 935.6563 | 0.032237 | 796.7138 | 4.1422 | 935.2388 | 0.00097375 | 935.6563 | 5.3214 | 796.7138 | 0.025862 | 796.9179 | 0.018348
|  | 627.4757 | 0 | 796.9514 | -0.0079358 | 627.4757 | 0 | 796.9514 | -0.049032 | 788.1628 | -0.0087991 | 796.9514 | -0.039493 | 797.1554 | 0 | 791.7 | -0.02435 | 797.1554 | 0 | 797.1554 | 0 | 797.1554 | 0 | 791.7 | 0.00093272 | 797.1554 | 0 | 630.0819 | 11.8317 | 797.1554 | 0 | 797.1554 | 0 | 796.9514 | -0.032345 | 935.8244 | 0.024836 | 796.9514 | 4.1567 | 935.4076 | 0 | 935.8244 | 5.3285 | 796.9514 | 0.0056264 | 797.1554 | 0.014625
|  | 627.596 | 0.0095026 | 797.1889 | 0.015811 | 627.596 | 0.01854 | 797.1889 | 0.012711 | 788.3981 | 0.0064492 | 797.1889 | 0.033013 | 797.3929 | 0.019605 | 791.94 | 0.018752 | 797.3929 | 0.013775 | 797.3929 | 0.0056115 | 797.3929 | 0.0021846 | 791.94 | 0.001982 | 797.3929 | 0.0073269 | 630.2018 | 11.5621 | 797.3929 | 0.013515 | 797.3929 | 0.0073324 | 797.1889 | 0.018455 | 935.9926 | 0.023379 | 797.1889 | 4.2067 | 935.5764 | 0.00097375 | 935.9926 | 5.3333 | 797.1889 | 0.017434 | 797.3929 | 0.018142
|  | 627.7163 | 0 | 797.4265 | -0.055801 | 627.7163 | 0 | 797.4265 | -0.086877 | 788.6334 | -0.0097356 | 797.4265 | -0.049253 | 797.6304 | 0 | 792.17 | 0.00027989 | 797.6304 | 0 | 797.6304 | 0 | 797.6304 | 0 | 792.17 | -0.0029147 | 797.6304 | 0 | 630.3217 | 11.2961 | 797.6304 | 0 | 797.6304 | 0 | 797.4265 | -0.025183 | 936.1607 | 0.02136 | 797.4265 | 4.2587 | 935.7453 | 0 | 936.1607 | 5.3452 | 797.4265 | 0.0062166 | 797.6304 | 0.013792
|  | 627.8366 | 0.0055093 | 797.6641 | -0.040838 | 627.8366 | 0.025577 | 797.6641 | 0.014418 | 788.8686 | 0.0065789 | 797.6641 | 0.017745 | 797.8679 | 0.017434 | 792.41 | 0.032185 | 797.8679 | 0.010507 | 797.8679 | 0.003622 | 797.8679 | 0.00054603 | 792.41 | 0.011776 | 797.8679 | 0.0024588 | 630.4416 | 11.0014 | 797.8679 | 0.017142 | 797.8679 | 0.0073122 | 797.6641 | 0.0089178 | 936.3289 | 0.033919 | 797.6641 | 4.354 | 935.9141 | 0.00069566 | 936.3289 | 5.3499 | 797.6641 | 0.020987 | 797.8679 | 0.017641
|  | 627.957 | 0.0017777 | 797.9018 | -0.022303 | 627.957 | 0 | 797.9018 | -0.073963 | 789.1039 | -0.022981 | 797.9018 | -0.043062 | 798.1054 | 0 | 792.65 | 0.051776 | 798.1054 | 0 | 798.1054 | 0 | 798.1054 | 0 | 792.65 | -0.013408 | 798.1054 | 0 | 630.5615 | 10.7309 | 798.1054 | 0 | 798.1054 | 0 | 797.9018 | -0.021959 | 936.497 | 0.015978 | 797.9018 | 4.4 | 936.0829 | 0 | 936.497 | 5.3651 | 797.9018 | 0.0090063 | 798.1054 | 0.014057
|  | 628.0773 | 0.0052875 | 798.1394 | -0.010492 | 628.0773 | 0.025577 | 798.1394 | 0.013686 | 789.3392 | 0.0063248 | 798.1394 | 0.016848 | 798.343 | 0.017876 | 792.89 | -0.0036384 | 798.343 | 0.0037445 | 798.343 | 0.0051516 | 798.343 | 0 | 792.89 | -0.01061 | 798.343 | 0.0041954 | 630.6814 | 10.4515 | 798.343 | 0.011957 | 798.343 | 0.010014 | 798.1394 | 0.016292 | 936.6652 | 0.026126 | 798.1394 | 4.4371 | 936.2518 | 0.00069566 | 936.6652 | 5.3835 | 798.1394 | 0.017765 | 798.343 | 0.018048
|  | 628.1976 | 0 | 798.377 | -0.040434 | 628.1976 | 0 | 798.377 | -0.062095 | 789.5745 | -0.011309 | 798.377 | -0.05657 | 798.5805 | 0 | 793.12 | 0.017632 | 798.5805 | 0 | 798.5805 | 0 | 798.5805 | 0 | 793.12 | 0.0032063 | 798.5805 | 0 | 630.8013 | 10.204 | 798.5805 | 0 | 798.5805 | 0 | 798.377 | -0.030728 | 936.8333 | 0.026294 | 798.377 | 4.5024 | 936.4206 | 0 | 936.8333 | 5.4121 | 798.377 | 0.0016566 | 798.5805 | 0.013666
|  | 628.318 | 0.0059529 | 798.6147 | 0.020385 | 628.318 | 0.023683 | 798.6147 | 0.01631 | 789.8098 | 0.010682 | 798.6147 | 0.029441 | 798.818 | 0.040131 | 793.36 | -0.0036384 | 798.818 | 0.010716 | 798.818 | 0.0043855 | 798.8181 | 0.0035362 | 793.36 | 0.010901 | 798.818 | 0.0020312 | 630.9212 | 9.9393 | 798.818 | 0.012628 | 798.818 | 0.01213 | 798.6146 | 0.024259 | 937.0015 | 0.01923 | 798.6147 | 4.6019 | 936.5894 | 0.00069566 | 937.0015 | 5.4311 | 798.6146 | 0.017186 | 798.8181 | 0.017791
|  | 628.4383 | 0 | 798.8523 | -0.018862 | 628.4383 | 0 | 798.8523 | -0.11872 | 790.045 | -0.0042613 | 798.8523 | -0.045463 | 799.0556 | 0 | 793.6 | -0.010915 | 799.0556 | 0 | 799.0556 | 0 | 799.0556 | 0 | 793.6 | -0.0060627 | 799.0556 | 0 | 631.0411 | 9.7006 | 799.0556 | 0 | 799.0556 | 0 | 798.8523 | -0.032576 | 937.1696 | 0.024051 | 798.8523 | 4.5796 | 936.7583 | 0 | 937.1696 | 5.4408 | 798.8523 | 0.0087584 | 799.0556 | 0.013174
|  | 628.5587 | 0.01039 | 799.09 | 0.024496 | 628.5587 | 0.025848 | 799.09 | 0.037501 | 790.2804 | 0.0078628 | 799.09 | 0.024991 | 799.2932 | 0.012354 | 793.84 | -0.015393 | 799.2932 | 0.018605 | 799.2932 | 0.0068856 | 799.2932 | 0.00299 | 793.84 | 0.0077533 | 799.2932 | 0.0030739 | 631.161 | 9.4485 | 799.2932 | 0.020966 | 799.2931 | 0.0064384 | 799.09 | 0.010473 | 937.3378 | 0.032012 | 799.09 | 4.7089 | 936.9271 | 0.00097375 | 937.3378 | 5.4328 | 799.09 | 0.0195 | 799.2932 | 0.017698
|  | 628.679 | 0 | 799.3276 | -0.056782 | 628.679 | 0 | 799.3276 | -0.033287 | 790.5157 | -0.020126 | 799.3276 | -0.04936 | 799.5307 | 0 | 794.07 | -0.0097957 | 799.5307 | 0 | 799.5307 | 0 | 799.5308 | 0 | 794.07 | -0.00081612 | 799.5307 | 0 | 631.2809 | 9.2152 | 799.5307 | 0 | 799.5308 | 0 | 799.3276 | -0.024259 | 937.5059 | 0.022257 | 799.3276 | 4.7291 | 937.096 | 0 | 937.5059 | 5.428 | 799.3276 | 0.002591 | 799.5308 | 0.013381
|  | 628.7994 | 0.0090589 | 799.5653 | 0.011117 | 628.7994 | 0.023412 | 799.5653 | -0.016469 | 790.751 | 0.0099537 | 799.5653 | 0.026902 | 799.7683 | 0.022483 | 794.31 | 0.011475 | 799.7683 | 0.010535 | 799.7683 | 0.0041382 | 799.7683 | 0.00090173 | 794.31 | 0.0065291 | 799.7683 | 0.0010108 | 631.4008 | 8.9684 | 799.7683 | 0.013848 | 799.7683 | 0.011645 | 799.5653 | 0.011432 | 937.6741 | 0.03005 | 799.5653 | 4.807 | 937.2648 | 0.00097375 | 937.6741 | 5.4236 | 799.5653 | 0.017765 | 799.7683 | 0.017887
|  | 628.9198 | 0 | 799.803 | -0.019762 | 628.9198 | 0 | 799.803 | -0.061311 | 790.9864 | -0.013117 | 799.803 | -0.038315 | 800.0059 | 0 | 794.55 | 0.02155 | 800.0059 | 0 | 800.0059 | 0 | 800.0059 | 0 | 794.55 | -0.0065873 | 800.0059 | 0 | 631.5207 | 8.7481 | 800.0059 | 0 | 800.0059 | 0 | 799.803 | -0.019492 | 937.8422 | 0.021753 | 799.803 | 4.8234 | 937.4337 | 0 | 937.8422 | 5.4314 | 799.803 | -0.021235 | 800.0059 | 0.013589
|  | 629.0402 | 0.0026252 | 800.0406 | 0.017587 | 629.0402 | 0.02869 | 800.0406 | 0.031918 | 791.2217 | 0 | 800.0406 | 0.01936 | 800.2435 | 0.014837 | 794.79 | -0.016513 | 800.2435 | 0.012832 | 800.2435 | 0.0018248 | 800.2435 | 0.0014547 | 794.79 | 0.0030313 | 800.2435 | 0.0021454 | 631.6407 | 8.524 | 800.2435 | 0.0085125 | 800.2435 | 0.010731 | 800.0407 | 0.017377 | 938.0104 | 0.023883 | 800.0406 | 4.9122 | 937.6026 | 0.0004174 | 938.0104 | 5.4345 | 800.0407 | 0.040156 | 800.2435 | 0.016743
|  | 629.1606 | 0 | 800.2783 | -0.046387 | 629.1606 | 0 | 800.2783 | -0.034776 | 791.4571 | 0 | 800.2783 | -0.05335 | 800.4811 | 0 | 795.02 | 0.024908 | 800.4811 | 0 | 800.4811 | 0 | 800.4811 | 0 | 795.02 | 0.0037309 | 800.4811 | 0 | 631.7606 | 8.3444 | 800.4811 | 0 | 800.4811 | 0 | 800.2783 | -0.014356 | 938.1786 | 0.027191 | 800.2783 | 4.9934 | 937.7714 | 0 | 938.1786 | 5.4442 | 800.2783 | 0.0012537 | 800.4811 | 0.013491
|  | 629.281 | 0.014323 | 800.516 | -0.0075464 | 629.281 | 0.01854 | 800.516 | 0.022309 | 791.6924 | 0 | 800.516 | 0.024495 | 800.7187 | 0.02274 | 795.26 | -0.026029 | 800.7187 | 0.012268 | 800.7187 | 0.0068118 | 800.7188 | 0.0024337 | 795.26 | 0.0039058 | 800.7187 | 0.0049908 | 631.8805 | 8.1523 | 800.7187 | 0.020677 | 800.7188 | 0.010698 | 800.516 | 0.033731 | 938.3467 | 0.025229 | 800.516 | 4.9718 | 937.9403 | 0.00097375 | 938.3467 | 5.4491 | 800.516 | 0.017021 | 800.7188 | 0.016917
|  | 629.4014 | 0 | 800.7538 | -0.044459 | 629.4014 | 0 | 800.7538 | -0.1206 | 791.9278 | 0 | 800.7538 | -0.047168 | 800.9564 | 0 | 795.5 | -0.014274 | 800.9564 | 0 | 800.9564 | 0 | 800.9564 | 0 | 795.5 | -0.014807 | 800.9564 | 0 | 632.0004 | 7.9787 | 800.9564 | 0 | 800.9564 | 0 | 800.7538 | -0.012972 | 938.5149 | 0.027471 | 800.7538 | 5.0215 | 938.1092 | 0 | 938.5149 | 5.4662 | 800.7538 | 0.0043413 | 800.9564 | 0.012608
|  | 629.5218 | 0.0024034 | 800.9915 | 0.0092967 | 629.5218 | 0.028825 | 800.9915 | 0.0081001 | 792.1632 | 0 | 800.9915 | 0.019454 | 801.194 | 0.020309 | 795.74 | 0.02267 | 801.194 | 0.010544 | 801.194 | 0.0023867 | 801.194 | 0.0023129 | 795.74 | 0.0067039 | 801.194 | 0.0042452 | 632.1203 | 7.7876 | 801.194 | 0.016448 | 801.194 | 0.010683 | 800.9915 | 0.014407 | 938.683 | 0.032012 | 800.9915 | 5.1597 | 938.278 | 0.00097375 | 938.683 | 5.4746 | 800.9915 | 0.014212 | 801.194 | 0.01702
|  | 629.6422 | 0 | 801.2292 | -0.007843 | 629.6422 | 0 | 801.2292 | -0.09313 | 792.3986 | 0 | 801.2292 | -0.036504 | 801.4316 | 0 | 795.97 | -0.036664 | 801.4316 | 0 | 801.4316 | 0 | 801.4316 | 0 | 795.97 | -0.0016906 | 801.4316 | 0 | 632.2403 | 7.6222 | 801.4316 | 0 | 801.4316 | 0 | 801.2292 | -0.011634 | 938.8512 | 0.024332 | 801.2292 | 5.222 | 938.4469 | 0 | 938.8512 | 5.4884 | 801.2292 | 0.006769 | 801.4316 | 0.012636
|  | 629.7627 | 0.022842 | 801.4669 | -0.024101 | 629.7627 | 0.013668 | 801.4669 | 0.0088571 | 792.634 | 0 | 801.4669 | 0.023412 | 801.6693 | 0.0329 | 796.21 | -0.0047579 | 801.6693 | 0.0024424 | 801.6693 | 0.0045951 | 801.6693 | 0.00051602 | 796.21 | -0.004139 | 801.6693 | 0.00088609 | 632.3602 | 7.4353 | 801.6693 | 0.012608 | 801.6693 | 0.013411 | 801.4669 | 0.0033673 | 939.0194 | 0.036497 | 801.4669 | 5.2284 | 938.6158 | 0.001252 | 939.0194 | 5.4927 | 801.4669 | 0.021235 | 801.6693 | 0.016167
|  | 629.8831 | 0 | 801.7047 | -0.016959 | 629.8831 | 0 | 801.7047 | -0.06379 | 792.8694 | 0 | 801.7047 | -0.056797 | 801.9069 | 0 | 796.45 | -0.011475 | 801.9069 | 0 | 801.9069 | 0 | 801.9069 | 0 | 796.45 | -0.0037892 | 801.9069 | 0 | 632.4801 | 7.2553 | 801.9069 | 0 | 801.9069 | 0 | 801.7047 | -0.01902 | 939.1876 | 0.022369 | 801.7047 | 5.3294 | 938.7847 | 0 | 939.1876 | 5.4999 | 801.7047 | 0.0068773 | 801.9069 | 0.012794
|  | 630.0036 | 0.0063967 | 801.9424 | -0.010133 | 630.0036 | 0.023683 | 801.9424 | 0.0095085 | 793.1048 | 0 | 801.9424 | 0.024981 | 802.1446 | 0.025423 | 796.69 | 0.0053177 | 802.1446 | 0.0050638 | 802.1446 | 0.0034526 | 802.1446 | 0.0015654 | 796.69 | 0.0058296 | 802.1446 | 0 | 632.6001 | 7.047 | 802.1446 | 0.012955 | 802.1446 | 0.0091298 | 801.9424 | 0.003737 | 939.3557 | 0.028592 | 801.9424 | 5.3835 | 938.9535 | 0.00097375 | 939.3557 | 5.5 | 801.9424 | 0.012311 | 802.1446 | 0.017042
|  | 630.1241 | 0 | 802.1802 | -0.029217 | 630.1241 | 0 | 802.1802 | -0.050208 | 793.3402 | 0 | 802.1802 | -0.042836 | 802.3823 | 0 | 796.92 | -0.025469 | 802.3823 | 0 | 802.3823 | 0 | 802.3823 | 0 | 796.92 | -0.012009 | 802.3823 | 0 | 632.72 | 6.8691 | 802.3823 | 0 | 802.3823 | 0 | 802.1802 | -0.0092254 | 939.5239 | 0.021753 | 802.1802 | 5.4029 | 939.1224 | 0 | 939.5239 | 5.504 | 802.1802 | 0.002591 | 802.3823 | 0.012141
|  | 630.2445 | 0 | 802.418 | -0.016195 | 630.2445 | 0.022735 | 802.418 | 0.01676 | 793.5756 | 0 | 802.418 | 0.019848 | 802.62 | 0.020602 | 797.16 | 0.02379 | 802.62 | 0.012515 | 802.62 | 0.002819 | 802.62 | 0.0019699 | 797.16 | 0.0061793 | 802.62 | 0.004287 | 632.8399 | 6.6783 | 802.62 | 0.012142 | 802.62 | 0.0051245 | 802.418 | 0.028649 | 939.6921 | 0.030443 | 802.418 | 5.4626 | 939.2913 | 0.00097375 | 939.6921 | 5.5074 | 802.418 | 0.015782 | 802.62 | 0.016033
|  | 630.365 | 0 | 802.6557 | -0.0019309 | 630.365 | 0 | 802.6557 | -0.037794 | 793.8111 | 0 | 802.6557 | -0.043011 | 802.8577 | 0 | 797.4 | -0.010355 | 802.8577 | 0 | 802.8577 | 0 | 802.8577 | 0 | 797.4 | -0.008861 | 802.8577 | 0 | 632.9599 | 6.5259 | 802.8577 | 0 | 802.8577 | 0 | 802.6557 | -0.010181 | 939.8602 | 0.033694 | 802.6557 | 5.4669 | 939.4602 | 0 | 939.8602 | 5.5155 | 802.6557 | 0.0065306 | 802.8577 | 0.012378
|  | 630.4855 | 0.0019596 | 802.8935 | 0.018714 | 630.4855 | 0.0096211 | 802.8935 | 0.012981 | 794.0465 | 0 | 802.8935 | 0.026419 | 803.0954 | 0.015438 | 797.64 | 0.0053177 | 803.0954 | 0.017778 | 803.0954 | 0.001919 | 803.0953 | 0.00338 | 797.64 | 0.0012825 | 803.0954 | 0.0027157 | 633.0798 | 6.359 | 803.0954 | 0.015197 | 803.0953 | 0.0070315 | 802.8935 | 0.0050693 | 940.0284 | 0.031227 | 802.8935 | 5.5842 | 939.6291 | 0.00069566 | 940.0284 | 5.5199 | 802.8935 | 0.014129 | 803.0953 | 0.015641
|  | 630.606 | 0 | 803.1313 | -0.031974 | 630.606 | 0.00047047 | 803.1313 | -0.11794 | 794.282 | 0 | 803.1313 | -0.045787 | 803.3331 | 0 | 797.88 | -0.014833 | 803.3331 | 0 | 803.3331 | 0 | 803.3331 | 0 | 797.88 | -0.0071117 | 803.3331 | 0 | 633.1998 | 6.2241 | 803.3331 | 0 | 803.3331 | 0 | 803.1313 | -0.024028 | 940.1966 | 0.027471 | 803.1313 | 5.6629 | 939.798 | 0 | 940.1966 | 5.5323 | 803.1313 | -0.00010829 | 803.3331 | 0.011796
|  | 630.7265 | 0.019756 | 803.3691 | 0.032652 | 630.7265 | 0.017593 | 803.3691 | 0.041851 | 794.5175 | 0 | 803.3691 | 0.021421 | 803.5708 | 0.020106 | 798.11 | -0.019311 | 803.5708 | 0.018054 | 803.5708 | 0.0052662 | 803.5708 | 0.0028147 | 798.11 | -0.0027399 | 803.5708 | 0.002854 | 633.3197 | 6.0695 | 803.5708 | 0.016038 | 803.5708 | 0.011446 | 803.3691 | 0.024028 | 940.3648 | 0.026238 | 803.3691 | 5.7285 | 939.9669 | 0.00097375 | 940.3648 | 5.5412 | 803.3691 | 0.01446 | 803.5708 | 0.015597
|  | 630.847 | 0 | 803.6069 | -0.018393 | 630.847 | 0 | 803.6069 | -0.077 | 794.7529 | 0 | 803.6069 | -0.047465 | 803.8085 | 0 | 798.35 | -0.0097957 | 803.8085 | 0 | 803.8085 | 0 | 803.8085 | 0 | 798.35 | 0.00075785 | 803.8085 | 0 | 633.4397 | 5.9403 | 803.8085 | 0 | 803.8085 | 0 | 803.6069 | -0.017919 | 940.533 | 0.035769 | 803.6069 | 5.7828 | 940.1358 | 0 | 940.533 | 5.5553 | 803.6069 | 0.0062816 | 803.8085 | 0.012367
|  | 630.9675 | 0.0081715 | 803.8447 | 0.0032506 | 630.9675 | 0.012672 | 803.8447 | 0.0023583 | 794.9884 | 0 | 803.8447 | 0.021661 | 804.0463 | 0.017022 | 798.59 | -0.017632 | 804.0463 | 0.0087997 | 804.0463 | 0.0061478 | 804.0463 | 0.0030844 | 798.59 | 0.0011076 | 804.0463 | 0.0053085 | 633.5596 | 5.7864 | 804.0463 | 0.018391 | 804.0463 | 0.011484 | 803.8447 | 0.019252 | 940.7012 | 0.020127 | 803.8447 | 5.7763 | 940.3047 | 0.00069566 | 940.7012 | 5.5626 | 803.8447 | 0.020243 | 804.0463 | 0.015946
|  | 631.088 | 0 | 804.0825 | -0.019451 | 631.088 | 0 | 804.0825 | -0.10645 | 795.2239 | 0 | 804.0825 | -0.040456 | 804.284 | 0 | 798.83 | -0.020991 | 804.284 | 0 | 804.284 | 0 | 804.284 | 0 | 798.83 | -0.0095602 | 804.284 | 0 | 633.6795 | 5.6531 | 804.284 | 0 | 804.284 | 0 | 804.0825 | -0.016904 | 940.8693 | 0.031564 | 804.0825 | 5.7971 | 940.4736 | 0 | 940.8693 | 5.5717 | 804.0825 | 0.010659 | 804.284 | 0.011833
|  | 631.2086 | 0.012594 | 804.3204 | -0.0064567 | 631.2086 | 0.015969 | 804.3204 | 0.048257 | 795.4594 | 0 | 804.3204 | 0.021498 | 804.5218 | 0.023334 | 799.06 | 0.020431 | 804.5218 | 0.012421 | 804.5218 | 0.0021051 | 804.5218 | 0.0011016 | 799.06 | 0.0042556 | 804.5218 | 0.0020691 | 633.7995 | 5.4941 | 804.5218 | 0.012188 | 804.5218 | 0.0071431 | 804.3204 | 0.018929 | 941.0375 | 0.039749 | 804.3204 | 5.8828 | 940.6425 | 0.001252 | 941.0375 | 5.5767 | 804.3204 | 0.017847 | 804.5218 | 0.016126
|  | 631.3291 | 0 | 804.5582 | -0.029074 | 631.3291 | 0 | 804.5582 | -0.080092 | 795.6949 | 0 | 804.5582 | -0.042589 | 804.7595 | 0 | 799.3 | -0.068009 | 804.7595 | 0 | 804.7595 | 0 | 804.7595 | 0 | 799.3 | -0.010435 | 804.7595 | 0 | 633.9195 | 5.362 | 804.7595 | 0 | 804.7595 | 0 | 804.5582 | -0.026569 | 941.2057 | 0.036385 | 804.5582 | 5.9385 | 940.8114 | 0 | 941.2057 | 5.5795 | 804.5582 | 0.0017723 | 804.7595 | 0.012486
|  | 631.4497 | 0.015681 | 804.7961 | 0.014264 | 631.4497 | 0.018134 | 804.7961 | 0.033799 | 795.9304 | 0 | 804.7961 | 0.030635 | 804.9973 | 0.015632 | 799.54 | -0.027708 | 804.9973 | 0.014746 | 804.9973 | 0.0062937 | 804.9973 | 0.001919 | 799.54 | -0.0020404 | 804.9973 | 0.0047271 | 634.0394 | 5.2065 | 804.9973 | 0.0072296 | 804.9973 | 0.0090746 | 804.7961 | 0.011377 | 941.3739 | 0.033526 | 804.7961 | 5.9399 | 940.9803 | 0.00069566 | 941.3739 | 5.5787 | 804.7961 | 0.019252 | 804.9973 | 0.015247
|  | 631.5702 | 0 | 805.0339 | -0.017812 | 631.5702 | 0 | 805.0339 | -0.095027 | 796.166 | 0 | 805.0339 | -0.043363 | 805.2351 | 0 | 799.78 | -0.027148 | 805.2351 | 0 | 805.2351 | 0 | 805.235 | 0 | 799.78 | -0.005538 | 805.2351 | 0 | 634.1594 | 5.078 | 805.2351 | 0 | 805.2351 | 0 | 805.0339 | -0.019634 | 941.5421 | 0.027808 | 805.0339 | 6.0593 | 941.1492 | 0 | 941.5421 | 5.5808 | 805.0339 | -0.0010614 | 805.235 | 0.012308
|  | 631.6908 | 0.02099 | 805.2718 | 0.018816 | 631.6908 | 0.024901 | 805.2718 | 0.023534 | 796.4015 | 0 | 805.2718 | 0.028359 | 805.4729 | 0.017395 | 800.01 | 0.0019591 | 805.4729 | 0.010087 | 805.4729 | 0.0050778 | 805.4728 | 0.004825 | 800.01 | -0.0071117 | 805.4729 | 0.0059544 | 634.2793 | 4.9362 | 805.4729 | 0.021656 | 805.4728 | 0.011926 | 805.2718 | 0.013102 | 941.7103 | 0.027303 | 805.2718 | 6.0664 | 941.3181 | 0.00069566 | 941.7103 | 5.5815 | 805.2718 | 0.020161 | 805.4728 | 0.015215
|  | 631.8114 | 0 | 805.5096 | -0.0074139 | 631.8114 | 0 | 805.5096 | -0.049529 | 796.637 | 0 | 805.5096 | -0.042732 | 805.7107 | 0 | 800.25 | 0.00083963 | 805.7107 | 0 | 805.7107 | 0 | 805.7106 | 0 | 800.25 | -0.0051883 | 805.7107 | 0 | 634.3993 | 4.8269 | 805.7107 | 0 | 805.7106 | 0 | 805.5096 | -0.0095097 | 941.8785 | 0.032629 | 805.5096 | 6.0395 | 941.4871 | 0 | 941.8785 | 5.5902 | 805.5096 | 0.0045856 | 805.7106 | 0.01127
|  | 631.932 | 0.021731 | 805.7475 | -0.011534 | 631.932 | 0.022735 | 805.7475 | -0.013576 | 796.8726 | 0 | 805.7475 | 0.020889 | 805.9485 | 0.0098007 | 800.49 | 0.029387 | 805.9485 | 0.011101 | 805.9485 | 0.0043242 | 805.9485 | 0.0018428 | 800.49 | 0.0030313 | 805.9485 | 0.0031526 | 634.5193 | 4.7024 | 805.9485 | 0.010537 | 805.9485 | 0.0094118 | 805.7475 | 0.023566 | 942.0467 | 0.025341 | 805.7475 | 6.138 | 941.656 | 0.001252 | 942.0467 | 5.5992 | 805.7475 | 0.012807 | 805.9485 | 0.014538
|  | 632.0526 | 0 | 805.9854 | 0.0033289 | 632.0526 | 0 | 805.9854 | -0.093183 | 797.1082 | 0 | 805.9854 | -0.038068 | 806.1863 | 0 | 800.73 | 0.018752 | 806.1863 | 0 | 806.1863 | 0 | 806.1863 | 0 | 800.73 | -0.0032645 | 806.1863 | 0 | 634.6392 | 4.5915 | 806.1863 | 0 | 806.1863 | 0 | 805.9854 | -0.0067141 | 942.2149 | 0.020127 | 805.9854 | 6.2115 | 941.8249 | 0 | 942.2149 | 5.6183 | 805.9854 | 0.0068847 | 806.1863 | 0.011312
|  | 632.1732 | 0.001516 | 806.2233 | 0.021769 | 632.1732 | 0.015428 | 806.2233 | 0.032135 | 797.3437 | 0 | 806.2233 | 0.022143 | 806.4241 | 0.019252 | 800.96 | -0.0069968 | 806.4241 | 0.011023 | 806.4241 | 0.0053937 | 806.4241 | 0.0029526 | 800.96 | -0.0032645 | 806.4241 | 0.0061293 | 634.7592 | 4.456 | 806.4241 | 0.007151 | 806.4241 | 0.0071607 | 806.2233 | 0.018419 | 942.3831 | 0.030387 | 806.2233 | 6.188 | 941.9939 | 0.00097375 | 942.3831 | 5.6337 | 806.2233 | 0.01603 | 806.4241 | 0.015602
|  | 632.2938 | 0 | 806.4612 | -0.020875 | 632.2938 | 0 | 806.4612 | -0.085511 | 797.5793 | 0 | 806.4612 | -0.055302 | 806.6619 | 0 | 801.2 | 0.016513 | 806.6619 | 0 | 806.6619 | 0 | 806.6619 | 0 | 801.2 | -0.009735 | 806.6619 | 0 | 634.8792 | 4.3426 | 806.6619 | 0 | 806.6619 | 0 | 806.4612 | -0.028418 | 942.5513 | 0.033414 | 806.4612 | 6.2618 | 942.1628 | 0 | 942.5513 | 5.6546 | 806.4612 | -0.022557 | 806.6619 | 0.01129
|  | 632.4144 | 0.014817 | 806.6991 | -0.010479 | 632.4144 | 0.020435 | 806.6991 | 0.028758 | 797.8149 | 0 | 806.6991 | 0.018125 | 806.8998 | 0.02509 | 801.44 | 0.017072 | 806.8998 | 0.011992 | 806.8998 | 0.0031088 | 806.8998 | 0.0028343 | 801.44 | -0.012883 | 806.8998 | 0.0050747 | 634.9991 | 4.2163 | 806.8998 | 0.019326 | 806.8998 | 0.01049 | 806.6991 | 0.011456 | 942.7195 | 0.026798 | 806.6991 | 6.312 | 942.3317 | 0.00069566 | 942.7195 | 5.6697 | 806.6991 | 0.047097 | 806.8998 | 0.014658
|  | 632.535 | 0 | 806.937 | -0.010667 | 632.535 | 0 | 806.937 | -0.052905 | 798.0505 | 0 | 806.937 | -0.034348 | 807.1376 | 0 | 801.68 | -0.026587 | 807.1376 | 0 | 807.1376 | 0 | 807.1376 | 0 | 801.68 | -0.002565 | 807.1376 | 0 | 635.1191 | 4.117 | 807.1376 | 0 | 807.1376 | 0 | 806.937 | -0.011139 | 942.8877 | 0.027695 | 806.937 | 6.3307 | 942.5007 | 0 | 942.8877 | 5.6885 | 806.937 | -0.00074509 | 807.1376 | 0.011476
|  | 632.6557 | 0.0066185 | 807.1749 | -0.007517 | 632.6557 | 0.0096211 | 807.1749 | 0.0072206 | 798.2861 | 0 | 807.1749 | 0.020138 | 807.3755 | 0.014446 | 801.92 | 0.0019591 | 807.3755 | 0.010697 | 807.3755 | 0 | 807.3755 | 0.00078934 | 801.92 | 0.00093272 | 807.3755 | 0.0039668 | 635.2391 | 3.9919 | 807.3755 | 0.012796 | 807.3755 | 0.0074703 | 807.1749 | 0.013436 | 943.0559 | 0.03532 | 807.1749 | 6.4211 | 942.6696 | 0.00069566 | 943.0559 | 5.7046 | 807.1749 | 0.014046 | 807.3755 | 0.015177
|  | 632.7763 | 0 | 807.4129 | -0.04085 | 632.7763 | 0 | 807.4129 | -0.053715 | 798.5217 | 0 | 807.4129 | -0.045941 | 807.6134 | 0 | 802.15 | 0.0053177 | 807.6133 | 0 | 807.6134 | 0 | 807.6133 | 0 | 802.15 | 0.0089776 | 807.6134 | 0 | 635.3591 | 3.8875 | 807.6134 | 0 | 807.6133 | 0 | 807.4129 | -0.026107 | 943.2241 | 0.021753 | 807.4129 | 6.3952 | 942.8385 | 0 | 943.2241 | 5.721 | 807.4129 | 0.0040114 | 807.6133 | 0.010053
|  | 632.897 | 0.029016 | 807.6508 | -0.0046507 | 632.897 | 0.014616 | 807.6508 | 0.0096279 | 798.7573 | 0 | 807.6508 | 0.018243 | 807.8512 | 0.023018 | 802.39 | 0.030506 | 807.8512 | 0.013223 | 807.8512 | 0 | 807.8512 | 0.00057537 | 802.39 | -0.0079864 | 807.8512 | 0.0032504 | 635.4791 | 3.7614 | 807.8512 | 0.017983 | 807.8512 | 0.0091723 | 807.6508 | -0.0022167 | 943.3923 | 0.03689 | 807.6508 | 6.5092 | 943.0075 | 0.00097375 | 943.3923 | 5.7306 | 807.6508 | 0.0093368 | 807.8512 | 0.014465
|  | 633.0177 | 0 | 807.8888 | -0.0076417 | 633.0177 | 0 | 807.8888 | -0.08567 | 798.9929 | 0 | 807.8888 | -0.040678 | 808.0891 | 0 | 802.63 | -0.033306 | 808.0891 | 0 | 808.0891 | 0 | 808.0891 | 0 | 802.63 | -0.0060627 | 808.0891 | 0 | 635.5991 | 3.6602 | 808.0891 | 0 | 808.0891 | 0 | 807.8888 | -0.027262 | 943.5605 | 0.039693 | 807.8888 | 6.4495 | 943.1764 | 0 | 943.5605 | 5.7399 | 807.8888 | 0.0065367 | 808.0891 | 0.011404
|  | 633.1383 | 0.0077278 | 808.1267 | -0.0066156 | 633.1383 | 0.015698 | 808.1267 | 0.011412 | 799.2285 | 0 | 808.1267 | 0.020881 | 808.327 | 0.010785 | 802.87 | 0.015953 | 808.327 | 0.0031612 | 808.327 | 0.0010918 | 808.327 | 0.00074703 | 802.87 | 0.0042556 | 808.327 | 0.0028869 | 635.719 | 3.5385 | 808.327 | 0.008272 | 808.327 | 0.0045714 | 808.1267 | 0.01032 | 943.7287 | 0.021809 | 808.1267 | 6.4679 | 943.3454 | 0.00069566 | 943.7287 | 5.7432 | 808.1267 | 0.019335 | 808.327 | 0.01348
|  | 633.259 | 0 | 808.3647 | -0.025108 | 633.259 | 0 | 808.3647 | -0.04059 | 799.4642 | 0 | 808.3647 | -0.038521 | 808.5649 | 0 | 803.1 | -0.00027989 | 808.5649 | 0 | 808.5649 | 0 | 808.5649 | 0 | 803.1 | 0.003556 | 808.5649 | 0 | 635.839 | 3.4417 | 808.5649 | 0 | 808.5649 | 0 | 808.3647 | -0.021907 | 943.8969 | 0.024724 | 808.3647 | 6.5421 | 943.5143 | 0 | 943.8969 | 5.7472 | 808.3647 | 0.0035797 | 808.5649 | 0.010224
|  | 633.3797 | 0.0059529 | 808.6027 | -0.0046632 | 633.3797 | 0.0028159 | 808.6027 | -0.038193 | 799.6998 | 0 | 808.6027 | 0.026394 | 808.8028 | 0.024463 | 803.34 | -0.020991 | 808.8028 | 0.011845 | 808.8028 | 0 | 808.8028 | 0.0023439 | 803.34 | -0.0043139 | 808.8028 | 0.0044672 | 635.959 | 3.3346 | 808.8028 | 0.011177 | 808.8028 | 0.011437 | 808.6027 | 0.016456 | 944.0652 | 0.03134 | 808.6027 | 6.5459 | 943.6833 | 0.00097375 | 944.0652 | 5.746 | 808.6027 | 0.013551 | 808.8028 | 0.013436
|  | 633.5004 | 0 | 808.8406 | -0.068479 | 633.5004 | 0 | 808.8406 | -0.1043 | 799.9355 | 0 | 808.8406 | -0.045026 | 809.0407 | 0 | 803.58 | 0.00083963 | 809.0407 | 0 | 809.0407 | 0 | 809.0407 | 0 | 803.58 | -0.0044887 | 809.0407 | 0 | 636.079 | 3.2434 | 809.0407 | 0 | 809.0407 | 0 | 808.8406 | -0.038121 | 944.2334 | 0.032797 | 808.8406 | 6.5965 | 943.8523 | 0 | 944.2334 | 5.7479 | 808.8406 | 0.0019857 | 809.0407 | 0.0097995
|  | 633.6211 | 0 | 809.0786 | -0.02129 | 633.6211 | 0 | 809.0786 | 0.029413 | 800.1711 | 0 | 809.0786 | 0.020411 | 809.2787 | 0.01408 | 803.82 | -0.0025189 | 809.2787 | 0.0076916 | 809.2787 | 0.0015988 | 809.2787 | 0.00029794 | 803.82 | -0.0046636 | 809.2787 | 0.002426 | 636.199 | 3.1369 | 809.2787 | 0.013499 | 809.2787 | 0.0051671 | 809.0786 | 0.014626 | 944.4016 | 0.016539 | 809.0786 | 6.5709 | 944.0212 | 0.0015303 | 944.4016 | 5.7469 | 809.0786 | 0.017104 | 809.2787 | 0.013179
|  | 633.7418 | 0 | 809.3166 | -0.036808 | 633.7418 | 0 | 809.3166 | -0.060749 | 800.4068 | 0 | 809.3166 | -0.044152 | 809.5166 | 0 | 804.06 | -0.0097957 | 809.5166 | 0 | 809.5166 | 0 | 809.5166 | 0 | 804.06 | -0.0044887 | 809.5166 | 0 | 636.319 | 3.0574 | 809.5166 | 0 | 809.5166 | 0 | 809.3166 | -0.0098418 | 944.5698 | 0.027079 | 809.3166 | 6.6261 | 944.1902 | 0 | 944.5698 | 5.7508 | 809.3166 | 0.005041 | 809.5166 | 0.010079
|  | 633.8625 | 0.01457 | 809.5546 | 0.030297 | 633.8625 | 0.018134 | 809.5546 | 0.042162 | 800.6425 | 0 | 809.5546 | 0.030702 | 809.7545 | 0.021364 | 804.29 | -0.015393 | 809.7545 | 0.012175 | 809.7545 | 0.0043765 | 809.7545 | 0.0028354 | 804.29 | -0.0044887 | 809.7545 | 0.0050748 | 636.439 | 2.9643 | 809.7545 | 0.01536 | 809.7545 | 0.014449 | 809.5546 | 0.01831 | 944.738 | 0.035488 | 809.5546 | 6.6445 | 944.3591 | 0.001252 | 944.738 | 5.7593 | 809.5546 | 0.017269 | 809.7545 | 0.013832
|  | 633.9833 | 0 | 809.7926 | -0.028331 | 633.9833 | 0 | 809.7926 | -0.095066 | 800.8782 | 0 | 809.7926 | -0.042878 | 809.9925 | 0 | 804.53 | 0.012595 | 809.9925 | 0 | 809.9925 | 0 | 809.9925 | 0 | 804.53 | 0.0021569 | 809.9925 | 0 | 636.559 | 2.8935 | 809.9925 | 0 | 809.9925 | 0 | 809.7926 | -0.026569 | 944.9062 | 0.023154 | 809.7926 | 6.659 | 944.5281 | 0 | 944.9062 | 5.7786 | 809.7926 | 0.0021933 | 809.9925 | 0.010226
|  | 634.104 | 0.0057311 | 810.0307 | 0.049389 | 634.104 | 0.0082132 | 810.0307 | 0.029942 | 801.1139 | 0 | 810.0307 | 0.032641 | 810.2304 | 0.021789 | 804.77 | -0.018192 | 810.2305 | 0.017778 | 810.2304 | 0.0083898 | 810.2305 | 0.0041124 | 804.77 | 0.00513 | 810.2304 | 0.0044694 | 636.679 | 2.7941 | 810.2304 | 0.020963 | 810.2305 | 0.013834 | 810.0307 | 0.022397 | 945.0745 | 0.029658 | 810.0307 | 6.6521 | 944.6971 | 0.00069566 | 945.0745 | 5.7958 | 810.0307 | 0.010907 | 810.2305 | 0.013406
|  | 634.2247 | 0 | 810.2687 | -0.019875 | 634.2247 | 0 | 810.2687 | -0.068974 | 801.3496 | 0 | 810.2687 | -0.042818 | 810.4684 | 0 | 805.01 | -0.0041982 | 810.4684 | 0 | 810.4684 | 0 | 810.4684 | 0 | 805.01 | -0.0011659 | 810.4684 | 0 | 636.799 | 2.7281 | 810.4684 | 0 | 810.4684 | 0 | 810.2687 | -0.019968 | 945.2427 | 0.034199 | 810.2687 | 6.6631 | 944.8661 | 0 | 945.2427 | 5.8155 | 810.2687 | 0.0051804 | 810.4684 | 0.0098863
|  | 634.3455 | 0.014199 | 810.5067 | 0.0031575 | 634.3455 | 0.0051626 | 810.5067 | -0.0088434 | 801.5853 | 0 | 810.5067 | 0.021133 | 810.7064 | 0.022071 | 805.24 | 0.0097957 | 810.7064 | 0.015022 | 810.7064 | 0.0020728 | 810.7064 | 0.00032642 | 805.24 | 0.0025067 | 810.7064 | 0.0073035 | 636.919 | 2.6431 | 810.7064 | 0.023336 | 810.7064 | 0.0083108 | 810.5067 | 0.013304 | 945.4109 | 0.026126 | 810.5067 | 6.6363 | 945.035 | 0.00069566 | 945.4109 | 5.8278 | 810.5067 | 0.016856 | 810.7064 | 0.013603
|  | 634.4663 | 0 | 810.7448 | -0.013289 | 634.4663 | 0 | 810.7448 | -0.080987 | 801.821 | 0 | 810.7448 | -0.043336 | 810.9444 | 0 | 805.48 | -0.013714 | 810.9444 | 0 | 810.9444 | 0 | 810.9444 | 0 | 805.48 | -0.0036143 | 810.9444 | 0 | 637.039 | 2.5731 | 810.9444 | 0 | 810.9444 | 0 | 810.7448 | -0.021761 | 945.5791 | 0.033975 | 810.7448 | 6.6896 | 945.204 | 0 | 945.5791 | 5.8411 | 810.7448 | 0.0021487 | 810.9444 | 0.0099985
|  | 634.587 | 0 | 810.9828 | -0.014641 | 634.587 | 0.014345 | 810.9828 | 0.01688 | 802.0568 | 0 | 810.9828 | 0.020598 | 811.1824 | 0.02535 | 805.72 | -0.015953 | 811.1824 | 0.0074667 | 811.1824 | 0.0010826 | 811.1824 | 0.00041291 | 805.72 | 0.0053049 | 811.1824 | 0 | 637.159 | 2.4754 | 811.1824 | 0.010588 | 811.1824 | 0.014073 | 810.9828 | 0.010219 | 945.7474 | 0.028312 | 810.9828 | 6.6772 | 945.373 | 0.00097375 | 945.7474 | 5.8433 | 810.9828 | 0.012146 | 811.1824 | 0.013984
|  | 634.7078 | 0 | 811.2209 | -0.016307 | 634.7078 | 0 | 811.2209 | -0.062399 | 802.2925 | 0 | 811.2209 | -0.05193 | 811.4204 | 0 | 805.96 | 0.0036384 | 811.4204 | 0 | 811.4204 | 0 | 811.4204 | 0 | 805.96 | 0.0060044 | 811.4204 | 0 | 637.279 | 2.4015 | 811.4204 | 0 | 811.4204 | 0 | 811.2209 | -0.014612 | 945.9156 | 0.02136 | 811.2209 | 6.7348 | 945.542 | 0 | 945.9156 | 5.846 | 811.2209 | 0.0016225 | 811.4204 | 0.010211
|  | 634.8286 | 0.0046219 | 811.4589 | -0.015385 | 634.8286 | 0.026525 | 811.4589 | -0.029182 | 802.5283 | 0 | 811.4589 | 0.01569 | 811.6584 | 0.0092656 | 806.2 | 0.015953 | 811.6584 | 0.010855 | 811.6584 | 0.0034601 | 811.6584 | 0.0012108 | 806.2 | -0.00064125 | 811.6584 | 0.0003877 | 637.399 | 2.3192 | 811.6584 | 0.023025 | 811.6584 | 0.0078277 | 811.4589 | 0.0034099 | 946.0838 | 0.029377 | 811.4589 | 6.6814 | 945.711 | 0.001252 | 946.0838 | 5.839 | 811.4589 | 0.017269 | 811.6584 | 0.013159
|  | 634.9494 | 0 | 811.697 | -0.026048 | 634.9494 | 0 | 811.697 | -0.054237 | 802.764 | 0 | 811.697 | -0.036742 | 811.8964 | 0 | 806.43 | -0.037783 | 811.8964 | 0 | 811.8964 | 0 | 811.8964 | 0 | 806.43 | -0.0058878 | 811.8964 | 0 | 637.5191 | 2.2604 | 811.8964 | 0 | 811.8964 | 0 | 811.697 | -0.0038 | 946.2521 | 0.023379 | 811.697 | 6.7207 | 945.88 | 0 | 946.2521 | 5.8345 | 811.697 | 0.0041101 | 811.8964 | 0.0097424
|  | 635.0702 | 0.0037345 | 811.9351 | -0.016749 | 635.0702 | 0.026525 | 811.9351 | 0.012273 | 802.9998 | 0 | 811.9351 | 0.020468 | 812.1344 | 0.024745 | 806.67 | 0.014833 | 812.1344 | 0.010145 | 812.1344 | 0.0021618 | 812.1345 | 0.00048811 | 806.67 | -0.0034394 | 812.1344 | 0.00039427 | 637.6391 | 2.1916 | 812.1344 | 0.015671 | 812.1345 | 0.0048974 | 811.9351 | 0.0047565 | 946.4203 | 0.027583 | 811.9351 | 6.706 | 946.049 | 0.00069566 | 946.4203 | 5.8219 | 811.9351 | 0.019004 | 812.1345 | 0.013196
|  | 635.191 | 0 | 812.1732 | -0.025374 | 635.191 | 0 | 812.1732 | -0.084295 | 803.2356 | 0 | 812.1732 | -0.041914 | 812.3725 | 0 | 806.91 | -0.016513 | 812.3725 | 0 | 812.3725 | 0 | 812.3725 | 0 | 806.91 | -0.0071117 | 812.3725 | 0 | 637.7591 | 2.139 | 812.3725 | 0 | 812.3725 | 0 | 812.1732 | -0.0084869 | 946.5885 | 0.027583 | 812.1732 | 6.7216 | 946.2179 | 0 | 946.5885 | 5.8149 | 812.1732 | 0.0015343 | 812.3725 | 0.010234
|  | 635.3118 | 0.0055093 | 812.4113 | -0.013812 | 635.3118 | 0.020435 | 812.4113 | 0.013167 | 803.4714 | 0 | 812.4113 | 0.020879 | 812.6105 | 0.0030948 | 807.15 | 0.010355 | 812.6105 | 0.016675 | 812.6105 | 0.0041242 | 812.6105 | 0.0021087 | 807.15 | 0.010377 | 812.6105 | 0.0043342 | 637.8791 | 2.0712 | 812.6105 | 0.0099305 | 812.6105 | 0.0094577 | 812.4113 | 0.005359 | 946.7568 | 0.026406 | 812.4113 | 6.7214 | 946.3869 | 0.00097375 | 946.7568 | 5.806 | 812.4113 | 0.012229 | 812.6105 | 0.013748
|  | 635.4327 | 0 | 812.6494 | 0.00094789 | 635.4327 | 0 | 812.6494 | -0.073629 | 803.7072 | 0 | 812.6494 | -0.039033 | 812.8486 | 0 | 807.39 | -0.041141 | 812.8486 | 0 | 812.8486 | 0 | 812.8486 | 0 | 807.39 | -0.0039641 | 812.8486 | 0 | 637.9991 | 2.0129 | 812.8486 | 0 | 812.8486 | 0 | 812.6494 | -0.019719 | 946.925 | 0.026406 | 812.6494 | 6.6671 | 946.556 | 0 | 946.925 | 5.805 | 812.6494 | 0.0068969 | 812.8486 | 0.0088579
|  | 635.5535 | 0.0063967 | 812.8875 | 0.029779 | 635.5535 | 0.015428 | 812.8875 | 0.033946 | 803.943 | 0 | 812.8875 | 0.026961 | 813.0866 | 0.027757 | 807.62 | 0.018752 | 813.0866 | 0.005992 | 813.0866 | 0.00636 | 813.0867 | 0.0041996 | 807.62 | -0.00081612 | 813.0866 | 0.0052172 | 638.1192 | 1.9372 | 813.0866 | 0.012105 | 813.0867 | 0.0083576 | 812.8875 | 0.010769 | 947.0932 | 0.025845 | 812.8875 | 6.6714 | 946.725 | 0.00097375 | 947.0932 | 5.799 | 812.8875 | 0.01636 | 813.0867 | 0.012827
|  | 635.6744 | 0 | 813.1256 | -0.0027275 | 635.6744 | 0 | 813.1256 | -0.068741 | 804.1788 | 0 | 813.1256 | -0.049627 | 813.3247 | 0 | 807.86 | -0.013154 | 813.3247 | 0 | 813.3247 | 0 | 813.3247 | 0 | 807.86 | 0.0023318 | 813.3247 | 0 | 638.2392 | 1.8829 | 813.3247 | 0 | 813.3247 | 0 | 813.1256 | -0.029342 | 947.2615 | 0.026518 | 813.1256 | 6.7066 | 946.894 | 0 | 947.2615 | 5.7966 | 813.1256 | -0.024871 | 813.3247 | 0.0088442
|  | 635.7952 | 0.0059529 | 813.3638 | 0.026601 | 635.7952 | 0.01854 | 813.3638 | 0.0010615 | 804.4146 | 0 | 813.3638 | 0.028022 | 813.5628 | 0.022696 | 808.1 | 0.0069968 | 813.5628 | 0.013377 | 813.5628 | 0.0042189 | 813.5628 | 0.0026342 | 808.1 | -0.0079864 | 813.5628 | 0.00797 | 638.3592 | 1.8134 | 813.5628 | 0.017186 | 813.5628 | 0.0091239 | 813.3638 | 0.012918 | 947.4297 | 0.030779 | 813.3638 | 6.6986 | 947.063 | 0.00097375 | 947.4297 | 5.7889 | 813.3638 | 0.039082 | 813.5628 | 0.012397
|  | 635.9161 | 0 | 813.6019 | -0.033341 | 635.9161 | 0 | 813.6019 | -0.081097 | 804.6505 | 0 | 813.6019 | -0.040238 | 813.8009 | 0 | 808.34 | -0.013714 | 813.8009 | 0 | 813.8009 | 0 | 813.8009 | 0 | 808.34 | -0.007462 | 813.8009 | 0 | 638.4793 | 1.7688 | 813.8009 | 0 | 813.8009 | 0 | 813.6019 | -0.013939 | 947.598 | 0.032517 | 813.6019 | 6.664 | 947.232 | 0 | 947.598 | 5.789 | 813.6019 | 0.0001184 | 813.8009 | 0.0091292
|  | 636.037 | 0.0024034 | 813.84 | 0.0028496 | 636.037 | 0.010091 | 813.84 | 0.015836 | 804.8862 | 0 | 813.84 | 0.023641 | 814.039 | 0.020011 | 808.58 | 0.04282 | 814.039 | 0.014195 | 814.039 | 0.0030922 | 814.039 | 0.0029731 | 808.58 | -0.0086863 | 814.039 | 0 | 638.5993 | 1.7048 | 814.039 | 0.0079503 | 814.039 | 0.0068759 | 813.84 | 0.019623 | 947.7662 | 0.037338 | 813.84 | 6.6064 | 947.401 | 0.00097375 | 947.7662 | 5.7887 | 813.84 | 0.015203 | 814.039 | 0.012556
|  | 636.1578 | 0 | 814.0782 | -0.025304 | 636.1578 | 0 | 814.0782 | -0.078531 | 805.1221 | 0 | 814.0782 | -0.048458 | 814.2771 | 0 | 808.81 | 0.014833 | 814.2771 | 0 | 814.2771 | 0 | 814.2771 | 0 | 808.81 | -0.0060627 | 814.2771 | 0 | 638.7193 | 1.6628 | 814.2771 | 0 | 814.2771 | 0 | 814.0782 | -0.014831 | 947.9345 | 0.03319 | 814.0782 | 6.6602 | 947.57 | 0 | 947.9345 | 5.796 | 814.0782 | 0.0011872 | 814.2771 | 0.0086799
|  | 636.2787 | 0.0037345 | 814.3164 | 0.038205 | 636.2787 | 0.02463 | 814.3164 | 0.039001 | 805.358 | 0 | 814.3164 | 0.033881 | 814.5152 | 0.020793 | 809.05 | 0.011475 | 814.5152 | 0.0097695 | 814.5152 | 0.0041635 | 814.5152 | 0.0033283 | 809.05 | 0.0028565 | 814.5152 | 0.0058822 | 638.8394 | 1.6128 | 814.5152 | 0.016957 | 814.5152 | 0.011483 | 814.3164 | 0.020864 | 948.1027 | 0.041824 | 814.3164 | 6.5507 | 947.739 | 0.00097375 | 948.1027 | 5.8013 | 814.3164 | 0.014707 | 814.5152 | 0.013419
|  | 636.3996 | 0 | 814.5545 | -0.036315 | 636.3996 | 0 | 814.5545 | -0.080963 | 805.5938 | 0 | 814.5545 | -0.04156 | 814.7533 | 0 | 809.29 | -0.038904 | 814.7533 | 0 | 814.7533 | 0 | 814.7534 | 0 | 809.29 | -0.0065873 | 814.7533 | 0 | 638.9594 | 1.5784 | 814.7533 | 0 | 814.7534 | 0 | 814.5545 | -0.02888 | 948.271 | 0.033806 | 814.5545 | 6.5748 | 947.9081 | 0 | 948.271 | 5.8099 | 814.5545 | 0.00073255 | 814.7534 | 0.0084247
|  | 636.5205 | 0.01039 | 814.7927 | 0.061054 | 636.5205 | 0.028148 | 814.7927 | 0.01965 | 805.8297 | 0 | 814.7927 | 0.029719 | 814.9915 | 0.026776 | 809.53 | -0.013154 | 814.9915 | 0.0081863 | 814.9915 | 0.0092378 | 814.9915 | 0.0042424 | 809.53 | 0.0042556 | 814.9915 | 0.005531 | 639.0795 | 1.5298 | 814.9915 | 0.021692 | 814.9915 | 0.010146 | 814.7927 | 0.019558 | 948.4392 | 0.026406 | 814.7927 | 6.5353 | 948.0771 | 0.00069566 | 948.4392 | 5.8138 | 814.7927 | 0.015286 | 814.9915 | 0.011852
|  | 636.6414 | 0 | 815.0309 | -0.017686 | 636.6414 | 0 | 815.0309 | -0.061888 | 806.0656 | 0 | 815.0309 | -0.04429 | 815.2296 | 0 | 809.76 | -0.015393 | 815.2296 | 0 | 815.2296 | 0 | 815.2296 | 0 | 809.76 | -0.012709 | 815.2296 | 0 | 639.1995 | 1.4915 | 815.2296 | 0 | 815.2296 | 0 | 815.0309 | -0.016114 | 948.6075 | 0.026126 | 815.0309 | 6.5182 | 948.2461 | 0 | 948.6075 | 5.8187 | 815.0309 | 0.0025991 | 815.2296 | 0.0089685
|  | 636.7624 | 0.021484 | 815.2691 | 0.004927 | 636.7624 | 0.0084479 | 815.2691 | 0.068591 | 806.3015 | 0 | 815.2691 | 0.028466 | 815.4678 | 0.022702 | 810 | 0.014833 | 815.4678 | 0.0028008 | 815.4678 | 0.0066446 | 815.4678 | 0.0018234 | 810 | 0.0061793 | 815.4678 | 0.0037777 | 639.3196 | 1.4449 | 815.4678 | 0.020938 | 815.4678 | 0.013159 | 815.2691 | 0.022952 | 948.7757 | 0.0356 | 815.2691 | 6.4583 | 948.4151 | 0.00097375 | 948.7757 | 5.8151 | 815.2691 | 0.025366 | 815.4678 | 0.012158
|  | 636.8833 | 0 | 815.5073 | -0.01183 | 636.8833 | 0 | 815.5073 | -0.11463 | 806.5374 | 0 | 815.5073 | -0.040197 | 815.7059 | 0 | 810.24 | -0.0075566 | 815.7059 | 0 | 815.7059 | 0 | 815.7059 | 0 | 810.24 | -0.007462 | 815.7059 | 0 | 639.4396 | 1.4102 | 815.7059 | 0 | 815.7059 | 0 | 815.5073 | -0.018466 | 948.944 | 0.02663 | 815.5073 | 6.4208 | 948.5842 | 0 | 948.944 | 5.8178 | 815.5073 | 0.0041421 | 815.7059 | 0.0079434
|  | 637.0042 | 0.013459 | 815.7455 | 0.010203 | 637.0042 | 0.025983 | 815.7455 | 0.016424 | 806.7733 | 0 | 815.7455 | 0.021642 | 815.9441 | 0.0068646 | 810.48 | 0.014274 | 815.9441 | 0.011143 | 815.9441 | 0.0042976 | 815.9441 | 0.002149 | 810.48 | 0.0070537 | 815.9441 | 0.0079284 | 639.5597 | 1.3615 | 815.9441 | 0.017108 | 815.9441 | 0.0091126 | 815.7455 | 0.030035 | 949.1122 | 0.02792 | 815.7455 | 6.4172 | 948.7532 | 0.00097375 | 949.1122 | 5.8182 | 815.7455 | 0.015616 | 815.9441 | 0.012722
|  | 637.1252 | 0 | 815.9837 | -0.025362 | 637.1252 | 0 | 815.9837 | -0.037545 | 807.0092 | 0 | 815.9837 | -0.040262 | 816.1822 | 0 | 810.72 | -0.056816 | 816.1822 | 0 | 816.1822 | 0 | 816.1823 | 0 | 810.72 | -0.0099105 | 816.1822 | 0 | 639.6797 | 1.325 | 816.1822 | 0 | 816.1822 | 0 | 815.9837 | -0.016752 | 949.2805 | 0.036273 | 815.9837 | 6.384 | 948.9222 | 0 | 949.2805 | 5.8238 | 815.9837 | 0.0052625 | 816.1823 | 0.0078248
|  | 637.2461 | 0.0063967 | 816.2219 | -0.0054401 | 637.2461 | 0.019893 | 816.2219 | -0.0055818 | 807.2451 | 0 | 816.2219 | 0.017829 | 816.4204 | 0.016362 | 810.95 | -0.023229 | 816.4204 | 0.0097475 | 816.4204 | 0.0026786 | 816.4204 | 0.0018043 | 810.95 | 0.00093272 | 816.4204 | 0.0042594 | 639.7998 | 1.2771 | 816.4204 | 0.0053337 | 816.4204 | 0.010854 | 816.2219 | 0.016689 | 949.4487 | 0.029882 | 816.2219 | 6.3251 | 949.0913 | 0.00097375 | 949.4487 | 5.8231 | 816.2219 | 0.010246 | 816.4204 | 0.011934
|  | 637.3671 | 0 | 816.4601 | -0.023625 | 637.3671 | 0 | 816.4601 | -0.050313 | 807.481 | 0 | 816.4601 | -0.037372 | 816.6586 | 0 | 811.19 | -0.027708 | 816.6586 | 0 | 816.6586 | 0 | 816.6586 | 0 | 811.19 | 0.00513 | 816.6586 | 0 | 639.9198 | 1.2398 | 816.6586 | 0 | 816.6586 | 0 | 816.4601 | -0.01623 | 949.617 | 0.02848 | 816.4601 | 6.2573 | 949.2603 | 0 | 949.617 | 5.8289 | 816.4601 | 0.0069385 | 816.6586 | 0.0080225
|  | 637.4881 | 0.016175 | 816.6984 | -0.031156 | 637.4881 | 0.0086826 | 816.6984 | 0.0052915 | 807.7169 | 0 | 816.6984 | 0.013965 | 816.8968 | 0.0079472 | 811.43 | 0.02155 | 816.8968 | 0.00046046 | 816.8968 | 0 | 816.8969 | 0.00029411 | 811.43 | 0.00513 | 816.8968 | 0.0055216 | 640.0399 | 1.1919 | 816.8968 | 0.012795 | 816.8968 | 0.0082248 | 816.6984 | 0.012961 | 949.7853 | 0.026126 | 816.6984 | 6.2314 | 949.4294 | 0.00097375 | 949.7853 | 5.8367 | 816.6984 | 0.018426 | 816.8969 | 0.011722
|  | 637.6091 | 0 | 816.9366 | 0.014706 | 637.6091 | 0 | 816.9366 | -0.089722 | 807.9529 | 0 | 816.9366 | -0.041098 | 817.135 | 0 | 811.67 | 0.02155 | 817.135 | 0 | 817.135 | 0 | 817.135 | 0 | 811.67 | -0.0016906 | 817.135 | 0 | 640.1599 | 1.1575 | 817.135 | 0 | 817.135 | 0 | 816.9366 | -0.018364 | 949.9535 | 0.01923 | 816.9366 | 6.1724 | 949.5984 | 0 | 949.9535 | 5.8521 | 816.9366 | 0.0051953 | 817.135 | 0.008557
|  | 637.7301 | 0 | 817.1749 | 0.0096664 | 637.7301 | 0.020435 | 817.1749 | 0.018257 | 808.1888 | 0 | 817.1749 | 0.019488 | 817.3732 | 0.024761 | 811.91 | 0.031067 | 817.3732 | 0.0164 | 817.3732 | 0.0024179 | 817.3732 | 0.0027598 | 811.91 | -0.0078116 | 817.3732 | 0.0056995 | 640.28 | 1.1112 | 817.3732 | 0.01248 | 817.3732 | 0.0060431 | 817.1749 | 0.024259 | 950.1218 | 0.029377 | 817.1749 | 6.0935 | 949.7675 | 0.00069566 | 950.1218 | 5.863 | 817.1749 | 0.0080092 | 817.3732 | 0.01208
|  | 637.8511 | 0 | 817.4131 | -0.056437 | 637.8511 | 0 | 817.4131 | -0.05911 | 808.4248 | 0 | 817.4131 | -0.038375 | 817.6115 | 0 | 812.15 | -0.014274 | 817.6115 | 0 | 817.6115 | 0 | 817.6115 | 0 | 812.15 | 0.00023318 | 817.6115 | 0 | 640.4 | 1.0706 | 817.6115 | 0 | 817.6114 | 0 | 817.4131 | -0.025414 | 950.2901 | 0.021697 | 817.4131 | 6.0122 | 949.9365 | 0 | 950.2901 | 5.8749 | 817.4131 | 0.0071031 | 817.6115 | 0.0081298
|  | 637.9721 | 0.013459 | 817.6514 | 0.015468 | 637.9721 | 0.0093865 | 817.6514 | 0.029745 | 808.6608 | 0 | 817.6514 | 0.028997 | 817.8497 | 0.034992 | 812.38 | 0.013714 | 817.8497 | 0.0076095 | 817.8497 | 0.0059077 | 817.8497 | 0.0044575 | 812.38 | 0.0058296 | 817.8497 | 0.0028203 | 640.5201 | 1.0093 | 817.8497 | 0.013621 | 817.8497 | 0.0098768 | 817.6514 | 0.024259 | 950.4583 | 0.028873 | 817.6514 | 5.976 | 950.1056 | 0.0004174 | 950.4583 | 5.8745 | 817.6514 | 0.019665 | 817.8497 | 0.011773
|  | 638.0931 | 0 | 817.8897 | -0.026689 | 638.0931 | 0 | 817.8897 | -0.057581 | 808.8967 | 0 | 817.8897 | -0.042677 | 818.0879 | 0 | 812.62 | 0.014833 | 818.0879 | 0 | 818.0879 | 0 | 818.088 | 0 | 812.62 | 0.00040807 | 818.0879 | 0 | 640.6402 | 0.96885 | 818.0879 | 0 | 818.0879 | 0 | 817.8897 | -0.019771 | 950.6266 | 0.031564 | 817.8897 | 5.9062 | 950.2746 | 0 | 950.6266 | 5.8738 | 817.8897 | 0.0058806 | 818.088 | 0.0077565
|  | 638.2141 | 0 | 818.128 | 0.012487 | 638.2141 | 0.011498 | 818.128 | 0.0015598 | 809.1327 | 0 | 818.128 | 0.029944 | 818.3262 | 0.0050402 | 812.86 | -0.024908 | 818.3262 | 0.01123 | 818.3262 | 0.0033456 | 818.3262 | 0.002532 | 812.86 | -0.004139 | 818.3262 | 0.0057007 | 640.7603 | 0.91331 | 818.3262 | 0.018273 | 818.3262 | 0.0056004 | 818.128 | 0.026569 | 950.7949 | 0.029602 | 818.128 | 5.8264 | 950.4437 | 0.00097375 | 950.7949 | 5.8644 | 818.128 | 0.0065882 | 818.3262 | 0.012547
|  | 638.3352 | 0 | 818.3663 | -0.024257 | 638.3352 | 0 | 818.3663 | -0.10692 | 809.3687 | 0 | 818.3663 | -0.034437 | 818.5645 | 0 | 813.1 | 0.018192 | 818.5644 | 0 | 818.5645 | 0 | 818.5645 | 0 | 813.1 | -0.012183 | 818.5645 | 0 | 640.8803 | 0.89231 | 818.5645 | 0 | 818.5644 | 0 | 818.3663 | -0.018317 | 950.9631 | 0.030667 | 818.3663 | 5.8294 | 950.6128 | 0 | 950.9631 | 5.857 | 818.3663 | -0.0014629 | 818.5645 | 0.0087028
|  | 638.4562 | 0.017533 | 818.6046 | -0.0024079 | 638.4562 | 0.021788 | 818.6046 | 0.0068311 | 809.6047 | 0 | 818.6046 | 0.026846 | 818.8027 | 0.015858 | 813.34 | -0.014274 | 818.8027 | 0.010279 | 818.8027 | 0.0052344 | 818.8027 | 0.0006122 | 813.34 | 0.0063542 | 818.8027 | 0.0014948 | 641.0004 | 0.851 | 818.8027 | 0.0095415 | 818.8027 | 0.0063968 | 818.6046 | 0.019376 | 951.1314 | 0.025453 | 818.6046 | 5.7693 | 950.7818 | 0.00097375 | 951.1314 | 5.8411 | 818.6046 | 0.013468 | 818.8027 | 0.01232
|  | 638.5773 | 0 | 818.8429 | -0.037306 | 638.5773 | 0 | 818.8429 | -0.11681 | 809.8407 | 0 | 818.8429 | -0.042893 | 819.041 | 0 | 813.57 | -0.036664 | 819.041 | 0 | 819.041 | 0 | 819.041 | 0 | 813.57 | 0.00075785 | 819.041 | 0 | 641.1205 | 0.84076 | 819.041 | 0 | 819.041 | 0 | 818.8429 | -0.025183 | 951.2997 | 0.033302 | 818.8429 | 5.6555 | 950.9509 | 0 | 951.2997 | 5.827 | 818.8429 | 0.0019288 | 819.041 | 0.0072613
|  | 638.6983 | 0.024201 | 819.0812 | 0.011254 | 638.6983 | 0.012202 | 819.0812 | 0.025628 | 810.0767 | 0 | 819.0812 | 0.033142 | 819.2793 | 0.022124 | 813.81 | 0.0069968 | 819.2793 | 0.0091923 | 819.2793 | 0.0039486 | 819.2793 | 0.0010148 | 813.81 | 0.0016322 | 819.2793 | 0.0039852 | 641.2405 | 0.83104 | 819.2793 | 0.024115 | 819.2793 | 0.0067576 | 819.0812 | -0.00052594 | 951.4679 | 0.030779 | 819.0812 | 5.5737 | 951.12 | 0.00097375 | 951.4679 | 5.8122 | 819.0812 | 0.011485 | 819.2793 | 0.012126
|  | 638.8194 | 0 | 819.3195 | 0.0024704 | 638.8194 | 0 | 819.3195 | 0.020595 | 810.3127 | 0 | 819.3195 | 0.029563 | 819.5176 | 0.0093577 | 814.05 | 0.006437 | 819.5176 | 0.0089642 | 819.5176 | 0.0044575 | 819.5176 | 0.0012371 | 814.05 | -0.0015157 | 819.5176 | 0.0058896 | 641.3606 | 0.83 | 819.5176 | 0.011921 | 819.5176 | 0.0063038 | 819.3195 | 0.025414 | 951.6362 | 0.035264 | 819.3195 | 5.4168 | 951.289 | 0.00037102 | 951.6362 | 5.803 | 819.3195 | 0.020243 | 819.5176 | 0.01119
|  | 638.9405 | 0.013088 | 819.5578 | -0.016627 | 638.9405 | 0.015969 | 819.5578 | -0.071838 | 810.5488 | 0 | 819.5578 | -0.039261 | 819.7559 | 0 | 814.29 | -0.006437 | 819.7559 | 0 | 819.7559 | 0 | 819.7559 | 0 | 814.29 | -0.0053632 | 819.7559 | 0 | 641.4807 | 0.79285 | 819.7559 | 0 | 819.7559 | 0 | 819.5578 | -0.018569 | 951.8045 | 0.024556 | 819.5578 | 5.3639 | 951.4581 | 0 | 951.8045 | 5.7967 | 819.5578 | -0.029332 | 819.7559 | 0.0084677
|  | 639.0616 | 0 | 819.7962 | 0.011695 | 639.0616 | 0 | 819.7962 | 0.055724 | 810.7849 | 0 | 819.7962 | 0.026989 | 819.9942 | 0.0052894 | 814.53 | 0.042262 | 819.9942 | 0.012586 | 819.9942 | 0.0012132 | 819.9942 | 0.0017434 | 814.53 | 0.001982 | 819.9942 | 0.0045343 | 641.6008 | 0.72863 | 819.9942 | 0.011824 | 819.9942 | 0.0094923 | 819.7962 | 0.016158 | 951.9728 | 0.032124 | 819.7962 | 5.1918 | 951.6272 | 0.00037102 | 951.9728 | 5.7903 | 819.7962 | 0.037099 | 819.9942 | 0.010775
|  | 639.1826 | 0.0028471 | 820.0345 | -0.039363 | 639.1826 | 0.013804 | 820.0345 | -0.059803 | 811.0209 | 0 | 820.0345 | -0.041824 | 820.2325 | 0 | 814.76 | -0.048418 | 820.2325 | 0 | 820.2325 | 0 | 820.2325 | 0 | 814.76 | -0.0053632 | 820.2325 | 0 | 641.7209 | 0.68594 | 820.2325 | 0 | 820.2325 | 0 | 820.0345 | -0.021034 | 952.1411 | 0.022257 | 820.0345 | 5.1335 | 951.7963 | 0.00013913 | 952.1411 | 5.7848 | 820.0345 | 5.0302e-05 | 820.2325 | 0.0084257
|  | 639.3038 | 0 | 820.2729 | -0.0062138 | 639.3038 | 0 | 820.2729 | 0.014969 | 811.257 | 0 | 820.2729 | 0.025259 | 820.4708 | 0.0095724 | 815 | -0.0025189 | 820.4708 | 0.010299 | 820.4708 | 0.0021512 | 820.4708 | 0.0011978 | 815 | -0.0013408 | 820.4708 | 0.00097882 | 641.841 | 0.63751 | 820.4708 | 0.008279 | 820.4708 | 0.0099808 | 820.2729 | 0.0016977 | 952.3093 | 0.024836 | 820.2729 | 5.0259 | 951.9653 | 9.2755e-05 | 952.3093 | 5.7724 | 820.2729 | 0.015534 | 820.4708 | 0.011987
|  | 639.4249 | 0 | 820.5112 | -0.042263 | 639.4249 | 0.019758 | 820.5112 | -0.092354 | 811.493 | 0 | 820.5112 | -0.046788 | 820.7092 | 0 | 815.24 | 0.02379 | 820.7092 | 0 | 820.7092 | 0 | 820.7092 | 0 | 815.24 | 0.015099 | 820.7092 | 0 | 641.9611 | 0.62588 | 820.7092 | 0 | 820.7092 | 0 | 820.5112 | -0.025876 | 952.4776 | 0.026798 | 820.5112 | 4.9371 | 952.1344 | 0.00013913 | 952.4776 | 5.7607 | 820.5112 | 0.00097988 | 820.7092 | 0.0078624
|  | 639.546 | 0 | 820.7496 | 0.032247 | 639.546 | 0 | 820.7496 | 0.025875 | 811.7291 | 0 | 820.7496 | 0.022826 | 820.9475 | 0.018502 | 815.48 | -0.0041982 | 820.9475 | 0.0062881 | 820.9475 | 0.0047606 | 820.9475 | 0.0037051 | 815.48 | -0.0051883 | 820.9475 | 0.000884 | 642.0811 | 0.55021 | 820.9475 | 0.020002 | 820.9475 | 0.011738 | 820.7496 | 0.026569 | 952.6459 | 0.032741 | 820.7496 | 4.8354 | 952.3035 | 0.00037102 | 952.6459 | 5.7437 | 820.7496 | 0.013055 | 820.9475 | 0.012592
|  | 639.6671 | 0.0006286 | 820.988 | -0.046328 | 639.6671 | 0.024359 | 820.988 | -0.1089 | 811.9651 | 0 | 820.988 | -0.042734 | 821.1859 | 0 | 815.72 | -0.02155 | 821.1859 | 0 | 821.1859 | 0 | 821.1859 | 0 | 815.72 | -0.00064125 | 821.1859 | 0 | 642.2012 | 0.51393 | 821.1859 | 0 | 821.1858 | 0 | 820.988 | -0.025645 | 952.8142 | 0.030667 | 820.988 | 4.7792 | 952.4726 | 0.0004174 | 952.8142 | 5.7322 | 820.988 | 0.0035611 | 821.1859 | 0.0071931
|  | 639.7882 | 0 | 821.2264 | 0.0065227 | 639.7882 | 0 | 821.2264 | 0.042604 | 812.2013 | 0 | 821.2264 | 0.025414 | 821.4242 | 0.019023 | 815.95 | 0.0097957 | 821.4242 | 0.0088003 | 821.4242 | 0.0054917 | 821.4242 | 0.0010523 | 815.95 | -0.00011659 | 821.4242 | 0.0017706 | 642.3213 | 0.43531 | 821.4242 | 0.017759 | 821.4242 | 0.0086773 | 821.2264 | 0.009362 | 952.9825 | 0.035096 | 821.2264 | 4.6221 | 952.6417 | 9.2755e-05 | 952.9825 | 5.7187 | 821.2264 | 0.013551 | 821.4242 | 0.011611
|  | 639.9094 | 0.023707 | 821.4647 | -0.044246 | 639.9094 | 0.012437 | 821.4647 | -0.09585 | 812.4374 | 0 | 821.4647 | -0.039373 | 821.6626 | 0 | 816.19 | -0.019871 | 821.6626 | 0 | 821.6626 | 0 | 821.6626 | 0 | 816.19 | 0.0025067 | 821.6626 | 0 | 642.4414 | 0.43531 | 821.6626 | 0 | 821.6626 | 0 | 821.4647 | -0.022278 | 953.1508 | 0.0208 | 821.4647 | 4.5598 | 952.8108 | 0.0004174 | 953.1508 | 5.711 | 821.4647 | -0.00094504 | 821.6626 | 0.0074719
|  | 640.0305 | 0.0013333 | 821.7031 | -0.0042109 | 640.0305 | 0 | 821.7031 | 0.031624 | 812.6735 | 0 | 821.7031 | 0.034179 | 821.901 | 0.010305 | 816.43 | 0.014274 | 821.901 | 0.011693 | 821.901 | 0.0016628 | 821.9009 | 0.0010532 | 816.43 | 0.0040807 | 821.901 | 0.002325 | 642.5615 | 0.4334 | 821.901 | 0.009423 | 821.9009 | 0.012046 | 821.7032 | 0.012121 | 953.3191 | 0.027191 | 821.7031 | 4.4105 | 952.9799 | 0 | 953.3191 | 5.7039 | 821.7032 | 0.015616 | 821.9009 | 0.010637
|  | 640.1517 | 0.0068403 | 821.9416 | -0.03325 | 640.1517 | 0.010091 | 821.9416 | -0.08204 | 812.9096 | 0 | 821.9416 | -0.046196 | 822.1394 | 0 | 816.67 | 0.0036384 | 822.1394 | 0 | 822.1394 | 0 | 822.1393 | 0 | 816.67 | 0.0089776 | 822.1394 | 0 | 642.6816 | 0.45145 | 822.1394 | 0 | 822.1393 | 0 | 821.9416 | -0.019992 | 953.4873 | 0.014072 | 821.9416 | 4.288 | 953.149 | 0.00013913 | 953.4873 | 5.7036 | 821.9416 | -0.0038102 | 822.1393 | 0.0077999
|  | 640.2729 | 0 | 822.18 | 0.029069 | 640.2729 | 0 | 822.18 | 0.062696 | 813.1458 | 0 | 822.18 | 0.025995 | 822.3777 | 0.02127 | 816.91 | -0.0086761 | 822.3777 | 0.015297 | 822.3777 | 0.0062981 | 822.3777 | 0.0025925 | 816.91 | 0.00058296 | 822.3777 | 0.0051399 | 642.8017 | 0.45561 | 822.3777 | 0.019079 | 822.3777 | 0.010855 | 822.18 | 0.020211 | 953.6557 | 0.0282 | 822.18 | 4.1795 | 953.3181 | 0.00064928 | 953.6557 | 5.6965 | 822.18 | 0.017269 | 822.3777 | 0.011428
|  | 640.3941 | 0.011721 | 822.4184 | -0.04194 | 640.3941 | 0.014345 | 822.4184 | -0.053686 | 813.3818 | 0 | 822.4184 | -0.037376 | 822.6161 | 0 | 817.15 | -0.035543 | 822.6161 | 0 | 822.6161 | 0 | 822.6161 | 0 | 817.15 | -0.010435 | 822.6161 | 0 | 642.9218 | 0.4334 | 822.6161 | 0 | 822.6161 | 0 | 822.4184 | -0.010243 | 953.8239 | 0.031227 | 822.4184 | 4.1427 | 953.4872 | 0.0004174 | 953.8239 | 5.6903 | 822.4184 | -0.0015946 | 822.6161 | 0.0075531
|  | 640.5153 | 0 | 822.6568 | 0.022134 | 640.5153 | 0 | 822.6568 | -0.015366 | 813.618 | 0 | 822.6568 | 0.024786 | 822.8546 | 0.012522 | 817.38 | 0.0092359 | 822.8546 | 0.013489 | 822.8546 | 0.0038105 | 822.8546 | 0.0025709 | 817.38 | -0.011659 | 822.8546 | 0.0050871 | 643.0419 | 0.43652 | 822.8546 | 0.017444 | 822.8546 | 0.0097431 | 822.6568 | 0.01635 | 953.9922 | 0.029153 | 822.6568 | 4.008 | 953.6563 | 0 | 953.9922 | 5.6779 | 822.6568 | 0.019087 | 822.8546 | 0.010269
|  | 640.6364 | 0.0010722 | 822.8953 | -0.036931 | 640.6364 | 0.018134 | 822.8953 | -0.067594 | 813.8541 | 0 | 822.8953 | -0.044462 | 823.093 | 0 | 817.62 | -0.0036384 | 823.093 | 0 | 823.093 | 0 | 823.093 | 0 | 817.62 | 0.0061793 | 823.093 | 0 | 643.1621 | 0.41187 | 823.093 | 0 | 823.093 | 0 | 822.8953 | -0.0033042 | 954.1605 | 0.028761 | 822.8953 | 3.9226 | 953.8254 | 0.00013913 | 954.1605 | 5.6701 | 822.8953 | -0.00040141 | 823.093 | 0.0069754
|  | 640.7577 | 0 | 823.1337 | -0.0005597 | 640.7577 | 0 | 823.1337 | 0.03273 | 814.0903 | 0 | 823.1337 | 0.027824 | 823.3314 | 0.023969 | 817.86 | 0.0036384 | 823.3314 | 0.0057948 | 823.3314 | 0.0040561 | 823.3314 | 0.0028627 | 817.86 | -0.0060627 | 823.3314 | 0.0094125 | 643.2822 | 0.42559 | 823.3314 | 0.022159 | 823.3314 | 0.0078834 | 823.1337 | 0.021129 | 954.3288 | 0.028088 | 823.1337 | 3.8223 | 953.9945 | 9.2755e-05 | 954.3288 | 5.655 | 823.1337 | 0.011981 | 823.3314 | 0.011377
|  | 640.8789 | 0.00018483 | 823.3722 | -0.036161 | 640.8789 | 0.001408 | 823.3722 | -0.048254 | 814.3265 | 0 | 823.3722 | -0.045085 | 823.5698 | 0 | 818.1 | -0.036664 | 823.5698 | 0 | 823.5698 | 0 | 823.5698 | 0 | 818.1 | -0.012709 | 823.5698 | 0 | 643.4023 | 0.41482 | 823.5698 | 0 | 823.5698 | 0 | 823.3722 | -0.025876 | 954.4971 | 0.024724 | 823.3722 | 3.7178 | 954.1637 | 0.0004174 | 954.4971 | 5.6407 | 823.3722 | 0.0047601 | 823.5698 | 0.0074855
|  | 641.0001 | 0 | 823.6106 | -0.0029454 | 641.0001 | 0 | 823.6106 | -0.0078227 | 814.5627 | 0 | 823.6106 | 0.026792 | 823.8083 | 0.02208 | 818.34 | 0.032185 | 823.8083 | 0.011794 | 823.8083 | 0.003832 | 823.8083 | 0.0014295 | 818.34 | 0.007229 | 823.8083 | 0.0026659 | 643.5224 | 0.4091 | 823.8083 | 0.018656 | 823.8083 | 0.0091559 | 823.6106 | 0.022726 | 954.6654 | 0.040702 | 823.6106 | 3.658 | 954.3328 | 0 | 954.6654 | 5.6234 | 823.6106 | 0.011237 | 823.8083 | 0.010455
|  | 641.1213 | 0.02062 | 823.8491 | -0.0413 | 641.1213 | 0.012672 | 823.8491 | -0.085831 | 814.7988 | 0 | 823.8491 | -0.048649 | 824.0467 | 0 | 818.58 | -0.012035 | 824.0467 | 0 | 824.0467 | 0 | 824.0468 | 0 | 818.58 | -0.0011659 | 824.0467 | 0 | 643.6425 | 0.39313 | 824.0467 | 0 | 824.0467 | 0 | 823.8491 | -0.038121 | 954.8337 | 0.020407 | 823.8491 | 3.5207 | 954.5019 | 0.00013913 | 954.8337 | 5.6107 | 823.8491 | 0.010494 | 824.0468 | 0.0072834
|  | 641.2426 | 0 | 824.0876 | 0.034586 | 641.2426 | 0 | 824.0876 | -0.016424 | 815.035 | 0 | 824.0876 | 0.033981 | 824.2852 | 0.014522 | 818.81 | 0.018752 | 824.2852 | 0.01516 | 824.2852 | 0.0064598 | 824.2852 | 0.0050655 | 818.81 | -0.0046636 | 824.2852 | 0.0086107 | 643.7626 | 0.369 | 824.2852 | 0.024922 | 824.2852 | 0.013749 | 824.0876 | 0.015803 | 955.002 | 0.032909 | 824.0876 | 3.3675 | 954.671 | 9.2755e-05 | 955.002 | 5.5959 | 824.0876 | 0.014873 | 824.2852 | 0.011738
|  | 641.3638 | 0 | 824.326 | -0.0067258 | 641.3638 | 0.014074 | 824.326 | -0.039469 | 815.2712 | 0 | 824.326 | -0.043769 | 824.5237 | 0 | 819.05 | -0.053457 | 824.5237 | 0 | 824.5237 | 0 | 824.5237 | 0 | 819.05 | -0.011834 | 824.5237 | 0 | 643.8827 | 0.35026 | 824.5237 | 0 | 824.5237 | 0 | 824.326 | -0.016536 | 955.1703 | 0.025229 | 824.326 | 3.2838 | 954.8401 | 0.0004174 | 955.1703 | 5.5815 | 824.326 | 0.00063613 | 824.5237 | 0.0061983
|  | 641.4851 | 0 | 824.5645 | 0.016966 | 641.4851 | 0 | 824.5645 | 0.076995 | 815.5074 | 0 | 824.5645 | 0.026158 | 824.7621 | 0.024003 | 819.29 | 0.010915 | 824.7621 | 0.0066101 | 824.7621 | 0.0050692 | 824.7621 | 0.002567 | 819.29 | 0.0079281 | 824.7621 | 0.0040137 | 644.0029 | 0.30773 | 824.7621 | 0.012015 | 824.7622 | 0.010365 | 824.5645 | 0.024028 | 955.3386 | 0.032629 | 824.5645 | 3.1734 | 955.0093 | 0 | 955.3386 | 5.5604 | 824.5645 | 0.010989 | 824.7621 | 0.011291
|  | 641.6064 | 0.014323 | 824.803 | -0.023104 | 641.6064 | 0.0091518 | 824.803 | -0.067286 | 815.7437 | 0 | 824.803 | -0.04058 | 825.0006 | 0 | 819.53 | -0.024908 | 825.0006 | 0 | 825.0006 | 0 | 825.0006 | 0 | 819.53 | 0.0012825 | 825.0006 | 0 | 644.123 | 0.27979 | 825.0006 | 0 | 825.0006 | 0 | 824.803 | -0.020361 | 955.5069 | 0.024556 | 824.803 | 3.1235 | 955.1784 | 0.00013913 | 955.5069 | 5.5428 | 824.803 | -0.0023408 | 825.0006 | 0.0063922
|  | 641.7276 | 0 | 825.0415 | 0.0041136 | 641.7276 | 0 | 825.0415 | 0.035758 | 815.9799 | 0 | 825.0415 | 0.026841 | 825.2391 | 0.011169 | 819.77 | -0.0075566 | 825.2391 | 0.011276 | 825.2391 | 0.0029129 | 825.2391 | 0.0016777 | 819.77 | 0.0049551 | 825.2391 | 0.0052149 | 644.2431 | 0.24317 | 825.2391 | 0.014089 | 825.2391 | 0.0060651 | 825.0415 | 0.0020245 | 955.6753 | 0.026686 | 825.0415 | 2.9827 | 955.3475 | 9.2755e-05 | 955.6753 | 5.5247 | 825.0415 | 0.010659 | 825.2391 | 0.01001
|  | 641.8489 | 0.0099464 | 825.2801 | -0.038268 | 641.8489 | 0.016916 | 825.2801 | -0.097622 | 816.2161 | 0 | 825.2801 | -0.047295 | 825.4776 | 0 | 820 | -0.050657 | 825.4776 | 0 | 825.4776 | 0 | 825.4776 | 0 | 820 | -0.005538 | 825.4776 | 0 | 644.3632 | 0.23709 | 825.4776 | 0 | 825.4776 | 0 | 825.28 | -0.014223 | 955.8436 | 0.020183 | 825.2801 | 2.8902 | 955.5167 | 0.0004174 | 955.8436 | 5.514 | 825.28 | 0.00061265 | 825.4776 | 0.0065963
|  | 641.9702 | 0 | 825.5186 | -0.012114 | 641.9702 | 0 | 825.5186 | 0.04041 | 816.4523 | 0 | 825.5186 | 0.031436 | 825.7161 | 0.017578 | 820.24 | -0.015953 | 825.7161 | 0.013919 | 825.7161 | 0.0050722 | 825.7161 | 0.00062839 | 820.24 | -0.0030897 | 825.7161 | 0.0024579 | 644.4834 | 0.20776 | 825.7161 | 0.016451 | 825.7161 | 0.0071583 | 825.5186 | 0.0096554 | 956.0119 | 0.035264 | 825.5186 | 2.8013 | 955.6858 | 0 | 956.0119 | 5.5066 | 825.5186 | 0.01446 | 825.7161 | 0.010557
|  | 642.0915 | 0.0072841 | 825.7571 | -0.017932 | 642.0915 | 0.019893 | 825.7571 | -0.03877 | 816.6886 | 0 | 825.7571 | -0.043494 | 825.9547 | 0 | 820.48 | -0.0069968 | 825.9547 | 0 | 825.9547 | 0 | 825.9547 | 0 | 820.48 | -0.0048385 | 825.9547 | 0 | 644.6035 | 0.20186 | 825.9547 | 0 | 825.9547 | 0 | 825.7571 | -0.018519 | 956.1802 | 0.025117 | 825.7571 | 2.7335 | 955.855 | 0.00013913 | 956.1802 | 5.5042 | 825.7571 | 0.001288 | 825.9547 | 0.0061114
|  | 642.2128 | 0 | 825.9956 | 0.0053248 | 642.2128 | 0 | 825.9956 | 0.044657 | 816.9249 | 0 | 825.9956 | 0.032961 | 826.1932 | 0.0032577 | 820.72 | -0.016513 | 826.1932 | 0.005543 | 826.1932 | 0.0044966 | 826.1932 | 0.0019695 | 820.72 | 0.0060044 | 826.1932 | 0.004246 | 644.7236 | 0.17443 | 826.1932 | 0.025636 | 826.1932 | 0.011527 | 825.9956 | 0.013222 | 956.3485 | 0.03134 | 825.9956 | 2.6542 | 956.0241 | 9.2755e-05 | 956.3485 | 5.5031 | 825.9956 | 0.016277 | 826.1932 | 0.011192
|  | 642.3341 | 0.0046219 | 826.2342 | -0.035246 | 642.3341 | 0.01854 | 826.2342 | -0.11405 | 817.1611 | 0 | 826.2342 | -0.05106 | 826.4317 | 0 | 820.96 | -0.0019591 | 826.4317 | 0 | 826.4317 | 0 | 826.4317 | 0 | 820.96 | 0.0011076 | 826.4317 | 0 | 644.8438 | 0.17079 | 826.4317 | 0 | 826.4317 | 0 | 826.2342 | -0.015008 | 956.5168 | 0.026798 | 826.2342 | 2.5855 | 956.1933 | 0 | 956.5168 | 5.4999 | 826.2342 | -0.029084 | 826.4317 | 0.0061616
|  | 642.4555 | 0 | 826.4727 | -0.0063942 | 642.4555 | 0 | 826.4727 | -0.0039728 | 817.3974 | 0 | 826.4727 | 0.025535 | 826.6703 | 0.0042185 | 821.2 | -0.0075566 | 826.6703 | 0 | 826.6703 | 0.0043572 | 826.6703 | 0.00043958 | 821.2 | -0.0029147 | 826.6703 | 0.0010807 | 644.9639 | 0.14614 | 826.6703 | 0.0098273 | 826.6703 | 0.006812 | 826.4727 | 0.025183 | 956.6851 | 0.029546 | 826.4727 | 2.4897 | 956.3624 | 0 | 956.6851 | 5.4841 | 826.4727 | 0.030241 | 826.6703 | 0.009825
|  | 642.5768 | 0.0077278 | 826.7113 | -0.056534 | 642.5768 | 0.016645 | 826.7113 | -0.072561 | 817.6337 | 0 | 826.7113 | -0.044448 | 826.9088 | 0 | 821.43 | -0.04506 | 826.9088 | 0 | 826.9088 | 0 | 826.9088 | 0 | 821.43 | 0.011251 | 826.9088 | 0 | 645.084 | 0.1425 | 826.9088 | 0 | 826.9088 | 0 | 826.7113 | -0.011258 | 956.8534 | 0.02663 | 826.7113 | 2.44 | 956.5316 | 0.0004174 | 956.8534 | 5.4609 | 826.7113 | -0.00053494 | 826.9088 | 0.0057485
|  | 642.6982 | 0 | 826.9499 | 0.019699 | 642.6982 | 0 | 826.9499 | -0.0053044 | 817.87 | 0 | 826.9499 | 0.029264 | 827.1474 | 0.01159 | 821.67 | -0.0036384 | 827.1474 | 0.010253 | 827.1474 | 0.0044929 | 827.1474 | 0.0025355 | 821.67 | 0.010377 | 827.1474 | 0.0043061 | 645.2042 | 0.11612 | 827.1474 | 0.0082916 | 827.1474 | 0.011277 | 826.9499 | 0.0073187 | 957.0217 | 0.023547 | 826.9499 | 2.2823 | 956.7007 | 0.00037102 | 957.0217 | 5.4292 | 826.9499 | 0.017682 | 827.1474 | 0.0094468
|  | 642.8195 | 0 | 827.1884 | -0.0085079 | 642.8195 | 0.011968 | 827.1884 | -0.075324 | 818.1063 | 0 | 827.1884 | -0.038486 | 827.386 | 0 | 821.91 | -0.024908 | 827.3859 | 0 | 827.386 | 0 | 827.3859 | 0 | 821.91 | 0.0088028 | 827.386 | 0 | 645.3243 | 0.11629 | 827.386 | 0 | 827.3859 | 0 | 827.1884 | -0.010249 | 957.1901 | 0.041095 | 827.1884 | 2.2406 | 956.8699 | 0 | 957.1901 | 5.4008 | 827.1884 | 0.0014161 | 827.3859 | 0.0056818
|  | 642.9409 | 0 | 827.427 | 0.018964 | 642.9409 | 0 | 827.427 | 0.0047749 | 818.3426 | 0 | 827.427 | 0.020972 | 827.6245 | 0.011339 | 822.15 | 0.0097957 | 827.6245 | 0.013169 | 827.6245 | 0.0043861 | 827.6245 | 0.0023031 | 822.15 | -0.0027399 | 827.6245 | 0.00098367 | 645.4445 | 0.092511 | 827.6245 | 0.011827 | 827.6245 | 0.0078485 | 827.427 | 0.0070484 | 957.3584 | 0.029377 | 827.427 | 2.1847 | 957.039 | 0.00037102 | 957.3584 | 5.3715 | 827.427 | 0.015534 | 827.6245 | 0.010528
|  | 643.0622 | 0.0092808 | 827.6656 | -0.029495 | 643.0622 | 0.03072 | 827.6656 | -0.021501 | 818.5789 | 0 | 827.6656 | -0.04199 | 827.8631 | 0 | 822.39 | -0.038343 | 827.8631 | 0 | 827.8631 | 0 | 827.8631 | 0 | 822.39 | -0.01061 | 827.8631 | 0 | 645.5646 | 0.093205 | 827.8631 | 0 | 827.8631 | 0 | 827.6656 | -0.013497 | 957.5267 | 0.021809 | 827.6656 | 2.0958 | 957.2082 | 0.00013913 | 957.5267 | 5.3468 | 827.6656 | -0.00053068 | 827.8631 | 0.0064561
|  | 643.1836 | 0 | 827.9042 | -0.052899 | 643.1836 | 0 | 827.9042 | 0.0081644 | 818.8152 | 0 | 827.9042 | 0.028603 | 828.1017 | 0.023318 | 822.63 | 0.023229 | 828.1017 | 0.0083418 | 828.1017 | 0 | 828.1017 | 0 | 822.63 | -0.0067623 | 828.1017 | 0.0040348 | 645.6848 | 0.067865 | 828.1017 | 0.01442 | 828.1017 | 0.0065231 | 827.9042 | -0.0018863 | 957.695 | 0.030162 | 827.9042 | 2.0306 | 957.3773 | 9.2755e-05 | 957.695 | 5.3206 | 827.9042 | 0.0076217 | 828.1017 | 0.0092324
|  | 643.305 | 0.014817 | 828.1428 | -0.0073959 | 643.305 | 0.013141 | 828.1428 | -0.03693 | 819.0516 | 0 | 828.1428 | -0.042031 | 828.3403 | 0 | 822.86 | 0.0013994 | 828.3403 | 0 | 828.3403 | 0 | 828.3403 | 0 | 822.86 | 0.0081029 | 828.3403 | 0 | 645.8049 | 0.064567 | 828.3403 | 0 | 828.3403 | 0 | 828.1428 | -0.007725 | 957.8634 | 0.026798 | 828.1428 | 1.9577 | 957.5465 | 0 | 957.8634 | 5.2981 | 828.1428 | -0.0036375 | 828.3403 | 0.0063152
|  | 643.4264 | 0 | 828.3814 | -0.00040078 | 643.4264 | 0 | 828.3814 | 0.0095933 | 819.2879 | 0 | 828.3814 | 0.020434 | 828.5789 | 0.0095597 | 823.1 | -0.0030786 | 828.5789 | 0.0072175 | 828.5789 | 0.0041949 | 828.5789 | 0.00062307 | 823.1 | -0.00046636 | 828.5789 | 0.0035313 | 645.9251 | 0.043392 | 828.5789 | 0.017193 | 828.5789 | 0.0072938 | 828.3814 | 0.007994 | 958.0317 | 0.032405 | 828.3814 | 1.8976 | 957.7157 | 0 | 958.0317 | 5.2688 | 828.3814 | 0.015038 | 828.5789 | 0.0095169
|  | 643.5478 | 0.0024034 | 828.62 | -0.026524 | 643.5478 | 0.012906 | 828.62 | -0.037871 | 819.5242 | 0 | 828.62 | -0.044172 | 828.8175 | 0 | 823.34 | -0.031067 | 828.8175 | 0 | 828.8175 | 0 | 828.8176 | 0 | 823.34 | -0.0011659 | 828.8175 | 0 | 646.0452 | 0.042871 | 828.8175 | 0 | 828.8176 | 0 | 828.62 | -0.011158 | 958.2 | 0.024332 | 828.62 | 1.8197 | 957.8849 | 0 | 958.2 | 5.2454 | 828.62 | 0.0029917 | 828.8176 | 0.0064364
|  | 643.6692 | 0 | 828.8587 | 0.00058323 | 643.6692 | 0 | 828.8587 | 0.0080827 | 819.7606 | 0 | 828.8587 | 0.026571 | 829.0562 | 0.0062101 | 823.58 | -0.016513 | 829.0562 | 0.011869 | 829.0562 | 0.0025819 | 829.0562 | 0.0022204 | 823.58 | -0.0023901 | 829.0562 | 0.00087252 | 646.1654 | 0.02482 | 829.0562 | 0.010847 | 829.0562 | 0.0034762 | 828.8587 | 0.0053095 | 958.3683 | 0.028705 | 828.8587 | 1.763 | 958.054 | 0 | 958.3683 | 5.2192 | 828.8587 | 0.00593 | 829.0562 | 0.010349
|  | 643.7907 | 0.014817 | 829.0973 | 0.0062292 | 643.7907 | 0.0025812 | 829.0973 | -0.071846 | 819.9969 | 0 | 829.0973 | -0.042161 | 829.2948 | 0 | 823.82 | 0.010915 | 829.2948 | 0 | 829.2948 | 0 | 829.2948 | 0 | 823.82 | -0.00011659 | 829.2948 | 0 | 646.2855 | 0.030201 | 829.2948 | 0 | 829.2948 | 0 | 829.0973 | -0.011549 | 958.5367 | 0.030274 | 829.0973 | 1.698 | 958.2232 | 0.00013913 | 958.5367 | 5.1964 | 829.0973 | 0.0004955 | 829.2948 | 0.0065035
|  | 643.9121 | 0 | 829.3359 | -0.0070437 | 643.9121 | 0 | 829.3359 | 0.057145 | 820.2333 | 0 | 829.3359 | 0.020373 | 829.5335 | 0.028672 | 824.06 | 0.027148 | 829.5335 | 0.009787 | 829.5335 | 0.00091112 | 829.5334 | 0.00051585 | 824.06 | -0.0036143 | 829.5335 | 0.0023993 | 646.4057 | 0.016012 | 829.5335 | 0.016181 | 829.5335 | 0.0077562 | 829.3359 | 0.0060376 | 958.705 | 0.035096 | 829.3359 | 1.6204 | 958.3924 | 0 | 958.705 | 5.1697 | 829.3359 | 0.010328 | 829.5334 | 0.0095791
|  | 644.0335 | 0.00018483 | 829.5746 | -0.047307 | 644.0335 | 0.013376 | 829.5746 | -0.058157 | 820.4697 | 0 | 829.5746 | -0.047119 | 829.7721 | 0 | 824.3 | -0.014833 | 829.7721 | 0 | 829.7721 | 0 | 829.7721 | 0 | 824.3 | 0.010027 | 829.7721 | 0 | 646.5259 | 0.01753 | 829.7721 | 0 | 829.7721 | 0 | 829.5746 | -0.0092918 | 958.8733 | 0.020912 | 829.5746 | 1.537 | 958.5616 | 0.0004174 | 958.8733 | 5.1493 | 829.5746 | 0.0010036 | 829.7721 | 0.0056688
|  | 644.155 | 0 | 829.8132 | -0.0071254 | 644.155 | 0 | 829.8132 | 0.042739 | 820.7061 | 0 | 829.8132 | 0.033612 | 830.0108 | 0.018023 | 824.53 | 0.02267 | 830.0108 | 0.011982 | 830.0108 | 0.0035255 | 830.0107 | 0.00070137 | 824.53 | -0.00064125 | 830.0108 | 0.0029087 | 646.646 | 0.0039829 | 830.0108 | 0.0094954 | 830.0107 | 0.0019415 | 829.8132 | 0.010857 | 959.0417 | 0.031059 | 829.8132 | 1.4933 | 958.7307 | 9.2755e-05 | 959.0417 | 5.1279 | 829.8132 | 0.013964 | 830.0107 | 0.0089882
|  | 644.2764 | 0.0055093 | 830.0519 | -0.019199 | 644.2764 | 0.010794 | 830.0519 | -0.06056 | 820.9425 | 0 | 830.0519 | -0.035966 | 830.2494 | 0 | 824.77 | -0.012595 | 830.2494 | 0 | 830.2494 | 0 | 830.2495 | 0 | 824.77 | -0.0032645 | 830.2494 | 0 | 646.7662 | 0.0039195 | 830.2494 | 0 | 830.2495 | 0 | 830.0519 | -0.031652 | 959.21 | 0.019622 | 830.0519 | 1.4592 | 958.8999 | 0.0004174 | 959.21 | 5.1126 | 830.0519 | 0.0032175 | 830.2495 | 0.0055372
|  | 644.3979 | 0 | 830.2906 | -0.016438 | 644.3979 | 0 | 830.2906 | 0.060373 | 821.1789 | 0 | 830.2906 | 0.028899 | 830.4881 | 0.016028 | 825.01 | 0.0081163 | 830.4881 | 0.018467 | 830.4881 | 0.0057451 | 830.4881 | 0.0010042 | 825.01 | -0.0013408 | 830.4881 | 0.0042626 | 646.8863 | 0.00023761 | 830.4881 | 0.019208 | 830.4881 | 0.0046366 | 830.2906 | 0.014579 | 959.3783 | 0.029882 | 830.2906 | 1.4406 | 959.0691 | 0.00037102 | 959.3783 | 5.0896 | 830.2906 | 0.0099152 | 830.4881 | 0.01036
|  | 644.5194 | 0.017039 | 830.5293 | -0.035145 | 644.5194 | 0.012202 | 830.5293 | -0.059544 | 821.4153 | 0 | 830.5293 | -0.043483 | 830.7268 | 0 | 825.25 | -0.014833 | 830.7268 | 0 | 830.7268 | 0 | 830.7268 | 0 | 825.25 | -0.0053632 | 830.7268 | 0 | 647.0065 | 0.00024473 | 830.7268 | 0 | 830.7268 | 0 | 830.5293 | -0.0268 | 959.5466 | 0.028088 | 830.5293 | 1.3448 | 959.2383 | 0.00013913 | 959.5466 | 5.0695 | 830.5293 | -0.00041487 | 830.7268 | 0.0062894
|  | 644.6409 | 0 | 830.7679 | -0.034659 | 644.6409 | 0 | 830.7679 | 0.020627 | 821.6517 | 0 | 830.7679 | 0.022264 | 830.9655 | 0.017558 | 825.49 | 0.00027989 | 830.9655 | 0.0090134 | 830.9655 | 0.0012722 | 830.9655 | 0.0017501 | 825.49 | 0.00058296 | 830.9655 | 0.005685 | 647.1267 | 7.1141e-06 | 830.9655 | 0.016672 | 830.9655 | 0.0072352 | 830.768 | 0.0045553 | 959.715 | 0.040029 | 830.7679 | 1.3445 | 959.4075 | 9.2755e-05 | 959.715 | 5.0419 | 830.768 | 0.015616 | 830.9655 | 0.0095317
|  | 644.7624 | 0.0068403 | 831.0066 | 0.028357 | 644.7624 | 0.016645 | 831.0066 | -0.065643 | 821.8882 | 0 | 831.0066 | -0.036115 | 831.2042 | 0 | 825.73 | 0.00083963 | 831.2042 | 0 | 831.2042 | 0 | 831.2042 | 0 | 825.73 | -0.0058878 | 831.2042 | 0 | 647.2469 | 9.35e-06 | 831.2042 | 0 | 831.2042 | 0 | 831.0066 | -0.0085106 | 959.8833 | 0.034816 | 831.0066 | 1.2872 | 959.5767 | 0.00013913 | 959.8833 | 5.0257 | 831.0066 | 0.0026373 | 831.2042 | 0.0053933
|  | 644.8839 | 0 | 831.2453 | 0.014391 | 644.8839 | 0 | 831.2453 | 0.044537 | 822.1246 | 0 | 831.2453 | 0.021317 | 831.4429 | 0.015396 | 825.96 | -0.0053177 | 831.4429 | 0.0080666 | 831.4429 | 0.0051421 | 831.4429 | 0.00076225 | 825.96 | 0.0039058 | 831.4429 | 0.0036493 | 647.367 | 2.2359e-06 | 831.4429 | 0.018182 | 831.4429 | 0.0085034 | 831.2453 | 0.017815 | 960.0517 | 0.03874 | 831.2453 | 1.2379 | 959.7459 | 9.2755e-05 | 960.0517 | 5.0074 | 831.2453 | 0.012477 | 831.4429 | 0.0087109
|  | 645.0054 | 0.0097244 | 831.4841 | -0.033496 | 645.0054 | 0.014751 | 831.4841 | -0.086601 | 822.3611 | 0 | 831.4841 | -0.04905 | 831.6816 | 0 | 826.2 | -0.019871 | 831.6816 | 0 | 831.6816 | 0 | 831.6816 | 0 | 826.2 | -0.0046636 | 831.6816 | 0 | 647.4872 | 7.5206e-06 | 831.6816 | 0 | 831.6816 | 0 | 831.4841 | -0.028187 | 960.22 | 0.032741 | 831.4841 | 1.1985 | 959.9151 | 0.00013913 | 960.22 | 4.9914 | 831.4841 | -0.0021159 | 831.6816 | 0.0054068
|  | 645.1269 | 0 | 831.7228 | 0.023657 | 645.1269 | 0 | 831.7228 | 0.0066645 | 822.5975 | 0 | 831.7228 | 0.021705 | 831.9204 | 0.030199 | 826.44 | -0.012035 | 831.9203 | 0.014608 | 831.9204 | 0.0040212 | 831.9203 | 0.0025086 | 826.44 | 0.00513 | 831.9204 | 0.0017695 | 647.6074 | 5.2848e-06 | 831.9204 | 0.02531 | 831.9203 | 0.0094526 | 831.7228 | 0.012476 | 960.3883 | 0.033302 | 831.7228 | 1.1555 | 960.0843 | 9.2755e-05 | 960.3883 | 4.9581 | 831.7228 | 0.013055 | 831.9203 | 0.0086881
|  | 645.2484 | 0.018397 | 831.9615 | -0.01296 | 645.2484 | 0.0051626 | 831.9615 | -0.071364 | 822.834 | 0 | 831.9615 | -0.044065 | 832.1591 | 0 | 826.68 | -0.010915 | 832.1591 | 0 | 832.1591 | 0 | 832.1591 | 0 | 826.68 | 0.0061793 | 832.1591 | 0 | 647.7276 | 5.2848e-06 | 832.1591 | 0 | 832.1591 | 0 | 831.9615 | -0.008632 | 960.5567 | 0.034479 | 831.9615 | 1.0945 | 960.2535 | 0 | 960.5567 | 4.9232 | 831.9615 | -0.00012759 | 832.1591 | 0.0055224
|  | 645.37 | 0 | 832.2002 | 0.0028059 | 645.37 | 0 | 832.2002 | -0.043761 | 823.0705 | 0 | 832.2002 | 0.019985 | 832.3978 | 0.027912 | 826.92 | -0.00083963 | 832.3978 | 0.0074692 | 832.3978 | 0.003175 | 832.3978 | 0.002849 | 826.92 | -0.0018654 | 832.3978 | 0.0042331 | 647.8478 | 0 | 832.3978 | 0.012181 | 832.3978 | 0.0077622 | 832.2002 | 0.028649 | 960.725 | 0.031115 | 832.2002 | 1.0858 | 960.4227 | 0.00037102 | 960.725 | 4.8865 | 832.2002 | 0.012477 | 832.3978 | 0.0091345
|  | 645.4915 | 0.0090589 | 832.439 | -0.041507 | 645.4915 | 0.013668 | 832.439 | -0.1064 | 823.3069 | 0 | 832.439 | -0.040876 | 832.6366 | 0 | 827.16 | -0.0058775 | 832.6366 | 0 | 832.6366 | 0 | 832.6366 | 0 | 827.16 | -0.0090358 | 832.6366 | 0 | 647.9679 | 0 | 832.6366 | 0 | 832.6366 | 0 | 832.439 | -0.01357 | 960.8934 | 0.031227 | 832.439 | 1.0392 | 960.5919 | 0.0004174 | 960.8934 | 4.8585 | 832.439 | -0.0011193 | 832.6366 | 0.0052429
|  | 645.6131 | 0 | 832.6777 | -0.0010477 | 645.6131 | 0 | 832.6777 | 0.025595 | 823.5435 | 0 | 832.6777 | 0.019645 | 832.8753 | 0.019431 | 827.4 | 0.036104 | 832.8754 | 0.0063088 | 832.8753 | 0.0027025 | 832.8754 | 0.0017885 | 827.4 | 0.00075785 | 832.8753 | 0.00392 | 648.0881 | 4.0652e-07 | 832.8753 | 0.016362 | 832.8754 | 0.0097768 | 832.6777 | 0.011832 | 961.0617 | 0.043281 | 832.6777 | 1.0142 | 960.7612 | 0 | 961.0617 | 4.8283 | 832.6777 | 0.0095847 | 832.8754 | 0.0097386
|  | 645.7346 | 0.0055093 | 832.9165 | -0.030606 | 645.7346 | 0.026795 | 832.9165 | -0.06486 | 823.7799 | 0 | 832.9165 | -0.049875 | 833.1141 | 0 | 827.63 | 0.026029 | 833.1141 | 0 | 833.1141 | 0 | 833.1141 | 0 | 827.63 | 0.0021569 | 833.1141 | 0 | 648.2083 | 2.4391e-06 | 833.1141 | 0 | 833.1141 | 0 | 832.9165 | -0.014821 | 961.2301 | 0.021024 | 832.9165 | 0.96226 | 960.9304 | 0.00013913 | 961.2301 | 4.7995 | 832.9165 | -0.029084 | 833.1141 | 0.0058193
|  | 645.8562 | 0 | 833.1552 | 0.020089 | 645.8562 | 0 | 833.1552 | 0.019003 | 824.0164 | 0 | 833.1552 | 0.027509 | 833.3529 | 0.027574 | 827.87 | -0.017072 | 833.3529 | 0.010914 | 833.3529 | 0.003434 | 833.3529 | 0.00093263 | 827.87 | -0.0078116 | 833.3529 | 0.0072852 | 648.3285 | 2.4391e-06 | 833.3529 | 0.017718 | 833.3529 | 0.006637 | 833.1552 | 0.014401 | 961.3984 | 0.035881 | 833.1552 | 0.94228 | 961.0996 | 9.2755e-05 | 961.3984 | 4.7658 | 833.1552 | 0.036521 | 833.3529 | 0.010252
|  | 645.9778 | 0 | 833.394 | -0.018036 | 645.9778 | 0.026525 | 833.394 | -0.072517 | 824.2529 | 0 | 833.394 | -0.040985 | 833.5917 | 0 | 828.11 | -0.040583 | 833.5917 | 0 | 833.5917 | 0 | 833.5917 | 0 | 828.11 | 0.0014574 | 833.5917 | 0 | 648.4487 | 2.2359e-06 | 833.5917 | 0 | 833.5917 | 0 | 833.394 | -0.024721 | 961.5668 | 0.023883 | 833.394 | 0.88346 | 961.2688 | 0.00013913 | 961.5668 | 4.7318 | 833.394 | -0.0012311 | 833.5917 | 0.0050733
|  | 646.0994 | 0 | 833.6328 | 0.01106 | 646.0994 | 0.00094079 | 833.6328 | -0.0043031 | 824.4894 | 0 | 833.6328 | 0.030958 | 833.8305 | 0.011758 | 828.35 | 0.016513 | 833.8305 | 0.014884 | 833.8305 | 0.0045756 | 833.8304 | 0.0011821 | 828.35 | 0.008628 | 833.8305 | 0.0027863 | 648.5689 | 0 | 833.8305 | 0.013183 | 833.8304 | 0.0071909 | 833.6328 | 0.014807 | 961.7351 | 0.034423 | 833.6328 | 0.87865 | 961.438 | 9.2755e-05 | 961.7351 | 4.6886 | 833.6328 | 0.01132 | 833.8304 | 0.0088662
|  | 646.221 | 0.0077278 | 833.8716 | -0.068686 | 646.221 | 0.020705 | 833.8716 | -0.059367 | 824.726 | 0 | 833.8716 | -0.037964 | 834.0693 | 0 | 828.59 | -0.037222 | 834.0693 | 0 | 834.0693 | 0 | 834.0693 | 0 | 828.59 | -0.00099105 | 834.0693 | 0 | 648.6891 | 2.4391e-06 | 834.0693 | 0 | 834.0693 | 0 | 833.8716 | -0.018137 | 961.9035 | 0.033414 | 833.8716 | 0.8462 | 961.6073 | 0.00013913 | 961.9035 | 4.6465 | 833.8716 | -0.0014496 | 834.0693 | 0.004628
|  | 646.3426 | 0 | 834.1103 | 0.0021267 | 646.3426 | 0 | 834.1103 | 0.027074 | 824.9625 | 0 | 834.1103 | 0.025091 | 834.3081 | 0.019197 | 828.83 | 0.027148 | 834.3081 | 0.0028659 | 834.3081 | 0.0045964 | 834.3081 | 0.00092281 | 828.83 | 0.00058296 | 834.3081 | 0 | 648.8093 | 2.4391e-06 | 834.3081 | 0.014442 | 834.3081 | 0.0041202 | 834.1104 | 0.001185 | 962.0718 | 0.033694 | 834.1103 | 0.81683 | 961.7765 | 0 | 962.0718 | 4.6038 | 834.1104 | 0.011485 | 834.3081 | 0.008639
|  | 646.4642 | 0 | 834.3491 | -0.041179 | 646.4642 | 0.026931 | 834.3491 | -0.062346 | 825.1991 | 0 | 834.3491 | -0.04468 | 834.5469 | 0 | 829.07 | -0.014833 | 834.5469 | 0 | 834.5469 | 0 | 834.5469 | 0 | 829.07 | 0.0021569 | 834.5469 | 0 | 648.9295 | 3.2522e-06 | 834.5469 | 0 | 834.5469 | 0 | 834.3492 | -0.0068707 | 962.2402 | 0.014801 | 834.3491 | 0.75829 | 961.9457 | 0 | 962.2402 | 4.5687 | 834.3492 | -0.0017797 | 834.5469 | 0.005198
|  | 646.5858 | 0 | 834.588 | 0.015365 | 646.5858 | 0 | 834.588 | -0.0112 | 825.4356 | 0 | 834.588 | 0.01819 | 834.7857 | 0.0038402 | 829.3 | -0.038343 | 834.7857 | 0.0074159 | 834.7857 | 0.0031456 | 834.7857 | 0.0010819 | 829.3 | 0.00058296 | 834.7857 | 0.0024117 | 649.0497 | 2.4391e-06 | 834.7857 | 0.015485 | 834.7857 | 0.010067 | 834.588 | 0.014548 | 962.4085 | 0.035376 | 834.588 | 0.76262 | 962.115 | 0 | 962.4085 | 4.5294 | 834.588 | 0.019004 | 834.7857 | 0.009129
|  | 646.7075 | 0.01457 | 834.8268 | -0.00078972 | 646.7075 | 0.012202 | 834.8268 | -0.10205 | 825.6722 | 0 | 834.8268 | -0.042628 | 835.0246 | 0 | 829.54 | -0.0075566 | 835.0246 | 0 | 835.0246 | 0 | 835.0245 | 0 | 829.54 | 5.8296e-05 | 835.0246 | 0 | 649.1699 | 6.5043e-06 | 835.0246 | 0 | 835.0245 | 0 | 834.8268 | -0.0078871 | 962.5769 | 0.023659 | 834.8268 | 0.70611 | 962.2842 | 0.0004174 | 962.5769 | 4.4894 | 834.8268 | 0.0019202 | 835.0245 | 0.0058239
|  | 646.8291 | 0 | 835.0656 | -0.0058716 | 646.8291 | 0 | 835.0656 | 0.012369 | 825.9088 | 0 | 835.0656 | 0.021602 | 835.2634 | 0.029073 | 829.78 | 0.0097957 | 835.2634 | 0.01207 | 835.2634 | 0.0050983 | 835.2634 | 0.0027345 | 829.78 | 0.0098522 | 835.2634 | 1.9781e-05 | 649.2901 | 6.0978e-06 | 835.2634 | 0.0084873 | 835.2634 | 0.0054002 | 835.0656 | 0.024721 | 962.7453 | 0.029489 | 835.0656 | 0.70921 | 962.4534 | 0 | 962.7453 | 4.4356 | 835.0656 | 0.011898 | 835.2634 | 0.0095022
|  | 646.9508 | 0.014199 | 835.3044 | -0.027961 | 646.9508 | 0.010794 | 835.3044 | -0.036661 | 826.1453 | 0 | 835.3044 | -0.049296 | 835.5023 | 0 | 830.02 | -0.048418 | 835.5023 | 0 | 835.5023 | 0 | 835.5023 | 0 | 830.02 | -0.0085115 | 835.5023 | 0 | 649.4103 | 6.0978e-06 | 835.5023 | 0 | 835.5023 | 0 | 835.3044 | -0.0096104 | 962.9136 | 0.026798 | 835.3044 | 0.69265 | 962.6227 | 0 | 962.9136 | 4.3825 | 835.3044 | -0.00081009 | 835.5023 | 0.0053717
|  | 647.0724 | 0 | 835.5433 | 0.0020035 | 647.0724 | 0 | 835.5433 | 0.087158 | 826.382 | 0 | 835.5433 | 0.020352 | 835.7411 | 0.024946 | 830.26 | 0.0081163 | 835.7411 | 0.01447 | 835.7411 | 0.0030436 | 835.7411 | 0.0019473 | 830.26 | -0.0018654 | 835.7411 | 0.0041215 | 649.5305 | 2.4391e-06 | 835.7411 | 0.016779 | 835.7411 | 0.0078986 | 835.5433 | 0.028187 | 963.082 | 0.032909 | 835.5433 | 0.66148 | 962.7919 | 0 | 963.082 | 4.3258 | 835.5433 | 0.0067842 | 835.7411 | 0.0087029
|  | 647.1941 | 0.0075059 | 835.7821 | 0.0057785 | 647.1941 | 0.03099 | 835.7821 | -0.081347 | 826.6185 | 0 | 835.7821 | -0.038084 | 835.98 | 0 | 830.5 | -0.02267 | 835.98 | 0 | 835.98 | 0 | 835.98 | 0 | 830.5 | -0.0078116 | 835.98 | 0 | 649.6507 | 3.6587e-06 | 835.98 | 0 | 835.98 | 0 | 835.7821 | -0.0089318 | 963.2503 | 0.025453 | 835.7821 | 0.63161 | 962.9611 | 0.00013913 | 963.2503 | 4.2819 | 835.7821 | 0.004361 | 835.98 | 0.0051636
|  | 647.3158 | 0 | 836.021 | 0.02071 | 647.3158 | 0 | 836.021 | 0.036187 | 826.8551 | 0 | 836.021 | 0.02614 | 836.2189 | 0.021643 | 830.74 | -0.014274 | 836.2189 | 0.014195 | 836.2189 | 0.0036464 | 836.2189 | 0.0031011 | 830.74 | -0.00011659 | 836.2189 | 0.0027458 | 649.7709 | 5.6913e-06 | 836.2189 | 0.013812 | 836.2189 | 0.011371 | 836.0209 | 0.027262 | 963.4187 | 0.029882 | 836.021 | 0.63007 | 963.1304 | 0 | 963.4187 | 4.2392 | 836.0209 | 0.012559 | 836.2189 | 0.0090137
|  | 647.4375 | 0.0068403 | 836.2598 | -0.015543 | 647.4375 | 0.016645 | 836.2598 | -0.064921 | 827.0917 | 0 | 836.2598 | -0.042282 | 836.4577 | 0 | 830.97 | 0.011475 | 836.4578 | 0 | 836.4577 | 0 | 836.4578 | 0 | 830.97 | -0.0032645 | 836.4577 | 0 | 649.8911 | 1.0366e-05 | 836.4577 | 0 | 836.4578 | 0 | 836.2598 | -0.015599 | 963.587 | 0.04031 | 836.2598 | 0.58229 | 963.2997 | 0.00013913 | 963.587 | 4.2076 | 836.2598 | 0.00028995 | 836.4578 | 0.0054803
|  | 647.5592 | 0 | 836.4987 | -0.024886 | 647.5592 | 0 | 836.4987 | 0.0092103 | 827.3284 | 0 | 836.4987 | 0.026722 | 836.6966 | 0.026339 | 831.21 | 0.00083963 | 836.6966 | 0.0063354 | 836.6966 | 0.0037972 | 836.6967 | 0.00064744 | 831.21 | 0.0033811 | 836.6966 | 0.0015984 | 650.0113 | 1.1383e-05 | 836.6966 | 0.02333 | 836.6967 | 0.0109 | 836.4987 | 0.0078593 | 963.7554 | 0.027976 | 836.4987 | 0.57307 | 963.4689 | 9.2755e-05 | 963.7554 | 4.1698 | 836.4987 | 0.008841 | 836.6967 | 0.0084777
|  | 647.6809 | 0 | 836.7375 | -0.025704 | 647.6809 | 0.0077438 | 836.7375 | -0.07844 | 827.565 | 0 | 836.7375 | -0.041317 | 836.9355 | 0 | 831.45 | -0.012595 | 836.9355 | 0 | 836.9355 | 0 | 836.9355 | 0 | 831.45 | -0.0015157 | 836.9355 | 0 | 650.1316 | 1.0773e-05 | 836.9355 | 0 | 836.9356 | 0 | 836.7376 | -0.034425 | 963.9238 | 0.025453 | 836.7375 | 0.54254 | 963.6382 | 0.0004174 | 963.9238 | 4.1317 | 836.7376 | 0.0012144 | 836.9355 | 0.0049119
|  | 647.8026 | 0 | 836.9764 | 0.02411 | 647.8026 | 0 | 836.9764 | 0.03027 | 827.8016 | 0 | 836.9764 | 0.036433 | 837.1745 | 0.014694 | 831.69 | 0.018752 | 837.1744 | 0.0044689 | 837.1745 | 0.0042294 | 837.1744 | 0.003489 | 831.69 | -0.0053632 | 837.1745 | 0.0063348 | 650.2518 | 6.0978e-06 | 837.1745 | 0.022176 | 837.1744 | 0.010013 | 836.9764 | 0.019765 | 964.0921 | 0.036554 | 836.9764 | 0.54646 | 963.8074 | 0 | 964.0921 | 4.084 | 836.9764 | 0.014212 | 837.1744 | 0.0093369
|  | 647.9243 | 0.0050655 | 837.2153 | -0.014698 | 647.9243 | 0.021382 | 837.2153 | -0.086267 | 828.0383 | 0 | 837.2153 | -0.035047 | 837.4134 | 0 | 831.93 | 0.0019591 | 837.4134 | 0 | 837.4134 | 0 | 837.4134 | 0 | 831.93 | -0.010085 | 837.4134 | 0 | 650.372 | 1.1789e-05 | 837.4134 | 0 | 837.4134 | 0 | 837.2153 | -0.01535 | 964.2605 | 0.02977 | 837.2153 | 0.51139 | 963.9767 | 0.00013913 | 964.2605 | 4.0426 | 837.2153 | -0.0011838 | 837.4134 | 0.0059781
|  | 648.0461 | 0 | 837.4542 | 0.0011426 | 648.0461 | 0 | 837.4542 | 0.034159 | 828.2749 | 0 | 837.4542 | 0.028455 | 837.6523 | 0.0074385 | 832.17 | -0.028827 | 837.6523 | 0.0056137 | 837.6523 | 0.0021395 | 837.6523 | 0.0012934 | 832.17 | 0.0096767 | 837.6523 | 0.0046465 | 650.4922 | 1.0976e-05 | 837.6523 | 0.014945 | 837.6523 | 0.0056824 | 837.4542 | 0.0096904 | 964.4289 | 0.034087 | 837.4542 | 0.49757 | 964.1459 | 0 | 964.4289 | 3.9974 | 837.4542 | 0.015121 | 837.6523 | 0.0079892
|  | 648.1678 | 0.025312 | 837.6931 | -0.044408 | 648.1678 | 0.0093865 | 837.6931 | -0.079939 | 828.5116 | 0 | 837.6931 | -0.041732 | 837.8912 | 0 | 832.41 | -0.019871 | 837.8912 | 0 | 837.8912 | 0 | 837.8912 | 0 | 832.41 | -0.0032645 | 837.8912 | 0 | 650.6125 | 2.3172e-05 | 837.8912 | 0 | 837.8912 | 0 | 837.6931 | -0.015698 | 964.5973 | 0.030443 | 837.6931 | 0.48367 | 964.3152 | 0.0004174 | 964.5973 | 3.9553 | 837.6931 | -0.0011615 | 837.8912 | 0.0044788
|  | 648.2895 | 0 | 837.932 | 0.0096944 | 648.2895 | 0 | 837.932 | 0.016434 | 828.7482 | 0 | 837.932 | 0.02824 | 838.1302 | 0.030634 | 832.64 | 0.012035 | 838.1302 | 0.015022 | 838.1302 | 0.0027872 | 838.1302 | 0.002137 | 832.64 | -0.0032645 | 838.1302 | 0.0049839 | 650.7327 | 2.3172e-05 | 838.1302 | 0.013304 | 838.1302 | 0.0091523 | 837.932 | 0.01698 | 964.7656 | 0.038908 | 837.932 | 0.47594 | 964.4845 | 0 | 964.7656 | 3.9058 | 837.932 | 0.0081728 | 838.1302 | 0.0089936
|  | 648.4113 | 0.011277 | 838.1709 | -0.0016096 | 648.4113 | 0.017863 | 838.1709 | -0.053201 | 828.9849 | 0 | 838.1709 | -0.037026 | 838.3691 | 0 | 832.88 | -0.0019591 | 838.3691 | 0 | 838.3691 | 0 | 838.3691 | 0 | 832.88 | -0.0036143 | 838.3691 | 0 | 650.8529 | 2.8863e-05 | 838.3691 | 0 | 838.3691 | 0 | 838.1709 | -0.029111 | 964.934 | 0.024444 | 838.1709 | 0.43648 | 964.6537 | 0.00013913 | 964.934 | 3.8638 | 838.1709 | -0.0039604 | 838.3691 | 0.004894
|  | 648.5331 | 0 | 838.4099 | 0.017131 | 648.5331 | 0 | 838.4099 | 0.040375 | 829.2216 | 0 | 838.4099 | 0.022099 | 838.6081 | 0.027115 | 833.12 | 0.0025189 | 838.6081 | 0.017365 | 838.6081 | 0.002456 | 838.6081 | 0.0024819 | 833.12 | 0.0046053 | 838.6081 | 0.0044845 | 650.9731 | 2.2155e-05 | 838.6081 | 0.020629 | 838.6081 | 0.0073535 | 838.4099 | 0.013312 | 965.1024 | 0.023939 | 838.4099 | 0.44557 | 964.823 | 9.2755e-05 | 965.1024 | 3.8211 | 838.4099 | 0.0092542 | 838.6081 | 0.0088746
|  | 648.6549 | 0 | 838.6488 | -0.04087 | 648.6549 | 0.0089172 | 838.6488 | -0.075888 | 829.4583 | 0 | 838.6488 | -0.043065 | 838.847 | 0 | 833.36 | 0.0081163 | 838.847 | 0 | 838.847 | 0 | 838.847 | 0 | 833.36 | -0.0011659 | 838.847 | 0 | 651.0934 | 2.7034e-05 | 838.847 | 0 | 838.847 | 0 | 838.6488 | -0.020489 | 965.2707 | 0.032517 | 838.6488 | 0.42143 | 964.9923 | 0.00013913 | 965.2707 | 3.7884 | 838.6488 | 0.00011372 | 838.847 | 0.0039333
|  | 648.7766 | 0 | 838.8877 | 0.021754 | 648.7766 | 0 | 838.8877 | -0.024158 | 829.695 | 0 | 838.8877 | 0.024799 | 839.086 | 0.018796 | 833.6 | -0.00027989 | 839.086 | 0.0080266 | 839.086 | 0.0010243 | 839.086 | 0.0032429 | 833.6 | 0.0011076 | 839.086 | 0.010087 | 651.2136 | 2.4188e-05 | 839.086 | 0.021317 | 839.086 | 0.013831 | 838.8877 | 0.0335 | 965.4391 | 0.051354 | 838.8877 | 0.40021 | 965.1616 | 9.2755e-05 | 965.4391 | 3.752 | 838.8877 | 0.010163 | 839.086 | 0.0089012
|  | 648.8984 | 0.019756 | 839.1267 | -0.033763 | 648.8984 | 0.022329 | 839.1267 | -0.098099 | 829.9317 | 0 | 839.1267 | -0.049757 | 839.325 | 0 | 833.84 | -0.0041982 | 839.325 | 0 | 839.325 | 0 | 839.325 | 0 | 833.84 | -0.0071117 | 839.325 | 0 | 651.3338 | 2.6017e-05 | 839.325 | 0 | 839.325 | 0 | 839.1267 | -0.0070928 | 965.6075 | 0.019342 | 839.1267 | 0.4147 | 965.3308 | 0.00013913 | 965.6075 | 3.7163 | 839.1267 | -0.0027997 | 839.325 | 0.0047103
|  | 649.0202 | 0 | 839.3656 | 0.0024182 | 649.0202 | 0 | 839.3656 | 0.03 | 830.1684 | 0 | 839.3656 | 0.021089 | 839.564 | 0.013279 | 834.08 | 0.0069968 | 839.564 | 0.0063517 | 839.564 | 0.0049985 | 839.564 | 0.0020782 | 834.08 | 0.012476 | 839.564 | 0.0054306 | 651.4541 | 2.2359e-05 | 839.564 | 0.015851 | 839.564 | 0.0093485 | 839.3656 | 0.0088699 | 965.7759 | 0.033975 | 839.3656 | 0.40013 | 965.5001 | 0 | 965.7759 | 3.6721 | 839.3656 | 0.01165 | 839.564 | 0.0083642
|  | 649.1421 | 0.0095026 | 839.6046 | -0.033238 | 649.1421 | 0.0089172 | 839.6046 | -0.0901 | 830.4052 | 0 | 839.6046 | -0.044419 | 839.803 | 0 | 834.32 | -0.0058775 | 839.803 | 0 | 839.803 | 0 | 839.803 | 0 | 834.32 | -0.0095602 | 839.803 | 0 | 651.5743 | 3.1099e-05 | 839.803 | 0 | 839.803 | 0 | 839.6046 | -0.021579 | 965.9443 | 0.032517 | 839.6046 | 0.38016 | 965.6694 | 0.00013913 | 965.9443 | 3.6247 | 839.6046 | -0.026854 | 839.803 | 0.0042918
|  | 649.2639 | 0 | 839.8436 | -0.0056912 | 649.2639 | 0 | 839.8436 | 0.013123 | 830.6419 | 0 | 839.8436 | 0.014158 | 840.042 | 0.00049776 | 834.55 | -0.027708 | 840.042 | 0.007389 | 840.042 | 0.0014644 | 840.042 | 0.001829 | 834.55 | -0.0013408 | 840.042 | 0.0014135 | 651.6946 | 3.3131e-05 | 840.042 | 0.011656 | 840.042 | 0.010034 | 839.8436 | 0.016834 | 966.1126 | 0.029265 | 839.8436 | 0.37338 | 965.8387 | 0 | 966.1126 | 3.5643 | 839.8436 | 0.030737 | 840.042 | 0.0083202
|  | 649.3857 | 0 | 840.0825 | -0.029195 | 649.3857 | 0.018134 | 840.0825 | -0.054587 | 830.8786 | 0 | 840.0825 | -0.049528 | 840.281 | 0 | 834.79 | -0.018192 | 840.281 | 0 | 840.281 | 0 | 840.281 | 0 | 834.79 | 0.00058296 | 840.281 | 0 | 651.8148 | 4.4514e-05 | 840.281 | 0 | 840.281 | 0 | 840.0825 | -0.024721 | 966.281 | 0.023042 | 840.0825 | 0.3252 | 966.008 | 0.00013913 | 966.281 | 3.502 | 840.0825 | -0.00045999 | 840.281 | 0.0048312
|  | 649.5076 | 0 | 840.3215 | 0.0083384 | 649.5076 | 0 | 840.3215 | -0.030054 | 831.1154 | 0 | 840.3215 | 0.023986 | 840.52 | 0.01689 | 835.03 | -0.0013994 | 840.52 | 0.0099093 | 840.52 | 0.0023923 | 840.52 | 0.00064445 | 835.03 | 0.0018072 | 840.52 | 0.003598 | 651.9351 | 4.6343e-05 | 840.52 | 0.020339 | 840.52 | 0.0071308 | 840.3215 | 0.013248 | 966.4494 | 0.032349 | 840.3215 | 0.35355 | 966.1773 | 9.2755e-05 | 966.4494 | 3.435 | 840.3215 | 0.011155 | 840.52 | 0.0085084
|  | 649.6294 | 0.011277 | 840.5605 | -0.053621 | 649.6294 | 0.018811 | 840.5605 | -0.092703 | 831.3521 | 0 | 840.5605 | -0.052562 | 840.7591 | 0 | 835.27 | -0.0081163 | 840.7591 | 0 | 840.7591 | 0 | 840.7591 | 0 | 835.27 | -0.0034394 | 840.7591 | 0 | 652.0553 | 4.8782e-05 | 840.7591 | 0 | 840.7591 | 0 | 840.5605 | -0.022377 | 966.6178 | 0.028873 | 840.5605 | 0.32356 | 966.3466 | 0.0004174 | 966.6178 | 3.3813 | 840.5605 | -0.0041511 | 840.7591 | 0.0035012
|  | 649.7513 | 0 | 840.7995 | 0.01377 | 649.7513 | 0 | 840.7995 | 0.0076461 | 831.5889 | 0 | 840.7995 | 0.023595 | 840.9981 | 0.022605 | 835.51 | 0.037783 | 840.9981 | 0.0051724 | 840.9981 | 0.0039148 | 840.9981 | 0.00049188 | 835.51 | 0.0058296 | 840.9981 | 0.0057681 | 652.1756 | 3.8213e-05 | 840.9981 | 0.020877 | 840.9981 | 0.007696 | 840.7995 | 0.0058594 | 966.7862 | 0.034311 | 840.7995 | 0.31202 | 966.5159 | 0 | 966.7862 | 3.3286 | 840.7995 | 0.010328 | 840.9981 | 0.0083759
|  | 649.8731 | 0.011277 | 841.0385 | -0.018561 | 649.8731 | 0.017187 | 841.0385 | -0.065633 | 831.8257 | 0 | 841.0385 | -0.039122 | 841.2372 | 0 | 835.75 | -0.016513 | 841.2372 | 0 | 841.2372 | 0 | 841.2372 | 0 | 835.75 | -0.0072872 | 841.2372 | 0 | 652.2958 | 4.2685e-05 | 841.2372 | 0 | 841.2372 | 0 | 841.0385 | -0.027493 | 966.9546 | 0.024163 | 841.0385 | 0.30457 | 966.6852 | 0 | 966.9546 | 3.2845 | 841.0385 | -0.0063032 | 841.2372 | 0.0053179
|  | 649.995 | 0 | 841.2775 | -0.0043866 | 649.995 | 0 | 841.2775 | 0.043768 | 832.0624 | 0 | 841.2775 | 0.021083 | 841.4762 | 0.012094 | 835.99 | -0.011475 | 841.4762 | 0.011005 | 841.4762 | 0.00098931 | 841.4762 | 0.001707 | 835.99 | -0.013758 | 841.4762 | 0.0049866 | 652.4161 | 4.3904e-05 | 841.4762 | 0.012164 | 841.4762 | 0.0088934 | 841.2775 | 0.016475 | 967.1229 | 0.028368 | 841.2775 | 0.30297 | 966.8545 | 0 | 967.1229 | 3.2341 | 841.2775 | 0.014542 | 841.4762 | 0.0075991
|  | 650.1169 | 0 | 841.5166 | -0.023773 | 650.1169 | 0.013804 | 841.5166 | -0.072028 | 832.2993 | 0 | 841.5166 | -0.040465 | 841.7153 | 0 | 836.23 | -0.0047579 | 841.7153 | 0 | 841.7153 | 0 | 841.7153 | 0 | 836.23 | -0.0043139 | 841.7153 | 0 | 652.5363 | 5.9149e-05 | 841.7153 | 0 | 841.7153 | 0 | 841.5166 | -0.017362 | 967.2913 | 0.027135 | 841.5166 | 0.28803 | 967.0238 | 0.0004174 | 967.2913 | 3.1874 | 841.5166 | -0.0042287 | 841.7153 | 0.0045238
|  | 650.2388 | 0 | 841.7556 | 0.023358 | 650.2388 | 0 | 841.7556 | -0.020442 | 832.536 | 0 | 841.7556 | 0.015886 | 841.9544 | 0.0039244 | 836.46 | 0.013154 | 841.9543 | 0.008502 | 841.9544 | 0.0042474 | 841.9543 | 0.0030951 | 836.46 | 0.007229 | 841.9544 | 0.0043702 | 652.6566 | 6.7279e-05 | 841.9544 | 0.01314 | 841.9543 | 0.0072307 | 841.7556 | 0.023566 | 967.4597 | 0.024332 | 841.7556 | 0.29495 | 967.1931 | 0.00037102 | 967.4597 | 3.1349 | 841.7556 | 0.0071909 | 841.9543 | 0.0081098
|  | 650.3607 | 0.018768 | 841.9946 | -0.0066555 | 650.3607 | 0.012672 | 841.9946 | -0.055316 | 832.7728 | 0 | 841.9946 | -0.042569 | 842.1934 | 0 | 836.7 | -0.024908 | 842.1934 | 0 | 842.1934 | 0 | 842.1934 | 0 | 836.7 | 0.00093272 | 842.1934 | 0 | 652.7768 | 7.7645e-05 | 842.1934 | 0 | 842.1934 | 0 | 841.9946 | -0.023335 | 967.6281 | 0.035096 | 841.9946 | 0.2806 | 967.3624 | 0.0004174 | 967.6281 | 3.0864 | 841.9946 | -0.0019497 | 842.1934 | 0.0042524
|  | 650.4826 | 0 | 842.2337 | 0.013482 | 650.4826 | 0 | 842.2337 | 0.057587 | 833.0096 | 0 | 842.2337 | 0.032571 | 842.4325 | 0.021466 | 836.94 | -0.015393 | 842.4325 | 0.015711 | 842.4325 | 0.0057064 | 842.4325 | 0.003126 | 836.94 | -0.010085 | 842.4325 | 0.0067492 | 652.8971 | 6.5247e-05 | 842.4325 | 0.019069 | 842.4325 | 0.0068099 | 842.2337 | 0.03119 | 967.7965 | 0.030835 | 842.2337 | 0.26881 | 967.5317 | 9.2755e-05 | 967.7965 | 3.0317 | 842.2337 | 0.0085931 | 842.4325 | 0.0087592
|  | 650.6045 | 0.0006286 | 842.4727 | -0.022204 | 650.6045 | 0.005632 | 842.4727 | -0.064351 | 833.2465 | 0 | 842.4727 | -0.04411 | 842.6716 | 0 | 837.18 | -0.02379 | 842.6716 | 0 | 842.6716 | 0 | 842.6716 | 0 | 837.18 | -0.002565 | 842.6716 | 0 | 653.0173 | 6.423e-05 | 842.6716 | 0 | 842.6716 | 0 | 842.4727 | -0.015187 | 967.9649 | 0.032517 | 842.4727 | 0.27084 | 967.701 | 0 | 967.9649 | 2.9811 | 842.4727 | -0.0044432 | 842.6716 | 0.0040469
|  | 650.7264 | 0 | 842.7118 | -0.013074 | 650.7264 | 0 | 842.7118 | 0.054539 | 833.4833 | 0 | 842.7118 | 0.021883 | 842.9107 | 0.02401 | 837.42 | -0.013154 | 842.9107 | 0.011154 | 842.9107 | 0.0031044 | 842.9107 | 0.0024814 | 837.42 | 0.0014574 | 842.9107 | 0.0056838 | 653.1376 | 5.2441e-05 | 842.9107 | 0.019334 | 842.9107 | 0.0071975 | 842.7118 | 0.012709 | 968.1333 | 0.026518 | 842.7118 | 0.26266 | 967.8703 | 0 | 968.1333 | 2.9269 | 842.7118 | 0.011072 | 842.9107 | 0.0083549
|  | 650.8484 | 0.00085042 | 842.9508 | -0.016168 | 650.8484 | 0.005632 | 842.9508 | -0.080387 | 833.7202 | 0 | 842.9508 | -0.032972 | 843.1498 | 0 | 837.66 | -0.033864 | 843.1498 | 0 | 843.1498 | 0 | 843.1498 | 0 | 837.66 | 0.0011076 | 843.1498 | 0 | 653.2579 | 6.8092e-05 | 843.1498 | 0 | 843.1498 | 0 | 842.9508 | -0.021897 | 968.3017 | 0.02108 | 842.9508 | 0.24378 | 968.0396 | 0.0004174 | 968.3017 | 2.8782 | 842.9508 | -0.0024442 | 843.1498 | 0.0039785
|  | 650.9703 | 0 | 843.1899 | -0.022244 | 650.9703 | 0 | 843.1899 | -0.024051 | 833.957 | 0 | 843.1899 | 0.013278 | 843.389 | 0.0071294 | 837.9 | -0.027148 | 843.389 | 0 | 843.389 | 0.0026969 | 843.389 | 0.00012711 | 837.9 | -0.0046636 | 843.389 | 0.0025006 | 653.3781 | 6.5653e-05 | 843.389 | 0.011117 | 843.389 | 0.0050296 | 843.1899 | 0.017943 | 968.4701 | 0.045804 | 843.1899 | 0.2421 | 968.209 | 9.2755e-05 | 968.4701 | 2.8275 | 843.1899 | 0.0099152 | 843.389 | 0.0085435
|  | 651.0923 | 0.0055093 | 843.429 | -0.021982 | 651.0923 | 0.011733 | 843.429 | -0.082567 | 834.1938 | 0 | 843.429 | -0.044495 | 843.6281 | 0 | 838.14 | -0.014274 | 843.6281 | 0 | 843.6281 | 0 | 843.6281 | 0 | 838.14 | 0.0096767 | 843.6281 | 0 | 653.4984 | 8.293e-05 | 843.6281 | 0 | 843.6281 | 0 | 843.429 | -0.026569 | 968.6385 | 0.031452 | 843.429 | 0.23781 | 968.3783 | 0.00013913 | 968.6385 | 2.7821 | 843.429 | 0.0019008 | 843.6281 | 0.0046158
|  | 651.2143 | 0 | 843.6681 | 0.014263 | 651.2143 | 0 | 843.6681 | -0.0058539 | 834.4307 | 0 | 843.6681 | 0.024049 | 843.8672 | 0.019253 | 838.38 | 0.02267 | 843.8672 | 0.0097703 | 843.8672 | 0.0027587 | 843.8672 | 0.0030075 | 838.38 | -0.0032645 | 843.8672 | 0.0047154 | 653.6187 | 6.9515e-05 | 843.8672 | 0.012598 | 843.8673 | 0.0089992 | 843.6681 | 0.022274 | 968.8069 | 0.040198 | 843.6681 | 0.22858 | 968.5476 | 0 | 968.8069 | 2.7368 | 843.6681 | 0.016195 | 843.8672 | 0.0083142
|  | 651.3362 | 0.012594 | 843.9072 | 0.017558 | 651.3362 | 0.0042239 | 843.9072 | -0.051054 | 834.6676 | 0 | 843.9072 | -0.04215 | 844.1064 | 0 | 838.61 | 0.014833 | 844.1064 | 0 | 844.1064 | 0 | 844.1064 | 0 | 838.61 | -0.0034394 | 844.1064 | 0 | 653.7389 | 9.228e-05 | 844.1064 | 0 | 844.1064 | 0 | 843.9072 | 0.0039993 | 968.9752 | 0.031227 | 843.9072 | 0.21355 | 968.7169 | 0.00013913 | 968.9752 | 2.6949 | 843.9072 | 0.0017492 | 844.1064 | 0.0044651
|  | 651.4582 | 0 | 844.1463 | -0.023704 | 651.4582 | 0 | 844.1463 | 0.01601 | 834.9045 | 0 | 844.1463 | 0.020672 | 844.3455 | 0.0050644 | 838.85 | -0.0081163 | 844.3455 | 0.004768 | 844.3455 | 0.0021258 | 844.3455 | 0 | 838.85 | -0.0018654 | 844.3455 | 0.00029365 | 653.8592 | 9.4516e-05 | 844.3455 | 0.016398 | 844.3455 | 0.0023046 | 844.1463 | 0.017837 | 969.1436 | 0.037338 | 844.1463 | 0.21162 | 968.8863 | 0 | 969.1436 | 2.6493 | 844.1463 | 0.014294 | 844.3455 | 0.0077241
|  | 651.5802 | 0.0044001 | 844.3854 | 0.0055755 | 651.5802 | 0.0075091 | 844.3854 | -0.063206 | 835.1414 | 0 | 844.3854 | -0.040796 | 844.5847 | 0 | 839.09 | -0.027708 | 844.5847 | 0 | 844.5847 | 0 | 844.5847 | 0 | 839.09 | -0.0032645 | 844.5847 | 0 | 653.9795 | 0.00011159 | 844.5847 | 0 | 844.5847 | 0 | 844.3854 | -0.0087071 | 969.312 | 0.032741 | 844.3854 | 0.20947 | 969.0556 | 0.0004174 | 969.312 | 2.6026 | 844.3854 | -0.002892 | 844.5847 | 0.0041105
|  | 651.7022 | 0 | 844.6245 | 0.014904 | 651.7022 | 0 | 844.6245 | 0.0047586 | 835.3782 | 0 | 844.6245 | 0.023795 | 844.8239 | 0.019224 | 839.33 | -0.0097957 | 844.8239 | 0.012109 | 844.8239 | 0.0041702 | 844.8239 | 0.0017342 | 839.33 | -0.00099105 | 844.8239 | 0.003189 | 654.0998 | 9.2687e-05 | 844.8239 | 0.013827 | 844.8238 | 0.0052784 | 844.6245 | 0.019562 | 969.4805 | 0.035993 | 844.6245 | 0.2137 | 969.2249 | 0.00037102 | 969.4805 | 2.5526 | 844.6245 | 0.014129 | 844.8239 | 0.0075891
|  | 651.8242 | 0.01039 | 844.8636 | -0.0041743 | 651.8242 | 0.012906 | 844.8636 | -0.097986 | 835.6151 | 0 | 844.8636 | -0.040248 | 845.063 | 0 | 839.57 | -0.006437 | 845.063 | 0 | 845.063 | 0 | 845.063 | 0 | 839.57 | 0.0032063 | 845.063 | 0 | 654.22 | 0.00010122 | 845.063 | 0 | 845.063 | 0 | 844.8636 | -0.021026 | 969.6489 | 0.01211 | 844.8636 | 0.1962 | 969.3943 | 0.00013913 | 969.6489 | 2.5106 | 844.8636 | -0.0016387 | 845.063 | 0.0041812
|  | 651.9462 | 0 | 845.1027 | 0.0020301 | 651.9462 | 0 | 845.1027 | 0.0093222 | 835.8521 | 0 | 845.1027 | 0.023039 | 845.3022 | 0.030345 | 839.81 | 0.02155 | 845.3022 | 0.015573 | 845.3022 | 0.0026264 | 845.3022 | 0.002122 | 839.81 | -0.00046636 | 845.3022 | 0.006743 | 654.3403 | 9.3703e-05 | 845.3022 | 0.012231 | 845.3022 | 0.011992 | 845.1027 | 0.0067966 | 969.8172 | 0.034479 | 845.1027 | 0.18976 | 969.5636 | 9.2755e-05 | 969.8172 | 2.469 | 845.1027 | 0.01446 | 845.3022 | 0.007803
|  | 652.0683 | 0.0037345 | 845.3419 | 0.0044583 | 652.0683 | 0.0082132 | 845.3419 | -0.024479 | 836.089 | 0 | 845.3419 | -0.039548 | 845.5414 | 0 | 840.05 | 0.0069968 | 845.5414 | 0 | 845.5414 | 0 | 845.5414 | 0 | 840.05 | 0.0061793 | 845.5414 | 0 | 654.4606 | 0.0001061 | 845.5414 | 0 | 845.5414 | 0 | 845.3419 | -0.0061839 | 969.9856 | 0.026126 | 845.3419 | 0.19156 | 969.7329 | 0.00013913 | 969.9856 | 2.4311 | 845.3419 | 0.00043291 | 845.5414 | 0.0034003
|  | 652.1903 | 0 | 845.581 | 0.007851 | 652.1903 | 0 | 845.581 | -0.010543 | 836.3259 | 0 | 845.581 | 0.015456 | 845.7806 | 0.0081675 | 840.29 | 0.012035 | 845.7806 | 0.01516 | 845.7806 | 0.0042427 | 845.7806 | 0.002511 | 840.29 | -0.002565 | 845.7806 | 0.0075778 | 654.5809 | 8.9028e-05 | 845.7806 | 0.0097724 | 845.7806 | 0.014081 | 845.581 | 0.030266 | 970.1541 | 0.033694 | 845.581 | 0.18864 | 969.9023 | 9.2755e-05 | 970.1541 | 2.3859 | 845.581 | 0.013964 | 845.7806 | 0.0078197
|  | 652.3124 | 0.0055093 | 845.8202 | -0.02769 | 652.3124 | 0.010794 | 845.8202 | -0.054491 | 836.5628 | 0 | 845.8202 | -0.035106 | 846.0198 | 0 | 840.52 | -0.041141 | 846.0198 | 0 | 846.0198 | 0 | 846.0198 | 0 | 840.52 | -0.015507 | 846.0198 | 0 | 654.7012 | 8.8621e-05 | 846.0198 | 0 | 846.0198 | 0 | 845.8202 | -0.015685 | 970.3225 | 0.02977 | 845.8202 | 0.17452 | 970.0716 | 0.00013913 | 970.3225 | 2.3408 | 845.8202 | -0.0058923 | 846.0198 | 0.0033197
|  | 652.4344 | 0 | 846.0593 | -0.019545 | 652.4344 | 0 | 846.0593 | 0.0039634 | 836.7998 | 0 | 846.0593 | 0.0241 | 846.2591 | 0.026497 | 840.76 | -0.027708 | 846.2591 | 0.016538 | 846.2591 | 0.0035295 | 846.259 | 0.0026933 | 840.76 | -0.0034394 | 846.2591 | 0.0048455 | 654.8215 | 7.5206e-05 | 846.2591 | 0.017759 | 846.259 | 0.006098 | 846.0593 | 0.010336 | 970.4909 | 0.032124 | 846.0593 | 0.16888 | 970.241 | 9.2755e-05 | 970.4909 | 2.2923 | 846.0593 | 0.013303 | 846.259 | 0.0091203
|  | 652.5565 | 0.011721 | 846.2985 | 0.033122 | 652.5565 | 0.014751 | 846.2985 | -0.047046 | 837.0367 | 0 | 846.2985 | -0.038769 | 846.4983 | 0 | 841 | -0.017632 | 846.4983 | 0 | 846.4983 | 0 | 846.4983 | 0 | 841 | 0.0044305 | 846.4983 | 0 | 654.9417 | 9.4516e-05 | 846.4983 | 0 | 846.4983 | 0 | 846.2985 | -0.0093649 | 970.6593 | 0.030667 | 846.2985 | 0.16549 | 970.4103 | 0.0004174 | 970.6593 | 2.2501 | 846.2985 | -0.029911 | 846.4983 | 0.0029224
|  | 652.6786 | 0 | 846.5377 | 0.026007 | 652.6786 | 0 | 846.5377 | 0.025914 | 837.2737 | 0 | 846.5377 | 0.024196 | 846.7375 | 0.0083166 | 841.24 | 0.0047579 | 846.7375 | 0.009471 | 846.7375 | 0.0091209 | 846.7375 | 0.0035806 | 841.24 | 0.0093272 | 846.7375 | 0.0045589 | 655.062 | 9.6955e-05 | 846.7375 | 0.019886 | 846.7375 | 0.0082463 | 846.5377 | 0.019069 | 970.8277 | 0.028705 | 846.5377 | 0.15499 | 970.5797 | 9.2755e-05 | 970.8277 | 2.2064 | 846.5377 | 0.033298 | 846.7375 | 0.0076748
|  | 652.8007 | 0.0061749 | 846.7769 | -0.044352 | 652.8007 | 0.023277 | 846.7769 | -0.096462 | 837.5107 | 0 | 846.7769 | -0.044341 | 846.9768 | 0 | 841.48 | -0.014274 | 846.9768 | 0 | 846.9768 | 0 | 846.9767 | 0 | 841.48 | -0.012183 | 846.9768 | 0 | 655.1823 | 0.00011322 | 846.9768 | 0 | 846.9768 | 0 | 846.7768 | -0.029573 | 970.9961 | 0.043169 | 846.7769 | 0.15239 | 970.7491 | 0.0004174 | 970.9961 | 2.1681 | 846.7768 | 0.0013754 | 846.9767 | 0.0036007
|  | 652.9227 | 0 | 847.016 | 0.018638 | 652.9227 | 0 | 847.016 | 0.036441 | 837.7476 | 0 | 847.016 | 0.025474 | 847.216 | 0.039302 | 841.72 | 0.020991 | 847.216 | 0.0052354 | 847.216 | 0.0053714 | 847.216 | 0.0040943 | 841.72 | 0.0023318 | 847.216 | 0.0085155 | 655.3026 | 9.8784e-05 | 847.216 | 0.0091236 | 847.216 | 0.0082275 | 847.016 | 0.018802 | 971.1645 | 0.044627 | 847.016 | 0.14902 | 970.9184 | 0 | 971.1645 | 2.1256 | 847.016 | 0.0074423 | 847.216 | 0.0083181
|  | 653.0448 | 0.013952 | 847.2552 | -0.056841 | 653.0448 | 0.017322 | 847.2552 | -0.064232 | 837.9846 | 0 | 847.2552 | -0.053605 | 847.4553 | 0 | 841.96 | -0.02155 | 847.4553 | 0 | 847.4553 | 0 | 847.4553 | 0 | 841.96 | 0.0023318 | 847.4553 | 0 | 655.4229 | 0.00011261 | 847.4553 | 0 | 847.4553 | 0 | 847.2552 | -0.012462 | 971.3329 | 0.01895 | 847.2552 | 0.13408 | 971.0878 | 0.0004174 | 971.3329 | 2.0903 | 847.2552 | -0.0028426 | 847.4553 | 0.0034144
|  | 653.167 | 0 | 847.4944 | -0.014035 | 653.167 | 0 | 847.4944 | 0.0023524 | 838.2216 | 0 | 847.4944 | 0.024062 | 847.6945 | 0.015198 | 842.2 | 0.018192 | 847.6945 | 0.010035 | 847.6945 | 0.0012685 | 847.6945 | 0.0017628 | 842.2 | -0.0030897 | 847.6945 | 0.0036137 | 655.5432 | 9.4719e-05 | 847.6945 | 0.017575 | 847.6945 | 0.010056 | 847.4944 | 0.014362 | 971.5013 | 0.040422 | 847.4944 | 0.14924 | 971.2571 | 0 | 971.5013 | 2.0553 | 847.4944 | 0.01132 | 847.6945 | 0.0080917
|  | 653.2891 | 0.014199 | 847.7336 | -0.015498 | 653.2891 | 0.018811 | 847.7336 | -0.065631 | 838.4586 | 0 | 847.7336 | -0.046405 | 847.9338 | 0 | 842.44 | -0.030506 | 847.9338 | 0 | 847.9338 | 0 | 847.9338 | 0 | 842.44 | -0.0090358 | 847.9338 | 0 | 655.6635 | 0.00010874 | 847.9338 | 0 | 847.9338 | 0 | 847.7337 | -0.030497 | 971.6698 | 0.032237 | 847.7336 | 0.14105 | 971.4265 | 0.00069566 | 971.6698 | 2.0254 | 847.7337 | -0.0073449 | 847.9338 | 0.0037954
|  | 653.4112 | 0 | 847.9729 | 0.0037419 | 653.4112 | 0 | 847.9729 | 0.029243 | 838.6956 | 0 | 847.9729 | 0.021032 | 848.1731 | 0.025941 | 842.68 | 0.019871 | 848.1731 | 0.014608 | 848.1731 | 0.0057219 | 848.1731 | 0.00075611 | 842.68 | -0.00011659 | 848.1731 | 0.005205 | 655.7838 | 8.6589e-05 | 848.1731 | 0.020641 | 848.1731 | 0.009744 | 847.9729 | 0.01104 | 971.8382 | 0.030443 | 847.9729 | 0.13268 | 971.5959 | 9.2755e-05 | 971.8382 | 1.9926 | 847.9729 | 0.0080758 | 848.1731 | 0.0081147
|  | 653.5333 | 0.01039 | 848.2121 | -0.010492 | 653.5333 | 0.017863 | 848.2121 | -0.085121 | 838.9326 | 0 | 848.2121 | -0.038481 | 848.4124 | 0 | 842.91 | 0.0019591 | 848.4124 | 0 | 848.4124 | 0 | 848.4124 | 0 | 842.91 | -0.00029147 | 848.4124 | 0 | 655.9041 | 0.00010265 | 848.4124 | 0 | 848.4124 | 0 | 848.2121 | -0.011808 | 972.0066 | 0.024276 | 848.2121 | 0.14353 | 971.7652 | 0.00013913 | 972.0066 | 1.9621 | 848.2121 | -0.0041345 | 848.4124 | 0.0031456
|  | 653.6555 | 0 | 848.4513 | -0.0035808 | 653.6555 | 0 | 848.4513 | 0.030729 | 839.1697 | 0 | 848.4513 | 0.023372 | 848.6517 | 0.015661 | 843.15 | 0.026587 | 848.6517 | 0.008598 | 848.6517 | 0.0028074 | 848.6517 | 0.0021576 | 843.15 | -0.0037892 | 848.6517 | 0.0045049 | 656.0244 | 8.9434e-05 | 848.6517 | 0.022729 | 848.6517 | 0.0073977 | 848.4513 | 0.025414 | 972.175 | 0.039132 | 848.4513 | 0.13684 | 971.9346 | 0 | 972.175 | 1.9268 | 848.4513 | 0.01132 | 848.6517 | 0.0077237
|  | 653.7776 | 0.0075059 | 848.6906 | 0.013386 | 653.7776 | 0.014751 | 848.6906 | -0.059689 | 839.4067 | 0 | 848.6906 | -0.038011 | 848.891 | 0 | 843.39 | -0.0086761 | 848.891 | 0 | 848.891 | 0 | 848.891 | 0 | 843.39 | -0.016906 | 848.891 | 0 | 656.1447 | 9.8378e-05 | 848.891 | 0 | 848.891 | 0 | 848.6906 | 0.0043968 | 972.3434 | 0.024724 | 848.6906 | 0.13803 | 972.104 | 0.00013913 | 972.3434 | 1.8959 | 848.6906 | 0.00065501 | 848.891 | 0.0034923
|  | 653.8998 | 0 | 848.9298 | -0.016186 | 653.8998 | 0 | 848.9298 | 0.072424 | 839.6437 | 0 | 848.9298 | 0.021643 | 849.1303 | 0.017206 | 843.63 | 0.0019591 | 849.1303 | 0.0082965 | 849.1303 | 0.0038511 | 849.1303 | 0.0012066 | 843.63 | 5.8296e-05 | 849.1303 | 0.0020705 | 656.265 | 0.0001061 | 849.1303 | 0.0054386 | 849.1303 | 0.0041736 | 848.9298 | 0.022712 | 972.5118 | 0.034703 | 848.9298 | 0.10944 | 972.2734 | 9.2755e-05 | 972.5118 | 1.8623 | 848.9298 | 0.0085105 | 849.1303 | 0.0073814
|  | 654.022 | 0.014323 | 849.1691 | -0.034891 | 654.022 | 0.016645 | 849.1691 | -0.071803 | 839.8808 | 0 | 849.1691 | -0.039421 | 849.3696 | 0 | 843.87 | 0.017632 | 849.3696 | 0 | 849.3696 | 0 | 849.3696 | 0 | 843.87 | 0.0089776 | 849.3696 | 0 | 656.3854 | 0.00011017 | 849.3696 | 0 | 849.3696 | 0 | 849.1691 | -0.007394 | 972.6803 | 0.028368 | 849.1691 | 0.10049 | 972.4427 | 0.0004174 | 972.6803 | 1.834 | 849.1691 | -0.0012293 | 849.3696 | 0.0031647
|  | 654.1442 | 0 | 849.4083 | -0.00032853 | 654.1442 | 0 | 849.4083 | -0.032088 | 840.1179 | 0 | 849.4083 | 0.031532 | 849.609 | 0.025859 | 844.11 | -0.010915 | 849.609 | 0.0043003 | 849.609 | 0.0042297 | 849.6089 | 0.0025793 | 844.11 | 0.0025067 | 849.609 | 0.0064231 | 656.5057 | 0.0001311 | 849.609 | 0.013878 | 849.609 | 0.012485 | 849.4083 | 0.013184 | 972.8487 | 0.030947 | 849.4083 | 0.1255 | 972.6121 | 0 | 972.8487 | 1.8003 | 849.4083 | 0.012559 | 849.6089 | 0.0080251
|  | 654.2664 | 0.0063967 | 849.6476 | -0.0095433 | 654.2664 | 0.011968 | 849.6476 | -0.092281 | 840.3549 | 0 | 849.6476 | -0.045883 | 849.8483 | 0 | 844.35 | -0.0047579 | 849.8483 | 0 | 849.8483 | 0 | 849.8483 | 0 | 844.35 | -0.0099105 | 849.8483 | 0 | 656.626 | 0.00011687 | 849.8483 | 0 | 849.8483 | 0 | 849.6476 | -0.010581 | 973.0171 | 0.026294 | 849.6476 | 0.12427 | 972.7815 | 0.0004174 | 973.0171 | 1.7699 | 849.6476 | -0.0016825 | 849.8483 | 0.0036486
|  | 654.3886 | 0 | 849.8869 | -0.01083 | 654.3886 | 0 | 849.8869 | 0.049196 | 840.592 | 0 | 849.8869 | 0.019395 | 850.0877 | 0.026907 | 844.59 | 0.0092359 | 850.0877 | 0.0039527 | 850.0877 | 0.0023145 | 850.0876 | 0.0015713 | 844.59 | 0.0030313 | 850.0877 | 0.0058437 | 656.7463 | 0.00012216 | 850.0877 | 0.012196 | 850.0877 | 0.010587 | 849.8869 | 0.015717 | 973.1855 | 0.034423 | 849.8869 | 0.11197 | 972.9509 | 0 | 973.1855 | 1.7379 | 849.8869 | 0.0053292 | 850.0876 | 0.0075137
|  | 654.5108 | 0.0012942 | 850.1261 | -0.0077103 | 654.5108 | 0.015292 | 850.1261 | -0.079764 | 840.829 | 0 | 850.1261 | -0.046236 | 850.327 | 0 | 844.83 | -0.018752 | 850.327 | 0 | 850.327 | 0 | 850.327 | 0 | 844.83 | -0.005538 | 850.327 | 0 | 656.8666 | 0.00011505 | 850.327 | 0 | 850.327 | 0 | 850.1261 | -0.032807 | 973.3539 | 0.026014 | 850.1261 | 0.093218 | 973.1203 | 0.0004174 | 973.3539 | 1.7111 | 850.1261 | 0.0044488 | 850.327 | 0.0032311
|  | 654.633 | 0 | 850.3654 | -0.00040074 | 654.633 | 0 | 850.3654 | 0.049416 | 841.0662 | 0 | 850.3654 | 0.027126 | 850.5664 | 0.017209 | 845.07 | 0.011475 | 850.5664 | 0.018329 | 850.5664 | 0.0038282 | 850.5664 | 0.0017576 | 845.07 | 0.0026815 | 850.5664 | 0.0053778 | 656.9869 | 0.00011118 | 850.5664 | 0.016849 | 850.5664 | 0.0075867 | 850.3654 | 0.013279 | 973.5224 | 0.025509 | 850.3654 | 0.091099 | 973.2897 | 9.2755e-05 | 973.5224 | 1.6817 | 850.3654 | 0.0094194 | 850.5664 | 0.0071734
|  | 654.7552 | 0.0055093 | 850.6047 | -0.0011549 | 654.7552 | 0.016645 | 850.6047 | -0.091253 | 841.3032 | 0 | 850.6047 | -0.040863 | 850.8057 | 0 | 845.3 | -0.031627 | 850.8057 | 0 | 850.8057 | 0 | 850.8057 | 0 | 845.3 | 0.0033811 | 850.8057 | 0 | 657.1073 | 0.00012013 | 850.8057 | 0 | 850.8057 | 0 | 850.6047 | -0.014265 | 973.6908 | 0.023491 | 850.6047 | 0.10075 | 973.4591 | 0.0004174 | 973.6908 | 1.655 | 850.6047 | -0.0035345 | 850.8057 | 0.0032397
|  | 654.8775 | 0 | 850.844 | 0.0040427 | 654.8775 | 0 | 850.844 | 0.032013 | 841.5403 | 0 | 850.844 | 0.019623 | 851.0451 | 0.015467 | 845.54 | -0.006437 | 851.0451 | 0.0084306 | 851.0451 | 0.0046096 | 851.0451 | 0.00081702 | 845.54 | 0.0037309 | 851.0451 | 0.0067372 | 657.2276 | 0.00011444 | 851.0451 | 0.025033 | 851.0451 | 0.0060399 | 850.844 | 0.01826 | 973.8592 | 0.034703 | 850.844 | 0.091754 | 973.6285 | 0 | 973.8592 | 1.6247 | 850.844 | 0.010659 | 851.0451 | 0.0070295
|  | 654.9997 | 0.013459 | 851.0833 | -0.012202 | 654.9997 | 0.020164 | 851.0833 | -0.071177 | 841.7775 | 0 | 851.0833 | -0.046979 | 851.2845 | 0 | 845.78 | 0.037222 | 851.2845 | 0 | 851.2845 | 0 | 851.2845 | 0 | 845.78 | 0.0032063 | 851.2845 | 0 | 657.3479 | 0.00012155 | 851.2845 | 0 | 851.2845 | 0 | 851.0833 | -0.020283 | 974.0276 | 0.029994 | 851.0833 | 0.082636 | 973.7979 | 0.0004174 | 974.0276 | 1.5967 | 851.0833 | -0.0021258 | 851.2845 | 0.0020575
|  | 655.122 | 0 | 851.3227 | -0.027577 | 655.122 | 0 | 851.3227 | -0.012348 | 842.0146 | 0 | 851.3227 | 0.02171 | 851.5239 | 0.0044259 | 846.02 | -0.015393 | 851.5239 | 0.0084874 | 851.5239 | 0.0015578 | 851.5239 | 0.0009818 | 846.02 | -0.0016906 | 851.5239 | 0.00078786 | 657.4682 | 9.9394e-05 | 851.5239 | 0.016854 | 851.5239 | 0.0028935 | 851.3226 | 0.0050702 | 974.1961 | 0.035264 | 851.3227 | 0.079789 | 973.9673 | 9.2755e-05 | 974.1961 | 1.5647 | 851.3226 | 0.014377 | 851.5239 | 0.0076177
|  | 655.2442 | 0.017286 | 851.562 | -0.021706 | 655.2442 | 0.016916 | 851.562 | -0.089428 | 842.2517 | 0 | 851.562 | -0.05149 | 851.7633 | 0 | 846.26 | -0.0075566 | 851.7633 | 0 | 851.7633 | 0 | 851.7633 | 0 | 846.26 | -0.011135 | 851.7633 | 0 | 657.5886 | 0.00011017 | 851.7633 | 0 | 851.7633 | 0 | 851.562 | -0.018727 | 974.3645 | 0.029377 | 851.562 | 0.096757 | 974.1367 | 0 | 974.3645 | 1.5342 | 851.562 | 0.0052891 | 851.7633 | 0.0036374
|  | 655.3665 | 0 | 851.8013 | 3.6473e-05 | 655.3665 | 0 | 851.8013 | 0.068284 | 842.4888 | 0 | 851.8013 | 0.027513 | 852.0027 | 0.011985 | 846.5 | -0.010915 | 852.0027 | 0.0087896 | 852.0027 | 0.0045345 | 852.0027 | 0.0013356 | 846.5 | 0.00023318 | 852.0027 | 0.0055143 | 657.7089 | 0.00011748 | 852.0027 | 0.011342 | 852.0027 | 0.0115 | 851.8013 | 0.012886 | 974.5329 | 0.042664 | 851.8013 | 0.10739 | 974.3061 | 0 | 974.5329 | 1.4993 | 851.8013 | 0.012972 | 852.0027 | 0.0084486
|  | 655.4888 | 0.011277 | 852.0406 | -0.026577 | 655.4888 | 0.0018773 | 852.0406 | -0.083128 | 842.726 | 0 | 852.0406 | -0.038815 | 852.2422 | 0 | 846.74 | -0.046181 | 852.2422 | 0 | 852.2422 | 0 | 852.2421 | 0 | 846.74 | -0.0048385 | 852.2422 | 0 | 657.8292 | 0.00016749 | 852.2422 | 0 | 852.2421 | 0 | 852.0407 | -0.026107 | 974.7014 | 0.034703 | 852.0406 | 0.083574 | 974.4755 | 0.0004174 | 974.7014 | 1.4671 | 852.0407 | -0.0037753 | 852.2421 | 0.0027288
|  | 655.6111 | 0 | 852.28 | -0.012647 | 655.6111 | 0 | 852.28 | 0.015692 | 842.9631 | 0 | 852.28 | 0.019511 | 852.4816 | 0.032088 | 846.98 | 0.026587 | 852.4816 | 0.011952 | 852.4816 | 0 | 852.4816 | 0.00049865 | 846.98 | 0.0042556 | 852.4816 | 0.00092406 | 657.9496 | 0.00015102 | 852.4816 | 0.012632 | 852.4816 | 0.0083776 | 852.28 | 0.0056493 | 974.8698 | 0.034703 | 852.28 | 0.095739 | 974.6449 | 9.2755e-05 | 974.8698 | 1.4365 | 852.28 | 0.0087584 | 852.4816 | 0.0079039
|  | 655.7334 | 0.014199 | 852.5193 | -0.03201 | 655.7334 | 0.011733 | 852.5193 | -0.091337 | 843.2003 | 0 | 852.5193 | -0.048624 | 852.721 | 0 | 847.22 | -0.0075566 | 852.721 | 0 | 852.721 | 0 | 852.721 | 0 | 847.22 | 0.0028565 | 852.721 | 0 | 658.0699 | 0.00013496 | 852.721 | 0 | 852.721 | 0 | 852.5194 | -0.030266 | 975.0382 | 0.03689 | 852.5193 | 0.062654 | 974.8143 | 0.0004174 | 975.0382 | 1.4114 | 852.5194 | -0.0077642 | 852.721 | 0.0030396
|  | 655.8557 | 0 | 852.7587 | 0.0041657 | 655.8557 | 0 | 852.7587 | 0.037677 | 843.4374 | 0 | 852.7587 | 0.02377 | 852.9605 | 0.013961 | 847.46 | -0.015953 | 852.9605 | 0.0077474 | 852.9605 | 0.0036328 | 852.9604 | 0.0016882 | 847.46 | -0.0036143 | 852.9605 | 0.0047041 | 658.1902 | 0.00011322 | 852.9605 | 0.013649 | 852.9605 | 0.01098 | 852.7587 | 0.014482 | 975.2066 | 0.036161 | 852.7587 | 0.077041 | 974.9837 | 9.2755e-05 | 975.2066 | 1.3874 | 852.7587 | 0.016443 | 852.9604 | 0.0068596
|  | 655.978 | 0.0048437 | 852.9981 | 0.0046577 | 655.978 | 0.016645 | 852.9981 | -0.084032 | 843.6746 | 0 | 852.9981 | -0.05047 | 853.1999 | 0 | 847.7 | -0.012595 | 853.1999 | 0 | 853.1999 | 0 | 853.1999 | 0 | 847.7 | 0.0021569 | 853.1999 | 0 | 658.3106 | 0.00014188 | 853.1999 | 0 | 853.1999 | 0 | 852.9981 | -0.013005 | 975.3751 | 0.027415 | 852.9981 | 0.095206 | 975.1531 | 0.0004174 | 975.3751 | 1.3651 | 852.9981 | -0.029828 | 853.1999 | 0.0031559
|  | 656.1004 | 0 | 853.2374 | 0.039518 | 656.1004 | 0 | 853.2374 | 0.022527 | 843.9118 | 0 | 853.2374 | 0.039453 | 853.4394 | 0.033754 | 847.93 | -0.015393 | 853.4394 | 0.013919 | 853.4394 | 0.0090416 | 853.4394 | 0.0026999 | 847.93 | 0.0053049 | 853.4394 | 0.0078459 | 658.4309 | 0.00015651 | 853.4394 | 0.01354 | 853.4394 | 0.010659 | 853.2374 | 0.020797 | 975.5435 | 0.042945 | 853.2374 | 0.089721 | 975.3225 | 0.00037102 | 975.5435 | 1.3407 | 853.2374 | 0.03239 | 853.4394 | 0.0082675
|  | 656.2227 | 0.0070623 | 853.4768 | -0.036437 | 656.2227 | 0.0030506 | 853.4768 | -0.081731 | 844.149 | 0 | 853.4768 | -0.054219 | 853.6788 | 0 | 848.17 | -0.0058775 | 853.6788 | 0 | 853.6788 | 0 | 853.6788 | 0 | 848.17 | -0.0027399 | 853.6788 | 0 | 658.5512 | 0.0001618 | 853.6788 | 0 | 853.6788 | 0 | 853.4768 | -0.029573 | 975.712 | 0.024163 | 853.4768 | 0.073934 | 975.492 | 0 | 975.712 | 1.3179 | 853.4768 | -0.0083453 | 853.6788 | 0.0025299
|  | 656.3451 | 0 | 853.7162 | -0.0092607 | 656.3451 | 0.00047047 | 853.7162 | 0.043939 | 844.3862 | 0 | 853.7162 | 0.02898 | 853.9183 | 0.0058152 | 848.41 | -0.020991 | 853.9183 | 0.0011046 | 853.9183 | 0.003183 | 853.9183 | 0.0026767 | 848.41 | 0.00058296 | 853.9183 | 0.002624 | 658.6716 | 0.00016078 | 853.9183 | 0.017828 | 853.9183 | 0.0083714 | 853.7162 | 0.029342 | 975.8804 | 0.035656 | 853.7162 | 0.074289 | 975.6614 | 9.2755e-05 | 975.8804 | 1.2942 | 853.7162 | 0.0075549 | 853.9183 | 0.0073657
|  | 656.4674 | 0.012841 | 853.9556 | -0.040375 | 656.4674 | 0.016375 | 853.9556 | -0.093192 | 844.6234 | 0 | 853.9556 | -0.049928 | 854.1578 | 0 | 848.65 | -0.031067 | 854.1578 | 0 | 854.1578 | 0 | 854.1578 | 0 | 848.65 | -0.0060627 | 854.1578 | 0 | 658.7919 | 0.00014675 | 854.1578 | 0 | 854.1578 | 0 | 853.9556 | -0.018501 | 976.0488 | 0.029265 | 853.9556 | 0.057601 | 975.8308 | 0.00013913 | 976.0488 | 1.2711 | 853.9556 | -0.001952 | 854.1578 | 0.0032403
|  | 656.5898 | 0 | 854.195 | -0.0011092 | 656.5898 | 0 | 854.195 | -0.0077276 | 844.8607 | 0 | 854.195 | 0.028777 | 854.3973 | 0.0010331 | 848.89 | 0.024908 | 854.3973 | 0.020259 | 854.3973 | 0.0040581 | 854.3973 | 0.0030857 | 848.89 | 0.00058296 | 854.3973 | 0.005582 | 658.9123 | 0.00013151 | 854.3973 | 0.012358 | 854.3973 | 0.011086 | 854.195 | 0.033731 | 976.2173 | 0.027808 | 854.195 | 0.067167 | 976.0002 | 0 | 976.2173 | 1.2445 | 854.195 | 0.0099152 | 854.3973 | 0.0082463
|  | 656.7122 | 0.0019596 | 854.4344 | -0.027128 | 656.7122 | 0.010794 | 854.4344 | -0.073539 | 845.0978 | 0 | 854.4344 | -0.045719 | 854.6368 | 0 | 849.13 | -0.006437 | 854.6368 | 0 | 854.6368 | 0 | 854.6368 | 0 | 849.13 | -0.0050134 | 854.6368 | 0 | 659.0326 | 0.00013049 | 854.6368 | 0 | 854.6368 | 0 | 854.4344 | -0.019961 | 976.3857 | 0.027135 | 854.4344 | 0.059184 | 976.1697 | 0 | 976.3857 | 1.2173 | 854.4344 | -0.0013978 | 854.6368 | 0.0036988
|  | 656.8346 | 0 | 854.6738 | 0.0036604 | 656.8346 | 0 | 854.6738 | 0.014699 | 845.3351 | 0 | 854.6738 | 0.022707 | 854.8763 | 0.013991 | 849.37 | 0.019871 | 854.8763 | 0.013369 | 854.8763 | 0.0062841 | 854.8763 | 0.0027876 | 849.37 | 0.0040807 | 854.8763 | 0.0053863 | 659.153 | 0.00013761 | 854.8763 | 0.011586 | 854.8763 | 0.0086225 | 854.6738 | 0.0229 | 976.5542 | 0.03134 | 854.6738 | 0.071545 | 976.3391 | 0.00037102 | 976.5542 | 1.1888 | 854.6738 | 0.0078013 | 854.8763 | 0.0068669
|  | 656.9569 | 0.016792 | 854.9133 | 0.0012135 | 656.9569 | 0.012202 | 854.9133 | -0.11212 | 845.5723 | 0 | 854.9133 | -0.060177 | 855.1158 | 0 | 849.61 | -0.013714 | 855.1158 | 0 | 855.1158 | 0 | 855.1158 | 0 | 849.61 | 0.013699 | 855.1158 | 0 | 659.2733 | 0.00015509 | 855.1158 | 0 | 855.1158 | 0 | 854.9133 | -0.0092578 | 976.7226 | 0.023771 | 854.9133 | 0.062829 | 976.5085 | 0.00013913 | 976.7226 | 1.1652 | 854.9133 | -0.0060404 | 855.1158 | 0.0035612
|  | 657.0793 | 0 | 855.1527 | 0.012313 | 657.0793 | 0 | 855.1527 | 0.048748 | 845.8096 | 0 | 855.1527 | 0.023344 | 855.3553 | 0.013993 | 849.85 | -0.029387 | 855.3554 | 0.013165 | 855.3553 | 0.0061947 | 855.3553 | 0.0027657 | 849.85 | -0.005713 | 855.3553 | 0.0067362 | 659.3937 | 0.00014147 | 855.3553 | 0.020593 | 855.3554 | 0.0097023 | 855.1527 | 0.0051801 | 976.891 | 0.037843 | 855.1527 | 0.070752 | 976.678 | 0 | 976.891 | 1.1403 | 855.1527 | 0.0062203 | 855.3553 | 0.0064714
|  | 657.2018 | 0.015681 | 855.3921 | -0.032438 | 657.2018 | 0.0037546 | 855.3921 | -0.082138 | 846.0468 | 0 | 855.3921 | -0.048575 | 855.5949 | 0 | 850.09 | -0.039462 | 855.5949 | 0 | 855.5949 | 0 | 855.5948 | 0 | 850.09 | -0.010435 | 855.5949 | 0 | 659.514 | 0.00015651 | 855.5949 | 0 | 855.5948 | 0 | 855.3921 | -0.023059 | 977.0595 | 0.030555 | 855.3921 | 0.056599 | 976.8474 | 0 | 977.0595 | 1.1185 | 855.3921 | -0.00077015 | 855.5948 | 0.0032349
|  | 657.3242 | 0 | 855.6316 | 0.018329 | 657.3242 | 0 | 855.6316 | 0.034199 | 846.2841 | 0 | 855.6316 | 0.037379 | 855.8344 | 0.031678 | 850.33 | 0.043941 | 855.8344 | 0.023566 | 855.8344 | 0.0061319 | 855.8344 | 0.0025329 | 850.33 | -0.0043139 | 855.8344 | 0.0037023 | 659.6344 | 0.00015143 | 855.8344 | 0.020303 | 855.8344 | 0.010759 | 855.6316 | 0.020586 | 977.2279 | 0.029658 | 855.6316 | 0.068686 | 977.0168 | 0 | 977.2279 | 1.0937 | 855.6316 | 0.0040919 | 855.8344 | 0.0073494
|  | 657.4466 | 0.0072841 | 855.871 | -0.0018889 | 657.4466 | 0.014751 | 855.871 | -0.039098 | 846.5214 | 0 | 855.871 | -0.051904 | 856.074 | 0 | 850.57 | 0.020431 | 856.074 | 0 | 856.074 | 0 | 856.074 | 0 | 850.57 | -0.00046636 | 856.074 | 0 | 659.7548 | 0.00016993 | 856.074 | 0 | 856.074 | 0 | 855.871 | -0.023335 | 977.3964 | 0.029602 | 855.871 | 0.058998 | 977.1863 | 0.0004174 | 977.3964 | 1.0728 | 855.871 | -0.0011024 | 856.074 | 0.0025904
|  | 657.5691 | 0 | 856.1105 | 0.0034507 | 657.5691 | 0 | 856.1105 | -0.0036403 | 846.7587 | 0 | 856.1105 | 0.02363 | 856.3135 | 0.036647 | 850.8 | 0.010915 | 856.3135 | 0.013919 | 856.3135 | 0.0066266 | 856.3135 | 0.0023152 | 850.8 | 0.012825 | 856.3135 | 0.0069733 | 659.8751 | 0.00016078 | 856.3135 | 0.010321 | 856.3135 | 0.0031198 | 856.1105 | 0.036504 | 977.5648 | 0.035881 | 856.1105 | 0.055856 | 977.3557 | 0 | 977.5648 | 1.0513 | 856.1105 | 0.012311 | 856.3135 | 0.006536
|  | 657.6915 | 0.0099464 | 856.35 | -0.0097423 | 657.6915 | 0.020435 | 856.35 | -0.10904 | 846.996 | 0 | 856.35 | -0.037673 | 856.5531 | 0 | 851.04 | -0.0019591 | 856.5531 | 0 | 856.5531 | 0 | 856.5531 | 0 | 851.04 | -0.0037892 | 856.5531 | 0 | 659.9955 | 0.00014777 | 856.5531 | 0 | 856.5531 | 0 | 856.35 | -0.01493 | 977.7333 | 0.027808 | 856.35 | 0.050153 | 977.5252 | 0.00013913 | 977.7333 | 1.0316 | 856.35 | 0.0014532 | 856.5531 | 0.0033188
|  | 657.814 | 0 | 856.5894 | -0.037571 | 657.814 | 0 | 856.5894 | 0.036066 | 847.2333 | 0 | 856.5894 | 0.026694 | 856.7927 | 0.013459 | 851.28 | 0.0097957 | 856.7927 | 0.013175 | 856.7927 | 0.005266 | 856.7927 | 0.00064211 | 851.28 | -0.005538 | 856.7927 | 0.0027188 | 660.1159 | 0.00012013 | 856.7927 | 0.014827 | 856.7927 | 0.010659 | 856.5894 | 0.013672 | 977.9017 | 0.032629 | 856.5894 | 0.035061 | 977.6946 | 0.00037102 | 977.9017 | 1.0125 | 856.5894 | 0.0093368 | 856.7927 | 0.0074708
|  | 657.9364 | 0.0081715 | 856.8289 | -0.041577 | 657.9364 | 0.015969 | 856.8289 | -0.06636 | 847.4706 | 0 | 856.8289 | -0.055563 | 857.0322 | 0 | 851.52 | -0.033864 | 857.0322 | 0 | 857.0322 | 0 | 857.0322 | 0 | 851.52 | 0.0014574 | 857.0322 | 0 | 660.2362 | 0.00012501 | 857.0322 | 0 | 857.0322 | 0 | 856.8289 | -0.022568 | 978.0702 | 0.034423 | 856.8289 | 0.040154 | 977.8641 | 0.00013913 | 978.0702 | 0.99697 | 856.8289 | -0.0019461 | 857.0322 | 0.0015065
|  | 658.0589 | 0 | 857.0684 | -0.023299 | 658.0589 | 0 | 857.0684 | 0.026735 | 847.7079 | 0 | 857.0684 | 0.030216 | 857.2718 | 0.015545 | 851.76 | -0.010915 | 857.2718 | 0.014333 | 857.2718 | 0.0048245 | 857.2719 | 0.002395 | 851.76 | 0.0063542 | 857.2718 | 0.0049856 | 660.3566 | 0.00013476 | 857.2718 | 0.022463 | 857.2718 | 0.0089876 | 857.0684 | 0.011908 | 978.2386 | 0.038123 | 857.0684 | 0.037151 | 978.0335 | 9.2755e-05 | 978.2386 | 0.98251 | 857.0684 | 0.0086758 | 857.2719 | 0.0065006
|  | 658.1814 | 0.0063967 | 857.3079 | -0.024795 | 658.1814 | 0.023006 | 857.3079 | -0.047996 | 847.9452 | 0 | 857.3079 | -0.050414 | 857.5114 | 0 | 852 | -0.035543 | 857.5114 | 0 | 857.5114 | 0 | 857.5114 | 0 | 852 | 0.0021569 | 857.5114 | 0 | 660.477 | 0.00014208 | 857.5114 | 0 | 857.5114 | 0 | 857.3079 | -0.01311 | 978.4071 | 0.019622 | 857.3079 | 0.041011 | 978.203 | 0.0004174 | 978.4071 | 0.97041 | 857.3079 | -0.0032035 | 857.5114 | 0.0026269
|  | 658.3039 | 0 | 857.5474 | 0.013068 | 658.3039 | 0 | 857.5474 | 0.02974 | 848.1825 | 0 | 857.5474 | 0.023672 | 857.751 | 0.020807 | 852.24 | 0.0041982 | 857.751 | 0.017916 | 857.751 | 0.0046929 | 857.751 | 0.0023063 | 852.24 | 0.0023318 | 857.751 | 0.0037833 | 660.5973 | 0.00014005 | 857.751 | 0.017852 | 857.751 | 0.0084707 | 857.5474 | 0.026107 | 978.5755 | 0.032797 | 857.5474 | 0.058505 | 978.3725 | 0 | 978.5755 | 0.95437 | 857.5474 | 0.005331 | 857.751 | 0.0070313
|  | 658.4264 | 0.012165 | 857.7869 | 0.00033134 | 658.4264 | 0.0046932 | 857.7869 | -0.09639 | 848.4199 | 0 | 857.7869 | -0.050563 | 857.9906 | 0 | 852.48 | -0.014274 | 857.9906 | 0 | 857.9906 | 0 | 857.9907 | 0 | 852.48 | -0.0065873 | 857.9906 | 0 | 660.7177 | 0.0001244 | 857.9906 | 0 | 857.9907 | 0 | 857.7869 | -0.024721 | 978.744 | 0.027527 | 857.7869 | 0.045457 | 978.5419 | 0.00013913 | 978.744 | 0.93898 | 857.7869 | -0.0030996 | 857.9907 | 0.0031799
|  | 658.5489 | 0 | 858.0264 | 0.025594 | 658.5489 | 0 | 858.0264 | 0.0634 | 848.6572 | 0 | 858.0264 | 0.034849 | 858.2303 | 0.038989 | 852.72 | -0.035543 | 858.2303 | 0.01447 | 858.2303 | 0.0060719 | 858.2303 | 0.0042806 | 852.72 | -0.0032645 | 858.2303 | 0.0064394 | 660.8381 | 0.00014289 | 858.2303 | 0.020243 | 858.2303 | 0.0090015 | 858.0264 | 0.036273 | 978.9124 | 0.029377 | 858.0264 | 0.063621 | 978.7114 | 0 | 978.9124 | 0.9203 | 858.0264 | 0.013551 | 858.2303 | 0.0079198
|  | 658.6715 | 0.0037345 | 858.2659 | -0.021188 | 658.6715 | 0.016375 | 858.2659 | -0.1382 | 848.8945 | 0 | 858.2659 | -0.057833 | 858.4699 | 0 | 852.96 | 0.0025189 | 858.4699 | 0 | 858.4699 | 0 | 858.4699 | 0 | 852.96 | 0.007229 | 858.4699 | 0 | 660.9584 | 0.00013618 | 858.4699 | 0 | 858.4699 | 0 | 858.2659 | 0.0050016 | 979.0809 | 0.025341 | 858.2659 | 0.035507 | 978.8809 | 0.00013913 | 979.0809 | 0.90367 | 858.2659 | -0.0069192 | 858.4699 | 0.003341
|  | 658.794 | 0 | 858.5055 | 0.0014506 | 658.794 | 0 | 858.5055 | 0.038292 | 849.1319 | 0 | 858.5055 | 0.029041 | 858.7095 | 0.022439 | 853.2 | -0.0025189 | 858.7095 | 0.015297 | 858.7095 | 0.0047933 | 858.7095 | 0.0012716 | 853.2 | 0.0058296 | 858.7095 | 0.0049293 | 661.0788 | 0.00013436 | 858.7095 | 0.020537 | 858.7095 | 0.010348 | 858.5055 | 0.013106 | 979.2493 | 0.032629 | 858.5055 | 0.054141 | 979.0503 | 0 | 979.2493 | 0.8847 | 858.5055 | 0.0037814 | 858.7095 | 0.0073615
|  | 658.9165 | 0 | 858.745 | -0.014994 | 658.9165 | 0.020164 | 858.745 | -0.088863 | 849.3693 | 0 | 858.745 | -0.057402 | 858.9492 | 0 | 853.44 | -0.013714 | 858.9492 | 0 | 858.9492 | 0 | 858.9492 | 0 | 853.44 | -0.0036143 | 858.9492 | 0 | 661.1992 | 0.00013354 | 858.9492 | 0 | 858.9492 | 0 | 858.745 | -0.02194 | 979.4178 | 0.0282 | 858.745 | 0.036731 | 979.2198 | 0.0004174 | 979.4178 | 0.86666 | 858.745 | 0.00011406 | 858.9492 | 0.0028111
|  | 659.0391 | 0 | 858.9846 | 7.5751e-05 | 659.0391 | 0 | 858.9846 | -0.021561 | 849.6066 | 0 | 858.9846 | 0.027617 | 859.1888 | 0.029225 | 853.68 | 0.017072 | 859.1888 | 0.018329 | 859.1888 | 0.0055163 | 859.1888 | 0.0039094 | 853.68 | 0.0070537 | 859.1888 | 0.0076439 | 661.3196 | 0.00013578 | 859.1888 | 0.016436 | 859.1888 | 0.0099944 | 858.9846 | 0.014331 | 979.5862 | 0.043561 | 858.9846 | 0.044494 | 979.3893 | 0 | 979.5862 | 0.84657 | 858.9846 | 0.0083453 | 859.1888 | 0.0067553
|  | 659.1617 | 0 | 859.2241 | -0.043088 | 659.1617 | 0.012437 | 859.2241 | -0.091698 | 849.8441 | 0 | 859.2241 | -0.052171 | 859.4285 | 0 | 853.91 | -0.0047579 | 859.4285 | 0 | 859.4285 | 0 | 859.4285 | 0 | 853.91 | -0.013583 | 859.4285 | 0 | 661.44 | 0.00015509 | 859.4285 | 0 | 859.4285 | 0 | 859.2241 | -0.033269 | 979.7547 | 0.030779 | 859.2241 | 0.045616 | 979.5587 | 0 | 979.7547 | 0.83035 | 859.2241 | -0.0039992 | 859.4285 | 0.0024134
|  | 659.2842 | 0 | 859.4637 | -0.012836 | 659.2842 | 0 | 859.4637 | 0.0075991 | 850.0814 | 0 | 859.4637 | 0.030611 | 859.6681 | 0.028717 | 854.15 | -0.029946 | 859.6681 | 0.0094454 | 859.6681 | 0.0043219 | 859.6682 | 0.0013796 | 854.15 | -0.0036143 | 859.6681 | 0.0042479 | 661.5604 | 0.00013639 | 859.6681 | 0.021507 | 859.6681 | 0.0087851 | 859.4637 | 0.034425 | 979.9232 | 0.031956 | 859.4637 | 0.042529 | 979.7282 | 0 | 979.9232 | 0.81185 | 859.4637 | 0.013303 | 859.6682 | 0.0065524
|  | 659.4068 | 0.00018483 | 859.7032 | -0.021659 | 659.4068 | 0.012906 | 859.7032 | -0.12604 | 850.3188 | 0 | 859.7032 | -0.058663 | 859.9078 | 0 | 854.39 | -0.026587 | 859.9078 | 0 | 859.9078 | 0 | 859.9078 | 0 | 854.39 | -0.0032645 | 859.9078 | 0 | 661.6807 | 0.00015062 | 859.9078 | 0 | 859.9078 | 0 | 859.7032 | -0.0093728 | 980.0916 | 0.028761 | 859.7032 | 0.045795 | 979.8977 | 0.00013913 | 980.0916 | 0.79816 | 859.7032 | -0.025449 | 859.9078 | 0.0036776
|  | 659.5294 | 0 | 859.9428 | -0.0039952 | 659.5294 | 0 | 859.9428 | 0.040314 | 850.5562 | 0 | 859.9428 | 0.033265 | 860.1475 | 0.02095 | 854.63 | 0.012035 | 860.1475 | 0.0085949 | 860.1475 | 0.0036453 | 860.1475 | 0.0030655 | 854.63 | 0.0047802 | 860.1475 | 0.00087475 | 661.8011 | 0.0001561 | 860.1475 | 0.019465 | 860.1475 | 0.010271 | 859.9428 | 0.031883 | 980.2601 | 0.025509 | 859.9428 | 0.050355 | 980.0672 | 0 | 980.2601 | 0.78165 | 859.9428 | 0.038669 | 860.1475 | 0.0074179
|  | 659.652 | 0.010834 | 860.1824 | 0.0022372 | 659.652 | 0.024359 | 860.1824 | -0.079558 | 850.7936 | 0 | 860.1824 | -0.0436 | 860.3872 | 0 | 854.87 | -0.0081163 | 860.3872 | 0 | 860.3872 | 0 | 860.3872 | 0 | 854.87 | 0.0056546 | 860.3872 | 0 | 661.9215 | 0.00017175 | 860.3872 | 0 | 860.3872 | 0 | 860.1824 | -0.015483 | 980.4285 | 0.030667 | 860.1824 | 0.038173 | 980.2367 | 0.0004174 | 980.4285 | 0.76808 | 860.1824 | -0.0016499 | 860.3872 | 0.0018695
|  | 659.7746 | 0 | 860.422 | 0.023806 | 659.7746 | 0 | 860.422 | 0.013278 | 851.0311 | 0 | 860.422 | 0.028612 | 860.6269 | 0.030806 | 855.11 | -0.019311 | 860.6269 | 0.0069006 | 860.6269 | 0.0042151 | 860.6269 | 0.0038378 | 855.11 | 0.01195 | 860.6269 | 0.0092109 | 662.0419 | 0.00016606 | 860.6269 | 0.023601 | 860.6269 | 0.0098725 | 860.422 | 0.012249 | 980.597 | 0.034703 | 860.422 | 0.057248 | 980.4062 | 0 | 980.597 | 0.7511 | 860.422 | 0.011072 | 860.6269 | 0.0082307
|  | 659.8972 | 0.0041782 | 860.6616 | -0.0034171 | 659.8972 | 0.016645 | 860.6616 | -0.065253 | 851.2685 | 0 | 860.6616 | -0.05104 | 860.8666 | 0 | 855.35 | -0.033864 | 860.8666 | 0 | 860.8666 | 0 | 860.8666 | 0 | 855.35 | -0.0018654 | 860.8666 | 0 | 662.1623 | 0.00015184 | 860.8666 | 0 | 860.8666 | 0 | 860.6616 | -0.0095898 | 980.7655 | 0.026126 | 860.6616 | 0.023884 | 980.5756 | 0.00013913 | 980.7655 | 0.73783 | 860.6616 | -0.016277 | 860.8666 | 0.0024461
|  | 660.0198 | 0 | 860.9012 | 0.00094185 | 660.0198 | 0 | 860.9012 | -0.0065688 | 851.5059 | 0 | 860.9012 | 0.028761 | 861.1063 | 0.025491 | 855.59 | 0.014274 | 861.1063 | 0.015849 | 861.1063 | 0.00686 | 861.1063 | 0.003991 | 855.59 | 0.0021569 | 861.1063 | 0.0043554 | 662.2827 | 0.00016423 | 861.1063 | 0.019587 | 861.1063 | 0.0037231 | 860.9012 | 0.0075628 | 980.9339 | 0.036441 | 860.9012 | 0.062882 | 980.7451 | 9.2755e-05 | 980.9339 | 0.72273 | 860.9012 | 0.010659 | 861.1063 | 0.0076331
|  | 660.1425 | 0 | 861.1408 | -0.01779 | 660.1425 | 0.021382 | 861.1408 | -0.077868 | 851.7434 | 0 | 861.1408 | -0.04928 | 861.346 | 0 | 855.83 | -0.0086761 | 861.346 | 0 | 861.346 | 0 | 861.3461 | 0 | 855.83 | -0.00099105 | 861.346 | 0 | 662.4031 | 0.00016952 | 861.346 | 0 | 861.3461 | 0 | 861.1408 | -0.01553 | 981.1024 | 0.021809 | 861.1408 | 0.045417 | 980.9146 | 0.00013913 | 981.1024 | 0.70939 | 861.1408 | -0.00814 | 861.3461 | 0.0026515
|  | 660.2651 | 0 | 861.3804 | 0.013056 | 660.2651 | 0 | 861.3804 | 0.032186 | 851.9808 | 0 | 861.3804 | 0.031901 | 861.5858 | 0.028802 | 856.07 | 0.02211 | 861.5858 | 0.0073151 | 861.5858 | 0.0045187 | 861.5858 | 0.0021348 | 856.07 | 0.0082777 | 861.5858 | 0.0052718 | 662.5235 | 0.00019106 | 861.5858 | 0.013298 | 861.5857 | 0.0097813 | 861.3804 | 0.026569 | 981.2709 | 0.035656 | 861.3804 | 0.051558 | 981.0841 | 0.00037102 | 981.2709 | 0.69312 | 861.3804 | 0.015451 | 861.5858 | 0.006686
|  | 660.3878 | 0.0077278 | 861.62 | -0.020006 | 660.3878 | 0.0084479 | 861.62 | -0.080836 | 852.2183 | 0 | 861.62 | -0.045283 | 861.8255 | 0 | 856.31 | 0.0075566 | 861.8255 | 0 | 861.8255 | 0 | 861.8255 | 0 | 856.31 | -0.0015157 | 861.8255 | 0 | 662.6439 | 0.00017745 | 861.8255 | 0 | 861.8255 | 0 | 861.62 | -0.024721 | 981.4393 | 0.021865 | 861.62 | 0.019132 | 981.2536 | 0.0004174 | 981.4393 | 0.67896 | 861.62 | 0.0014836 | 861.8255 | 0.0018901
|  | 660.5104 | 0 | 861.8596 | -0.0059866 | 660.5104 | 0 | 861.8596 | 0.0638 | 852.4558 | 0 | 861.8596 | 0.022294 | 862.0653 | 0.032651 | 856.55 | 0.061292 | 862.0653 | 0.0057438 | 862.0653 | 0.0037573 | 862.0652 | 0.001354 | 856.55 | 0.0098522 | 862.0653 | 0.006079 | 662.7643 | 0.00018232 | 862.0653 | 0.013836 | 862.0652 | 0.0082729 | 861.8596 | 0.011251 | 981.6078 | 0.035096 | 861.8596 | 0.045082 | 981.4231 | 9.2755e-05 | 981.6078 | 0.66492 | 861.8596 | 0.0060001 | 862.0652 | 0.0076283
|  | 660.6331 | 0.023213 | 862.0993 | -0.01019 | 660.6331 | 0.005632 | 862.0993 | -0.11402 | 852.6932 | 0 | 862.0993 | -0.052896 | 862.305 | 0 | 856.79 | -0.012035 | 862.305 | 0 | 862.305 | 0 | 862.305 | 0 | 856.79 | -0.0039641 | 862.305 | 0 | 662.8847 | 0.00016139 | 862.305 | 0 | 862.305 | 0 | 862.0993 | -0.011037 | 981.7763 | 0.027135 | 862.0993 | 0.030573 | 981.5926 | 0.00069566 | 981.7763 | 0.65282 | 862.0993 | -0.0071201 | 862.305 | 0.0029455
|  | 660.7558 | 0 | 862.3389 | 0.0097073 | 660.7558 | 0 | 862.3389 | 0.037146 | 852.9307 | 0 | 862.3389 | 0.035549 | 862.5448 | 0.009259 | 857.03 | 0.026029 | 862.5448 | 0.01322 | 862.5448 | 0.003141 | 862.5448 | 0.0035757 | 857.03 | 0.0042556 | 862.5448 | 0.011152 | 663.0051 | 0.00016952 | 862.5448 | 0.022358 | 862.5448 | 0.0042767 | 862.3389 | 0.02055 | 981.9447 | 0.032909 | 862.3389 | 0.054691 | 981.7621 | 9.2755e-05 | 981.9447 | 0.63895 | 862.3389 | 0.016443 | 862.5448 | 0.0073532
|  | 660.8785 | 0.0059529 | 862.5786 | -0.062707 | 660.8785 | 0.013141 | 862.5786 | -0.08102 | 853.1683 | 0 | 862.5786 | -0.063398 | 862.7845 | 0 | 857.27 | -0.013154 | 862.7845 | 0 | 862.7845 | 0 | 862.7845 | 0 | 857.27 | -0.0071117 | 862.7845 | 0 | 663.1255 | 0.00015427 | 862.7845 | 0 | 862.7845 | 0 | 862.5786 | -0.023013 | 982.1132 | 0.027583 | 862.5786 | 0.0054062 | 981.9316 | 0.00013913 | 982.1132 | 0.62661 | 862.5786 | -0.0050028 | 862.7845 | 0.0014424
|  | 661.0012 | 0 | 862.8182 | 0.020153 | 661.0012 | 0 | 862.8182 | -0.043933 | 853.4058 | 0 | 862.8182 | 0.025122 | 863.0243 | 0.024305 | 857.5 | 0.013154 | 863.0243 | 0.010195 | 863.0243 | 0.0052332 | 863.0243 | 0.0034391 | 857.5 | 0.0093272 | 863.0243 | 0.0080752 | 663.2459 | 0.00016606 | 863.0243 | 0.01154 | 863.0243 | 0.0093096 | 862.8182 | 0.024028 | 982.2817 | 0.032797 | 862.8182 | 0.049328 | 982.1011 | 0 | 982.2817 | 0.61234 | 862.8182 | 0.007016 | 863.0243 | 0.0064709
|  | 661.1239 | 0.014323 | 863.0579 | -0.022332 | 661.1239 | 0.018946 | 863.0579 | -0.073143 | 853.6432 | 0 | 863.0579 | -0.062102 | 863.2641 | 0 | 857.74 | -0.02211 | 863.2641 | 0 | 863.2641 | 0 | 863.2641 | 0 | 857.74 | -0.007462 | 863.2641 | 0 | 663.3663 | 0.00015671 | 863.2641 | 0 | 863.2641 | 0 | 863.0579 | -0.032114 | 982.4501 | 0.033638 | 863.0579 | 0.018183 | 982.2707 | 0.00013913 | 982.4501 | 0.60194 | 863.0579 | -0.012229 | 863.2641 | 0.0019739
|  | 661.2466 | 0 | 863.2976 | -0.020356 | 661.2466 | 0 | 863.2976 | -0.053226 | 853.8808 | 0 | 863.2976 | 0.031418 | 863.5039 | 0.025973 | 857.98 | -0.0041982 | 863.5039 | 0.0049643 | 863.5039 | 0.0027493 | 863.5039 | 0.00098447 | 857.98 | 0.0047802 | 863.5039 | 0.0041038 | 663.4867 | 0.00014757 | 863.5039 | 0.013151 | 863.5039 | 0.0066753 | 863.2976 | 0.0097929 | 982.6186 | 0.031452 | 863.2976 | 0.048922 | 982.4402 | 9.2755e-05 | 982.6186 | 0.58984 | 863.2976 | 0.0085105 | 863.5039 | 0.0081393
|  | 661.3694 | 0.0044001 | 863.5372 | -0.012044 | 661.3694 | 0.0098558 | 863.5372 | -0.10704 | 854.1183 | 0 | 863.5372 | -0.048544 | 863.7437 | 0 | 858.22 | -0.033306 | 863.7437 | 0 | 863.7437 | 0 | 863.7437 | 0 | 858.22 | -0.007462 | 863.7437 | 0 | 663.6072 | 0.00015326 | 863.7437 | 0 | 863.7437 | 0 | 863.5372 | -0.013812 | 982.7871 | 0.029994 | 863.5372 | 0.010762 | 982.6097 | 0.00013913 | 982.7871 | 0.58073 | 863.5372 | -0.0062942 | 863.7437 | 0.0019579
|  | 661.4921 | 0 | 863.7769 | 0.024 | 661.4921 | 0 | 863.7769 | 0.030587 | 854.3558 | 0 | 863.7769 | 0.038353 | 863.9835 | 0.051848 | 858.46 | 0.019311 | 863.9835 | 0.015573 | 863.9835 | 0.0049688 | 863.9835 | 0.0039689 | 858.46 | -0.0020404 | 863.9835 | 0.010509 | 663.7276 | 0.00013476 | 863.9835 | 0.018604 | 863.9835 | 0.0084944 | 863.7769 | 0.018113 | 982.9556 | 0.037955 | 863.7769 | 0.034288 | 982.7792 | 9.2755e-05 | 982.9556 | 0.56916 | 863.7769 | 0.0076464 | 863.9835 | 0.0072974
|  | 661.6149 | 0.0024034 | 864.0166 | -0.029799 | 661.6149 | 0.0098558 | 864.0166 | -0.070433 | 854.5934 | 0 | 864.0166 | -0.049138 | 864.2233 | 0 | 858.7 | -0.012035 | 864.2233 | 0 | 864.2233 | 0 | 864.2233 | 0 | 858.7 | -0.016906 | 864.2233 | 0 | 663.848 | 0.00016789 | 864.2233 | 0 | 864.2233 | 0 | 864.0166 | -0.032807 | 983.124 | 0.03162 | 864.0166 | 0.025831 | 982.9487 | 0.00013913 | 983.124 | 0.55917 | 864.0166 | -0.0045927 | 864.2233 | 0.0018378
|  | 661.7376 | 0 | 864.2563 | -0.020318 | 661.7376 | 0 | 864.2563 | -0.0016631 | 854.8309 | 0 | 864.2563 | 0.041704 | 864.4632 | 0.013992 | 858.94 | -0.026029 | 864.4632 | 0.011608 | 864.4632 | 3.4297e-05 | 864.4631 | 0.0026074 | 858.94 | 0.0039058 | 864.4632 | 0.012098 | 663.9684 | 0.0001561 | 864.4632 | 0.01932 | 864.4631 | 0.012002 | 864.2563 | 0.019887 | 983.2925 | 0.030947 | 864.2563 | 0.031492 | 983.1182 | 0.00037102 | 983.2925 | 0.54666 | 864.2563 | 0.013055 | 864.4631 | 0.0072358
|  | 661.8604 | 0.0039563 | 864.496 | -0.040254 | 661.8604 | 0.012202 | 864.496 | -0.11885 | 855.0685 | 0 | 864.496 | -0.059247 | 864.703 | 0 | 859.18 | 0.026029 | 864.703 | 0 | 864.703 | 0 | 864.703 | 0 | 859.18 | -0.0046636 | 864.703 | 0 | 664.0888 | 0.00019533 | 864.703 | 0 | 864.703 | 0 | 864.496 | -0.043435 | 983.461 | 0.029489 | 864.496 | 0.018353 | 983.2878 | 0.00013913 | 983.461 | 0.53573 | 864.496 | -0.0029197 | 864.703 | 0.0012881
|  | 661.9832 | 0 | 864.7357 | 0.01651 | 661.9832 | 0 | 864.7357 | 0.065844 | 855.306 | 0 | 864.7357 | 0.038785 | 864.9428 | 0.043948 | 859.42 | -0.0092359 | 864.9428 | 0.0097866 | 864.9428 | 0.0021778 | 864.9428 | 0.0013406 | 859.42 | 0.0089776 | 864.9428 | 0.0029358 | 664.2092 | 0.00018741 | 864.9428 | 0.032228 | 864.9428 | 0.0083447 | 864.7357 | 0.0268 | 983.6295 | 0.026518 | 864.7357 | 0.030518 | 983.4573 | 9.2755e-05 | 983.6295 | 0.52304 | 864.7357 | 0.0079661 | 864.9428 | 0.0067253
|  | 662.106 | 0.010834 | 864.9754 | -0.01307 | 662.106 | 0.025307 | 864.9754 | -0.11665 | 855.5436 | 0 | 864.9754 | -0.048277 | 865.1827 | 0 | 859.66 | -0.0041982 | 865.1827 | 0 | 865.1827 | 0 | 865.1827 | 0 | 859.66 | 0.0054798 | 865.1827 | 0 | 664.3297 | 0.00018415 | 865.1827 | 0 | 865.1827 | 0 | 864.9754 | -0.021309 | 983.7979 | 0.033302 | 864.9754 | -0.00034393 | 983.6268 | 0.00013913 | 983.7979 | 0.51329 | 864.9754 | -0.0094194 | 865.1827 | 0.001319
|  | 662.2287 | 0 | 865.2152 | -0.0063726 | 662.2287 | 0 | 865.2152 | -0.0092728 | 855.7812 | 0 | 865.2152 | 0.023568 | 865.4225 | 0.018313 | 859.9 | -0.0041982 | 865.4225 | 0.022739 | 865.4225 | 0 | 865.4225 | 0.00021626 | 859.9 | 0.00093272 | 865.4225 | 0.0023335 | 664.4501 | 0.00015854 | 865.4225 | 0.011945 | 865.4226 | 0.003691 | 865.2152 | 0.0056666 | 983.9664 | 0.025621 | 865.2152 | 0.023126 | 983.7964 | 9.2755e-05 | 983.9664 | 0.50218 | 865.2152 | -0.00026329 | 865.4225 | 0.0071239
|  | 662.3515 | 0 | 865.4549 | -0.00097928 | 662.3515 | 0.0079785 | 865.4549 | -0.093552 | 856.0188 | 0 | 865.4549 | -0.066319 | 865.6624 | 0 | 860.14 | -0.0086761 | 865.6624 | 0 | 865.6624 | 0 | 865.6624 | 0 | 860.14 | -0.01848 | 865.6624 | 0 | 664.5705 | 0.00014818 | 865.6624 | 0 | 865.6624 | 0 | 865.4549 | -0.036042 | 984.1349 | 0.024276 | 865.4549 | 0.014012 | 983.9659 | 0.0004174 | 984.1349 | 0.49343 | 865.4549 | -0.0030957 | 865.6624 | 0.0024499
|  | 662.4744 | 0 | 865.6946 | 0.035281 | 662.4744 | 0 | 865.6946 | 0.030746 | 856.2564 | 0 | 865.6946 | 0.04045 | 865.9023 | 0.0298 | 860.38 | -0.019871 | 865.9023 | 0.011238 | 865.9023 | 0.0079783 | 865.9023 | 0.0054513 | 860.38 | -0.0034394 | 865.9023 | 0.0082963 | 664.691 | 0.00015712 | 865.9023 | 0.021165 | 865.9023 | 0.0083004 | 865.6946 | 0.026338 | 984.3034 | 0.034703 | 865.6946 | 0.037093 | 984.1354 | 9.2755e-05 | 984.3034 | 0.48233 | 865.6946 | 0.0086758 | 865.9023 | 0.0083044
|  | 662.5972 | 0.0055093 | 865.9344 | -0.026553 | 662.5972 | 0.0084479 | 865.9344 | -0.08836 | 856.494 | 0 | 865.9344 | -0.046848 | 866.1422 | 0 | 860.62 | -0.042262 | 866.1422 | 0 | 866.1422 | 0 | 866.1422 | 0 | 860.62 | -0.004139 | 866.1422 | 0 | 664.8114 | 0.00016423 | 866.1422 | 0 | 866.1422 | 0 | 865.9344 | -0.0054014 | 984.4719 | 0.035993 | 865.9344 | 0.019229 | 984.305 | 0.0004174 | 984.4719 | 0.47322 | 865.9344 | -0.0099978 | 866.1422 | 0.001103
|  | 662.72 | 0 | 866.1741 | 0.0026352 | 662.72 | 0 | 866.1741 | 0.02669 | 856.7316 | 0 | 866.1741 | 0.023967 | 866.382 | 0.026609 | 860.86 | 0.0036384 | 866.382 | 0.0067609 | 866.382 | 0.0082465 | 866.382 | 0.00012187 | 860.86 | -0.0015157 | 866.382 | 0.0048331 | 664.9318 | 0.00018212 | 866.382 | 0.01397 | 866.382 | 0.0066825 | 866.1741 | 0.017866 | 984.6403 | 0.032517 | 866.1741 | 0.035551 | 984.4745 | 9.2755e-05 | 984.6403 | 0.462 | 866.1741 | 0.01289 | 866.382 | 0.0077316
|  | 662.8429 | 0.0090589 | 866.4139 | -0.015018 | 662.8429 | 0.0042239 | 866.4139 | -0.12306 | 856.9692 | 0 | 866.4139 | -0.062966 | 866.6219 | 0 | 861.1 | -0.0086761 | 866.6219 | 0 | 866.6219 | 0 | 866.6219 | 0 | 861.1 | -0.0032645 | 866.6219 | 0 | 665.0522 | 0.00018537 | 866.6219 | 0 | 866.6219 | 0 | 866.4139 | -0.012001 | 984.8088 | 0.034591 | 866.4139 | 0.01492 | 984.644 | 0.0004174 | 984.8088 | 0.45395 | 866.4139 | -0.037595 | 866.6219 | 0.0022377
|  | 662.9657 | 0 | 866.6537 | -0.0069567 | 662.9657 | 0 | 866.6537 | 0.04796 | 857.2068 | 0 | 866.6537 | 0.03966 | 866.8618 | 0.02283 | 861.34 | 0.00083963 | 866.8618 | 0.0081792 | 866.8618 | 0.0015725 | 866.8618 | 0.0020665 | 861.34 | -0.005538 | 866.8618 | 0.0091007 | 665.1727 | 0.0001746 | 866.8618 | 0.02536 | 866.8618 | 0.0093276 | 866.6537 | 0.0063146 | 984.9773 | 0.032237 | 866.6537 | 0.028501 | 984.8136 | 9.2755e-05 | 984.9773 | 0.44379 | 866.6537 | 0.047345 | 866.8618 | 0.0082202
|  | 663.0886 | 0.014817 | 866.8934 | -0.033336 | 663.0886 | 0.013141 | 866.8934 | -0.11204 | 857.4445 | 0 | 866.8934 | -0.059686 | 867.1018 | 0 | 861.58 | -0.00083963 | 867.1018 | 0 | 867.1018 | 0 | 867.1017 | 0 | 861.58 | 0.0033811 | 867.1018 | 0 | 665.2931 | 0.00016952 | 867.1018 | 0 | 867.1018 | 0 | 866.8934 | -0.025876 | 985.1458 | 0.027191 | 866.8934 | 0.0084348 | 984.9831 | 0.00013913 | 985.1458 | 0.43592 | 866.8934 | 0.0063337 | 867.1017 | 0.0014281
|  | 663.2115 | 0 | 867.1332 | 0.014117 | 663.2115 | 0 | 867.1332 | -0.0088017 | 857.6821 | 0 | 867.1332 | 0.027614 | 867.3417 | 0.018015 | 861.81 | 0.024908 | 867.3417 | 0.0075498 | 867.3417 | 0.002951 | 867.3417 | 0.0015614 | 861.81 | 0.0021569 | 867.3417 | 0.0040834 | 665.4135 | 0.00014431 | 867.3417 | 0.016343 | 867.3417 | 0.011347 | 867.1332 | 0.016211 | 985.3143 | 0.033694 | 867.1332 | 0.026271 | 985.1527 | 9.2755e-05 | 985.3143 | 0.42528 | 867.1332 | 0.015451 | 867.3417 | 0.0081638
|  | 663.3343 | 0.010168 | 867.373 | -0.033791 | 663.3343 | 0.019893 | 867.373 | -0.059543 | 857.9198 | 0 | 867.373 | -0.058102 | 867.5816 | 0 | 862.05 | -0.012595 | 867.5816 | 0 | 867.5816 | 0 | 867.5816 | 0 | 862.05 | -0.0078116 | 867.5816 | 0 | 665.534 | 0.00014716 | 867.5816 | 0 | 867.5816 | 0 | 867.373 | -0.037659 | 985.4828 | 0.02848 | 867.373 | 0.027858 | 985.3222 | 0.0004174 | 985.4828 | 0.41723 | 867.373 | -0.0069353 | 867.5816 | 0.0011106
|  | 663.4572 | 0 | 867.6128 | 0.00015675 | 663.4572 | 0 | 867.6128 | 0.036503 | 858.1575 | 0 | 867.6128 | 0.031471 | 867.8215 | 0.012812 | 862.29 | -0.00027989 | 867.8215 | 0.018605 | 867.8215 | 0.0055452 | 867.8215 | 0.0023357 | 862.29 | 0.00513 | 867.8215 | 0.001284 | 665.6544 | 0.00013354 | 867.8215 | 0.016421 | 867.8215 | 0.0052754 | 867.6128 | 0.013453 | 985.6512 | 0.019398 | 867.6128 | 0.029915 | 985.4918 | 9.2755e-05 | 985.6512 | 0.40766 | 867.6128 | 0.013468 | 867.8215 | 0.0082398
|  | 663.5801 | 0.010834 | 867.8526 | -0.010809 | 663.5801 | 0.023412 | 867.8526 | -0.14177 | 858.3951 | 0 | 867.8526 | -0.05227 | 868.0615 | 0 | 862.53 | -0.0075566 | 868.0615 | 0 | 868.0615 | 0 | 868.0615 | 0 | 862.53 | -0.0090358 | 868.0615 | 0 | 665.7749 | 0.00015468 | 868.0615 | 0 | 868.0615 | 0 | 867.8526 | -0.023335 | 985.8197 | 0.021977 | 867.8526 | 0.010457 | 985.6613 | 0.00013913 | 985.8197 | 0.4002 | 867.8526 | -0.00081452 | 868.0615 | 0.0025482
|  | 663.703 | 0 | 868.0924 | -0.027626 | 663.703 | 0 | 868.0924 | 0.0061727 | 858.6328 | 0 | 868.0924 | 0.033038 | 868.3014 | 0.0017828 | 862.77 | 0.010355 | 868.3014 | 0.011921 | 868.3014 | 0.00099852 | 868.3015 | 0.0033568 | 862.77 | 0.0026815 | 868.3014 | 0.0098551 | 665.8953 | 0.00016078 | 868.3014 | 0.0097361 | 868.3015 | 0.0079262 | 868.0924 | 0.0057468 | 985.9882 | 0.042889 | 868.0924 | 0.020943 | 985.8309 | 9.2755e-05 | 985.9882 | 0.39056 | 868.0924 | 0.0072303 | 868.3015 | 0.0067758
|  | 663.826 | 0.012841 | 868.3322 | -0.046229 | 663.826 | 0.011264 | 868.3322 | -0.11315 | 858.8705 | 0 | 868.3322 | -0.068098 | 868.5414 | 0 | 863.01 | -0.010915 | 868.5414 | 0 | 868.5414 | 0 | 868.5414 | 0 | 863.01 | 0.0068789 | 868.5414 | 0 | 666.0158 | 0.00016566 | 868.5414 | 0 | 868.5414 | 0 | 868.3322 | -0.029573 | 986.1567 | 0.045356 | 868.3322 | 0.0092213 | 986.0005 | 0.0004174 | 986.1567 | 0.38334 | 868.3322 | -0.003014 | 868.5414 | 0.0026757
|  | 663.9489 | 0 | 868.572 | -0.0088883 | 663.9489 | 0 | 868.572 | 0.019673 | 859.1082 | 0 | 868.572 | 0.036359 | 868.7814 | 0.028349 | 863.25 | 0.027148 | 868.7813 | 0.01516 | 868.7814 | 0.008783 | 868.7814 | 0.0039476 | 863.25 | -0.00099105 | 868.7814 | 0.0089785 | 666.1362 | 0.00015753 | 868.7814 | 0.027286 | 868.7814 | 0.008146 | 868.572 | 0.047132 | 986.3252 | 0.042777 | 868.572 | 0.043092 | 986.17 | 0 | 986.3252 | 0.37493 | 868.572 | 0.0096673 | 868.7814 | 0.0066209
|  | 664.0718 | 0.013335 | 868.8119 | -0.016718 | 664.0718 | 0.025983 | 868.8119 | -0.086432 | 859.3459 | 0 | 868.8119 | -0.065956 | 869.0213 | 0 | 863.49 | 0.029387 | 869.0213 | 0 | 869.0213 | 0 | 869.0213 | 0 | 863.49 | -0.004139 | 869.0213 | 0 | 666.2567 | 0.00016566 | 869.0213 | 0 | 869.0213 | 0 | 868.8119 | -0.018039 | 986.4937 | 0.034311 | 868.8119 | 0.028591 | 986.3396 | 0.00013913 | 986.4937 | 0.36753 | 868.8119 | 0.00013704 | 869.0213 | 0.0016655
|  | 664.1948 | 0 | 869.0517 | 0.025992 | 664.1948 | 0 | 869.0517 | 0.037469 | 859.5836 | 0 | 869.0517 | 0.051987 | 869.2613 | 0.010506 | 863.73 | -0.006437 | 869.2613 | 0.020672 | 869.2613 | 0.0056105 | 869.2613 | 0.0056262 | 863.73 | -0.0039641 | 869.2613 | 0.0018182 | 666.3771 | 0.00014757 | 869.2613 | 0.026687 | 869.2613 | 0.0098752 | 869.0517 | 0.026107 | 986.6622 | 0.027695 | 869.0517 | 0.033995 | 986.5092 | 9.2755e-05 | 986.6622 | 0.35895 | 869.0517 | 0.020161 | 869.2613 | 0.0074587
|  | 664.3177 | 0.0086152 | 869.2916 | -0.047743 | 664.3177 | 0.030449 | 869.2916 | -0.13544 | 859.8214 | 0 | 869.2916 | -0.067895 | 869.5013 | 0 | 863.97 | -0.037783 | 869.5013 | 0 | 869.5013 | 0 | 869.5013 | 0 | 863.97 | -0.01743 | 869.5013 | 0 | 666.4976 | 0.00014614 | 869.5013 | 0 | 869.5013 | 0 | 869.2916 | -0.041587 | 986.8306 | 0.028368 | 869.2916 | 0.010147 | 986.6787 | 0.0004174 | 986.8306 | 0.35202 | 869.2916 | -0.0039744 | 869.5013 | 0.001773
|  | 664.4407 | 0 | 869.5314 | -0.0031741 | 664.4407 | 0 | 869.5314 | -0.030168 | 860.059 | 0 | 869.5314 | 0.046355 | 869.7413 | 0.016709 | 864.21 | 0.034425 | 869.7413 | 0.017916 | 869.7413 | 0.0073197 | 869.7413 | 0.0036643 | 864.21 | 0.011251 | 869.7413 | 0.0080421 | 666.618 | 0.00013049 | 869.7413 | 0.016781 | 869.7413 | 0.0067475 | 869.5314 | 0.02123 | 986.9991 | 0.037955 | 869.5314 | 0.031976 | 986.8483 | 0 | 986.9991 | 0.34468 | 869.5314 | 0.0097499 | 869.7413 | 0.0071201
|  | 664.5637 | 0.015311 | 869.7713 | -0.014027 | 664.5637 | 0.0093865 | 869.7713 | -0.10599 | 860.2968 | 0 | 869.7713 | -0.052336 | 869.9813 | 0 | 864.45 | -0.013154 | 869.9813 | 0 | 869.9813 | 0 | 869.9813 | 0 | 864.45 | -0.0081612 | 869.9813 | 0 | 666.7385 | 0.00015366 | 869.9813 | 0 | 869.9813 | 0 | 869.7713 | -0.02155 | 987.1676 | 0.040814 | 869.7713 | 0.012936 | 987.0179 | 0.0004174 | 987.1676 | 0.33739 | 869.7713 | -0.0092542 | 869.9813 | 0.0019161
|  | 664.6867 | 0 | 870.0111 | -0.0047374 | 664.6867 | 0 | 870.0111 | 0.024428 | 860.5345 | 0 | 870.0111 | 0.042069 | 870.2213 | 0.025294 | 864.69 | 0.020991 | 870.2213 | 0.0039866 | 870.2213 | 0.008228 | 870.2213 | 0.0033705 | 864.69 | 0.0070537 | 870.2213 | 0.0058023 | 666.8589 | 0.00018171 | 870.2213 | 0.017424 | 870.2213 | 0.010676 | 870.0111 | 0.032576 | 987.3361 | 0.038516 | 870.0111 | 0.011734 | 987.1875 | 0 | 987.3361 | 0.32958 | 870.0111 | 0.0042351 | 870.2213 | 0.0076144
|  | 664.8097 | 0 | 870.251 | -0.0058544 | 664.8097 | 0.017863 | 870.251 | -0.068923 | 860.7723 | 0 | 870.251 | -0.06385 | 870.4613 | 0 | 864.93 | -0.020431 | 870.4613 | 0 | 870.4613 | 0 | 870.4613 | 0 | 864.93 | -0.004139 | 870.4613 | 0 | 666.9794 | 0.00018253 | 870.4613 | 0 | 870.4613 | 0 | 870.251 | -0.024952 | 987.5046 | 0.030667 | 870.251 | 0.030412 | 987.357 | 0.0004174 | 987.5046 | 0.324 | 870.251 | -0.0079302 | 870.4613 | 0.0016661
|  | 664.9327 | 0 | 870.4909 | -0.023575 | 664.9327 | 0 | 870.4909 | 0.048658 | 861.01 | 0 | 870.4909 | 0.033062 | 870.7014 | 0 | 865.17 | 0.019311 | 870.7014 | 0.0094543 | 870.7014 | 0.004649 | 870.7014 | 0 | 865.17 | -0.012709 | 870.7014 | 0.0056387 | 667.0998 | 0.00016708 | 870.7014 | 0.0088549 | 870.7014 | 0.0057228 | 870.4909 | 0.0097563 | 987.6731 | 0.027808 | 870.4909 | 0.014208 | 987.5266 | 0.00037102 | 987.6731 | 0.31777 | 870.4909 | 0.008038 | 870.7014 | 0.0054951
|  | 665.0557 | 0.0090589 | 870.7308 | 0.0013995 | 665.0557 | 0.021653 | 870.7308 | -0.13565 | 861.2478 | 0 | 870.7308 | -0.04582 | 870.9414 | 0 | 865.41 | -0.04562 | 870.9414 | 0 | 870.9414 | 0 | 870.9414 | 0 | 865.41 | -0.0079864 | 870.9414 | 0 | 667.2203 | 0.00015529 | 870.9414 | 0 | 870.9414 | 0 | 870.7307 | -0.02888 | 987.8416 | 0.030835 | 870.7308 | -0.0036038 | 987.6962 | 0.00069566 | 987.8416 | 0.31272 | 870.7307 | -0.012146 | 870.9414 | 0.0035751
|  | 665.1787 | 0 | 870.9706 | 0.010405 | 665.1787 | 0 | 870.9706 | 0.023044 | 861.4855 | 0 | 870.9706 | 0.040516 | 871.1814 | 0.040882 | 865.65 | -0.0013994 | 871.1814 | 0.017502 | 871.1814 | 0.0056256 | 871.1815 | 0.0021409 | 865.65 | -0.0050134 | 871.1814 | 0.0099435 | 667.3408 | 0.00015102 | 871.1814 | 0.023592 | 871.1815 | 0.0052738 | 870.9706 | 0.021635 | 988.0101 | 0.035881 | 870.9706 | 0.045071 | 987.8658 | 0 | 988.0101 | 0.30643 | 870.9706 | 0.012642 | 871.1815 | 0.006838
|  | 665.3017 | 0.0030689 | 871.2105 | -0.028113 | 665.3017 | 0.027742 | 871.2105 | -0.090798 | 861.7233 | 0 | 871.2105 | -0.061014 | 871.4215 | 0 | 865.89 | 0.0097957 | 871.4215 | 0 | 871.4215 | 0 | 871.4215 | 0 | 865.89 | -0.0039641 | 871.4215 | 0 | 667.4612 | 0.00016362 | 871.4215 | 0 | 871.4215 | 0 | 871.2105 | -0.034656 | 988.1786 | 0.02108 | 871.2105 | 0.011497 | 988.0354 | 0.0004174 | 988.1786 | 0.30103 | 871.2105 | -0.01132 | 871.4215 | 0.00091412
|  | 665.4248 | 0 | 871.4504 | -0.0013503 | 665.4248 | 0 | 871.4504 | 0.020894 | 861.9611 | 0 | 871.4504 | 0.037807 | 871.6616 | 0.02427 | 866.13 | 0.0086761 | 871.6616 | 0.017365 | 871.6616 | 0.0030583 | 871.6616 | 0.0044502 | 866.13 | -0.0069371 | 871.6616 | 0.0051037 | 667.5817 | 0.00014614 | 871.6616 | 0.012319 | 871.6616 | 0.0096903 | 871.4504 | 0.018208 | 988.3471 | 0.038123 | 871.4504 | 0.002111 | 988.2049 | 0 | 988.3471 | 0.29492 | 871.4504 | 0.017104 | 871.6616 | 0.0076639
|  | 665.5478 | 0 | 871.6904 | -0.056672 | 665.5478 | 0.023683 | 871.6904 | -0.082846 | 862.1989 | 0 | 871.6904 | -0.056067 | 871.9016 | 0 | 866.37 | -0.012595 | 871.9016 | 0 | 871.9016 | 0 | 871.9016 | 0 | 866.37 | -0.0032645 | 871.9016 | 0 | 667.7022 | 0.00016891 | 871.9016 | 0 | 871.9016 | 0 | 871.6903 | -0.043435 | 988.5156 | 0.025509 | 871.6904 | 0.0013818 | 988.3745 | 0.00013913 | 988.5156 | 0.2894 | 871.6903 | -0.0071725 | 871.9016 | 0.0018516
|  | 665.6709 | 0 | 871.9303 | 0.01107 | 665.6709 | 0 | 871.9303 | -0.075445 | 862.4367 | 0 | 871.9303 | 0.04281 | 872.1417 | 0.0070464 | 866.61 | 0.038343 | 872.1417 | 0.02522 | 872.1417 | 0.0075718 | 872.1417 | 0.002898 | 866.61 | 0.017372 | 872.1417 | 0.0035512 | 667.8226 | 0.00017216 | 872.1417 | 0.02472 | 872.1417 | 0.0053818 | 871.9303 | 0.041587 | 988.6841 | 0.036385 | 871.9303 | 0.019716 | 988.5441 | 9.2755e-05 | 988.6841 | 0.28258 | 871.9303 | 0.0085105 | 872.1417 | 0.0075119
|  | 665.794 | 0.00085042 | 872.1702 | -0.0051881 | 665.794 | 0.018134 | 872.1702 | -0.16748 | 862.6746 | 0 | 872.1702 | -0.060429 | 872.3818 | 0 | 866.85 | -0.019311 | 872.3818 | 0 | 872.3818 | 0 | 872.3818 | 0 | 866.85 | -0.004139 | 872.3818 | 0 | 667.9431 | 0.00019554 | 872.3818 | 0 | 872.3818 | 0 | 872.1702 | -0.025183 | 988.8526 | 0.033414 | 872.1702 | -0.011341 | 988.7137 | 0.0004174 | 988.8526 | 0.27512 | 872.1702 | -0.00088128 | 872.3818 | 0.0022241
|  | 665.917 | 0 | 872.4101 | -0.0085083 | 665.917 | 0 | 872.4101 | 0.053845 | 862.9124 | 0 | 872.4101 | 0.038522 | 872.6219 | 0.02576 | 867.09 | 0.027148 | 872.6219 | 0.013036 | 872.6219 | 0.0049155 | 872.6219 | 0.0011971 | 867.09 | -0.00081612 | 872.6219 | 0.0061225 | 668.0636 | 0.00018273 | 872.6219 | 0.009102 | 872.6219 | 0.0098076 | 872.4101 | -0.0065017 | 989.0211 | 0.032629 | 872.4101 | 0.029842 | 988.8833 | 0.00037102 | 989.0211 | 0.26666 | 872.4101 | 0.0046352 | 872.6219 | 0.0071933
|  | 666.0401 | 0.0021815 | 872.6501 | -0.060435 | 666.0401 | 0.0039893 | 872.6501 | -0.096385 | 863.1501 | 0 | 872.6501 | -0.068069 | 872.862 | 0 | 867.32 | -0.028267 | 872.862 | 0 | 872.862 | 0 | 872.862 | 0 | 867.32 | -0.0071117 | 872.862 | 0 | 668.1841 | 0.00018171 | 872.862 | 0 | 872.862 | 0 | 872.6501 | -0.02449 | 989.1896 | 0.026911 | 872.6501 | 0.0090583 | 989.0529 | 0.0004174 | 989.1896 | 0.25832 | 872.6501 | -0.00040542 | 872.862 | 0.0014563
|  | 666.1632 | 0 | 872.89 | -0.0097131 | 666.1632 | 0 | 872.89 | -0.045234 | 863.388 | 0 | 872.89 | 0.032987 | 873.1021 | 0.016872 | 867.56 | -0.029387 | 873.1021 | 0.016124 | 873.1021 | 0.006376 | 873.1021 | 0.0020899 | 867.56 | -0.017955 | 873.1021 | 0.0033847 | 668.3045 | 0.00017948 | 873.1021 | 0.017444 | 873.102 | 0.0094866 | 872.89 | 0.028418 | 989.3581 | 0.030162 | 872.89 | 0.022743 | 989.2225 | 0 | 989.3581 | 0.24992 | 872.89 | 0.0067481 | 873.1021 | 0.0076344
|  | 666.2863 | 0.0090589 | 873.13 | -0.017401 | 666.2863 | 0.015292 | 873.13 | -0.020398 | 863.6259 | 0 | 873.13 | -0.06169 | 873.3422 | 0 | 867.8 | -0.012035 | 873.3422 | 0 | 873.3422 | 0 | 873.3422 | 0 | 867.8 | 0.0070537 | 873.3422 | 0 | 668.425 | 0.00018131 | 873.3422 | 0 | 873.3422 | 0 | 873.13 | 0.0020629 | 989.5266 | 0.023883 | 873.13 | -0.017395 | 989.3921 | 0.0004174 | 989.5266 | 0.24199 | 873.13 | -0.049411 | 873.3422 | 0.0019919
|  | 666.4095 | 0 | 873.3699 | -0.00782 | 666.4095 | 0 | 873.3699 | 0.098363 | 863.8637 | 0 | 873.3699 | 0.030652 | 873.5823 | 0.01319 | 868.04 | 0.020431 | 873.5823 | 0.0089401 | 873.5823 | 0.0046937 | 873.5823 | 0.0017267 | 868.04 | 0.001982 | 873.5823 | 0.003874 | 668.5455 | 0.00016891 | 873.5823 | 0.016014 | 873.5823 | 0.0059855 | 873.3699 | 0.00050113 | 989.6951 | 0.032797 | 873.3699 | 0.018094 | 989.5617 | 9.2755e-05 | 989.6951 | 0.23259 | 873.3699 | 0.052385 | 873.5823 | 0.0080067
|  | 666.5326 | 0.0059529 | 873.6099 | -0.039993 | 666.5326 | 0.03478 | 873.6099 | -0.1241 | 864.1016 | 0 | 873.6099 | -0.067146 | 873.8224 | 0 | 868.28 | -0.024908 | 873.8224 | 0 | 873.8224 | 0 | 873.8224 | 0 | 868.28 | -0.011135 | 873.8224 | 0 | 668.666 | 0.00016098 | 873.8224 | 0 | 873.8225 | 0 | 873.6099 | -0.039045 | 989.8636 | 0.031956 | 873.6099 | -0.011519 | 989.7313 | 0 | 989.8636 | 0.22742 | 873.6099 | -0.0067908 | 873.8224 | 0.00058281
|  | 666.6557 | 0 | 873.8499 | 0.052202 | 666.6557 | 0 | 873.8499 | -0.0084001 | 864.3394 | 0 | 873.8499 | 0.027458 | 874.0626 | 0.047565 | 868.52 | 0.034985 | 874.0626 | 0.029906 | 874.0626 | 0.012223 | 874.0626 | 0.0066217 | 868.52 | -0.0046636 | 874.0626 | 0.0076255 | 668.7865 | 0.00016464 | 874.0626 | 0.030665 | 874.0626 | 0.015117 | 873.8499 | 0.028649 | 990.0321 | 0.029658 | 873.8499 | 0.02078 | 989.9009 | 0 | 990.0321 | 0.21872 | 873.8499 | 0.0090889 | 874.0626 | 0.0096336
|  | 666.7789 | 0 | 874.0898 | -0.034108 | 666.7789 | 0.0065706 | 874.0898 | -0.064286 | 864.5773 | 0 | 874.0898 | -0.053381 | 874.3027 | 0 | 868.76 | -0.023229 | 874.3027 | 0 | 874.3027 | 0 | 874.3027 | 0 | 868.76 | -0.011834 | 874.3027 | 0 | 668.907 | 0.0001935 | 874.3027 | 0 | 874.3027 | 0 | 874.0898 | -0.022306 | 990.2006 | 0.030443 | 874.0898 | -0.00038772 | 990.0706 | 0.00013913 | 990.2006 | 0.21719 | 874.0898 | -0.0083453 | 874.3027 | 0.0015892
|  | 666.902 | 0 | 874.3298 | -0.014804 | 666.902 | 0 | 874.3298 | -0.0017007 | 864.8152 | 0 | 874.3298 | 0.029874 | 874.5429 | 0.038595 | 869 | 0.026029 | 874.5429 | 0.013622 | 874.5429 | 0.0078338 | 874.5428 | 0.0044861 | 869 | 0.0070537 | 874.5429 | 0.0086183 | 669.0274 | 0.00017379 | 874.5429 | 0.034656 | 874.5429 | 0.0097101 | 874.3298 | 0.031421 | 990.3691 | 0.039917 | 874.3298 | 0.017284 | 990.2402 | 9.2755e-05 | 990.3691 | 0.20797 | 874.3298 | 0.013799 | 874.5428 | 0.007877
|  | 667.0252 | 0.0024034 | 874.5698 | -0.057134 | 667.0252 | 0.016375 | 874.5698 | -0.1239 | 865.053 | 0 | 874.5698 | -0.070704 | 874.783 | 0 | 869.24 | -0.031627 | 874.783 | 0 | 874.783 | 0 | 874.783 | 0 | 869.24 | -0.0051883 | 874.783 | 0 | 669.1479 | 0.00019411 | 874.783 | 0 | 874.783 | 0 | 874.5698 | -0.0074778 | 990.5376 | 0.025341 | 874.5698 | 0.016212 | 990.4098 | 0.0004174 | 990.5376 | 0.20685 | 874.5698 | -0.014625 | 874.783 | 0.0027447
|  | 667.1484 | 0.0017777 | 874.8098 | -0.023789 | 667.1484 | 0 | 874.8098 | 0.014807 | 865.291 | 0 | 874.8098 | 0.029713 | 875.0232 | 0.011421 | 869.48 | 0.011475 | 875.0232 | 0.0044453 | 875.0232 | 0.0023728 | 875.0232 | 0.0017764 | 869.48 | 0.0012825 | 875.0232 | 0.0035391 | 669.2684 | 0.00016566 | 875.0232 | 0.027326 | 875.0232 | 0.011166 | 874.8098 | 0.014723 | 990.7061 | 0.030555 | 874.8098 | -0.012862 | 990.5794 | 0 | 990.7061 | 0.19869 | 874.8098 | 0.016525 | 875.0232 | 0.0071212
|  | 667.2716 | 0.0097244 | 875.0498 | -0.0054904 | 667.2716 | 0.024224 | 875.0498 | -0.171 | 865.5289 | 0 | 875.0498 | -0.060737 | 875.2634 | 0 | 869.72 | -0.0097957 | 875.2634 | 0 | 875.2634 | 0 | 875.2634 | 0 | 869.72 | -0.005538 | 875.2634 | 0 | 669.3889 | 0.00019167 | 875.2634 | 0 | 875.2634 | 0 | 875.0498 | -0.010081 | 990.8746 | 0.029994 | 875.0498 | 0.016448 | 990.749 | 0.00013913 | 990.8746 | 0.19804 | 875.0498 | -0.014212 | 875.2634 | 0.0019979
|  | 667.3948 | 0 | 875.2898 | -0.017523 | 667.3948 | 0 | 875.2898 | -0.017058 | 865.7668 | 0 | 875.2898 | 0.034696 | 875.5036 | 0.040517 | 869.96 | -0.013154 | 875.5036 | 0.0086665 | 875.5036 | 0.0034347 | 875.5035 | 0 | 869.96 | 0.0033811 | 875.5036 | 0.0011743 | 669.5094 | 0.00016525 | 875.5036 | 0.014275 | 875.5035 | 0.0070679 | 875.2898 | 0.019054 | 991.0431 | 0.033302 | 875.2898 | 0.0045636 | 990.9186 | 9.2755e-05 | 991.0431 | 0.19258 | 875.2898 | 0.0046714 | 875.5035 | 0.0067718
|  | 667.518 | 0.0070623 | 875.5299 | -0.037551 | 667.518 | 0.018946 | 875.5299 | -0.13956 | 866.0047 | 0 | 875.5299 | -0.073721 | 875.7438 | 0 | 870.2 | -0.02379 | 875.7437 | 0 | 875.7438 | 0 | 875.7438 | 0 | 870.2 | -0.0067623 | 875.7438 | 0 | 669.6299 | 0.00017318 | 875.7438 | 0 | 875.7438 | 0 | 875.5299 | -0.031652 | 991.2117 | 0.033694 | 875.5299 | -0.030418 | 991.0883 | 0.00013913 | 991.2117 | 0.19305 | 875.5299 | -0.011733 | 875.7438 | 0.00070564
|  | 667.6412 | 0 | 875.7699 | 0.013913 | 667.6412 | 0 | 875.7699 | 0.051225 | 866.2426 | 0 | 875.7699 | 0.035421 | 875.984 | 0.057439 | 870.44 | 0.0069968 | 875.984 | 0.0084561 | 875.984 | 0.003095 | 875.9839 | 0.0026447 | 870.44 | 0.00058296 | 875.984 | 0.0077641 | 669.7504 | 0.00015956 | 875.984 | 0.020478 | 875.984 | 0.008112 | 875.7699 | 0.014846 | 991.3802 | 0.032349 | 875.7699 | 0.033752 | 991.2579 | 9.2755e-05 | 991.3802 | 0.1914 | 875.7699 | 0.0098325 | 875.9839 | 0.0075138
|  | 667.7644 | 0.0081715 | 876.0099 | -0.033187 | 667.7644 | 0.023683 | 876.0099 | -0.064129 | 866.4806 | 0 | 876.0099 | -0.082375 | 876.2242 | 0 | 870.68 | -0.031067 | 876.2242 | 0 | 876.2242 | 0 | 876.2242 | 0 | 870.68 | -0.0085115 | 876.2242 | 0 | 669.8709 | 0.0001685 | 876.2242 | 0 | 876.2242 | 0 | 876.0099 | -0.029804 | 991.5487 | 0.04031 | 876.0099 | 0.002174 | 991.4275 | 0.0004174 | 991.5487 | 0.1944 | 876.0099 | -0.012642 | 876.2242 | 0.0016351
|  | 667.8877 | 0 | 876.25 | -0.01249 | 667.8877 | 0 | 876.25 | 0.082247 | 866.7185 | 0 | 876.25 | 0.038934 | 876.4644 | 0.017243 | 870.92 | 0.010915 | 876.4644 | 0.011861 | 876.4644 | 0.0016493 | 876.4644 | 0.0022041 | 870.92 | 0.00513 | 876.4644 | 0.0070492 | 669.9914 | 0.00016362 | 876.4644 | 0.020918 | 876.4644 | 0.0097544 | 876.25 | 0.019334 | 991.7172 | 0.033919 | 876.25 | -0.00011989 | 991.5972 | 9.2755e-05 | 991.7172 | 0.19622 | 876.25 | -0.0023849 | 876.4644 | 0.0075187
|  | 668.0109 | 0.01039 | 876.49 | -0.045167 | 668.0109 | 0.023277 | 876.49 | -0.11379 | 866.9565 | 0 | 876.49 | -0.06553 | 876.7046 | 0 | 871.16 | -0.02435 | 876.7046 | 0 | 876.7046 | 0 | 876.7046 | 0 | 871.16 | -0.011135 | 876.7046 | 0 | 670.1119 | 0.00018171 | 876.7046 | 0 | 876.7046 | 0 | 876.49 | -0.029111 | 991.8857 | 0.032741 | 876.49 | -0.0075865 | 991.7668 | 0.00013913 | 991.8857 | 0.20104 | 876.49 | -0.010824 | 876.7046 | 0.0017359
|  | 668.1341 | 0 | 876.7301 | -0.0089156 | 668.1341 | 0 | 876.7301 | 0.013234 | 867.1944 | 0 | 876.7301 | 0.026229 | 876.9448 | 0.019454 | 871.4 | 0.0019591 | 876.9448 | 0.014195 | 876.9448 | 0.005213 | 876.9448 | 0.0011124 | 871.4 | 0.0032063 | 876.9448 | 0.0033193 | 670.2324 | 0.00016952 | 876.9448 | 0.012223 | 876.9448 | 0.0077302 | 876.7301 | 0.0073714 | 992.0542 | 0.034703 | 876.7301 | 0.0081994 | 991.9364 | 9.2755e-05 | 992.0542 | 0.20468 | 876.7301 | 0.022557 | 876.9448 | 0.0092436
|  | 668.2574 | 0.0006286 | 876.9701 | -0.041672 | 668.2574 | 0.014751 | 876.9701 | -0.11641 | 867.4324 | 0 | 876.9701 | -0.063958 | 877.1851 | 0 | 871.64 | 0.033306 | 877.1851 | 0 | 877.1851 | 0 | 877.1851 | 0 | 871.64 | -0.00099105 | 877.1851 | 0 | 670.3529 | 0.00017643 | 877.1851 | 0 | 877.1851 | 0 | 876.9701 | -0.0335 | 992.2227 | 0.030555 | 876.9701 | 0.0026866 | 992.1061 | 0.0004174 | 992.2227 | 0.20521 | 876.9701 | -0.0021552 | 877.1851 | 0.0015635
|  | 668.3807 | 0 | 877.2102 | 0.0048139 | 668.3807 | 0.0025873 | 877.2102 | 0.0025792 | 867.6703 | 0 | 877.2102 | 0.047275 | 877.4253 | 0.041695 | 871.88 | 0.012035 | 877.4253 | 0.027838 | 877.4253 | 0.0047288 | 877.4253 | 0.0033935 | 871.88 | -0.004139 | 877.4253 | 0.0052308 | 670.4734 | 0.00016037 | 877.4253 | 0.018106 | 877.4253 | 0.006161 | 877.2102 | 0.013892 | 992.3912 | 0.039805 | 877.2102 | 0.023706 | 992.2757 | 0 | 992.3912 | 0.20691 | 877.2102 | 0.020574 | 877.4253 | 0.0086179
|  | 668.504 | 0.0050655 | 877.4503 | -0.028087 | 668.504 | 0.0037546 | 877.4503 | -0.060985 | 867.9083 | 0 | 877.4503 | -0.06054 | 877.6656 | 0 | 872.12 | -0.0030786 | 877.6656 | 0 | 877.6656 | 0 | 877.6656 | 0 | 872.12 | -0.0090358 | 877.6656 | 0 | 670.5939 | 0.0001622 | 877.6656 | 0 | 877.6656 | 0 | 877.4502 | -0.011387 | 992.5598 | 0.033526 | 877.4503 | -0.0095426 | 992.4453 | 0.0004174 | 992.5598 | 0.19998 | 877.4502 | -0.0066846 | 877.6656 | 0.0022112
|  | 668.6273 | 0 | 877.6903 | -0.015861 | 668.6273 | 0 | 877.6903 | 0.016882 | 868.1464 | 0 | 877.6903 | 0.033864 | 877.9058 | 0.03184 | 872.36 | -0.006437 | 877.9058 | 0.01447 | 877.9058 | 0.0039647 | 877.9058 | 0.0040833 | 872.36 | 0.0060044 | 877.9058 | 0.0087364 | 670.7144 | 0.00016952 | 877.9058 | 0.019713 | 877.9058 | 0.0062502 | 877.6903 | 0.0012108 | 992.7283 | 0.032237 | 877.6903 | 0.038931 | 992.615 | 9.2755e-05 | 992.7283 | 0.19945 | 877.6903 | 0.014046 | 877.9058 | 0.005975
|  | 668.7506 | 0.020373 | 877.9304 | 0.00125 | 668.7506 | 0.012437 | 877.9304 | -0.12014 | 868.3843 | 0 | 877.9304 | -0.073779 | 878.1461 | 0 | 872.6 | -0.032746 | 878.1461 | 0 | 878.1461 | 0 | 878.1461 | 0 | 872.6 | -0.017955 | 878.1461 | 0 | 670.8349 | 0.00016037 | 878.1461 | 0 | 878.1461 | 0 | 877.9304 | -0.043897 | 992.8968 | 0.030162 | 877.9304 | -0.017339 | 992.7846 | 0.00069566 | 992.8968 | 0.184 | 877.9304 | -0.0046859 | 878.1461 | 0.0029193
|  | 668.8739 | 0 | 878.1705 | 0.021357 | 668.8739 | 0 | 878.1705 | -0.028877 | 868.6223 | 0 | 878.1705 | 0.059258 | 878.3864 | 0.020136 | 872.84 | 0.030506 | 878.3864 | 0.027149 | 878.3864 | 0.010326 | 878.3864 | 0.0051815 | 872.84 | 0.0040807 | 878.3864 | 0.0085178 | 670.9554 | 0.00016647 | 878.3864 | 0.034512 | 878.3863 | 0.011591 | 878.1705 | 0.041818 | 993.0653 | 0.030555 | 878.1705 | 0.015208 | 992.9543 | 9.2755e-05 | 993.0653 | 0.18083 | 878.1705 | 0.018591 | 878.3864 | 0.0096026
|  | 668.9972 | 0.0006286 | 878.4106 | -0.021243 | 668.9972 | 0.014345 | 878.4106 | -0.10232 | 868.8604 | 0 | 878.4106 | -0.081977 | 878.6267 | 0 | 873.08 | 0.018192 | 878.6267 | 0 | 878.6267 | 0 | 878.6266 | 0 | 873.08 | -0.0053632 | 878.6267 | 0 | 671.076 | 0.00015143 | 878.6267 | 0 | 878.6267 | 0 | 878.4106 | -0.02449 | 993.2338 | 0.02848 | 878.4106 | -0.006238 | 993.1239 | 0 | 993.2338 | 0.16855 | 878.4106 | -0.0095847 | 878.6266 | 0.0026842
|  | 669.1205 | 0 | 878.6507 | -0.027619 | 669.1205 | 0 | 878.6507 | -0.03451 | 869.0984 | 0 | 878.6507 | 0.039129 | 878.8669 | 0.011886 | 873.32 | 0.060174 | 878.8669 | 0.0164 | 878.8669 | 0.0048081 | 878.8669 | 0 | 873.32 | 0.0040807 | 878.8669 | 6.7421e-05 | 671.1965 | 0.0001433 | 878.8669 | 0.022971 | 878.8669 | 0.0074636 | 878.6507 | 0.039507 | 993.4023 | 0.04031 | 878.6507 | 0.016361 | 993.2936 | 9.2755e-05 | 993.4023 | 0.1662 | 878.6507 | 0.022722 | 878.8669 | 0.0070147
|  | 669.2439 | 0.0012942 | 878.8908 | -0.045002 | 669.2439 | 0.016645 | 878.8908 | -0.15817 | 869.3364 | 0 | 878.8908 | -0.077662 | 879.1072 | 0 | 873.56 | -0.029387 | 879.1072 | 0 | 879.1072 | 0 | 879.1072 | 0 | 873.56 | -0.0053632 | 879.1072 | 0 | 671.317 | 0.00012765 | 879.1072 | 0 | 879.1072 | 0 | 878.8908 | -0.038583 | 993.5708 | 0.036273 | 878.8908 | 0.0026565 | 993.4633 | 0.00013913 | 993.5708 | 0.16033 | 878.8908 | -0.0090889 | 879.1072 | 0.0013366
|  | 669.3672 | 0 | 879.131 | -0.019134 | 669.3672 | 0 | 879.131 | -0.052886 | 869.5745 | 0 | 879.131 | 0.035105 | 879.3475 | 0.022715 | 873.8 | -0.019311 | 879.3475 | 0.012929 | 879.3475 | 0.0041691 | 879.3475 | 0.00098728 | 873.8 | 0.0061793 | 879.3475 | 0.0024684 | 671.4375 | 0.00012216 | 879.3475 | 0.021555 | 879.3475 | 0.0073701 | 879.131 | 0.016743 | 993.7394 | 0.026686 | 879.131 | 0.014743 | 993.6329 | 9.2755e-05 | 993.7394 | 0.15633 | 879.131 | 0.017269 | 879.3475 | 0.0066539
|  | 669.4906 | 0 | 879.3711 | -0.034944 | 669.4906 | 0.010325 | 879.3711 | -0.062699 | 869.8125 | 0 | 879.3711 | -0.079904 | 879.5879 | 0 | 874.04 | -0.017072 | 879.5879 | 0 | 879.5879 | 0 | 879.5879 | 0 | 874.04 | 0.00058296 | 879.5879 | 0 | 671.558 | 0.00014858 | 879.5879 | 0 | 879.5879 | 0 | 879.3711 | -0.0088884 | 993.9079 | 0.023379 | 879.3711 | -0.025281 | 993.8026 | 0.00013913 | 993.9079 | 0.15956 | 879.3711 | -0.0099978 | 879.5879 | 0.00052532
|  | 669.614 | 0.00066663 | 879.6112 | -0.031482 | 669.614 | 0 | 879.6112 | -0.017379 | 870.0505 | 0 | 879.6112 | 0.053164 | 879.8282 | 0.030591 | 874.28 | 0.00083963 | 879.8282 | 0.013147 | 879.8282 | 0.0019739 | 879.8282 | 0.0013631 | 874.28 | 0.0093272 | 879.8282 | 0.004396 | 671.6785 | 0.00015245 | 879.8282 | 0.024716 | 879.8282 | 0.0073416 | 879.6112 | 0.038121 | 994.0764 | 0.036273 | 879.6112 | 0.036267 | 993.9722 | 9.2755e-05 | 994.0764 | 0.1561 | 879.6112 | 0.01132 | 879.8282 | 0.0079994
|  | 669.7373 | 0.0055093 | 879.8514 | -0.005541 | 669.7373 | 0.011498 | 879.8514 | -0.14617 | 870.2886 | 0 | 879.8514 | -0.078233 | 880.0685 | 0 | 874.52 | -0.0081163 | 880.0685 | 0 | 880.0685 | 0 | 880.0685 | 0 | 874.52 | 0.0014574 | 880.0685 | 0 | 671.7991 | 0.00015936 | 880.0685 | 0 | 880.0685 | 0 | 879.8514 | -0.017495 | 994.2449 | 0.030274 | 879.8514 | 0.0071005 | 994.1419 | 0.00013913 | 994.2449 | 0.16338 | 879.8514 | -0.053542 | 880.0685 | 0.00024552
|  | 669.8607 | 0 | 880.0915 | 0.014979 | 669.8607 | 0 | 880.0915 | 0.04325 | 870.5267 | 0 | 880.0915 | 0.039087 | 880.3089 | 0.033434 | 874.76 | 0.0036384 | 880.3089 | 0.01259 | 880.3089 | 0.0098329 | 880.3088 | 0.0028416 | 874.76 | 0.0014574 | 880.3089 | 0.010918 | 671.9196 | 0.00014899 | 880.3089 | 0.017379 | 880.3088 | 0.0060917 | 880.0915 | 0.040431 | 994.4134 | 0.044851 | 880.0915 | 0.027454 | 994.3116 | 0 | 994.4134 | 0.15792 | 880.0915 | 0.047841 | 880.3088 | 0.0080566
|  | 669.9841 | 0.011056 | 880.3317 | -0.040302 | 669.9841 | 0.0089172 | 880.3317 | -0.14807 | 870.7648 | 0 | 880.3317 | -0.07916 | 880.5492 | 0 | 875 | 0.013154 | 880.5492 | 0 | 880.5492 | 0 | 880.5492 | 0 | 875 | -0.008861 | 880.5492 | 0 | 672.0401 | 0.00010366 | 880.5492 | 0 | 880.5492 | 0 | 880.3317 | -0.054063 | 994.582 | 0.030387 | 880.3317 | 0.0021928 | 994.4812 | 0.00013913 | 994.582 | 0.15433 | 880.3317 | -0.0081543 | 880.5492 | 0.00061367
|  | 670.1075 | 0 | 880.5718 | -0.030108 | 670.1075 | 0 | 880.5718 | -0.14703 | 871.0028 | 0 | 880.5718 | -0.067224 | 880.7895 | 0 | 875.24 | -0.014274 | 880.7895 | 0 | 880.7895 | 0 | 880.7896 | 0 | 875.24 | -0.0032645 | 880.7895 | 0 | 672.1606 | 0.00029859 | 880.7895 | 0 | 880.7895 | 0 | 880.5718 | -0.014955 | 994.7505 | 0.034872 | 880.5718 | 0.0028837 | 994.6509 | 0 | 994.7505 | 0.15222 | 880.5718 | -0.016277 | 880.7896 | 0.00087113
|  | 670.2309 | 0 | 880.812 | 0.0079466 | 670.2309 | 0.016916 | 880.812 | 0.078287 | 871.2409 | 0 | 880.812 | 0.050794 | 881.0299 | 0.014449 | 875.48 | 0.006437 | 881.0299 | 0.012687 | 881.0299 | 0.0056097 | 881.0299 | 0.0031127 | 875.48 | -0.0032645 | 881.0299 | 0.0022396 | 672.2812 | 0.00024737 | 881.0299 | 0.028676 | 881.0299 | 0.0089545 | 880.812 | -0.0024077 | 994.919 | 0.035993 | 880.812 | 0.015619 | 994.8206 | 0.00069566 | 994.919 | 0.14464 | 880.812 | 0.010576 | 881.0299 | 0.0073716
|  | 670.3544 | 0 | 881.0522 | -0.043246 | 670.3544 | 0 | 881.0522 | -0.17146 | 871.479 | 0 | 881.0522 | -0.08034 | 881.2703 | 0 | 875.72 | 0.010355 | 881.2703 | 0 | 881.2703 | 0 | 881.2703 | 0 | 875.72 | 0.0058296 | 881.2703 | 0 | 672.4017 | 0.00049352 | 881.2703 | 0 | 881.2703 | 0 | 881.0522 | -0.026338 | 995.0875 | 0.043169 | 881.0522 | 0.015215 | 994.9902 | 0 | 995.0875 | 0.14893 | 881.0522 | -0.012807 | 881.2703 | 0.00049445
|  | 670.4778 | 0.013088 | 881.2923 | -0.014184 | 670.4778 | 0.019487 | 881.2923 | -0.057341 | 871.7171 | 0 | 881.2923 | 0.046867 | 881.5107 | 0.020585 | 875.96 | -0.0036384 | 881.5107 | 0.012641 | 881.5107 | 0.0026053 | 881.5107 | 0.0034794 | 875.96 | -0.00029147 | 881.5107 | 0.0076364 | 672.5222 | 0.00024798 | 881.5107 | 0.03291 | 881.5107 | 0.0063056 | 881.2923 | 0.022952 | 995.256 | 0.032012 | 881.2923 | 0.0031903 | 995.1599 | 0.00069566 | 995.256 | 0.13119 | 881.2923 | 0.0070781 | 881.5107 | 0.0074548
|  | 670.6013 | 0 | 881.5325 | -0.022293 | 670.6013 | 0 | 881.5325 | -0.1857 | 871.9553 | 0 | 881.5325 | -0.082234 | 881.751 | 0 | 876.2 | -0.02155 | 881.751 | 0 | 881.751 | 0 | 881.751 | 0 | 876.2 | -0.00081612 | 881.751 | 0 | 672.6428 | 0.00050693 | 881.751 | 0 | 881.751 | 0 | 881.5325 | -0.053601 | 995.4246 | 0.03033 | 881.5325 | 0.00069125 | 995.3296 | 0 | 995.4246 | 0.13142 | 881.5325 | -0.012394 | 881.751 | 0.00055946
|  | 670.7247 | 0.0092808 | 881.7727 | 0.021315 | 670.7247 | 0.012906 | 881.7727 | 0.027615 | 872.1934 | 0 | 881.7727 | 0.05647 | 881.9914 | 0.0173 | 876.44 | 0.02211 | 881.9914 | 0.023428 | 881.9914 | 0.0094252 | 881.9915 | 0.006919 | 876.44 | -0.0034394 | 881.9914 | 0.0051614 | 672.7633 | 0.00026038 | 881.9914 | 0.023414 | 881.9915 | 0.0126 | 881.7727 | 0.05129 | 995.5931 | 0.036497 | 881.7727 | -0.0083355 | 995.4993 | 0.00069566 | 995.5931 | 0.11444 | 881.7727 | 0.0053327 | 881.9915 | 0.0084718
|  | 670.8482 | 0 | 882.0129 | -0.050362 | 670.8482 | 0 | 882.0129 | -0.089899 | 872.4315 | 0 | 882.0129 | -0.079675 | 882.2318 | 0 | 876.68 | -0.0030786 | 882.2318 | 0 | 882.2318 | 0 | 882.2318 | 0 | 876.68 | 0.0123 | 882.2318 | 0 | 672.8838 | 0.00053579 | 882.2318 | 0 | 882.2318 | 0 | 882.0129 | -0.035811 | 995.7616 | 0.029377 | 882.0129 | -0.018386 | 995.6689 | 0 | 995.7616 | 0.11585 | 882.0129 | -0.012642 | 882.2318 | 0.00048235
|  | 670.9716 | 0.024571 | 882.2531 | 0.015478 | 670.9716 | 0.011498 | 882.2531 | 0.056884 | 872.6696 | 0 | 882.2531 | 0.050443 | 882.4722 | 0.050172 | 876.92 | -0.0058775 | 882.4722 | 0.023428 | 882.4722 | 0.0088432 | 882.4722 | 0.004073 | 876.92 | -0.005538 | 882.4722 | 0.014576 | 673.0044 | 0.00027867 | 882.4722 | 0.016963 | 882.4722 | 0.0085788 | 882.2531 | 0.050597 | 995.9302 | 0.034423 | 882.2531 | 0.037048 | 995.8386 | 0.00097375 | 995.9302 | 0.10357 | 882.2531 | 0.01008 | 882.4722 | 0.0097301
|  | 671.0951 | 0 | 882.4933 | -0.026368 | 671.0951 | 0 | 882.4933 | -0.14832 | 872.9078 | 0 | 882.4933 | -0.076093 | 882.7126 | 0 | 877.16 | 0.0075566 | 882.7126 | 0 | 882.7126 | 0 | 882.7126 | 0 | 877.16 | -0.0043139 | 882.7126 | 0 | 673.1249 | 0.0005551 | 882.7126 | 0 | 882.7127 | 0 | 882.4933 | -0.025414 | 996.0987 | 0.028985 | 882.4933 | -0.032776 | 996.0083 | 0 | 996.0987 | 0.10322 | 882.4933 | -0.0083453 | 882.7126 | 0.0013392
|  | 671.2186 | 0.011943 | 882.7336 | -0.02172 | 671.2186 | 0.017187 | 882.7336 | 0.031074 | 873.1459 | 0 | 882.7336 | 0.010646 | 882.9531 | 0.038791 | 877.4 | -0.037783 | 882.9531 | 0.012189 | 882.9531 | 0 | 882.9531 | 0 | 877.4 | -0.0039641 | 882.9531 | 0.010842 | 673.2455 | 0.00028213 | 882.9531 | 0.032839 | 882.9531 | 0.0060505 | 882.7336 | 0.016483 | 996.2672 | 0.022986 | 882.7336 | -0.0073512 | 996.178 | 0.0004174 | 996.2672 | 0.091942 | 882.7336 | 0.010989 | 882.9531 | 0.0093464
|  | 671.3421 | 0 | 882.9738 | -0.026892 | 671.3421 | 0 | 882.9738 | -0.082966 | 873.3841 | 0 | 882.9738 | -0.08569 | 883.1935 | 0 | 877.64 | -0.0058775 | 883.1935 | 0 | 883.1935 | 0 | 883.1935 | 0 | 877.64 | -0.0036143 | 883.1935 | 0 | 673.366 | 0.0005301 | 883.1935 | 0 | 883.1935 | 0 | 882.9738 | -0.022316 | 996.4357 | 0.035264 | 882.9738 | -0.0022573 | 996.3477 | 0 | 996.4357 | 0.092353 | 882.9738 | -0.0099152 | 883.1935 | 0.00065884
|  | 671.4657 | 0.010834 | 883.214 | -0.0024321 | 671.4657 | 0.023412 | 883.214 | 0.14458 | 873.6223 | 0 | 883.214 | 0.041395 | 883.4339 | 0.034441 | 877.88 | -0.0069968 | 883.4339 | 0.010579 | 883.4339 | 0.0043486 | 883.4339 | 0.0016348 | 877.88 | -0.0032645 | 883.4339 | 0.014695 | 673.4865 | 0.00025408 | 883.4339 | 0.03439 | 883.4339 | 0.0079586 | 883.214 | 0.0044345 | 996.6043 | 0.026742 | 883.214 | 0.007224 | 996.5174 | 0.00097375 | 996.6043 | 0.085949 | 883.214 | 0.010907 | 883.4339 | 0.0086396
|  | 671.5892 | 0 | 883.4543 | -0.062073 | 671.5892 | 0 | 883.4543 | -0.059966 | 873.8604 | 0 | 883.4543 | -0.071288 | 883.6744 | 0 | 878.12 | -0.0013994 | 883.6744 | 0 | 883.6744 | 0 | 883.6744 | 0 | 878.12 | 0.011076 | 883.6744 | 0 | 673.6071 | 0.00051405 | 883.6744 | 0 | 883.6744 | 0 | 883.4543 | -0.03558 | 996.7728 | 0.03902 | 883.4543 | 0.0015732 | 996.6871 | 0 | 996.7728 | 0.087301 | 883.4543 | -0.007335 | 883.6744 | 0.00076328
|  | 671.7127 | 0.0092808 | 883.6945 | 0.017985 | 671.7127 | 0.017322 | 883.6945 | 0.045974 | 874.0986 | 0 | 883.6945 | 0.059811 | 883.9148 | 0.051774 | 878.36 | -0.02155 | 883.9148 | 0.019983 | 883.9148 | 0.0097384 | 883.9148 | 0.0036588 | 878.36 | 0.00075785 | 883.9148 | 0.00043231 | 673.7276 | 0.00026403 | 883.9148 | 0.040506 | 883.9148 | 0.0073757 | 883.6945 | 0.027955 | 996.9413 | 0.036385 | 883.6945 | 0.015774 | 996.8568 | 0.00069566 | 996.9413 | 0.081896 | 883.6945 | 0.0082219 | 883.9148 | 0.0081919
|  | 671.8363 | 0 | 883.9348 | -0.02184 | 671.8363 | 0 | 883.9348 | -0.12774 | 874.3368 | 0 | 883.9348 | -0.080746 | 884.1553 | 0 | 878.6 | -0.00083963 | 884.1553 | 0 | 884.1553 | 0 | 884.1553 | 0 | 878.6 | -0.010784 | 884.1553 | 0 | 673.8482 | 0.00053579 | 884.1553 | 0 | 884.1553 | 0 | 883.9348 | -0.027724 | 997.1099 | 0.030443 | 883.9348 | 0.00041474 | 997.0265 | 0 | 997.1099 | 0.083599 | 883.9348 | -0.019169 | 884.1553 | 0.0011352
|  | 671.9598 | 0 | 884.175 | -0.004477 | 671.9598 | 0.0068052 | 884.175 | 0.015379 | 874.575 | 0 | 884.175 | 0.044071 | 884.3958 | 0.05139 | 878.84 | -0.028267 | 884.3958 | 0.026598 | 884.3958 | 0.0093741 | 884.3958 | 0.0053593 | 878.84 | -0.0050134 | 884.3958 | 0.0046833 | 673.9687 | 0.00027216 | 884.3958 | 0.021072 | 884.3958 | 0.0052774 | 884.175 | 0.035811 | 997.2784 | 0.034087 | 884.175 | 0.022706 | 997.1962 | 0.00097375 | 997.2784 | 0.080368 | 884.175 | 0.0080553 | 884.3958 | 0.0085231
|  | 672.0834 | 0 | 884.4153 | -0.030289 | 672.0834 | 0 | 884.4153 | -0.1437 | 874.8132 | 0 | 884.4153 | -0.086257 | 884.6362 | 0 | 879.08 | 0.016513 | 884.6362 | 0 | 884.6362 | 0 | 884.6362 | 0 | 879.08 | -0.00046636 | 884.6362 | 0 | 674.0893 | 0.00054006 | 884.6362 | 0 | 884.6362 | 0 | 884.4153 | -0.043897 | 997.4469 | 0.032237 | 884.4153 | -0.015796 | 997.3659 | 0 | 997.4469 | 0.084951 | 884.4153 | -0.015203 | 884.6362 | 0.00090526
|  | 672.207 | 0.0077278 | 884.6556 | 0.013887 | 672.207 | 0.016916 | 884.6556 | 0.093638 | 875.0515 | 0 | 884.6556 | 0.06009 | 884.8767 | 0.065683 | 879.32 | -0.011475 | 884.8767 | 0.018467 | 884.8767 | 0.0057201 | 884.8767 | 0.0036914 | 879.32 | 0.013175 | 884.8767 | 0.0063103 | 674.2098 | 0.00027359 | 884.8767 | 0.03076 | 884.8767 | 0.0076425 | 884.6556 | 0.025183 | 997.6154 | 0.031171 | 884.6556 | 0.015994 | 997.5356 | 0.00069566 | 997.6154 | 0.083071 | 884.6556 | 0.015616 | 884.8767 | 0.008091
|  | 672.3305 | 0 | 884.8958 | -0.015947 | 672.3305 | 0 | 884.8958 | -0.16128 | 875.2897 | 0 | 884.8958 | -0.077668 | 885.1172 | 0 | 879.56 | -0.019871 | 885.1172 | 0 | 885.1172 | 0 | 885.1172 | 0 | 879.56 | 0.0016322 | 885.1172 | 0 | 674.3304 | 0.00049677 | 885.1172 | 0 | 885.1172 | 0 | 884.8958 | -0.041125 | 997.784 | 0.02977 | 884.8958 | -0.0043929 | 997.7053 | 0 | 997.784 | 0.089474 | 884.8958 | -0.0079729 | 885.1172 | 0.00085958
|  | 672.4541 | 0.02062 | 885.1361 | 0.030642 | 672.4541 | 0.021111 | 885.1361 | 0.028969 | 875.5279 | 0 | 885.1361 | 0.040025 | 885.3577 | 0.033031 | 879.8 | 0.039462 | 885.3577 | 0.032386 | 885.3577 | 0.017933 | 885.3577 | 0.0085106 | 879.8 | -0.0013408 | 885.3577 | 0.019083 | 674.451 | 0.00023192 | 885.3577 | 0.039403 | 885.3577 | 0.0078919 | 885.1361 | 0.015666 | 997.9525 | 0.033246 | 885.1361 | -0.012487 | 997.875 | 0.00097375 | 997.9525 | 0.087653 | 885.1361 | 0.013385 | 885.3577 | 0.0093048
|  | 672.5777 | 0 | 885.3764 | -0.029042 | 672.5777 | 0 | 885.3764 | -0.086221 | 875.7661 | 0 | 885.3764 | -0.073584 | 885.5982 | 0 | 880.04 | 0.017072 | 885.5982 | 0 | 885.5982 | 0 | 885.5982 | 0 | 880.04 | 0.0046053 | 885.5982 | 0 | 674.5715 | 0.00047502 | 885.5982 | 0 | 885.5982 | 0 | 885.3764 | -0.017533 | 998.121 | 0.027583 | 885.3764 | -0.0058228 | 998.0447 | 0 | 998.121 | 0.093763 | 885.3764 | -0.0035335 | 885.5982 | 0.00087272
|  | 672.7014 | 0.0024034 | 885.6167 | 0.027462 | 672.7014 | 0.019758 | 885.6167 | 0.044494 | 876.0044 | 0 | 885.6167 | 0.050562 | 885.8387 | 0.051289 | 880.28 | 0.0025189 | 885.8387 | 0.017365 | 885.8387 | 0.0097219 | 885.8387 | 0.0044093 | 880.28 | -0.002565 | 885.8387 | 0.011271 | 674.6921 | 0.00025448 | 885.8387 | 0.024953 | 885.8387 | 0.0049355 | 885.6167 | 0.033962 | 998.2896 | 0.036385 | 885.6167 | 0.015222 | 998.2144 | 0.001252 | 998.2896 | 0.091413 | 885.6167 | -0.0025106 | 885.8387 | 0.008056
|  | 672.825 | 0 | 885.857 | 0.0099906 | 672.825 | 0 | 885.857 | -0.21399 | 876.2426 | 0 | 885.857 | -0.081077 | 886.0792 | 0 | 880.52 | 0.0058775 | 886.0792 | 0 | 886.0792 | 0 | 886.0792 | 0 | 880.52 | -0.00046636 | 886.0792 | 0 | 674.8126 | 0.00049778 | 886.0792 | 0 | 886.0792 | 0 | 885.857 | -0.046901 | 998.4581 | 0.034872 | 885.857 | -0.0066509 | 998.3841 | 0 | 998.4581 | 0.095878 | 885.857 | -0.014625 | 886.0792 | 0.0011331
|  | 672.9486 | 0.00018483 | 886.0973 | -0.01679 | 672.9486 | 0.024224 | 886.0973 | 0.021166 | 876.4809 | 0 | 886.0973 | 0.031066 | 886.3198 | 0.020683 | 880.76 | -0.0086761 | 886.3198 | 0.017227 | 886.3198 | 0.0034446 | 886.3198 | 0.0025979 | 880.76 | -0.0037892 | 886.3198 | 0.0077834 | 674.9332 | 0.00024981 | 886.3198 | 0.033239 | 886.3198 | 0.0048215 | 886.0973 | 0.019926 | 998.6266 | 0.04429 | 886.0973 | 0.0025237 | 998.5539 | 0.00097375 | 998.6266 | 0.094409 | 886.0973 | 0.01603 | 886.3198 | 0.0089585
|  | 673.0723 | 0 | 886.3377 | -0.055284 | 673.0723 | 0 | 886.3377 | -0.14668 | 876.7192 | 0 | 886.3377 | -0.097292 | 886.5603 | 0 | 881 | -0.051218 | 886.5603 | 0 | 886.5603 | 0 | 886.5603 | 0 | 881 | -0.011659 | 886.5603 | 0 | 675.0538 | 0.00051526 | 886.5603 | 0 | 886.5603 | 0 | 886.3377 | -0.030728 | 998.7952 | 0.029489 | 886.3377 | -0.027665 | 998.7236 | 0 | 998.7952 | 0.096877 | 886.3377 | -0.055608 | 886.5603 | -8.152e-05
|  | 673.1959 | 0.0070623 | 886.578 | -0.019603 | 673.1959 | 0.016916 | 886.578 | -0.002319 | 876.9575 | 0 | 886.578 | 0.039266 | 886.8008 | 0.026948 | 881.24 | -0.0086761 | 886.8008 | 0.012822 | 886.8008 | 0.0096378 | 886.8008 | 0.002255 | 881.24 | -0.0037892 | 886.8008 | 0.0061389 | 675.1743 | 0.00026871 | 886.8008 | 0.022692 | 886.8008 | 0.0071608 | 886.578 | -0.000358 | 998.9637 | 0.026014 | 886.578 | -0.0033548 | 998.8933 | 0.0004174 | 998.9637 | 0.096642 | 886.578 | 0.054038 | 886.8008 | 0.0078847
|  | 673.3196 | 0 | 886.8183 | -0.038833 | 673.3196 | 0 | 886.8183 | -0.2669 | 877.1957 | 0 | 886.8183 | -0.083409 | 887.0414 | 0 | 881.48 | -0.016513 | 887.0414 | 0 | 887.0414 | 0 | 887.0414 | 0 | 881.48 | -0.00029147 | 887.0414 | 0 | 675.2949 | 0.00053153 | 887.0414 | 0 | 887.0414 | 0 | 886.8183 | -0.050135 | 999.1322 | 0.033526 | 886.8183 | -0.017133 | 999.063 | 0 | 999.1322 | 0.096289 | 886.8183 | -0.0095847 | 887.0414 | 0.0010704
|  | 673.4432 | 0.010834 | 887.0587 | 0.0056713 | 673.4432 | 0.016375 | 887.0587 | 0.1012 | 877.434 | 0 | 887.0587 | 0.04111 | 887.2819 | 0.04165 | 881.72 | -0.023229 | 887.282 | 0.027149 | 887.2819 | 0.0059862 | 887.2819 | 0.0037682 | 881.72 | 0.0030313 | 887.2819 | 0.014279 | 675.4155 | 0.00026403 | 887.2819 | 0.032695 | 887.2819 | 0.0055536 | 887.0587 | 0.028649 | 999.3008 | 0.031564 | 887.0587 | 0.0080704 | 999.2327 | 0.00097375 | 999.3008 | 0.097112 | 887.0587 | 0.01322 | 887.2819 | 0.0085401
|  | 673.5669 | 0 | 887.299 | -0.043114 | 673.5669 | 0 | 887.299 | -0.15808 | 877.6723 | 0 | 887.299 | -0.073811 | 887.5225 | 0 | 881.96 | -0.031627 | 887.5225 | 0 | 887.5225 | 0 | 887.5225 | 0 | 881.96 | -0.0036143 | 887.5225 | 0 | 675.536 | 0.00054697 | 887.5225 | 0 | 887.5225 | 0 | 887.299 | -0.016356 | 999.4693 | 0.022874 | 887.299 | -0.030276 | 999.4025 | 0 | 999.4693 | 0.094644 | 887.299 | -0.013138 | 887.5225 | -0.00075795
|  | 673.6906 | 0.0068403 | 887.5394 | -0.019391 | 673.6906 | 0.011264 | 887.5394 | -0.032288 | 877.9106 | 0 | 887.5394 | 0.057908 | 887.7631 | 0.030307 | 882.2 | 0.013154 | 887.7631 | 0.023566 | 887.7631 | 0.0085634 | 887.7631 | 0.0040537 | 882.2 | 0.0040807 | 887.7631 | 0.005562 | 675.6566 | 0.00028396 | 887.7631 | 0.028194 | 887.7631 | 0.0041784 | 887.5394 | 0.028187 | 999.6379 | 0.031844 | 887.5394 | 0.030302 | 999.5722 | 0.00097375 | 999.6379 | 0.096172 | 887.5394 | 0.0050083 | 887.7631 | 0.0066739
|  | 673.8143 | 0 | 887.7797 | -0.018877 | 673.8143 | 0 | 887.7797 | -0.18184 | 878.1489 | 0 | 887.7797 | -0.08146 | 888.0037 | 0 | 882.44 | 0.0069968 | 888.0037 | 0 | 888.0037 | 0 | 888.0037 | 0 | 882.44 | -0.0015157 | 888.0037 | 0 | 675.7772 | 0.00055592 | 888.0037 | 0 | 888.0037 | 0 | 887.7797 | -0.028418 | 999.8064 | 0.029882 | 887.7797 | -0.025608 | 999.7419 | 0 | 999.8064 | 0.091766 | 887.7797 | -0.002839 | 888.0037 | 0.0010162
|  | 673.938 | 0.0090589 | 888.0201 | -0.063563 | 673.938 | 0.023412 | 888.0201 | 0.12209 | 878.3873 | 0 | 888.0201 | 0.043664 | 888.2443 | 0.043479 | 882.68 | 0.037222 | 888.2442 | 0.0048435 | 888.2443 | 0.0073618 | 888.2443 | 0 | 882.68 | -0.00011659 | 888.2443 | 0.0040187 | 675.8977 | 0.00027298 | 888.2443 | 0.033438 | 888.2443 | 0.0094956 | 888.0201 | 0.031421 | 999.9749 | 0.025509 | 888.0201 | 0.020929 | 999.9117 | 0.00097375 | 999.9749 | 0.094703 | 888.0201 | 0.015286 | 888.2443 | 0.0069364
|  | 674.0617 | 0 | 888.2605 | -0.013518 | 674.0617 | 0 | 888.2605 | -0.13759 | 878.6256 | 0 | 888.2605 | -0.075997 | 888.4848 | 0 | 882.92 | 0.028267 | 888.4849 | 0 | 888.4848 | 0 | 888.4849 | 0 | 882.92 | -0.010085 | 888.4848 | 0 | 676.0183 | 0.00053579 | 888.4848 | 0 | 888.4849 | 0 | 888.2604 | -0.034656 | 1000.1435 | 0.03162 | 888.2605 | 0.0075356 | 1000.0814 | 0 | 1000.1435 | 0.090297 | 888.2604 | -0.0082464 | 888.4849 | 0.00095176
|  | 674.1855 | 0.012594 | 888.5008 | -0.0085845 | 674.1855 | 0.0042239 | 888.5008 | 0.075404 | 878.864 | 0 | 888.5008 | 0.036005 | 888.7255 | 0.04492 | 883.16 | 0.006437 | 888.7255 | 0.028665 | 888.7255 | 0.0013672 | 888.7255 | 0.0031247 | 883.16 | 0.0040807 | 888.7255 | 0.0085113 | 676.1389 | 0.00026546 | 888.7255 | 0.021644 | 888.7255 | 0.0077542 | 888.5008 | 0.0060638 | 1000.312 | 0.038067 | 888.5008 | 0.039349 | 1000.2511 | 0.001252 | 1000.312 | 0.094057 | 888.5008 | 0.00065225 | 888.7255 | 0.0089001
|  | 674.3092 | 0 | 888.7412 | -0.039542 | 674.3092 | 0 | 888.7412 | -0.20293 | 879.1023 | 0 | 888.7412 | -0.095222 | 888.9661 | 0 | 883.4 | 0.013154 | 888.9661 | 0 | 888.9661 | 0 | 888.9661 | 0 | 883.4 | -0.0011659 | 888.9661 | 0 | 676.2595 | 0.00052055 | 888.9661 | 0 | 888.9661 | 0 | 888.7412 | -0.056835 | 1000.4806 | 0.039525 | 888.7412 | -0.013834 | 1000.4209 | 0 | 1000.4806 | 0.088593 | 888.7412 | -0.0051144 | 888.9661 | 0.0007334
|  | 674.433 | 0.01039 | 888.9816 | -0.026348 | 674.433 | 0.023006 | 888.9816 | -0.015852 | 879.3406 | 0 | 888.9816 | 0.033567 | 889.2067 | 0.029238 | 883.64 | 0.012035 | 889.2067 | 0.02398 | 889.2067 | 0.0067202 | 889.2067 | 0.0023377 | 883.64 | 0.0014574 | 889.2067 | 0.0034457 | 676.3801 | 0.00025753 | 889.2067 | 0.044761 | 889.2067 | 0.0053384 | 888.9816 | -0.003766 | 1000.6491 | 0.035993 | 888.9816 | 0.010582 | 1000.5906 | 0.00069566 | 1000.6491 | 0.092118 | 888.9816 | 0.0056642 | 889.2067 | 0.0095999
|  | 674.5567 | 0 | 889.222 | -0.013217 | 674.5567 | 0 | 889.222 | -0.15449 | 879.579 | 0 | 889.222 | -0.086565 | 889.4473 | 0 | 883.88 | -0.049539 | 889.4473 | 0 | 889.4473 | 0 | 889.4473 | 0 | 883.88 | -0.0036143 | 889.4473 | 0 | 676.5006 | 0.00051303 | 889.4473 | 0 | 889.4473 | 0 | 889.222 | -0.02158 | 1000.8176 | 0.031732 | 889.222 | -0.0081768 | 1000.7604 | 0 | 1000.8176 | 0.086008 | 889.222 | -0.011402 | 889.4473 | 0.00019112
|  | 674.6805 | 0.017533 | 889.4624 | 0.0038372 | 674.6805 | 0.015292 | 889.4624 | 0.0046069 | 879.8174 | 0 | 889.4624 | 0.037515 | 889.6879 | 0.017784 | 884.12 | 0.02211 | 889.6879 | 0.026047 | 889.6879 | 0.010381 | 889.6879 | 0.0033674 | 884.12 | 0.00040807 | 889.6879 | 0.0062644 | 676.6212 | 0.00025895 | 889.6879 | 0.028761 | 889.6879 | 0.0099345 | 889.4624 | 0.045283 | 1000.9862 | 0.031171 | 889.4624 | 0.0039719 | 1000.9301 | 0.00069566 | 1000.9862 | 0.089474 | 889.4624 | 0.0078265 | 889.6879 | 0.0088458
|  | 674.8043 | 0 | 889.7028 | -0.021914 | 674.8043 | 0 | 889.7028 | -0.16789 | 880.0557 | 0 | 889.7028 | -0.073158 | 889.9286 | 0 | 884.36 | -0.048978 | 889.9286 | 0 | 889.9286 | 0 | 889.9286 | 0 | 884.36 | -0.010435 | 889.9286 | 0 | 676.7418 | 0.00053051 | 889.9286 | 0 | 889.9286 | 0 | 889.7028 | -0.047825 | 1001.1547 | 0.040702 | 889.7028 | 0.0081183 | 1001.0998 | 0 | 1001.1547 | 0.083952 | 889.7028 | -0.011568 | 889.9286 | 0.00021294
|  | 674.9281 | 0.010168 | 889.9432 | -0.027312 | 674.9281 | 0.016916 | 889.9432 | 0.0024838 | 880.2941 | 0 | 889.9432 | 0.051571 | 890.1692 | 0.050424 | 884.6 | 0.020991 | 890.1692 | 0.0062362 | 890.1692 | 0.0047275 | 890.1693 | 0.0012384 | 884.6 | -0.0050134 | 890.1692 | 0.0091028 | 676.8624 | 0.00027359 | 890.1692 | 0.012876 | 890.1693 | 0.007588 | 889.9432 | 0.040663 | 1001.3233 | 0.034984 | 889.9432 | 0.0041444 | 1001.2696 | 0.00069566 | 1001.3233 | 0.088006 | 889.9432 | 0.013881 | 890.1693 | 0.0089524
|  | 675.0519 | 0 | 890.1837 | -0.0060672 | 675.0519 | 0 | 890.1837 | -0.066698 | 880.5325 | 0 | 890.1837 | -0.08899 | 890.4099 | 0 | 884.84 | 0.0075566 | 890.4099 | 0 | 890.4099 | 0 | 890.4099 | 0 | 884.84 | -0.0067623 | 890.4099 | 0 | 676.983 | 0.00051486 | 890.4099 | 0 | 890.4099 | 0 | 890.1837 | -0.014749 | 1001.4918 | 0.028312 | 890.1837 | 0.0015472 | 1001.4393 | 0 | 1001.4918 | 0.083247 | 890.1837 | -0.011237 | 890.4099 | -0.00040127
|  | 675.1757 | 0.022102 | 890.4241 | -0.0051186 | 675.1757 | 0.0082132 | 890.4241 | 0.0049731 | 880.7709 | 0 | 890.4241 | 0.035784 | 890.6505 | 0.012924 | 885.08 | 0.0047579 | 890.6505 | 0.017089 | 890.6505 | 0.011203 | 890.6506 | 0.0033066 | 885.08 | -0.00011659 | 890.6505 | 0.0053512 | 677.1036 | 0.00024432 | 890.6505 | 0.017027 | 890.6506 | 0.0098086 | 890.4241 | 0.042511 | 1001.6603 | 0.033694 | 890.4241 | 0.0027287 | 1001.6091 | 0.001252 | 1001.6603 | 0.086948 | 890.4241 | 0.013716 | 890.6506 | 0.0084488
|  | 675.2995 | 0 | 890.6645 | -0.025494 | 675.2995 | 0 | 890.6645 | -0.20526 | 881.0093 | 0 | 890.6645 | -0.093885 | 890.8912 | 0 | 885.32 | 0.0025189 | 890.8912 | 0 | 890.8912 | 0 | 890.8912 | 0 | 885.32 | -0.015856 | 890.8912 | 0 | 677.2242 | 0.00050551 | 890.8912 | 0 | 890.8912 | 0 | 890.6645 | -0.0402 | 1001.8289 | 0.031227 | 890.6645 | 0.0058826 | 1001.7789 | 0 | 1001.8289 | 0.082483 | 890.6645 | -0.0049816 | 890.8912 | -0.00049786
|  | 675.4233 | 0.015928 | 890.905 | -0.036368 | 675.4233 | 0.020705 | 890.905 | -0.040238 | 881.2477 | 0 | 890.905 | 0.032174 | 891.1319 | 0.020397 | 885.56 | -0.0097957 | 891.1319 | 0.016951 | 891.1319 | 0.0050143 | 891.1319 | 0.0054426 | 885.56 | -0.0018654 | 891.1319 | 0.009866 | 677.3448 | 0.00026729 | 891.1319 | 0.048836 | 891.1319 | 0.0061115 | 890.905 | 0.041125 | 1001.9974 | 0.034423 | 890.905 | 0.020517 | 1001.9486 | 0.00097375 | 1001.9974 | 0.086361 | 890.905 | 0.003423 | 891.1319 | 0.0092804
|  | 675.5472 | 0 | 891.1454 | -0.024649 | 675.5472 | 0 | 891.1454 | -0.23202 | 881.4861 | 0 | 891.1454 | -0.069342 | 891.3726 | 0 | 885.8 | -0.0013994 | 891.3726 | 0 | 891.3726 | 0 | 891.3726 | 0 | 885.8 | -0.0027399 | 891.3726 | 0 | 677.4654 | 0.00052705 | 891.3726 | 0 | 891.3726 | 0 | 891.1454 | -0.036273 | 1002.166 | 0.03319 | 891.1454 | 0.032552 | 1002.1184 | 0 | 1002.166 | 0.082424 | 891.1454 | -0.013716 | 891.3726 | 0.0015456
|  | 675.671 | 0.0079496 | 891.3859 | 0.0071147 | 675.671 | 0.011029 | 891.3859 | 0.036376 | 881.7246 | 0 | 891.3859 | 0.050572 | 891.6133 | 0.042367 | 886.04 | 0.006437 | 891.6133 | 0.021085 | 891.6133 | 0.009801 | 891.6133 | 0.0030773 | 886.04 | 0.0058296 | 891.6133 | 0.010797 | 677.586 | 0.00026607 | 891.6133 | 0.02634 | 891.6133 | 0.0098009 | 891.3859 | 0.018601 | 1002.3345 | 0.033919 | 891.3859 | -0.0039907 | 1002.2881 | 0.0004174 | 1002.3345 | 0.086243 | 891.3859 | 0.0094194 | 891.6133 | 0.0090955
|  | 675.7949 | 0 | 891.6263 | -0.045206 | 675.7949 | 0 | 891.6263 | -0.27521 | 881.963 | 0 | 891.6263 | -0.098467 | 891.854 | 0 | 886.28 | -0.046739 | 891.854 | 0 | 891.854 | 0 | 891.854 | 0 | 886.28 | -0.0079864 | 891.854 | 0 | 677.7065 | 0.00053092 | 891.854 | 0 | 891.854 | 0 | 891.6263 | -0.031883 | 1002.5031 | 0.030162 | 891.6263 | -0.034009 | 1002.4579 | 0 | 1002.5031 | 0.082542 | 891.6263 | -0.010246 | 891.854 | 0.0010758
|  | 675.9188 | 0.0086152 | 891.8668 | 0.0057522 | 675.9188 | 0.023683 | 891.8668 | 0.053519 | 882.2015 | 0 | 891.8668 | 0.046006 | 892.0947 | 0.025436 | 886.52 | 0.014833 | 892.0947 | 0.020534 | 892.0947 | 0.0079708 | 892.0947 | 0.0022662 | 886.52 | 0.0054798 | 892.0947 | 0.0014491 | 677.8271 | 0.00026932 | 892.0947 | 0.031017 | 892.0947 | 0.0086948 | 891.8668 | 0.036504 | 1002.6716 | 0.040702 | 891.8668 | 0.03735 | 1002.6277 | 0.00069566 | 1002.6716 | 0.086419 | 891.8668 | 0.01826 | 892.0947 | 0.0086422
|  | 676.0426 | 0 | 892.1073 | -0.070762 | 676.0426 | 0 | 892.1073 | -0.11 | 882.4399 | 0 | 892.1073 | -0.10615 | 892.3354 | 0 | 886.76 | -0.0025189 | 892.3354 | 0 | 892.3354 | 0 | 892.3354 | 0 | 886.76 | 0.0067039 | 892.3354 | 0 | 677.9478 | 0.00054088 | 892.3354 | 0 | 892.3354 | 0 | 892.1073 | -0.050828 | 1002.8402 | 0.026406 | 892.1073 | -0.030177 | 1002.7974 | 0 | 1002.8402 | 0.083129 | 892.1073 | -0.01132 | 892.3354 | -0.0015237
|  | 676.1665 | 0.0028471 | 892.3478 | -0.014306 | 676.1665 | 0.0065706 | 892.3478 | 0.077107 | 882.6784 | 0 | 892.3478 | 0.038594 | 892.5761 | 0.010493 | 887 | -0.02211 | 892.5761 | 0.022188 | 892.5761 | 0.0080649 | 892.5761 | 0.0036978 | 887 | -0.012183 | 892.5761 | 0.004165 | 678.0684 | 0.00027216 | 892.5761 | 0.039584 | 892.5761 | 0.0062439 | 892.3478 | 0.051059 | 1003.0087 | 0.031171 | 892.3478 | 0.02782 | 1002.9672 | 0.00069566 | 1003.0087 | 0.087007 | 892.3478 | 0.0044694 | 892.5761 | 0.007902
|  | 676.2904 | 0 | 892.5883 | -0.02512 | 676.2904 | 0 | 892.5883 | -0.14759 | 882.9169 | 0 | 892.5883 | -0.075807 | 892.8169 | 0 | 887.24 | -0.0075566 | 892.8169 | 0 | 892.8169 | 0 | 892.8168 | 0 | 887.24 | -0.00099105 | 892.8169 | 0 | 678.1889 | 0.00052299 | 892.8169 | 0 | 892.8168 | 0 | 892.5883 | -0.019257 | 1003.1773 | 0.035264 | 892.5883 | 0.019837 | 1003.137 | 0 | 1003.1773 | 0.083599 | 892.5883 | -0.011981 | 892.8168 | 0.00046957
|  | 676.4143 | 0.010168 | 892.8288 | 0.0037937 | 676.4143 | 0.014074 | 892.8288 | 0.030866 | 883.1553 | 0 | 892.8288 | 0.055849 | 893.0576 | 0.027883 | 887.48 | 0.0041982 | 893.0576 | 0.025909 | 893.0576 | 0.011172 | 893.0576 | 0.0041691 | 887.48 | -0.0020404 | 893.0576 | 0.00694 | 678.3096 | 0.00025733 | 893.0576 | 0.030199 | 893.0576 | 0.010102 | 892.8288 | 0.016779 | 1003.3458 | 0.031227 | 892.8288 | 0.0068478 | 1003.3067 | 0.00069566 | 1003.3458 | 0.087183 | 892.8288 | 0.017352 | 893.0576 | 0.0099204
|  | 676.5382 | 0 | 893.0693 | -0.011408 | 676.5382 | 0 | 893.0693 | -0.21372 | 883.3939 | 0 | 893.0693 | -0.098046 | 893.2983 | 0 | 887.72 | -0.0053177 | 893.2983 | 0 | 893.2983 | 0 | 893.2983 | 0 | 887.72 | 0.0025067 | 893.2983 | 0 | 678.4302 | 0.00050591 | 893.2983 | 0 | 893.2983 | 0 | 893.0693 | -0.015489 | 1003.5144 | 0.026798 | 893.0693 | -0.010454 | 1003.4765 | 0 | 1003.5144 | 0.083893 | 893.0693 | -0.069241 | 893.2983 | 0.0017599
|  | 676.6622 | 0 | 893.3098 | 0.00042902 | 676.6622 | 0.025848 | 893.3098 | 0.06624 | 883.6323 | 0 | 893.3098 | 0.050508 | 893.5391 | 0.023012 | 887.96 | -0.026587 | 893.5391 | 0.013449 | 893.5391 | 0.0060959 | 893.5391 | 0.0050273 | 887.96 | 0.012125 | 893.5391 | 0.0045602 | 678.5508 | 0.00025651 | 893.5391 | 0.019969 | 893.5391 | 0.012021 | 893.3098 | 0.031652 | 1003.6829 | 0.038179 | 893.3098 | 0.029413 | 1003.6463 | 0.00097375 | 1003.6829 | 0.087536 | 893.3098 | 0.060565 | 893.5391 | 0.008508
|  | 676.7861 | 0 | 893.5503 | -0.020984 | 676.7861 | 0 | 893.5503 | -0.14298 | 883.8708 | 0 | 893.5503 | -0.07726 | 893.7799 | 0 | 888.2 | -0.010355 | 893.7799 | 0 | 893.7799 | 0 | 893.7798 | 0 | 888.2 | -0.011484 | 893.7799 | 0 | 678.6714 | 0.00049453 | 893.7799 | 0 | 893.7799 | 0 | 893.5503 | -0.029573 | 1003.8515 | 0.041992 | 893.5503 | -0.030469 | 1003.8161 | 0 | 1003.8515 | 0.084598 | 893.5503 | -0.01008 | 893.7798 | 0.00048466
|  | 676.9101 | 0.010834 | 893.7908 | -0.0058778 | 676.9101 | 0.016916 | 893.7908 | 0.052404 | 884.1093 | 0 | 893.7908 | 0.046663 | 894.0206 | 0.044462 | 888.44 | 0.0036384 | 894.0206 | 0.030181 | 894.0206 | 0.00098062 | 894.0206 | 0.0051639 | 888.44 | 0.01265 | 894.0206 | 0.0060178 | 678.792 | 0.00024838 | 894.0206 | 0.053133 | 894.0206 | 0.0089556 | 893.7908 | 0.032807 | 1004.02 | 0.028761 | 893.7908 | 0.00067998 | 1003.9859 | 0.00097375 | 1004.02 | 0.088123 | 893.7908 | 0.021152 | 894.0206 | 0.0078328
|  | 677.034 | 0 | 894.0313 | -0.0074994 | 677.034 | 0 | 894.0313 | -0.17275 | 884.3478 | 0 | 894.0313 | -0.084 | 894.2614 | 0 | 888.68 | -0.00083963 | 894.2614 | 0 | 894.2614 | 0 | 894.2614 | 0 | 888.68 | 0.0016322 | 894.2614 | 0 | 678.9126 | 0.00047563 | 894.2614 | 0 | 894.2614 | 0 | 894.0313 | -0.0268 | 1004.1886 | 0.032517 | 894.0313 | -0.0067591 | 1004.1557 | 0 | 1004.1886 | 0.085303 | 894.0313 | -0.014129 | 894.2614 | 0.00080283
|  | 677.158 | 0.0072841 | 894.2719 | 0.0096228 | 677.158 | 0.005632 | 894.2719 | 0.058682 | 884.5864 | 0 | 894.2719 | 0.052239 | 894.5022 | 0.059097 | 888.92 | 0.029946 | 894.5022 | 0.013642 | 894.5022 | 0.013407 | 894.5022 | 0.0045572 | 888.92 | 0.0018072 | 894.5022 | 0.0093824 | 679.0332 | 0.00023436 | 894.5022 | 0.045588 | 894.5022 | 0.011418 | 894.2719 | 0.014489 | 1004.3571 | 0.038852 | 894.2719 | 0.022864 | 1004.3254 | 0.00097375 | 1004.3571 | 0.088534 | 894.2719 | 0.017517 | 894.5022 | 0.0099898
|  | 677.282 | 0 | 894.5124 | -0.042399 | 677.282 | 0 | 894.5124 | -0.16512 | 884.8249 | 0 | 894.5124 | -0.093467 | 894.743 | 0 | 889.16 | -0.035543 | 894.743 | 0 | 894.743 | 0 | 894.743 | 0 | 889.16 | -0.010784 | 894.743 | 0 | 679.1538 | 0.00048701 | 894.743 | 0 | 894.743 | 0 | 894.5124 | -0.030728 | 1004.5257 | 0.034591 | 894.5124 | 0.0035296 | 1004.4952 | 0 | 1004.5257 | 0.085714 | 894.5124 | -0.01446 | 894.743 | -0.0031498
|  | 677.406 | 0.023213 | 894.753 | -0.039145 | 677.406 | 0.013804 | 894.753 | 0.058158 | 885.0634 | 0 | 894.753 | 0.037447 | 894.9838 | 0.030756 | 889.4 | -0.018752 | 894.9838 | 0.016813 | 894.9838 | 0.0083907 | 894.9838 | 0.0035335 | 889.4 | -0.00011659 | 894.9838 | 0.0064501 | 679.2745 | 0.00025936 | 894.9838 | 0.025677 | 894.9838 | 0.0064572 | 894.753 | 0.019013 | 1004.6942 | 0.042272 | 894.753 | 0.042498 | 1004.665 | 0.00069566 | 1004.6942 | 0.088711 | 894.753 | 0.011402 | 894.9838 | 0.0094601
|  | 677.53 | 0 | 894.9935 | -0.0025045 | 677.53 | 0 | 894.9935 | -0.12415 | 885.302 | 0 | 894.9935 | -0.081646 | 895.2246 | 0 | 889.64 | -0.027148 | 895.2246 | 0 | 895.2246 | 0 | 895.2246 | 0 | 889.64 | 0.0021569 | 895.2246 | 0 | 679.3951 | 0.00053701 | 895.2246 | 0 | 895.2246 | 0 | 894.9935 | -0.041818 | 1004.8628 | 0.038516 | 894.9935 | 0.0045948 | 1004.8348 | 0 | 1004.8628 | 0.086067 | 894.9935 | -0.0059567 | 895.2246 | 0.0020285
|  | 677.654 | 0.015681 | 895.2341 | 0.01142 | 677.654 | 0.019487 | 895.2341 | -0.037568 | 885.5405 | 0 | 895.2341 | 0.04188 | 895.4654 | 0.028317 | 889.88 | 0.0075566 | 895.4654 | 0.025496 | 895.4654 | 0.0064404 | 895.4654 | 0.0063089 | 889.88 | 0.010726 | 895.4654 | 0.010504 | 679.5157 | 0.00028253 | 895.4654 | 0.033093 | 895.4654 | 0.0074334 | 895.2341 | 0.018829 | 1005.0313 | 0.047206 | 895.2341 | 0.029254 | 1005.0046 | 0.00069566 | 1005.0313 | 0.088946 | 895.2341 | 0.020739 | 895.4654 | 0.0093378
|  | 677.778 | 0 | 895.4746 | -0.046266 | 677.778 | 0 | 895.4746 | -0.12599 | 885.7791 | 0 | 895.4746 | -0.10952 | 895.7062 | 0 | 890.12 | -0.014833 | 895.7062 | 0 | 895.7062 | 0 | 895.7062 | 0 | 890.12 | 0.00040807 | 895.7062 | 0 | 679.6363 | 0.00052807 | 895.7062 | 0 | 895.7062 | 0 | 895.4746 | -0.027262 | 1005.1999 | 0.033975 | 895.4746 | -0.015382 | 1005.1744 | 9.2755e-05 | 1005.1999 | 0.086654 | 895.4746 | -0.0014323 | 895.7062 | 0.0011462
|  | 677.902 | 0.012594 | 895.7152 | 0.0076933 | 677.902 | 0.022329 | 895.7152 | 0.081108 | 886.0177 | 0 | 895.7152 | 0.056309 | 895.947 | 0.030175 | 890.36 | -0.0041982 | 895.947 | 0.019707 | 895.947 | 0.0079465 | 895.947 | 0.004021 | 890.36 | -0.0029147 | 895.947 | 0.014055 | 679.7569 | 0.00024838 | 895.947 | 0.039374 | 895.947 | 0.00704 | 895.7152 | 0.012498 | 1005.3684 | 0.036666 | 895.7152 | 0.037313 | 1005.3442 | 0.00069566 | 1005.3684 | 0.089181 | 895.7152 | 0.010989 | 895.947 | 0.0096308
|  | 678.0261 | 0 | 895.9558 | -0.054306 | 678.0261 | 0 | 895.9558 | -0.10635 | 886.2562 | 0 | 895.9558 | -0.095468 | 896.1879 | 0 | 890.6 | 0.0013994 | 896.1879 | 0 | 896.1879 | 0 | 896.1879 | 0 | 890.6 | -0.0011659 | 896.1879 | 0 | 679.8776 | 0.00053478 | 896.1879 | 0 | 896.1879 | 0 | 895.9558 | -0.054525 | 1005.537 | 0.023435 | 895.9558 | 0.038392 | 1005.514 | 0 | 1005.537 | 0.086772 | 895.9558 | -0.011733 | 896.1879 | -4.3231e-05
|  | 678.1501 | 0.0019596 | 896.1964 | -0.010869 | 678.1501 | 0.027878 | 896.1964 | 0.075091 | 886.4948 | 0 | 896.1964 | 0.03345 | 896.4287 | 0.030499 | 890.84 | -0.02435 | 896.4287 | 0.025771 | 896.4287 | 0.0048268 | 896.4287 | 0.0014326 | 890.84 | 0.0061793 | 896.4287 | 0.0029324 | 679.9982 | 0.00028822 | 896.4287 | 0.009181 | 896.4287 | 0.006967 | 896.1964 | 0.033269 | 1005.7055 | 0.04429 | 896.1964 | 0.031853 | 1005.6838 | 0.00013913 | 1005.7055 | 0.088887 | 896.1964 | 0.018756 | 896.4287 | 0.008451
|  | 678.2742 | 0 | 896.437 | -0.016733 | 678.2742 | 0 | 896.437 | -0.10763 | 886.7334 | 0 | 896.437 | -0.081278 | 896.6696 | 0 | 891.08 | -0.02379 | 896.6696 | 0 | 896.6696 | 0 | 896.6696 | 0 | 891.08 | -0.00099105 | 896.6696 | 0 | 680.1188 | 0.00053803 | 896.6696 | 0 | 896.6696 | 0 | 896.437 | -0.032576 | 1005.8741 | 0.034591 | 896.437 | -0.015267 | 1005.8536 | 0 | 1005.8741 | 0.086948 | 896.437 | -0.0085931 | 896.6696 | -0.00037979
|  | 678.3982 | 0.012841 | 896.6776 | 0.0024215 | 678.3982 | 0.0086826 | 896.6776 | 0.083883 | 886.972 | 0 | 896.6776 | 0.062217 | 896.9104 | 0.046999 | 891.32 | 0.027148 | 896.9104 | 0.014333 | 896.9104 | 0.0057967 | 896.9104 | 0.011418 | 891.32 | -0.00064125 | 896.9104 | 0.012464 | 680.2394 | 0.00025367 | 896.9104 | 0.031882 | 896.9104 | 0.010407 | 896.6776 | 0.034193 | 1006.0426 | 0.032853 | 896.6776 | 0.035516 | 1006.0234 | 0.0004174 | 1006.0426 | 0.089004 | 896.6776 | 0.016691 | 896.9104 | 0.007854
|  | 678.5223 | 0 | 896.9182 | -0.033664 | 678.5223 | 0 | 896.9182 | -0.089353 | 887.2106 | 0 | 896.9182 | -0.096705 | 897.1513 | 0 | 891.56 | 0.0019591 | 897.1513 | 0 | 897.1513 | 0 | 897.1513 | 0 | 891.56 | -0.0020404 | 897.1513 | 0 | 680.3601 | 0.00050673 | 897.1513 | 0 | 897.1513 | 0 | 896.9182 | -0.03789 | 1006.2112 | 0.037338 | 896.9182 | -0.010384 | 1006.1932 | 0 | 1006.2112 | 0.087066 | 896.9182 | -0.019004 | 897.1513 | -0.0019308
|  | 678.6464 | 0.0010722 | 897.1588 | -0.012413 | 678.6464 | 0.032208 | 897.1588 | 0.015022 | 887.4492 | 0 | 897.1588 | 0.054217 | 897.3922 | 0.024468 | 891.8 | 0.0086761 | 897.3922 | 0.029079 | 897.3922 | 0.0048668 | 897.3922 | 0.0022564 | 891.8 | 0.0026815 | 897.3922 | 0.0095285 | 680.4807 | 0.00025692 | 897.3922 | 0.02715 | 897.3922 | 0.0038521 | 897.1588 | 0.045052 | 1006.3798 | 0.0356 | 897.1588 | 0.012546 | 1006.363 | 0.00097375 | 1006.3798 | 0.088652 | 897.1588 | 0.01983 | 897.3922 | 0.0085527
|  | 678.7705 | 0 | 897.3994 | -0.052755 | 678.7705 | 0 | 897.3994 | -0.2222 | 887.6879 | 0 | 897.3994 | -0.11348 | 897.633 | 0 | 892.04 | -0.02379 | 897.6331 | 0 | 897.633 | 0 | 897.6331 | 0 | 892.04 | 0.00058296 | 897.633 | 0 | 680.6013 | 0.00050693 | 897.633 | 0 | 897.6331 | 0 | 897.3994 | -0.035349 | 1006.5483 | 0.034199 | 897.3994 | 0.0010997 | 1006.5328 | 0 | 1006.5483 | 0.086889 | 897.3994 | -0.0097499 | 897.6331 | -0.00061191
|  | 678.8946 | 0.0039563 | 897.64 | 0.0077155 | 678.8946 | 0.012906 | 897.64 | -0.037092 | 887.9265 | 0 | 897.64 | 0.051173 | 897.8739 | 0.03983 | 892.28 | 0.019871 | 897.8739 | 0.018605 | 897.8739 | 0.012259 | 897.874 | 0.004776 | 892.28 | 0.0061793 | 897.8739 | 0.0080695 | 680.7219 | 0.00025408 | 897.8739 | 0.02535 | 897.874 | 0.010897 | 897.64 | 0.064921 | 1006.7169 | 0.033919 | 897.64 | 0.0091382 | 1006.7026 | 0.00069566 | 1006.7169 | 0.087829 | 897.64 | 0.0041525 | 897.874 | 0.0093184
|  | 679.0187 | 0 | 897.8806 | -0.029337 | 679.0187 | 0 | 897.8806 | -0.13052 | 888.1652 | 0 | 897.8806 | -0.094952 | 898.1148 | 0 | 892.52 | -0.026029 | 898.1148 | 0 | 898.1148 | 0 | 898.1148 | 0 | 892.52 | 0.012125 | 898.1148 | 0 | 680.8426 | 0.00049738 | 898.1148 | 0 | 898.1148 | 0 | 897.8806 | -0.035811 | 1006.8854 | 0.029938 | 897.8806 | -0.013721 | 1006.8725 | 0 | 1006.8854 | 0.086419 | 897.8806 | 0.00048815 | 898.1148 | -0.00017972
|  | 679.1429 | 0.012165 | 898.1213 | -0.0060742 | 679.1429 | 0.022735 | 898.1213 | 0.022754 | 888.4038 | 0 | 898.1213 | 0.033154 | 898.3557 | 0.0252 | 892.76 | -0.00027989 | 898.3557 | 0.013919 | 898.3557 | 0.0069665 | 898.3557 | 0.0033046 | 892.76 | -0.0029147 | 898.3557 | 0.013292 | 680.9632 | 0.00024798 | 898.3557 | 0.038976 | 898.3557 | 0.0059832 | 898.1213 | 0.033731 | 1007.054 | 0.041992 | 898.1213 | -0.0012212 | 1007.0423 | 0.00069566 | 1007.054 | 0.087712 | 898.1213 | 0.020161 | 898.3557 | 0.009284
|  | 679.267 | 0 | 898.3619 | -0.0053158 | 679.267 | 0 | 898.3619 | -0.20349 | 888.6425 | 0 | 898.3619 | -0.091271 | 898.5966 | 0 | 893 | -0.038343 | 898.5966 | 0 | 898.5966 | 0 | 898.5966 | 0 | 893 | -0.0023901 | 898.5966 | 0 | 681.0839 | 0.0004988 | 898.5966 | 0 | 898.5966 | 0 | 898.3619 | -0.027031 | 1007.2225 | 0.025117 | 898.3619 | 0.011014 | 1007.2121 | 0 | 1007.2225 | 0.086831 | 898.3619 | -0.0062403 | 898.5966 | -0.00036767
|  | 679.3912 | 0.011721 | 898.6026 | -0.032603 | 679.3912 | 0.016916 | 898.6026 | -0.081984 | 888.8811 | 0 | 898.6026 | 0.050737 | 898.8376 | 0.024293 | 893.24 | -0.0097957 | 898.8376 | 0.014195 | 898.8376 | 0.0088426 | 898.8376 | 0 | 893.24 | -0.002565 | 898.8376 | 0.0048953 | 681.2045 | 0.00025448 | 898.8376 | 0.06153 | 898.8376 | 0.0031527 | 898.6026 | 0.02888 | 1007.3911 | 0.030443 | 898.6026 | 0.023167 | 1007.3819 | 0.00069566 | 1007.3911 | 0.087653 | 898.6026 | 0.011402 | 898.8376 | 0.010656
|  | 679.5153 | 0 | 898.8432 | -0.050066 | 679.5153 | 0 | 898.8432 | -0.15307 | 889.1198 | 0 | 898.8432 | -0.10603 | 899.0785 | 0 | 893.48 | -0.013154 | 899.0785 | 0 | 899.0785 | 0 | 899.0785 | 0 | 893.48 | -0.0032645 | 899.0785 | 0 | 681.3251 | 0.00047888 | 899.0785 | 0 | 899.0785 | 0 | 898.8432 | -0.079939 | 1007.5597 | 0.023771 | 898.8432 | -0.0093284 | 1007.5517 | 0 | 1007.5597 | 0.086067 | 898.8432 | -0.018674 | 899.0785 | -0.00022158
|  | 679.6395 | 0.010834 | 899.0839 | -0.0012402 | 679.6395 | 0.013376 | 899.0839 | -0.019934 | 889.3585 | 0 | 899.0839 | 0.055448 | 899.3194 | 0.050308 | 893.73 | -0.013154 | 899.3194 | 0.014746 | 899.3194 | 0.006331 | 899.3194 | 0.0034615 | 893.73 | -0.0013408 | 899.3194 | 0.014729 | 681.4458 | 0.00022989 | 899.3194 | 0.03176 | 899.3194 | 0.0091395 | 899.0839 | 0.022327 | 1007.7282 | 0.050682 | 899.0839 | -0.014136 | 1007.7216 | 0.00069566 | 1007.7282 | 0.086419 | 899.0839 | 0.013303 | 899.3194 | 0.0084088
|  | 679.7637 | 0 | 899.3246 | -0.036645 | 679.7637 | 0 | 899.3246 | -0.14663 | 889.5971 | 0 | 899.3246 | -0.093897 | 899.5604 | 0 | 893.97 | -0.033306 | 899.5604 | 0 | 899.5604 | 0 | 899.5604 | 0 | 893.97 | -0.0032645 | 899.5604 | 0 | 681.5664 | 0.00048925 | 899.5604 | 0 | 899.5604 | 0 | 899.3246 | -0.033731 | 1007.8968 | 0.028705 | 899.3246 | 0.015001 | 1007.8914 | 0 | 1007.8968 | 0.085362 | 899.3246 | -0.012394 | 899.5604 | -0.0015862
|  | 679.8878 | 0.0086152 | 899.5652 | 0.0081458 | 679.8878 | 0.025848 | 899.5652 | -0.0016445 | 889.8358 | 0 | 899.5652 | 0.048173 | 899.8013 | 0.016585 | 894.21 | -0.00083963 | 899.8013 | 0.029216 | 899.8013 | 0.0070154 | 899.8013 | 0.0044736 | 894.21 | -0.00011659 | 899.8013 | 0.012441 | 681.6871 | 0.00026221 | 899.8013 | 0.017966 | 899.8013 | 0.0078391 | 899.5652 | 0.023104 | 1008.0653 | 0.036273 | 899.5652 | 0.021748 | 1008.0612 | 0.00069566 | 1008.0653 | 0.085538 | 899.5652 | 0.025118 | 899.8013 | 0.0091067
|  | 680.012 | 0 | 899.8059 | -0.031129 | 680.012 | 0 | 899.8059 | -0.16226 | 890.0745 | 0 | 899.8059 | -0.091153 | 900.0423 | 0 | 894.45 | -0.0053177 | 900.0423 | 0 | 900.0423 | 0 | 900.0422 | 0 | 894.45 | -0.0050134 | 900.0423 | 0 | 681.8077 | 0.00054758 | 900.0423 | 0 | 900.0422 | 0 | 899.8059 | -0.056373 | 1008.2339 | 0.03033 | 899.8059 | 0.0027129 | 1008.2311 | 0 | 1008.2339 | 0.084833 | 899.8059 | -0.075851 | 900.0422 | 0.00080999
|  | 680.1363 | 0.0070623 | 900.0466 | -0.0058581 | 680.1363 | 0.019217 | 900.0466 | 0.10596 | 890.3132 | 0 | 900.0466 | 0.058907 | 900.2832 | 0.049969 | 894.69 | -0.013714 | 900.2832 | 0.022601 | 900.2832 | 0.0099843 | 900.2832 | 0.0036517 | 894.69 | -0.0030897 | 900.2832 | 0.0087966 | 681.9284 | 0.00029107 | 900.2832 | 0.036523 | 900.2832 | 0.0034551 | 900.0466 | 0.020388 | 1008.4025 | 0.033638 | 900.0466 | 0.0052754 | 1008.4009 | 0.00097375 | 1008.4025 | 0.085068 | 900.0466 | 0.073124 | 900.2832 | 0.0082791
|  | 680.2605 | 0 | 900.2873 | -0.014916 | 680.2605 | 0 | 900.2873 | -0.19186 | 890.5519 | 0 | 900.2873 | -0.095906 | 900.5242 | 0 | 894.93 | 0.00083963 | 900.5242 | 0 | 900.5242 | 0 | 900.5242 | 0 | 894.93 | 0.0026815 | 900.5242 | 0 | 682.049 | 0.00055368 | 900.5242 | 0 | 900.5242 | 0 | 900.2873 | -0.048056 | 1008.571 | 0.033582 | 900.2873 | -0.023664 | 1008.5707 | 0 | 1008.571 | 0.084481 | 900.2873 | -0.014294 | 900.5242 | 0.00061094
|  | 680.3847 | 0.018397 | 900.528 | -0.007649 | 680.3847 | 0.021653 | 900.528 | 0.044903 | 890.7906 | 0 | 900.528 | 0.043586 | 900.7652 | 0.02363 | 895.17 | 0.0053177 | 900.7652 | 0.024393 | 900.7652 | 0.0063215 | 900.7651 | 0.0013189 | 895.17 | -0.00029147 | 900.7652 | 0.010344 | 682.1697 | 0.00026729 | 900.7652 | 0.028068 | 900.7651 | 0.011519 | 900.528 | 0.01709 | 1008.7396 | 0.042777 | 900.528 | 0.023197 | 1008.7406 | 0.00097375 | 1008.7396 | 0.084481 | 900.528 | 0.013716 | 900.7651 | 0.0086503
|  | 680.5089 | 0 | 900.7687 | -0.058939 | 680.5089 | 0 | 900.7687 | -0.26687 | 891.0294 | 0 | 900.7687 | -0.10391 | 901.0061 | 0 | 895.41 | -0.0075566 | 901.0062 | 0 | 901.0061 | 0 | 901.0062 | 0 | 895.41 | -0.0050134 | 901.0061 | 0 | 682.2903 | 0.00052807 | 901.0061 | 0 | 901.0062 | 0 | 900.7687 | -0.061687 | 1008.9081 | 0.04059 | 900.7687 | -0.04599 | 1008.9104 | 0 | 1008.9081 | 0.083776 | 900.7687 | -0.005952 | 901.0062 | 0.0014675
|  | 680.6332 | 0.010834 | 901.0094 | 0.014771 | 680.6332 | 0.01624 | 901.0094 | -0.030741 | 891.2681 | 0 | 901.0094 | 0.066792 | 901.2471 | 0.037913 | 895.65 | 0.020431 | 901.2471 | 0.029768 | 901.2471 | 0.010897 | 901.2471 | 0.0029799 | 895.65 | -0.010784 | 901.2471 | 0.006605 | 682.411 | 0.00026444 | 901.2471 | 0.022168 | 901.2471 | 0.009933 | 901.0094 | 0.049442 | 1009.0767 | 0.032349 | 901.0094 | 0.030016 | 1009.0802 | 0.00069566 | 1009.0767 | 0.083541 | 901.0094 | 0.030572 | 901.2471 | 0.010825
|  | 680.7574 | 0 | 901.2501 | -0.036082 | 680.7574 | 0 | 901.2501 | -0.13519 | 891.5068 | 0 | 901.2501 | -0.078991 | 901.4881 | 0 | 895.89 | -0.012595 | 901.4881 | 0 | 901.4881 | 0 | 901.4882 | 0 | 895.89 | -0.0027399 | 901.4881 | 0 | 682.5316 | 0.00052096 | 901.4881 | 0 | 901.4882 | 0 | 901.2501 | -0.041818 | 1009.2453 | 0.034087 | 901.2501 | 0.012225 | 1009.2501 | 0 | 1009.2453 | 0.082953 | 901.2501 | -0.011981 | 901.4882 | -0.001586
|  | 680.8817 | 0.013459 | 901.4909 | -0.0004079 | 680.8817 | 0.01854 | 901.4909 | -0.013028 | 891.7456 | 0 | 901.4909 | 0.054136 | 901.7291 | 0.040633 | 896.13 | -0.024908 | 901.7291 | 0.019983 | 901.7291 | 0.0060476 | 901.7291 | 0.0026307 | 896.13 | 0.0037309 | 901.7291 | 0.0078747 | 682.6523 | 0.00025753 | 901.7291 | 0.037771 | 901.7291 | 0.0094564 | 901.4909 | 0.02888 | 1009.4138 | 0.042664 | 901.4909 | -0.016167 | 1009.4199 | 0.00097375 | 1009.4138 | 0.082424 | 901.4909 | 0.015451 | 901.7291 | 0.0112
|  | 681.006 | 0 | 901.7316 | -0.011766 | 681.006 | 0 | 901.7316 | -0.10788 | 891.9844 | 0 | 901.7316 | -0.10858 | 901.9702 | 0 | 896.37 | 0.011475 | 901.9702 | 0 | 901.9702 | 0 | 901.9702 | 0 | 896.37 | -0.0048385 | 901.9702 | 0 | 682.773 | 0.00052136 | 901.9702 | 0 | 901.9701 | 0 | 901.7316 | -0.039969 | 1009.5824 | 0.039525 | 901.7316 | -0.0092737 | 1009.5898 | 0 | 1009.5824 | 0.082072 | 901.7316 | -0.0050084 | 901.9702 | 0.0024928
|  | 681.1303 | 0.010834 | 901.9723 | -0.024392 | 681.1303 | 0.018946 | 901.9723 | -0.011567 | 892.2231 | 0 | 901.9723 | 0.045698 | 902.2112 | 0.0081226 | 896.61 | 0.028267 | 902.2112 | 0.022188 | 902.2112 | 0.0017391 | 902.2112 | 0.0019998 | 896.61 | -0.0090358 | 902.2112 | 0.0087449 | 682.8936 | 0.00026444 | 902.2112 | 0.031122 | 902.2112 | 0.0088321 | 901.9723 | 0.030266 | 1009.7509 | 0.036273 | 901.9723 | -0.016021 | 1009.7596 | 0.00069566 | 1009.7509 | 0.081015 | 901.9723 | 0.0068508 | 902.2112 | 0.0086308
|  | 681.2546 | 0 | 902.2131 | -0.0011899 | 681.2546 | 0 | 902.2131 | -0.2606 | 892.4619 | 0 | 902.2131 | -0.092702 | 902.4522 | 0 | 896.85 | -0.02267 | 902.4522 | 0 | 902.4522 | 0 | 902.4522 | 0 | 896.85 | -0.005538 | 902.4522 | 0 | 683.0143 | 0.00052563 | 902.4522 | 0 | 902.4522 | 0 | 902.2131 | -0.038352 | 1009.9195 | 0.037451 | 902.2131 | 0.00045927 | 1009.9295 | 0 | 1009.9195 | 0.080838 | 902.2131 | -0.013799 | 902.4522 | 0.00019256
|  | 681.3789 | 0.012165 | 902.4538 | -0.010141 | 681.3789 | 0.011968 | 902.4538 | 0.10358 | 892.7007 | 0 | 902.4538 | 0.034508 | 902.6932 | 0.038528 | 897.09 | -0.018752 | 902.6932 | 0.013919 | 902.6932 | 0.010285 | 902.6932 | 0.0036604 | 897.09 | 0.0091524 | 902.6932 | 0.0042435 | 683.1349 | 0.00026322 | 902.6932 | 0.05419 | 902.6932 | 0.0032153 | 902.4538 | 0.065383 | 1010.0881 | 0.038852 | 902.4538 | 0.006786 | 1010.0993 | 0.00069566 | 1010.0881 | 0.079605 | 902.4538 | 0.012807 | 902.6932 | 0.0071708
|  | 681.5032 | 0 | 902.6946 | -0.029342 | 681.5032 | 0 | 902.6946 | -0.1744 | 892.9395 | 0 | 902.6946 | -0.082149 | 902.9343 | 0 | 897.33 | 0.019871 | 902.9343 | 0 | 902.9343 | 0 | 902.9343 | 0 | 897.33 | -0.00081612 | 902.9343 | 0 | 683.2556 | 0.00052909 | 902.9343 | 0 | 902.9343 | 0 | 902.6946 | -0.046207 | 1010.2566 | 0.037226 | 902.6946 | -0.028209 | 1010.2692 | 0 | 1010.2566 | 0.080368 | 902.6946 | -0.017847 | 902.9343 | 0.00025773
|  | 681.6276 | 0.010834 | 902.9354 | -0.0059205 | 681.6276 | 0.01854 | 902.9354 | 0.082584 | 893.1783 | 0 | 902.9354 | 0.051646 | 903.1753 | 0.036336 | 897.57 | 0.027148 | 903.1753 | 0.024531 | 903.1753 | 0.0047037 | 903.1754 | 0.0041282 | 897.57 | 0.0081029 | 903.1753 | 0.0011036 | 683.3763 | 0.0002679 | 903.1753 | 0.019913 | 903.1753 | 0.0077927 | 902.9353 | 0.023566 | 1010.4252 | 0.02792 | 902.9354 | 0.01034 | 1010.439 | 0.00097375 | 1010.4252 | 0.079428 | 902.9353 | 0.020326 | 903.1754 | 0.0084844
|  | 681.7519 | 0 | 903.1761 | -0.053299 | 681.7519 | 0 | 903.1761 | -0.23265 | 893.4171 | 0 | 903.1761 | -0.12049 | 903.4164 | 0 | 897.81 | -0.018192 | 903.4164 | 0 | 903.4164 | 0 | 903.4164 | 0 | 897.81 | -0.0081612 | 903.4164 | 0 | 683.4969 | 0.00047461 | 903.4164 | 0 | 903.4164 | 0 | 903.1761 | -0.058221 | 1010.5938 | 0.047598 | 903.1761 | 0.010734 | 1010.6089 | 0 | 1010.5938 | 0.079781 | 903.1761 | -0.0037477 | 903.4164 | 0.0012946
|  | 681.8762 | 0.0068403 | 903.4169 | -0.0036335 | 681.8762 | 0.018269 | 903.4169 | 0.062275 | 893.6559 | 0 | 903.4169 | 0.044598 | 903.6575 | 0.023327 | 898.05 | 0.0069968 | 903.6575 | 0.023428 | 903.6575 | 0.011397 | 903.6575 | 0.0029198 | 898.05 | -0.00029147 | 903.6575 | 0.0086214 | 683.6176 | 0.000212 | 903.6575 | 0.02458 | 903.6575 | 0.0086937 | 903.4169 | 0.060994 | 1010.7623 | 0.026294 | 903.4169 | 0.02153 | 1010.7788 | 0.00069566 | 1010.7623 | 0.078018 | 903.4169 | 0.014873 | 903.6575 | 0.0096202
|  | 682.0006 | 0 | 903.6577 | -0.037593 | 682.0006 | 0 | 903.6577 | -0.12959 | 893.8947 | 0 | 903.6577 | -0.086273 | 903.8985 | 0 | 898.29 | -0.010915 | 903.8985 | 0 | 903.8985 | 0 | 903.8986 | 0 | 898.29 | -0.005713 | 903.8985 | 0 | 683.7383 | 0.00045429 | 903.8985 | 0 | 903.8986 | 0 | 903.6577 | -0.038583 | 1010.9309 | 0.035096 | 903.6577 | 0.011274 | 1010.9486 | 0 | 1010.9309 | 0.077607 | 903.6577 | -0.0068797 | 903.8986 | -0.0012849
|  | 682.125 | 0.0041782 | 903.8985 | -0.017496 | 682.125 | 0.015428 | 903.8985 | 0.11983 | 894.1335 | 0 | 903.8985 | 0.051054 | 904.1396 | 0.01396 | 898.53 | 0.0041982 | 904.1396 | 0.013428 | 904.1396 | 0.0037792 | 904.1396 | 0.0036763 | 898.53 | 0.001982 | 904.1396 | 0.0026833 | 683.8589 | 0.00024615 | 904.1396 | 0.0399 | 904.1396 | 0.0096816 | 903.8985 | 0.00042172 | 1011.0995 | 0.027415 | 903.8985 | 0.045431 | 1011.1185 | 0.00069566 | 1011.0995 | 0.07655 | 903.8985 | 0.018591 | 904.1396 | 0.006638
|  | 682.2494 | 0 | 904.1393 | -0.0063987 | 682.2494 | 0 | 904.1393 | -0.2393 | 894.3724 | 0 | 904.1393 | -0.096919 | 904.3807 | 0 | 898.77 | 0.0058775 | 904.3807 | 0 | 904.3807 | 0 | 904.3807 | 0 | 898.77 | 0.0046053 | 904.3807 | 0 | 683.9796 | 0.0005299 | 904.3807 | 0 | 904.3807 | 0 | 904.1393 | -0.054525 | 1011.268 | 0.057465 | 904.1393 | -0.014024 | 1011.2884 | 0 | 1011.268 | 0.076491 | 904.1393 | -0.011733 | 904.3807 | -0.0011222
|  | 682.3737 | 0.0026252 | 904.3801 | -0.01735 | 682.3737 | 0.022059 | 904.3801 | 0.011714 | 894.6112 | 0 | 904.3801 | 0.048369 | 904.6218 | 0.053058 | 899.01 | 0.014274 | 904.6218 | 0.012423 | 904.6218 | 0.0039366 | 904.6218 | 0.0013178 | 899.01 | -0.0015157 | 904.6218 | 0.013965 | 684.1003 | 0.00028822 | 904.6218 | 0.052602 | 904.6218 | 0.0094008 | 904.3801 | 0.0040797 | 1011.4366 | 0.035769 | 904.3801 | 0.0074213 | 1011.4582 | 0.0004174 | 1011.4366 | 0.075786 | 904.3801 | 0.016277 | 904.6218 | 0.0075996
|  | 682.4982 | 0 | 904.6209 | -0.012353 | 682.4982 | 0 | 904.6209 | -0.21663 | 894.8501 | 0 | 904.6209 | -0.090948 | 904.8629 | 0 | 899.25 | 0.028827 | 904.8629 | 0 | 904.8629 | 0 | 904.8629 | 0 | 899.25 | -0.0016906 | 904.8629 | 0 | 684.221 | 0.00058193 | 904.8629 | 0 | 904.8629 | 0 | 904.6209 | -0.031652 | 1011.6052 | 0.027808 | 904.6209 | -0.014392 | 1011.6281 | 0 | 1011.6052 | 0.075962 | 904.6209 | -0.015947 | 904.8629 | 0.00018435
|  | 682.6226 | 0.018768 | 904.8617 | 7.138e-05 | 682.6226 | 0.015698 | 904.8617 | 0.023497 | 895.0889 | 0 | 904.8617 | 0.050018 | 905.104 | 0.0072208 | 899.5 | -0.015393 | 905.104 | 0.030043 | 905.104 | 0.0068557 | 905.104 | 0.0042247 | 899.5 | 0.0021569 | 905.104 | 0.012726 | 684.3416 | 0.00029574 | 905.104 | 0.018432 | 905.104 | 0.0080922 | 904.8617 | 0.013131 | 1011.7737 | 0.033246 | 904.8617 | -0.0023507 | 1011.798 | 0.0004174 | 1011.7737 | 0.075257 | 904.8617 | 0.010741 | 905.104 | 0.0075739
|  | 682.747 | 0 | 905.1025 | -0.042515 | 682.747 | 0 | 905.1025 | -0.20909 | 895.3278 | 0 | 905.1025 | -0.11779 | 905.3451 | 0 | 899.74 | -0.010355 | 905.3451 | 0 | 905.3451 | 0 | 905.3451 | 0 | 899.74 | 0.0049551 | 905.3451 | 0 | 684.4623 | 0.00054758 | 905.3451 | 0 | 905.3451 | 0 | 905.1025 | -0.058683 | 1011.9423 | 0.033526 | 905.1025 | -0.014274 | 1011.9678 | 0 | 1011.9423 | 0.075668 | 905.1025 | -0.015534 | 905.3451 | -0.0004769
|  | 682.8714 | 0.0010722 | 905.3433 | 0.010498 | 682.8714 | 0.026254 | 905.3433 | -0.0053824 | 895.5667 | 0 | 905.3433 | 0.035957 | 905.5862 | 0.038436 | 899.98 | 0.02211 | 905.5862 | 0.047408 | 905.5862 | 0.0096166 | 905.5862 | 0.004251 | 899.98 | 0.0089776 | 905.5862 | 0.012188 | 684.583 | 0.00025448 | 905.5862 | 0.041946 | 905.5862 | 0.01115 | 905.3433 | 0.041356 | 1012.1109 | 0.034087 | 905.3433 | 0.027325 | 1012.1377 | 0.00069566 | 1012.1109 | 0.074963 | 905.3433 | 0.011981 | 905.5862 | 0.0081039
|  | 682.9959 | 0 | 905.5842 | -0.0019764 | 682.9959 | 0 | 905.5842 | -0.079357 | 895.8055 | 0 | 905.5842 | -0.087372 | 905.8274 | 0 | 900.22 | -0.0081163 | 905.8274 | 0 | 905.8274 | 0 | 905.8274 | 0 | 900.22 | 0.00075785 | 905.8274 | 0 | 684.7037 | 0.00052136 | 905.8274 | 0 | 905.8274 | 0 | 905.5842 | -0.032576 | 1012.2794 | 0.041207 | 905.5842 | -0.054289 | 1012.3076 | 0 | 1012.2794 | 0.074611 | 905.5842 | -0.015699 | 905.8274 | 0.0006353
|  | 683.1203 | 0 | 905.825 | -0.0085971 | 683.1203 | 0.020164 | 905.825 | 0.060158 | 896.0444 | 0 | 905.825 | 0.064863 | 906.0685 | 0.040421 | 900.46 | -0.015953 | 906.0685 | 0.020948 | 906.0685 | 0.005785 | 906.0685 | 0.0038475 | 900.46 | 0.0063542 | 906.0685 | 0.00058017 | 684.8243 | 0.00026973 | 906.0685 | 0.026195 | 906.0685 | 0.0058209 | 905.825 | 0.055218 | 1012.448 | 0.038964 | 905.825 | -0.032758 | 1012.4775 | 0.00069566 | 1012.448 | 0.072613 | 905.825 | 0.011402 | 906.0685 | 0.0091808
|  | 683.2448 | 0 | 906.0658 | -0.013172 | 683.2448 | 0 | 906.0658 | -0.11834 | 896.2833 | 0 | 906.0658 | -0.094473 | 906.3097 | 0 | 900.7 | -0.031067 | 906.3097 | 0 | 906.3097 | 0 | 906.3096 | 0 | 900.7 | -0.0051883 | 906.3097 | 0 | 684.945 | 0.00055307 | 906.3097 | 0 | 906.3096 | 0 | 906.0658 | -0.021892 | 1012.6166 | 0.032797 | 906.0658 | -0.0046362 | 1012.6473 | 0 | 1012.6166 | 0.071967 | 906.0658 | -0.0017801 | 906.3096 | -0.0015414
|  | 683.3692 | 0.0028471 | 906.3067 | -0.00022079 | 683.3692 | 0.011029 | 906.3067 | 0.057362 | 896.5222 | 0 | 906.3067 | 0.047651 | 906.5508 | 0.0024907 | 900.94 | 0.012035 | 906.5508 | 0.026598 | 906.5508 | 0.0081443 | 906.5508 | 0.0052821 | 900.94 | 0.0028565 | 906.5508 | 0.0049391 | 685.0657 | 0.0002868 | 906.5508 | 0.036972 | 906.5508 | 0.0090153 | 906.3067 | 0.059377 | 1012.7852 | 0.041599 | 906.3067 | -0.0024809 | 1012.8172 | 0.001252 | 1012.7852 | 0.070733 | 906.3067 | 0.021235 | 906.5508 | 0.01
|  | 683.4937 | 0 | 906.5476 | -0.03736 | 683.4937 | 0 | 906.5476 | -0.21646 | 896.7612 | 0 | 906.5476 | -0.085596 | 906.792 | 0 | 901.18 | 0.0053177 | 906.792 | 0 | 906.792 | 0 | 906.792 | 0 | 901.18 | -0.0072872 | 906.792 | 0 | 685.1864 | 0.00054901 | 906.792 | 0 | 906.792 | 0 | 906.5476 | -0.057759 | 1012.9537 | 0.034872 | 906.5476 | -0.041933 | 1012.9871 | 0 | 1012.9537 | 0.071321 | 906.5476 | -0.076677 | 906.792 | -0.0025079
|  | 683.6182 | 0.015928 | 906.7884 | -0.0074566 | 683.6182 | 0.018134 | 906.7884 | 0.056682 | 897.0001 | 0 | 906.7884 | 0.057245 | 907.0331 | 0.034831 | 901.42 | 0.038904 | 907.0331 | 0.023566 | 907.0331 | 0 | 907.0331 | 0.00048536 | 901.42 | -0.010435 | 907.0331 | 0.0060734 | 685.3071 | 0.00026729 | 907.0331 | 0.032478 | 907.0331 | 0.0059963 | 906.7884 | 0.063304 | 1013.1223 | 0.033638 | 906.7884 | 0.021819 | 1013.157 | 0.00097375 | 1013.1223 | 0.070205 | 906.7884 | 0.072711 | 907.0331 | 0.0084737
|  | 683.7427 | 0 | 907.0293 | -0.034701 | 683.7427 | 0 | 907.0293 | -0.19103 | 897.239 | 0 | 907.0293 | -0.095472 | 907.2743 | 0 | 901.66 | -0.034425 | 907.2743 | 0 | 907.2743 | 0 | 907.2743 | 0 | 901.66 | -0.0029147 | 907.2743 | 0 | 685.4278 | 0.00052909 | 907.2743 | 0 | 907.2743 | 0 | 907.0293 | -0.05799 | 1013.2908 | 0.032237 | 907.0293 | -0.037234 | 1013.3269 | 0 | 1013.2908 | 0.070263 | 907.0293 | -0.022392 | 907.2743 | -0.0026672
|  | 683.8672 | 0.015311 | 907.2702 | 0.0074162 | 683.8672 | 0.013376 | 907.2702 | 0.0084173 | 897.4779 | 0 | 907.2702 | 0.078919 | 907.5155 | 0.043063 | 901.9 | 0.024908 | 907.5155 | 0.036107 | 907.5155 | 0.022401 | 907.5155 | 0.005897 | 901.9 | 0.0070537 | 907.5155 | 0.011014 | 685.5485 | 0.00026607 | 907.5155 | 0.030484 | 907.5155 | 0.0074547 | 907.2702 | 0.028649 | 1013.4594 | 0.033302 | 907.2702 | 0.020313 | 1013.4968 | 0.00069566 | 1013.4594 | 0.068736 | 907.2702 | 0.019169 | 907.5155 | 0.0075694
|  | 683.9918 | 0 | 907.511 | -0.019299 | 683.9918 | 0 | 907.511 | -0.090962 | 897.7169 | 0 | 907.511 | -0.096636 | 907.7567 | 0 | 902.14 | -0.014274 | 907.7567 | 0 | 907.7567 | 0 | 907.7567 | 0 | 902.14 | -0.0099105 | 907.7567 | 0 | 685.6692 | 0.00056018 | 907.7567 | 0 | 907.7567 | 0 | 907.511 | -0.052676 | 1013.628 | 0.033134 | 907.511 | -0.029655 | 1013.6667 | 0 | 1013.628 | 0.069324 | 907.511 | -0.010989 | 907.7567 | -0.00030315
|  | 684.1163 | 0.012165 | 907.7519 | -0.022933 | 684.1163 | 0.020435 | 907.7519 | 0.003111 | 897.9558 | 0 | 907.7519 | 0.065223 | 907.9979 | 0.058255 | 902.38 | 0.02211 | 907.9979 | 0.045341 | 907.9979 | 0.0129 | 907.9979 | 0.0039766 | 902.38 | -0.0095602 | 907.9979 | 0.012757 | 685.7899 | 0.00029859 | 907.9979 | 0.041794 | 907.9979 | 0.0084553 | 907.7519 | 0.051983 | 1013.7966 | 0.03874 | 907.7519 | 0.00016394 | 1013.8366 | 0.0004174 | 1013.7966 | 0.067914 | 907.7519 | 0.017104 | 907.9979 | 0.011863
|  | 684.2408 | 0 | 907.9928 | -0.027038 | 684.2408 | 0 | 907.9928 | -0.035562 | 898.1948 | 0 | 907.9928 | -0.11954 | 908.2391 | 0 | 902.62 | -0.023229 | 908.2391 | 0 | 908.2391 | 0 | 908.2391 | 0 | 902.62 | -0.0092106 | 908.2391 | 0 | 685.9105 | 0.00057014 | 908.2391 | 0 | 908.2391 | 0 | 907.9928 | -0.059145 | 1013.9651 | 0.042889 | 907.9928 | 0.016207 | 1014.0065 | 0 | 1013.9651 | 0.068795 | 907.9928 | -0.011981 | 908.2391 | -0.0021055
|  | 684.3654 | 0.0077278 | 908.2337 | 0.0010273 | 684.3654 | 0.013376 | 908.2337 | -0.011316 | 898.4337 | 0 | 908.2337 | 0.059043 | 908.4803 | 0.042341 | 902.86 | -0.017632 | 908.4803 | 0.030457 | 908.4803 | 0.016893 | 908.4803 | 0.0047879 | 902.86 | -0.0020404 | 908.4803 | 0.0083641 | 686.0312 | 0.00027461 | 908.4803 | 0.044636 | 908.4803 | 0.011071 | 908.2337 | 0.02235 | 1014.1337 | 0.029265 | 908.2337 | 0.02635 | 1014.1764 | 0.00097375 | 1014.1337 | 0.066739 | 908.2337 | 0.0214 | 908.4803 | 0.0089353
|  | 684.49 | 0 | 908.4746 | -0.028018 | 684.49 | 0 | 908.4746 | -0.19488 | 898.6727 | 0 | 908.4746 | -0.11366 | 908.7215 | 0 | 903.1 | -0.0075566 | 908.7215 | 0 | 908.7215 | 0 | 908.7215 | 0 | 903.1 | 0.0037309 | 908.7215 | 0 | 686.1519 | 0.00054901 | 908.7215 | 0 | 908.7215 | 0 | 908.4746 | -0.032345 | 1014.3023 | 0.035096 | 908.4746 | -0.012843 | 1014.3463 | 0 | 1014.3023 | 0.067502 | 908.4746 | -0.01165 | 908.7215 | 0.0030429
|  | 684.6145 | 0.016792 | 908.7156 | 0.022196 | 684.6145 | 0.00070405 | 908.7156 | 0.0033689 | 898.9117 | 0 | 908.7156 | 0.063141 | 908.9627 | 0.0084883 | 903.34 | 0.017632 | 908.9627 | 0.025909 | 908.9627 | 0.010241 | 908.9628 | 0.0095145 | 903.34 | -0.0067623 | 908.9627 | 0.016665 | 686.2726 | 0.0002805 | 908.9627 | 0.049289 | 908.9628 | 0.0084705 | 908.7156 | 0.030728 | 1014.4709 | 0.034199 | 908.7156 | 0.026319 | 1014.5162 | 0.00097375 | 1014.4709 | 0.065152 | 908.7156 | 0.014212 | 908.9628 | 0.010421
|  | 684.7391 | 0 | 908.9565 | -0.039752 | 684.7391 | 0 | 908.9565 | -0.20745 | 899.1506 | 0 | 908.9565 | -0.12328 | 909.204 | 0 | 903.58 | -0.015953 | 909.204 | 0 | 909.204 | 0 | 909.204 | 0 | 903.58 | 0.0123 | 909.204 | 0 | 686.3933 | 0.00055449 | 909.204 | 0 | 909.204 | 0 | 908.9565 | -0.076473 | 1014.6394 | 0.03162 | 908.9565 | -0.031526 | 1014.6861 | 0 | 1014.6394 | 0.065094 | 908.9565 | -0.0091715 | 909.204 | -0.00081686
|  | 684.8637 | 0.020373 | 909.1974 | -0.028708 | 684.8637 | 0.034238 | 909.1974 | 0.090246 | 899.3896 | 0 | 909.1974 | 0.049645 | 909.4452 | 0.055772 | 903.82 | 0.020431 | 909.4452 | 0.012281 | 909.4452 | 0.0070494 | 909.4452 | 0.0033564 | 903.82 | 0.00513 | 909.4452 | 0.0045534 | 686.514 | 0.00028192 | 909.4452 | 0.030248 | 909.4452 | 0.0067438 | 909.1974 | 0.030959 | 1014.808 | 0.039525 | 909.1974 | 0.031136 | 1014.856 | 0.00097375 | 1014.808 | 0.064624 | 909.1974 | 0.012559 | 909.4452 | 0.013417
|  | 684.9883 | 0 | 909.4383 | -0.026941 | 684.9883 | 0 | 909.4383 | -0.2369 | 899.6287 | 0 | 909.4383 | -0.10968 | 909.6865 | 0 | 904.07 | 0.0030786 | 909.6865 | 0 | 909.6865 | 0 | 909.6865 | 0 | 904.07 | -0.0065873 | 909.6865 | 0 | 686.6347 | 0.00052278 | 909.6865 | 0 | 909.6865 | 0 | 909.4383 | -0.056604 | 1014.9766 | 0.032629 | 909.4383 | -0.032717 | 1015.0259 | 0 | 1014.9766 | 0.065505 | 909.4383 | -0.0050566 | 909.6865 | 0.0013316
|  | 685.1129 | 0.013088 | 909.6793 | -0.00013909 | 685.1129 | 0.0065706 | 909.6793 | -0.016738 | 899.8677 | 0 | 909.6793 | 0.082432 | 909.9277 | 0.029012 | 904.31 | -0.034425 | 909.9277 | 0.019294 | 909.9277 | 0.013719 | 909.9277 | 0.0060003 | 904.31 | 0.0025067 | 909.9277 | 0.016992 | 686.7554 | 0.00025326 | 909.9277 | 0.049098 | 909.9277 | 0.01027 | 909.6793 | 0.030728 | 1015.1451 | 0.033526 | 909.6793 | 0.014802 | 1015.1958 | 0.00097375 | 1015.1451 | 0.065799 | 909.6793 | 0.017269 | 909.9277 | 0.010654
|  | 685.2376 | 0 | 909.9202 | -0.035163 | 685.2376 | 0 | 909.9202 | -0.14081 | 900.1067 | 0 | 909.9202 | -0.11831 | 910.169 | 0 | 904.55 | 0.0053177 | 910.169 | 0 | 910.169 | 0 | 910.169 | 0 | 904.55 | -0.00081612 | 910.169 | 0 | 686.8762 | 0.00054088 | 910.169 | 0 | 910.169 | 0 | 909.9202 | -0.049442 | 1015.3137 | 0.036049 | 909.9202 | -0.0484 | 1015.3657 | 0 | 1015.3137 | 0.065857 | 909.9202 | -0.0048157 | 910.169 | -0.0011513
|  | 685.3622 | 0.017039 | 910.1612 | -0.016201 | 685.3622 | 0.017593 | 910.1612 | -0.025192 | 900.3457 | 0 | 910.1612 | 0.050353 | 910.4102 | 0.022359 | 904.79 | 0.023229 | 910.4103 | 0.020259 | 910.4102 | 0.0061577 | 910.4103 | 0.002593 | 904.79 | -0.00011659 | 910.4102 | 0.01535 | 686.9968 | 0.00029818 | 910.4102 | 0.029801 | 910.4103 | 0.0071141 | 910.1612 | 0.013979 | 1015.4823 | 0.037451 | 910.1612 | 0.0099971 | 1015.5356 | 0.00069566 | 1015.4823 | 0.064095 | 910.1612 | 0.010907 | 910.4103 | 0.0077889
|  | 685.4868 | 0 | 910.4021 | -0.0028414 | 685.4868 | 0 | 910.4021 | -0.1173 | 900.5847 | 0 | 910.4021 | -0.099385 | 910.6515 | 0 | 905.03 | 0.010915 | 910.6515 | 0 | 910.6515 | 0 | 910.6516 | 0 | 905.03 | -0.0016906 | 910.6515 | 0 | 687.1176 | 0.00051831 | 910.6515 | 0 | 910.6516 | 0 | 910.4021 | -0.020891 | 1015.6509 | 0.031956 | 910.4021 | 0.019054 | 1015.7055 | 0 | 1015.6509 | 0.064212 | 910.4021 | -0.012724 | 910.6516 | -0.00022985
|  | 685.6115 | 0.010168 | 910.6431 | 0.01149 | 685.6115 | 0.021788 | 910.6431 | 0.05237 | 900.8238 | 0 | 910.6431 | 0.063696 | 910.8928 | 0.069634 | 905.27 | 0.014833 | 910.8928 | 0.018743 | 910.8928 | 0.017885 | 910.8928 | 0.0072198 | 905.27 | -0.004139 | 910.8928 | 0.00051135 | 687.2383 | 0.00022846 | 910.8928 | 0.042989 | 910.8928 | 0.0092053 | 910.6431 | 0.048287 | 1015.8194 | 0.030443 | 910.6431 | 0.03864 | 1015.8755 | 0.00097375 | 1015.8194 | 0.062097 | 910.6431 | -0.0031927 | 910.8928 | 0.0093981
|  | 685.7362 | 0 | 910.8841 | -0.0099234 | 685.7362 | 0 | 910.8841 | -0.22714 | 901.0628 | 0 | 910.8841 | -0.11219 | 911.1341 | 0 | 905.51 | -0.013714 | 911.1341 | 0 | 911.1341 | 0 | 911.1341 | 0 | 905.51 | -0.01026 | 911.1341 | 0 | 687.359 | 0.00046892 | 911.1341 | 0 | 911.1341 | 0 | 910.8841 | -0.054987 | 1015.988 | 0.031564 | 910.8841 | -0.050378 | 1016.0454 | 0 | 1015.988 | 0.063625 | 910.8841 | -0.025118 | 911.1341 | 0.00097096
|  | 685.8608 | 0.0079496 | 911.125 | -0.030944 | 685.8608 | 0.035186 | 911.125 | 0.11139 | 901.3019 | 0 | 911.125 | 0.050296 | 911.3754 | 0.044249 | 905.75 | -0.02379 | 911.3754 | 0.017778 | 911.3754 | 0.01105 | 911.3754 | 0.0013935 | 905.75 | -0.0013408 | 911.3754 | 0.018217 | 687.4797 | 0.00024411 | 911.3754 | 0.027034 | 911.3754 | 0.0072105 | 911.125 | 0.038352 | 1016.1566 | 0.034984 | 911.125 | 0.030592 | 1016.2153 | 0.00097375 | 1016.1566 | 0.061216 | 911.125 | 0.010576 | 911.3754 | 0.0117
|  | 685.9855 | 0 | 911.366 | -0.028598 | 685.9855 | 0 | 911.366 | -0.27626 | 901.541 | 0 | 911.366 | -0.11318 | 911.6167 | 0 | 905.99 | 0.012035 | 911.6167 | 0 | 911.6167 | 0 | 911.6167 | 0 | 905.99 | -0.011659 | 911.6167 | 0 | 687.6004 | 0.00050266 | 911.6167 | 0 | 911.6167 | 0 | 911.366 | -0.038583 | 1016.3252 | 0.025453 | 911.366 | -0.024106 | 1016.3852 | 0 | 1016.3252 | 0.061921 | 911.366 | -0.01983 | 911.6167 | -0.00073608
|  | 686.1102 | 0.00018483 | 911.607 | -0.038155 | 686.1102 | 0.010091 | 911.607 | 0.04858 | 901.78 | 0 | 911.607 | 0.046283 | 911.858 | 0.028656 | 906.23 | 0.012035 | 911.858 | 0.015297 | 911.858 | 0.013315 | 911.858 | 0.0057604 | 906.23 | 0.0070537 | 911.858 | 0.013182 | 687.7211 | 0.00026038 | 911.858 | 0.029115 | 911.858 | 0.010013 | 911.607 | 0.028649 | 1016.4937 | 0.043001 | 911.607 | 0.012771 | 1016.5551 | 0.00097375 | 1016.4937 | 0.059336 | 911.607 | 0.03239 | 911.858 | 0.0068959
|  | 686.2349 | 0 | 911.848 | 0.0066734 | 686.2349 | 0 | 911.848 | -0.12996 | 902.0191 | 0 | 911.848 | -0.079872 | 912.0993 | 0 | 906.47 | -0.0041982 | 912.0993 | 0 | 912.0993 | 0.0011553 | 912.0994 | 0 | 906.47 | 0.0021569 | 912.0993 | 0 | 687.8418 | 0.00054718 | 912.0993 | 0 | 912.0994 | 0 | 911.848 | -0.031421 | 1016.6623 | 0.02848 | 911.848 | 0.001153 | 1016.7251 | 0 | 1016.6623 | 0.060805 | 911.848 | -0.0195 | 912.0994 | -0.00060173
|  | 686.3596 | 0.0086152 | 912.089 | 0.0048135 | 686.3596 | 0.033562 | 912.089 | 0.076544 | 902.2582 | 0 | 912.089 | 0.065992 | 912.3407 | 0.051519 | 906.71 | -0.00027989 | 912.3407 | 0.030181 | 912.3407 | 0.0058989 | 912.3406 | 0.0029562 | 906.71 | 0.0095019 | 912.3407 | 0.012281 | 687.9626 | 0.00028721 | 912.3407 | 0.032713 | 912.3406 | 0.011868 | 912.089 | 0.046901 | 1016.8309 | 0.024948 | 912.089 | 0.0065423 | 1016.895 | 0.001252 | 1016.8309 | 0.059865 | 912.089 | 0.017021 | 912.3406 | 0.010278
|  | 686.4844 | 0 | 912.33 | -0.066497 | 686.4844 | 0 | 912.33 | -0.25095 | 902.4973 | 0 | 912.33 | -0.10438 | 912.582 | 0 | 906.95 | 0.006437 | 912.582 | 0 | 912.582 | 0 | 912.582 | 0 | 906.95 | -0.019179 | 912.582 | 0 | 688.0833 | 0.00058071 | 912.582 | 0 | 912.582 | 0 | 912.33 | -0.042742 | 1016.9995 | 0.038852 | 912.33 | 0.0016129 | 1017.0649 | 0 | 1016.9995 | 0.062039 | 912.33 | -0.0012225 | 912.582 | -0.002565
|  | 686.6091 | 0.0068403 | 912.571 | 0.036609 | 686.6091 | 0.022735 | 912.571 | 0.067308 | 902.7363 | 0 | 912.571 | 0.079201 | 912.8233 | 0.052146 | 907.19 | 0.015393 | 912.8233 | 0.044789 | 912.8233 | 0.014886 | 912.8234 | 0.0070858 | 907.19 | 0.0028565 | 912.8233 | 0.023793 | 688.204 | 0.00029574 | 912.8233 | 0.027281 | 912.8234 | 0.0069428 | 912.571 | 0.10166 | 1017.168 | 0.032237 | 912.571 | 0.032305 | 1017.2349 | 0.001252 | 1017.168 | 0.059982 | 912.571 | 0.011402 | 912.8234 | 0.011986
|  | 686.7339 | 0 | 912.812 | -0.032153 | 686.7339 | 0 | 912.812 | -0.2163 | 902.9755 | 0 | 912.812 | -0.12113 | 913.0647 | 0 | 907.43 | -0.023229 | 913.0647 | 0 | 913.0647 | 0 | 913.0647 | 0 | 907.43 | -0.012534 | 913.0647 | 0 | 688.3247 | 0.00055307 | 913.0647 | 0 | 913.0647 | 0 | 912.812 | -0.049442 | 1017.3366 | 0.04216 | 912.812 | -0.019224 | 1017.4048 | 0 | 1017.3366 | 0.060394 | 912.812 | -0.0083453 | 913.0647 | -0.001709
|  | 686.8586 | 0.012594 | 913.0531 | -0.010852 | 686.8586 | 0.024901 | 913.0531 | -0.072829 | 903.2146 | 0 | 913.0531 | 0.052304 | 913.306 | 0.041118 | 907.68 | -0.013154 | 913.3061 | 0.02839 | 913.306 | 0.016336 | 913.306 | 0 | 907.68 | 0.015973 | 913.306 | 0.0015859 | 688.4454 | 0.00026038 | 913.306 | 0.04305 | 913.306 | 0.0077077 | 913.053 | 0.0335 | 1017.5052 | 0.031452 | 913.0531 | -0.0086234 | 1017.5747 | 0.0004174 | 1017.5052 | 0.058572 | 913.053 | 0.028837 | 913.306 | 0.0094824
|  | 686.9834 | 0 | 913.2941 | -0.053991 | 686.9834 | 0 | 913.2941 | -0.1349 | 903.4537 | 0 | 913.2941 | -0.12806 | 913.5474 | 0 | 907.92 | -0.014274 | 913.5474 | 0 | 913.5474 | 0 | 913.5474 | 0 | 907.92 | -0.0036143 | 913.5474 | 0 | 688.5662 | 0.00050917 | 913.5474 | 0 | 913.5474 | 0 | 913.2941 | -0.055449 | 1017.6738 | 0.037451 | 913.2941 | -0.032482 | 1017.7446 | 0 | 1017.6738 | 0.060159 | 913.2941 | -0.09816 | 913.5474 | -0.0023478
|  | 687.1082 | 0.020126 | 913.5351 | 0.01526 | 687.1082 | 0.010794 | 913.5351 | 0.034283 | 903.6928 | 0 | 913.5351 | 0.066676 | 913.7888 | 0.071883 | 908.16 | -0.0092359 | 913.7888 | 0.041068 | 913.7888 | 0.0092714 | 913.7888 | 0.0068388 | 908.16 | 0.0049551 | 913.7888 | 0.017918 | 688.6869 | 0.00025184 | 913.7888 | 0.031647 | 913.7888 | 0.0073942 | 913.5351 | 0.039045 | 1017.8423 | 0.038572 | 913.5351 | -0.021947 | 1017.9146 | 0.00069566 | 1017.8423 | 0.057926 | 913.5351 | 0.0818 | 913.7888 | 0.010139
|  | 687.233 | 0 | 913.7762 | -0.0034831 | 687.233 | 0 | 913.7762 | -0.13777 | 903.9319 | 0 | 913.7762 | -0.1131 | 914.0302 | 0 | 908.4 | -0.012595 | 914.0302 | 0 | 914.0302 | 0 | 914.0302 | 0 | 908.4 | -0.014457 | 914.0302 | 0 | 688.8076 | 0.00051242 | 914.0302 | 0 | 914.0302 | 0 | 913.7762 | -0.045283 | 1018.0109 | 0.026406 | 913.7762 | -0.036186 | 1018.0845 | 0 | 1018.0109 | 0.058279 | 913.7762 | -0.019004 | 914.0302 | 0.0026986
|  | 687.3578 | 0.0095026 | 914.0172 | 0.02195 | 687.3578 | 0.022735 | 914.0172 | 0.056407 | 904.1711 | 0 | 914.0172 | 0.07457 | 914.2715 | 0.042296 | 908.64 | -0.0047579 | 914.2716 | 0.05609 | 914.2715 | 0.010548 | 914.2715 | 0.0088093 | 908.64 | 0.0082777 | 914.2715 | 0.022105 | 688.9283 | 0.0002616 | 914.2715 | 0.042128 | 914.2716 | 0.013576 | 914.0172 | 0.062611 | 1018.1795 | 0.041095 | 914.0172 | 0.0085635 | 1018.2545 | 0.00097375 | 1018.1795 | 0.055988 | 914.0172 | 0.016773 | 914.2715 | 0.0093753
|  | 687.4826 | 0 | 914.2583 | -0.025886 | 687.4826 | 0 | 914.2583 | -0.21112 | 904.4103 | 0 | 914.2583 | -0.10928 | 914.5129 | 0 | 908.88 | 0.012035 | 914.5129 | 0 | 914.5129 | 0 | 914.5129 | 0 | 908.88 | 0.00040807 | 914.5129 | 0 | 689.0491 | 0.00053579 | 914.5129 | 0 | 914.5129 | 0 | 914.2583 | -0.087794 | 1018.3481 | 0.031732 | 914.2583 | -0.010917 | 1018.4244 | 0 | 1018.3481 | 0.057104 | 914.2583 | 0.0013222 | 914.5129 | -0.0015589
|  | 687.6074 | 0.0059529 | 914.4993 | 0.0006872 | 687.6074 | 0.035862 | 914.4993 | 0.014642 | 904.6494 | 0 | 914.4993 | 0.063411 | 914.7543 | 0.023288 | 909.12 | -0.050097 | 914.7543 | 0.030457 | 914.7543 | 0.013225 | 914.7543 | 0.0068401 | 909.12 | -0.008861 | 914.7543 | 0.005549 | 689.1698 | 0.00027461 | 914.7543 | 0.036969 | 914.7543 | 0.0070532 | 914.4993 | 0.088949 | 1018.5166 | 0.034423 | 914.4993 | 0.059755 | 1018.5944 | 0.00069566 | 1018.5166 | 0.054871 | 914.4993 | 0.014873 | 914.7543 | 0.011501
|  | 687.7322 | 0 | 914.7404 | -0.022459 | 687.7322 | 0 | 914.7404 | -0.15772 | 904.8885 | 0 | 914.7404 | -0.12077 | 914.9957 | 0 | 909.36 | 0.0058775 | 914.9958 | 0 | 914.9957 | 0 | 914.9957 | 0 | 909.36 | 0.0054798 | 914.9957 | 0 | 689.2905 | 0.0005234 | 914.9957 | 0.0058565 | 914.9957 | 0 | 914.7404 | -0.0012359 | 1018.6852 | 0.026294 | 914.7404 | 0.0053181 | 1018.7643 | 0 | 1018.6852 | 0.056928 | 914.7404 | 0.0031061 | 914.9957 | 0.0015797
|  | 687.8571 | 0.024571 | 914.9815 | -0.0017041 | 687.8571 | 0.017863 | 914.9815 | 0.048551 | 905.1277 | 0 | 914.9815 | 0.047752 | 915.2372 | 0.044358 | 909.6 | 0.029387 | 915.2372 | 0.031146 | 915.2372 | 0.016653 | 915.2372 | 0.0051967 | 909.6 | -0.01708 | 915.2372 | 0.015545 | 689.4113 | 0.0002494 | 915.2372 | 0.03934 | 915.2372 | 0.0094761 | 914.9815 | 0.058221 | 1018.8538 | 0.038179 | 914.9815 | 0.015781 | 1018.9343 | 0.00069566 | 1018.8538 | 0.055283 | 914.9815 | 0.0094194 | 915.2372 | 0.011207
|  | 687.9819 | 0 | 915.2225 | 0.0035664 | 687.9819 | 0 | 915.2225 | -0.096335 | 905.3669 | 0 | 915.2225 | -0.095524 | 915.4786 | 0 | 909.84 | 0.0069968 | 915.4786 | 0 | 915.4786 | 0 | 915.4786 | 0 | 909.84 | -0.0043139 | 915.4786 | 0 | 689.532 | 0.00050408 | 915.4786 | 0 | 915.4786 | 0 | 915.2225 | -0.049211 | 1019.0224 | 0.028368 | 915.2225 | 0.0013691 | 1019.1042 | 0 | 1019.0224 | 0.057045 | 915.2225 | -0.0214 | 915.4786 | 8.0868e-05
|  | 688.1068 | 0.00085042 | 915.4636 | 0.01228 | 688.1068 | 0.024224 | 915.4636 | 0.056927 | 905.6061 | 0 | 915.4636 | 0.06333 | 915.72 | 0.072964 | 910.08 | 0.02267 | 915.72 | 0.030319 | 915.72 | 0.010991 | 915.72 | 0.0072964 | 910.08 | -0.00064125 | 915.72 | 0.0099615 | 689.6527 | 0.0002555 | 915.72 | 0.046789 | 915.72 | 0.012521 | 915.4636 | 0.052907 | 1019.191 | 0.035881 | 915.4636 | 0.023825 | 1019.2742 | 0.00069566 | 1019.191 | 0.054871 | 915.4636 | 0.015864 | 915.72 | 0.010274
|  | 688.2316 | 0 | 915.7047 | -0.042167 | 688.2316 | 0 | 915.7047 | -0.2122 | 905.8453 | 0 | 915.7047 | -0.12167 | 915.9614 | 0 | 910.32 | -0.043381 | 915.9615 | 0 | 915.9614 | 0 | 915.9614 | 0 | 910.32 | -0.0015157 | 915.9614 | 0 | 689.7735 | 0.00053153 | 915.9614 | 0 | 915.9614 | 0 | 915.7047 | -0.063535 | 1019.3595 | 0.033022 | 915.7047 | 0.018925 | 1019.4441 | 0 | 1019.3595 | 0.056164 | 915.7047 | -0.0059802 | 915.9614 | -0.00023008
|  | 688.3565 | 0.0055093 | 915.9458 | 0.0037366 | 688.3565 | 0.0011733 | 915.9458 | 0.027294 | 906.0845 | 0 | 915.9458 | 0.057483 | 916.2029 | 0.022942 | 910.56 | 0.043941 | 916.2029 | 0.041344 | 916.2029 | 0.0013812 | 916.2029 | 0.0056932 | 910.56 | 0.0021569 | 916.2029 | 0.011352 | 689.8942 | 0.00027826 | 916.2029 | 0.067863 | 916.2029 | 0.0078974 | 915.9458 | 0.020995 | 1019.5281 | 0.030779 | 915.9458 | 0.034275 | 1019.6141 | 0.00069566 | 1019.5281 | 0.053285 | 915.9458 | 0.017021 | 916.2029 | 0.011636
|  | 688.4814 | 0 | 916.1869 | -0.04535 | 688.4814 | 0 | 916.1869 | -0.20024 | 906.3237 | 0 | 916.1869 | -0.13363 | 916.4443 | 0 | 910.8 | -0.00027989 | 916.4443 | 0 | 916.4443 | 0 | 916.4443 | 0 | 910.8 | -0.013408 | 916.4443 | 0 | 690.015 | 0.00054901 | 916.4443 | 0 | 916.4443 | 0 | 916.1869 | -0.070928 | 1019.6967 | 0.025901 | 916.1869 | 0.02288 | 1019.784 | 0 | 1019.6967 | 0.054578 | 916.1869 | -0.022888 | 916.4443 | -0.00096153
|  | 688.6063 | 0.019262 | 916.428 | -0.030676 | 688.6063 | 0.012202 | 916.428 | 0.053984 | 906.5629 | 0 | 916.428 | 0.039465 | 916.6858 | 0.060307 | 911.05 | 0.0019591 | 916.6858 | 0.019294 | 916.6858 | 0.0031151 | 916.6858 | 0.001306 | 911.05 | -0.0099105 | 916.6858 | 0.0029903 | 690.1357 | 0.00027399 | 916.6858 | 0.051229 | 916.6858 | 0.010745 | 916.428 | 0.0094989 | 1019.8653 | 0.026518 | 916.428 | 0.0019568 | 1019.954 | 0.00097375 | 1019.8653 | 0.052874 | 916.428 | 0.011402 | 916.6858 | 0.0086068
|  | 688.7313 | 0 | 916.6692 | -0.017821 | 688.7313 | 0 | 916.6692 | -0.24313 | 906.8022 | 0 | 916.6692 | -0.093727 | 916.9273 | 0 | 911.29 | 0.018192 | 916.9273 | 0 | 916.9273 | 0 | 916.9272 | 0 | 911.29 | 0.00023318 | 916.9273 | 0 | 690.2564 | 0.00055307 | 916.9273 | 0 | 916.9272 | 0 | 916.6691 | -0.043666 | 1020.0338 | 0.030947 | 916.6692 | -0.030253 | 1020.124 | 0 | 1020.0338 | 0.05446 | 916.6691 | -0.012311 | 916.9272 | 0.00030445
|  | 688.8562 | 0.01815 | 916.9103 | 0.0023964 | 688.8562 | 0.013141 | 916.9103 | 0.086222 | 907.0414 | 0 | 916.9103 | 0.054583 | 917.1687 | 0.066622 | 911.53 | 0.024908 | 917.1687 | 0.025771 | 917.1687 | 0.012428 | 917.1688 | 0.0054565 | 911.53 | 0.00513 | 917.1687 | 0.015609 | 690.3772 | 0.00028334 | 917.1687 | 0.047866 | 917.1688 | 0.0063563 | 916.9103 | 0.025414 | 1020.2024 | 0.033414 | 916.9103 | 0.018953 | 1020.2939 | 0.0015303 | 1020.2024 | 0.051346 | 916.9103 | 0.031233 | 917.1688 | 0.0090065
|  | 688.9811 | 0 | 917.1514 | -0.030841 | 688.9811 | 0 | 917.1514 | -0.16755 | 907.2806 | 0 | 917.1514 | -0.11194 | 917.4102 | 0 | 911.77 | -0.011475 | 917.4102 | 0 | 917.4102 | 0 | 917.4102 | 0 | 911.77 | -0.01131 | 917.4102 | 0 | 690.4979 | 0.00056039 | 917.4102 | 0 | 917.4102 | 0 | 917.1514 | -0.09357 | 1020.371 | 0.033022 | 917.1514 | 0.0033935 | 1020.4639 | 0 | 1020.371 | 0.050818 | 917.1514 | -0.023053 | 917.4102 | -0.0035163
|  | 689.106 | 0.0090589 | 917.3925 | 0.032405 | 689.106 | 0.018946 | 917.3925 | 0.030786 | 907.5199 | 0 | 917.3925 | 0.069464 | 917.6517 | 0.040276 | 912.01 | 0.012035 | 917.6517 | 0.026874 | 917.6517 | 0.014695 | 917.6517 | 0.011111 | 912.01 | -0.011484 | 917.6517 | 0.019788 | 690.6187 | 0.00028213 | 917.6517 | 0.033324 | 917.6517 | 0.017015 | 917.3925 | 0.065846 | 1020.5396 | 0.042889 | 917.3925 | 0.039953 | 1020.6339 | 0.0004174 | 1020.5396 | 0.049466 | 917.3925 | 0.023796 | 917.6517 | 0.012034
|  | 689.231 | 0 | 917.6337 | -0.038215 | 689.231 | 0 | 917.6337 | -0.29112 | 907.7592 | 0 | 917.6337 | -0.13848 | 917.8932 | 0 | 912.25 | -0.02379 | 917.8932 | 0 | 917.8932 | 0 | 917.8932 | 0 | 912.25 | 0.013524 | 917.8932 | 0 | 690.7394 | 0.00053661 | 917.8932 | 0 | 917.8932 | 0 | 917.6337 | -0.042049 | 1020.7082 | 0.038123 | 917.6337 | -0.021519 | 1020.8038 | 0 | 1020.7082 | 0.050876 | 917.6337 | -0.0090889 | 917.8932 | -0.0017307
|  | 689.356 | 0.0048437 | 917.8748 | -0.025193 | 689.356 | 0.026931 | 917.8748 | 0.027165 | 907.9984 | 0 | 917.8748 | 0.046598 | 918.1347 | 0.00027408 | 912.49 | -0.006437 | 918.1347 | 0.03721 | 918.1347 | 0.0031685 | 918.1347 | 0 | 912.49 | 0.0012825 | 918.1347 | 0.0024846 | 690.8602 | 0.00025977 | 918.1347 | 0.042371 | 918.1347 | 0.0054265 | 917.8748 | 0.00067664 | 1020.8767 | 0.046253 | 917.8748 | -0.034478 | 1020.9738 | 0.001252 | 1020.8767 | 0.050876 | 917.8748 | 0.01479 | 918.1347 | 0.010375
|  | 689.481 | 0 | 918.116 | -0.038007 | 689.481 | 0 | 918.116 | -0.1833 | 908.2377 | 0 | 918.116 | -0.14524 | 918.3762 | 0 | 912.73 | -0.02267 | 918.3762 | 0 | 918.3762 | 0 | 918.3762 | 0 | 912.73 | 0.0084525 | 918.3762 | 0 | 690.9809 | 0.00052909 | 918.3762 | 0 | 918.3762 | 0 | 918.116 | -0.021263 | 1021.0453 | 0.037058 | 918.116 | -0.025719 | 1021.1438 | 0 | 1021.0453 | 0.052228 | 918.116 | -0.013385 | 918.3762 | -5.6967e-05
|  | 689.6059 | 0.015681 | 918.3571 | 0.039111 | 689.6059 | 0.0079785 | 918.3571 | 0.02581 | 908.4769 | 0 | 918.3571 | 0.072674 | 918.6177 | 0.094769 | 912.97 | -0.020431 | 918.6177 | 0.059673 | 918.6177 | 0.0073281 | 918.6177 | 0.0070157 | 912.97 | 0.01265 | 918.6177 | 0.022659 | 691.1017 | 0.00027501 | 918.6177 | 0.050217 | 918.6177 | 0.010974 | 918.3571 | 0.045052 | 1021.2139 | 0.029153 | 918.3571 | 0.023669 | 1021.3138 | 0.00069566 | 1021.2139 | 0.0507 | 918.3571 | 0.013138 | 918.6177 | 0.0098738
|  | 689.7309 | 0 | 918.5983 | -0.044768 | 689.7309 | 0 | 918.5983 | -0.2298 | 908.7162 | 0 | 918.5983 | -0.12709 | 918.8592 | 0 | 913.21 | -0.023229 | 918.8592 | 0 | 918.8592 | 0 | 918.8593 | 0 | 913.21 | -0.0081612 | 918.8592 | 0 | 691.2224 | 0.00054128 | 918.8592 | 0 | 918.8592 | 0 | 918.5983 | -0.047363 | 1021.3825 | 0.028368 | 918.5983 | -0.031023 | 1021.4837 | 0 | 1021.3825 | 0.051699 | 918.5983 | -0.025201 | 918.8593 | -0.0015481
|  | 689.8559 | 0 | 918.8395 | -0.017693 | 689.8559 | 0.011968 | 918.8395 | 0.16291 | 908.9555 | 0 | 918.8395 | 0.062501 | 919.1008 | 0.054561 | 913.45 | 0.00027989 | 919.1008 | 0.035556 | 919.1008 | 0.0066606 | 919.1008 | 0.0040176 | 913.45 | 0.0021569 | 919.1008 | 0.0098005 | 691.3432 | 0.00026932 | 919.1008 | 0.019311 | 919.1008 | 0.011875 | 918.8395 | 0.016961 | 1021.5511 | 0.026406 | 918.8395 | 0.0035333 | 1021.6537 | 0.00097375 | 1021.5511 | 0.049525 | 918.8395 | 0.0090889 | 919.1008 | 0.011588
|  | 689.981 | 0 | 919.0806 | -0.034299 | 689.981 | 0 | 919.0806 | -0.29736 | 909.1948 | 0 | 919.0806 | -0.10636 | 919.3423 | 0 | 913.69 | -0.018192 | 919.3423 | 0 | 919.3423 | 0 | 919.3423 | 0 | 913.69 | -0.012183 | 919.3423 | 0 | 691.4639 | 0.00052299 | 919.3423 | 0 | 919.3423 | 0 | 919.0806 | -0.073932 | 1021.7196 | 0.044739 | 919.0806 | -0.032909 | 1021.8237 | 0 | 1021.7196 | 0.051346 | 919.0806 | -0.02107 | 919.3423 | -0.0010486
|  | 690.106 | 0.020867 | 919.3218 | 0.0082774 | 690.106 | 0.024224 | 919.3218 | -0.029343 | 909.4341 | 0 | 919.3218 | 0.067756 | 919.5838 | 0.023738 | 913.93 | 0.018192 | 919.5838 | 0.028252 | 919.5838 | 0.0077387 | 919.5839 | 0.0041962 | 913.93 | 0.0023318 | 919.5838 | 0.0092767 | 691.5847 | 0.00025509 | 919.5838 | 0.023346 | 919.5839 | 0.0059947 | 919.3218 | 0.051059 | 1021.8882 | 0.03532 | 919.3218 | -0.0031402 | 1021.9937 | 0.00069566 | 1021.8882 | 0.049231 | 919.3218 | 0.010494 | 919.5839 | 0.011122
|  | 690.231 | 0 | 919.563 | -0.0038063 | 690.231 | 0 | 919.563 | -0.21666 | 909.6735 | 0 | 919.563 | -0.11668 | 919.8254 | 0 | 914.18 | 0.0092359 | 919.8254 | 0 | 919.8254 | 0 | 919.8254 | 0 | 914.18 | -0.0085115 | 919.8254 | 0 | 691.7055 | 0.00049961 | 919.8254 | 0.00089823 | 919.8254 | 0 | 919.563 | -0.025414 | 1022.0568 | 0.030555 | 919.563 | 0.030442 | 1022.1637 | 0 | 1022.0568 | 0.050406 | 919.563 | -0.017021 | 919.8254 | -0.0029905
|  | 690.3561 | 0.0090589 | 919.8042 | -0.00067586 | 690.3561 | 0.017322 | 919.8042 | 0.079647 | 909.9128 | 0 | 919.8042 | 0.060483 | 920.067 | 0.039275 | 914.42 | 0.0047579 | 920.067 | 0.020259 | 920.067 | 0.011618 | 920.067 | 0.005602 | 914.42 | 0.014749 | 920.067 | 0.0056567 | 691.8262 | 0.00024554 | 920.067 | 0.050408 | 920.067 | 0.0063134 | 919.8042 | 0.064228 | 1022.2254 | 0.037338 | 919.8042 | 0.015544 | 1022.3337 | 0.00069566 | 1022.2254 | 0.048644 | 919.8042 | 0.033546 | 920.067 | 0.010868
|  | 690.4811 | 0 | 920.0454 | -0.028998 | 690.4811 | 0 | 920.0454 | -0.11915 | 910.1521 | 0 | 920.0454 | -0.10126 | 920.3085 | 0 | 914.66 | 0.0047579 | 920.3085 | 0 | 920.3085 | 0 | 920.3085 | 0 | 914.66 | 0.0096767 | 920.3085 | 0 | 691.947 | 0.00051811 | 920.3085 | 0 | 920.3085 | 0 | 920.0454 | -0.066077 | 1022.394 | 0.036778 | 920.0454 | 0.00027139 | 1022.5036 | 0 | 1022.394 | 0.049878 | 920.0454 | -0.08337 | 920.3085 | -0.0013781
|  | 690.6062 | 0.0068403 | 920.2866 | 0.00523 | 690.6062 | 0.022329 | 920.2866 | 0.11133 | 910.3914 | 0 | 920.2866 | 0.061505 | 920.5501 | 0.0070755 | 914.9 | 0.0025189 | 920.5501 | 0.041068 | 920.5501 | 0.00025862 | 920.5501 | 0.0049544 | 914.9 | -0.0062376 | 920.5501 | 0.0020008 | 692.0677 | 0.00027359 | 920.5501 | 0.063311 | 920.5501 | 0.0085046 | 920.2866 | 0.044359 | 1022.5625 | 0.042104 | 920.2866 | 0.038377 | 1022.6736 | 0.00097375 | 1022.5625 | 0.048115 | 920.2866 | 0.077834 | 920.5501 | 0.012813
|  | 690.7313 | 0 | 920.5278 | -0.01902 | 690.7313 | 0 | 920.5278 | -0.16496 | 910.6308 | 0 | 920.5278 | -0.12825 | 920.7917 | 0 | 915.14 | 0.010355 | 920.7917 | 0 | 920.7917 | 0 | 920.7917 | 0 | 915.14 | -0.0058878 | 920.7917 | 0 | 692.1885 | 0.00053051 | 920.7917 | 0 | 920.7917 | 0 | 920.5278 | -0.055218 | 1022.7311 | 0.030835 | 920.5278 | 0.0047304 | 1022.8436 | 0 | 1022.7311 | 0.049231 | 920.5278 | -0.0058876 | 920.7917 | 0.0010571
|  | 690.8564 | 0.0068403 | 920.769 | -0.013321 | 690.8564 | 0.00352 | 920.769 | -0.049776 | 910.8701 | 0 | 920.769 | 0.037199 | 921.0333 | 0.043314 | 915.38 | 0.00083963 | 921.0333 | 0.027701 | 921.0333 | 0.012473 | 921.0333 | 0.0043561 | 915.38 | 0.016148 | 921.0333 | 0.0051204 | 692.3093 | 0.00025936 | 921.0333 | 0.020607 | 921.0333 | 0.0097855 | 920.769 | 0.026338 | 1022.8997 | 0.033302 | 920.769 | 0.034219 | 1023.0136 | 0.00097375 | 1022.8997 | 0.047763 | 920.769 | 0.022227 | 921.0333 | 0.012536
|  | 690.9815 | 0 | 921.0103 | -0.028421 | 690.9815 | 0 | 921.0103 | -0.16761 | 911.1095 | 0 | 921.0103 | -0.12235 | 921.2748 | 0 | 915.62 | -0.040583 | 921.2749 | 0 | 921.2748 | 0 | 921.2748 | 0 | 915.62 | -0.008861 | 921.2748 | 0 | 692.43 | 0.00050388 | 921.2748 | 0 | 921.2748 | 0 | 921.0103 | -0.053601 | 1023.0683 | 0.033526 | 921.0103 | 0.0076114 | 1023.1836 | 0 | 1023.0683 | 0.04835 | 921.0103 | -0.018426 | 921.2748 | -0.00060115
|  | 691.1066 | 0.012165 | 921.2515 | -0.016289 | 691.1066 | 0.011029 | 921.2515 | 0.070493 | 911.3489 | 0 | 921.2515 | 0.069217 | 921.5164 | 0.017597 | 915.86 | 0.010915 | 921.5164 | 0.037072 | 921.5164 | 0.014092 | 921.5164 | 0.0067568 | 915.86 | 0.0014574 | 921.5164 | 0.0099808 | 692.5508 | 0.00024594 | 921.5164 | 0.012581 | 921.5164 | 0.0097392 | 921.2515 | 0.014441 | 1023.2369 | 0.033919 | 921.2515 | 0.029235 | 1023.3536 | 0.00097375 | 1023.2369 | 0.04553 | 921.2515 | 0.023301 | 921.5164 | 0.008463
|  | 691.2317 | 0 | 921.4927 | -0.019341 | 691.2317 | 0 | 921.4927 | -0.28404 | 911.5883 | 0 | 921.4927 | -0.14279 | 921.7581 | 0 | 916.1 | -0.028827 | 921.7581 | 0 | 921.7581 | 0 | 921.7581 | 0 | 916.1 | -0.0022152 | 921.7581 | 0 | 692.6716 | 0.00052278 | 921.7581 | 0 | 921.7581 | 0 | 921.4927 | -0.039045 | 1023.4054 | 0.029658 | 921.4927 | 0.0087652 | 1023.5236 | 0 | 1023.4054 | 0.046823 | 921.4927 | -0.019087 | 921.7581 | -0.001795
|  | 691.3569 | 0.0081715 | 921.734 | 0.012781 | 691.3569 | 0.028825 | 921.734 | -0.045946 | 911.8276 | 0 | 921.734 | 0.073123 | 921.9997 | 0.069286 | 916.34 | 0.00027989 | 921.9997 | 0.037347 | 921.9997 | 0.023423 | 921.9997 | 0.010257 | 916.34 | 0.0032063 | 921.9997 | 0.016448 | 692.7923 | 0.00027928 | 921.9997 | 0.052378 | 921.9997 | 0.014973 | 921.734 | 0.036042 | 1023.574 | 0.037731 | 921.734 | 0.051821 | 1023.6936 | 0.00097375 | 1023.574 | 0.045824 | 921.734 | 0.023383 | 921.9997 | 0.0095856
|  | 691.482 | 0 | 921.9752 | -0.042439 | 691.482 | 0 | 921.9752 | -0.24386 | 912.067 | 0 | 921.9752 | -0.10472 | 922.2413 | 0 | 916.58 | -0.016513 | 922.2413 | 0 | 922.2413 | 0 | 922.2413 | 0 | 916.58 | 0.013349 | 922.2413 | 0 | 692.9131 | 0.00054372 | 922.2413 | 0 | 922.2413 | 0 | 921.9752 | -0.043897 | 1023.7426 | 0.033134 | 921.9752 | -0.032539 | 1023.8636 | 0 | 1023.7426 | 0.048174 | 921.9752 | -0.011155 | 922.2413 | -0.0020475
|  | 691.6071 | 0.0019596 | 922.2165 | -0.01284 | 691.6071 | 0.021653 | 922.2165 | 0.007158 | 912.3064 | 0 | 922.2165 | 0.057892 | 922.4829 | 0.059305 | 916.83 | -0.011475 | 922.4829 | 0.04286 | 922.4829 | 0.006966 | 922.4829 | 0.0034769 | 916.83 | 5.8296e-05 | 922.4829 | 0.016801 | 693.0339 | 0.00026607 | 922.4829 | 0.028703 | 922.4829 | 0.010447 | 922.2165 | 0.055218 | 1023.9112 | 0.038067 | 922.2165 | 0.0052567 | 1024.0336 | 0.00097375 | 1023.9112 | 0.046999 | 922.2165 | 0.0087584 | 922.4829 | 0.0093158
|  | 691.7323 | 0 | 922.4577 | -0.018966 | 691.7323 | 0 | 922.4577 | -0.13523 | 912.5458 | 0 | 922.4577 | -0.13321 | 922.7246 | 0 | 917.07 | -0.031627 | 922.7246 | 0 | 922.7246 | 0 | 922.7245 | 0 | 917.07 | 0.0016322 | 922.7246 | 0 | 693.1547 | 0.00052665 | 922.7246 | 0 | 922.7246 | 0 | 922.4577 | -0.068618 | 1024.0798 | 0.030274 | 922.4577 | -0.024258 | 1024.2036 | 0 | 1024.0798 | 0.048526 | 922.4577 | -0.012146 | 922.7245 | -0.0017042
|  | 691.8575 | 0.0070623 | 922.699 | -0.024222 | 691.8575 | 0.029502 | 922.699 | -0.04173 | 912.7852 | 0 | 922.699 | 0.049796 | 922.9662 | 0.033595 | 917.31 | 0.010355 | 922.9662 | 0.017502 | 922.9662 | 0.0028197 | 922.9662 | 0 | 917.31 | -0.00046636 | 922.9662 | 0.0099315 | 693.2754 | 0.00026322 | 922.9662 | 0.041427 | 922.9662 | 0.0069627 | 922.699 | 0.045283 | 1024.2484 | 0.032853 | 922.699 | 0.010867 | 1024.3736 | 0.00097375 | 1024.2484 | 0.047586 | 922.699 | 0.012972 | 922.9662 | 0.011725
|  | 691.9827 | 0 | 922.9403 | -0.036382 | 691.9827 | 0 | 922.9403 | -0.19059 | 913.0247 | 0 | 922.9403 | -0.12048 | 923.2079 | 0 | 917.55 | 0.0092359 | 923.2079 | 0 | 923.2079 | 0 | 923.2078 | 0 | 917.55 | -0.011135 | 923.2079 | 0 | 693.3962 | 0.00051974 | 923.2079 | 0 | 923.2078 | 0 | 922.9403 | -0.098653 | 1024.4169 | 0.052532 | 922.9403 | -0.030386 | 1024.5437 | 0 | 1024.4169 | 0.048879 | 922.9403 | -0.012724 | 923.2078 | -0.00081479
|  | 692.1079 | 0.0039563 | 923.1816 | 0.0043221 | 692.1079 | 0.022329 | 923.1816 | 0.084827 | 913.264 | 0 | 923.1816 | 0.084458 | 923.4495 | 0.043889 | 917.79 | 0.035543 | 923.4495 | 0.022464 | 923.4495 | 0.0084111 | 923.4495 | 0 | 917.79 | 0.0049551 | 923.4495 | 0.0095197 | 693.517 | 0.0002616 | 923.4495 | 0.038322 | 923.4495 | 0.0063795 | 923.1816 | 0.074163 | 1024.5855 | 0.038067 | 923.1816 | 0.040169 | 1024.7137 | 0.00097375 | 1024.5855 | 0.047058 | 923.1816 | 0.010989 | 923.4495 | 0.012807
|  | 692.2331 | 0 | 923.4228 | -0.026218 | 692.2331 | 0 | 923.4228 | -0.2809 | 913.5035 | 0 | 923.4228 | -0.11504 | 923.6912 | 0 | 918.03 | 0.0013994 | 923.6912 | 0 | 923.6912 | 0 | 923.6912 | 0 | 918.03 | -0.005538 | 923.6912 | 0 | 693.6378 | 0.00051974 | 923.6912 | 0.0076974 | 923.6912 | 0 | 923.4229 | -0.04459 | 1024.7541 | 0.039693 | 923.4228 | -0.014009 | 1024.8837 | 0 | 1024.7541 | 0.047645 | 923.4229 | -0.022061 | 923.6912 | -0.0034484
|  | 692.3583 | 0.010834 | 923.6641 | -0.00067468 | 692.3583 | 0.013804 | 923.6641 | 0.039862 | 913.7429 | 0 | 923.6641 | 0.063344 | 923.9328 | 0 | 918.27 | 0.017072 | 923.9328 | 0.047821 | 923.9328 | 0.0040001 | 923.9329 | 0.0069466 | 918.27 | 0.00075785 | 923.9328 | 0.010525 | 693.7586 | 0.00026322 | 923.9328 | 0.039229 | 923.9329 | 0.0052603 | 923.6641 | 0.07578 | 1024.9227 | 0.034703 | 923.6641 | 0.0098321 | 1025.0537 | 0.0004174 | 1024.9227 | 0.046411 | 923.6641 | 0.017352 | 923.9329 | 0.010472
|  | 692.4835 | 0 | 923.9054 | -0.013968 | 692.4835 | 0 | 923.9054 | -0.21545 | 913.9824 | 0 | 923.9054 | -0.14046 | 924.1745 | 0 | 918.51 | -0.026587 | 924.1745 | 0 | 924.1745 | 0 | 924.1745 | 0 | 918.51 | -0.005713 | 924.1745 | 0 | 693.8793 | 0.00054718 | 924.1745 | 0 | 924.1745 | 0 | 923.9054 | -0.024259 | 1025.0913 | 0.033694 | 923.9054 | -0.0065191 | 1025.2237 | 0 | 1025.0913 | 0.04788 | 923.9054 | -0.0071762 | 924.1745 | 0.001975
|  | 692.6087 | 0.020867 | 924.1467 | -0.011362 | 692.6087 | 0.025307 | 924.1467 | -0.048597 | 914.2219 | 0 | 924.1467 | 0.081324 | 924.4162 | 0.05489 | 918.75 | -0.016513 | 924.4162 | 0.029906 | 924.4162 | 0.0075374 | 924.4162 | 0.0047253 | 918.75 | -0.002565 | 924.4162 | 0.015512 | 694.0001 | 0.00028782 | 924.4162 | 0.040261 | 924.4162 | 0.0094801 | 924.1467 | 0.044821 | 1025.2598 | 0.037563 | 924.1467 | 0.015533 | 1025.3937 | 0.001252 | 1025.2598 | 0.046353 | 924.1467 | 0.026936 | 924.4162 | 0.010727
|  | 692.734 | 0 | 924.388 | -0.03533 | 692.734 | 0 | 924.388 | -0.10802 | 914.4613 | 0 | 924.388 | -0.13115 | 924.6579 | 0 | 918.99 | -0.0013994 | 924.6579 | 0 | 924.6579 | 0 | 924.6579 | 0 | 918.99 | 0.0025067 | 924.6579 | 0 | 694.1209 | 0.00053661 | 924.6579 | 0 | 924.6579 | 0 | 924.388 | -0.06007 | 1025.4284 | 0.026406 | 924.388 | 0.0070242 | 1025.5637 | 0 | 1025.4284 | 0.046764 | 924.388 | -0.0076964 | 924.6579 | -0.0016971
|  | 692.8593 | 0.02062 | 924.6294 | -0.0037795 | 692.8593 | 0.030314 | 924.6294 | -0.05475 | 914.7007 | 0 | 924.6294 | 0.03987 | 924.8996 | 0.063789 | 919.23 | -0.010355 | 924.8996 | 0.016262 | 924.8996 | 0.014839 | 924.8996 | 0.0035876 | 919.23 | 0.0091524 | 924.8996 | 0.017901 | 694.2417 | 0.00025021 | 924.8996 | 0.060787 | 924.8996 | 0.0076687 | 924.6294 | 0.031421 | 1025.597 | 0.042496 | 924.6294 | -0.004947 | 1025.7338 | 0.00069566 | 1025.597 | 0.04553 | 924.6294 | 0.019169 | 924.8996 | 0.011587
|  | 692.9845 | 0 | 924.8707 | -0.031975 | 692.9845 | 0 | 924.8707 | -0.19398 | 914.9402 | 0 | 924.8707 | -0.10603 | 925.1413 | 0 | 919.48 | -0.0053177 | 925.1413 | 0 | 925.1413 | 0 | 925.1413 | 0 | 919.48 | -0.0015157 | 925.1413 | 0 | 694.3625 | 0.00052014 | 925.1413 | 0 | 925.1413 | 0 | 924.8707 | -0.046669 | 1025.7656 | 0.046925 | 924.8707 | -0.014623 | 1025.9038 | 0 | 1025.7656 | 0.047116 | 924.8707 | -0.013799 | 925.1413 | -0.0003947
|  | 693.1098 | 0.0086152 | 925.112 | -0.013061 | 693.1098 | 0.017322 | 925.112 | 0.016334 | 915.1797 | 0 | 925.112 | 0.066322 | 925.383 | 0.027909 | 919.72 | 0.031627 | 925.383 | 0.019156 | 925.383 | 0 | 925.383 | 0.00055118 | 919.72 | -0.009735 | 925.383 | 0.011828 | 694.4833 | 0.00027074 | 925.383 | 0.070804 | 925.383 | 0.0076844 | 925.112 | 0.019084 | 1025.9342 | 0.032124 | 925.112 | 0.029888 | 1026.0738 | 0.00069566 | 1025.9342 | 0.045119 | 925.112 | 0.025945 | 925.383 | 0.0113
|  | 693.2351 | 0 | 925.3533 | -0.049277 | 693.2351 | 0 | 925.3533 | -0.25709 | 915.4193 | 0 | 925.3533 | -0.11046 | 925.6247 | 0 | 919.96 | -0.02155 | 925.6247 | 0 | 925.6247 | 0 | 925.6248 | 0 | 919.96 | -0.010435 | 925.6247 | 0 | 694.6041 | 0.00052523 | 925.6247 | 0 | 925.6248 | 0 | 925.3533 | -0.045745 | 1026.1028 | 0.044458 | 925.3533 | -0.047136 | 1026.2438 | 0 | 1026.1028 | 0.046588 | 925.3533 | 0.0053323 | 925.6248 | -0.0025425
|  | 693.3604 | 0.012594 | 925.5947 | -0.00011015 | 693.3604 | 0.00352 | 925.5947 | 0.03615 | 915.6588 | 0 | 925.5947 | 0.069269 | 925.8665 | 0.02202 | 920.2 | -0.0025189 | 925.8665 | 0.035694 | 925.8665 | 0.0055745 | 925.8665 | 0.0049656 | 920.2 | -0.0076368 | 925.8665 | 0.010124 | 694.7248 | 0.0002555 | 925.8665 | 0.049082 | 925.8665 | 0.0086262 | 925.5947 | 0.033038 | 1026.2713 | 0.039805 | 925.5947 | 0.018368 | 1026.4139 | 0.00013913 | 1026.2713 | 0.04412 | 925.5947 | 0.011155 | 925.8665 | 0.009099
|  | 693.4857 | 0 | 925.836 | -0.034021 | 693.4857 | 0 | 925.836 | -0.20752 | 915.8983 | 0 | 925.836 | -0.11677 | 926.1082 | 0 | 920.44 | -0.0047579 | 926.1082 | 0 | 926.1082 | 0 | 926.1082 | 0 | 920.44 | -0.0027399 | 926.1082 | 0 | 694.8456 | 0.00050632 | 926.1082 | 0 | 926.1082 | 0 | 925.836 | -0.032807 | 1026.4399 | 0.055279 | 925.836 | -0.017393 | 1026.5839 | 0 | 1026.4399 | 0.045942 | 925.836 | -0.0090063 | 926.1082 | -0.0020026
|  | 693.611 | 0.011721 | 926.0774 | 0.020474 | 693.611 | 0.023006 | 926.0774 | 0.0013615 | 916.1378 | 0 | 926.0774 | 0.087229 | 926.3499 | 0.077772 | 920.68 | 0.00027989 | 926.35 | 0.025082 | 926.3499 | 0.021306 | 926.35 | 0.010603 | 920.68 | 0.0061793 | 926.3499 | 0.022624 | 694.9664 | 0.00025733 | 926.3499 | 0.040565 | 926.35 | 0.017561 | 926.0774 | 0.067001 | 1026.6085 | 0.034311 | 926.0774 | 0.035228 | 1026.7539 | 0.00069566 | 1026.6085 | 0.044943 | 926.0774 | 0.015038 | 926.35 | 0.013682
|  | 693.7364 | 0 | 926.3187 | -0.022091 | 693.7364 | 0 | 926.3187 | -0.15218 | 916.3773 | 0 | 926.3187 | -0.1002 | 926.5917 | 0 | 920.92 | 0.0025189 | 926.5917 | 0 | 926.5917 | 0 | 926.5917 | 0 | 920.92 | -0.0051883 | 926.5917 | 0 | 695.0872 | 0.00052482 | 926.5917 | 0 | 926.5917 | 0 | 926.3187 | -0.068156 | 1026.7771 | 0.025845 | 926.3187 | 0.033453 | 1026.924 | 0 | 1026.7771 | 0.046823 | 926.3187 | -0.037926 | 926.5917 | -0.00054396
|  | 693.8617 | 0.017039 | 926.5601 | -0.029566 | 693.8617 | 0.018269 | 926.5601 | 0.026509 | 916.6168 | 0 | 926.5601 | 0.068217 | 926.8335 | 0.058802 | 921.16 | 0.014833 | 926.8334 | 0.01277 | 926.8335 | 0.0045314 | 926.8334 | 0.0041076 | 921.16 | -0.0030897 | 926.8335 | 0.0098458 | 695.208 | 0.00027461 | 926.8335 | 0.017336 | 926.8334 | 0.0096091 | 926.5601 | 0.042973 | 1026.9457 | 0.032237 | 926.5601 | 0.047555 | 1027.094 | 0.00069566 | 1026.9457 | 0.044943 | 926.5601 | 0.019748 | 926.8334 | 0.0082188
|  | 693.9871 | 0 | 926.8014 | -0.016348 | 693.9871 | 0 | 926.8014 | -0.20605 | 916.8563 | 0 | 926.8014 | -0.1397 | 927.0752 | 0 | 921.4 | -0.020431 | 927.0752 | 0 | 927.0752 | 0 | 927.0752 | 0 | 921.4 | -0.007462 | 927.0752 | 0 | 695.3288 | 0.00050063 | 927.0752 | 0 | 927.0752 | 0 | 926.8015 | -0.071621 | 1027.1143 | 0.032629 | 926.8014 | -0.015979 | 1027.264 | 0 | 1027.1143 | 0.045237 | 926.8015 | -0.096425 | 927.0752 | -0.0019572
|  | 694.1124 | 0.013952 | 927.0428 | 0.024015 | 694.1124 | 0.014345 | 927.0428 | 0.083834 | 917.0959 | 0 | 927.0428 | 0.078324 | 927.317 | 0.028325 | 921.64 | 0.0081163 | 927.317 | 0.035969 | 927.317 | 0.017383 | 927.317 | 0.0066366 | 921.64 | 0.01265 | 927.317 | 0.019944 | 695.4496 | 0.00023416 | 927.317 | 0.022015 | 927.317 | 0.010607 | 927.0428 | 0.028418 | 1027.2828 | 0.037058 | 927.0428 | 0.022932 | 1027.4341 | 0.00069566 | 1027.2828 | 0.043533 | 927.0428 | 0.072215 | 927.317 | 0.012414
|  | 694.2378 | 0 | 927.2842 | -0.063439 | 694.2378 | 0 | 927.2842 | -0.14236 | 917.3354 | 0 | 927.2842 | -0.10251 | 927.5588 | 0 | 921.89 | -0.017072 | 927.5588 | 0 | 927.5588 | 0 | 927.5588 | 0 | 921.89 | 0.0033811 | 927.5588 | 0 | 695.5704 | 0.00051201 | 927.5588 | 0 | 927.5588 | 0 | 927.2842 | -0.048749 | 1027.4514 | 0.036441 | 927.2842 | 0.0081591 | 1027.6041 | 0 | 1027.4514 | 0.045942 | 927.2842 | -0.0086758 | 927.5588 | 7.8716e-05
|  | 694.3632 | 0.0061749 | 927.5256 | -0.017445 | 694.3632 | 0.015698 | 927.5256 | 0.12159 | 917.575 | 0 | 927.5256 | 0.089803 | 927.8005 | 0.035766 | 922.13 | -0.0047579 | 927.8006 | 0.017502 | 927.8005 | 0.018056 | 927.8005 | 0.011048 | 922.13 | 0.0028565 | 927.8005 | 0.01801 | 695.6912 | 0.00028253 | 927.8005 | 0.036453 | 927.8005 | 0.0093074 | 927.5256 | 0.053832 | 1027.62 | 0.039525 | 927.5256 | 0.0020818 | 1027.7742 | 0.00069566 | 1027.62 | 0.044238 | 927.5256 | 0.020574 | 927.8005 | 0.010223
|  | 694.4886 | 0 | 927.767 | -0.01847 | 694.4886 | 0 | 927.767 | -0.14936 | 917.8146 | 0 | 927.767 | -0.090765 | 928.0423 | 0 | 922.37 | -0.020431 | 928.0423 | 0 | 928.0423 | 0 | 928.0424 | 0 | 922.37 | -0.0020404 | 928.0423 | 0 | 695.812 | 0.00052766 | 928.0423 | 0 | 928.0424 | 0 | 927.767 | -0.0098419 | 1027.7886 | 0.044571 | 927.767 | -0.00067159 | 1027.9442 | 0 | 1027.7886 | 0.045589 | 927.767 | -0.019913 | 928.0424 | -0.0016158
|  | 694.614 | 0.019756 | 928.0084 | -0.028855 | 694.614 | 0.011029 | 928.0084 | 0.081659 | 918.0541 | 0 | 928.0084 | 0.062747 | 928.2841 | 0.094402 | 922.61 | -0.016513 | 928.2841 | 0.028114 | 928.2841 | 0.0098369 | 928.2841 | 0.0075181 | 922.61 | 0.0012825 | 928.2841 | 0.0096281 | 695.9328 | 0.00024899 | 928.2841 | 0.045781 | 928.2841 | 0.0057913 | 928.0084 | 0.038352 | 1027.9572 | 0.044963 | 928.0084 | 0.038793 | 1028.1143 | 0.00069566 | 1027.9572 | 0.043298 | 928.0084 | 0.02644 | 928.2841 | 0.009549
|  | 694.7394 | 0 | 928.2498 | -0.00077476 | 694.7394 | 0 | 928.2498 | -0.27492 | 918.2937 | 0 | 928.2498 | -0.098747 | 928.5259 | 0 | 922.85 | -0.048978 | 928.5259 | 0 | 928.5259 | 0 | 928.5259 | 0 | 922.85 | -0.005538 | 928.5259 | 0 | 696.0536 | 0.00051445 | 928.5259 | 0 | 928.5259 | 0 | 928.2498 | -0.030266 | 1028.1257 | 0.033526 | 928.2498 | -0.0082493 | 1028.2843 | 0 | 1028.1257 | 0.045472 | 928.2498 | -0.021483 | 928.5259 | 0.00050422
|  | 694.8648 | 0.011721 | 928.4912 | -0.0090689 | 694.8648 | 0.019487 | 928.4912 | 0.093763 | 918.5333 | 0 | 928.4912 | 0.090917 | 928.7678 | 0.10072 | 923.09 | -0.029946 | 928.7678 | 0.0134 | 928.7678 | 0.0054042 | 928.7678 | 0.0066336 | 923.09 | 0.0079281 | 928.7678 | 0.0195 | 696.1744 | 0.00027013 | 928.7678 | 0.059021 | 928.7678 | 0.007203 | 928.4912 | 0.051983 | 1028.2943 | 0.030947 | 928.4912 | 0.029202 | 1028.4544 | 0.00069566 | 1028.2943 | 0.043239 | 928.4912 | 0.032224 | 928.7678 | 0.012671
|  | 694.9903 | 0 | 928.7326 | -0.023104 | 694.9903 | 0 | 928.7326 | -0.23684 | 918.7729 | 0 | 928.7326 | -0.14633 | 929.0096 | 0 | 923.33 | -0.0081163 | 929.0096 | 0 | 929.0096 | 0 | 929.0096 | 0 | 923.33 | -0.002565 | 929.0096 | 0 | 696.2952 | 0.00052624 | 929.0096 | 0 | 929.0096 | 0 | 928.7326 | -0.066077 | 1028.4629 | 0.03902 | 928.7326 | 0.0046017 | 1028.6244 | 0 | 1028.4629 | 0.044767 | 928.7326 | -0.019004 | 929.0096 | -0.0010579
|  | 695.1157 | 0.0068403 | 928.974 | -0.0017034 | 695.1157 | 0.031667 | 928.974 | 0.12343 | 919.0125 | 0 | 928.974 | 0.056514 | 929.2514 | 0.03171 | 923.57 | 0.025469 | 929.2514 | 0.046857 | 929.2514 | 0.016685 | 929.2514 | 0.0020423 | 923.57 | 0.0040807 | 929.2514 | 0.013232 | 696.416 | 0.00025936 | 929.2514 | 0.06445 | 929.2514 | 0.0071289 | 928.974 | 0.058683 | 1028.6315 | 0.032741 | 928.974 | -0.0047146 | 1028.7945 | 0.00097375 | 1028.6315 | 0.042593 | 928.974 | 0.028423 | 929.2514 | 0.0094486
|  | 695.2412 | 0 | 929.2154 | -0.030041 | 695.2412 | 0 | 929.2154 | -0.20389 | 919.2521 | 0 | 929.2154 | -0.13979 | 929.4932 | 0 | 923.81 | -0.020431 | 929.4932 | 0 | 929.4932 | 0 | 929.4932 | 0 | 923.81 | -0.0062376 | 929.4932 | 0 | 696.5368 | 0.00050246 | 929.4932 | 0 | 929.4932 | 0 | 929.2155 | -0.062149 | 1028.8001 | 0.053317 | 929.2154 | -0.021146 | 1028.9645 | 0 | 1028.8001 | 0.044355 | 929.2155 | 0.0033427 | 929.4932 | -0.0010997
|  | 695.3667 | 0.012165 | 929.4569 | -0.053306 | 695.3667 | 0.023277 | 929.4569 | -0.0013991 | 919.4917 | 0 | 929.4569 | 0.073111 | 929.7351 | 0.072327 | 924.05 | -0.006437 | 929.7351 | 0.029354 | 929.7351 | 0.0020325 | 929.7351 | 0.0022963 | 924.05 | -0.0090358 | 929.7351 | 0.0083389 | 696.6577 | 0.00025021 | 929.7351 | 0.039663 | 929.7351 | 0.0082576 | 929.4569 | 0.06238 | 1028.9687 | 0.042216 | 929.4569 | -0.027198 | 1029.1346 | 0.001252 | 1028.9687 | 0.042064 | 929.4569 | 0.012477 | 929.7351 | 0.010576
|  | 695.4921 | 0 | 929.6983 | -0.012738 | 695.4921 | 0 | 929.6983 | -0.12019 | 919.7313 | 0 | 929.6983 | -0.11168 | 929.9769 | 0 | 924.3 | 0.0081163 | 929.9769 | 0 | 929.9769 | 0 | 929.9769 | 0 | 924.3 | -0.00099105 | 929.9769 | 0 | 696.7785 | 0.00048132 | 929.9769 | 0 | 929.9769 | 0 | 929.6983 | -0.038121 | 1029.1372 | 0.034872 | 929.6983 | 0.026711 | 1029.3046 | 0 | 1029.1372 | 0.043474 | 929.6983 | -0.021152 | 929.9769 | -0.00095885
|  | 695.6176 | 0.015681 | 929.9398 | 0.01074 | 695.6176 | 0.021788 | 929.9398 | 0.047649 | 919.9709 | 0 | 929.9398 | 0.055391 | 930.2188 | 0.027976 | 924.54 | 0.0047579 | 930.2188 | 0.027149 | 930.2188 | 0.015283 | 930.2188 | 0.0050421 | 924.54 | -0.0029147 | 930.2188 | 0.0083002 | 696.8993 | 0.0002372 | 930.2188 | 0.035801 | 930.2188 | 0.0059684 | 929.9398 | 0.033269 | 1029.3058 | 0.042664 | 929.9398 | 0.0042599 | 1029.4747 | 0.00097375 | 1029.3058 | 0.041947 | 929.9398 | 0.015369 | 930.2188 | 0.0099625
|  | 695.7431 | 0 | 930.1812 | -0.036991 | 695.7431 | 0 | 930.1812 | -0.24439 | 920.2106 | 0 | 930.1812 | -0.14487 | 930.4606 | 0 | 924.78 | -0.0053177 | 930.4606 | 0 | 930.4606 | 0 | 930.4606 | 0 | 924.78 | -0.00099105 | 930.4606 | 0 | 697.0201 | 0.00049697 | 930.4606 | 0 | 930.4606 | 0 | 930.1812 | -0.084791 | 1029.4744 | 0.038908 | 930.1812 | -0.0053313 | 1029.6448 | 0 | 1029.4744 | 0.043944 | 930.1812 | -0.028341 | 930.4606 | -0.00195
|  | 695.8686 | 0.014323 | 930.4227 | -0.010169 | 695.8686 | 0.029366 | 930.4227 | -0.062153 | 920.4503 | 0 | 930.4227 | 0.086705 | 930.7025 | 0.036878 | 925.02 | -0.0041982 | 930.7025 | 0.028527 | 930.7025 | 0.015247 | 930.7025 | 0.00075563 | 925.02 | -0.0044887 | 930.7025 | 0.0029569 | 697.1409 | 0.00026464 | 930.7025 | 0.026574 | 930.7025 | 0.010146 | 930.4227 | 0.019779 | 1029.643 | 0.033022 | 930.4227 | -0.034249 | 1029.8148 | 0.001252 | 1029.643 | 0.042828 | 930.4227 | 0.026771 | 930.7025 | 0.012785
|  | 695.9942 | 0 | 930.6641 | -0.024842 | 695.9942 | 0 | 930.6641 | -0.1994 | 920.6899 | 0 | 930.6641 | -0.10232 | 930.9444 | 0 | 925.26 | 0.013714 | 930.9444 | 0 | 930.9444 | 0 | 930.9444 | 0 | 925.26 | 0.001982 | 930.9444 | 0 | 697.2617 | 0.00051445 | 930.9444 | 0 | 930.9444 | 0 | 930.6641 | -0.052907 | 1029.8116 | 0.03717 | 930.6641 | 0.018162 | 1029.9849 | 0 | 1029.8116 | 0.044297 | 930.6641 | -0.015534 | 930.9444 | 0.00030019
|  | 696.1197 | 0 | 930.9056 | -0.0029814 | 696.1197 | 0.021382 | 930.9056 | -0.019654 | 920.9296 | 0 | 930.9056 | 0.071384 | 931.1863 | 0.058767 | 925.5 | 0.014274 | 931.1863 | 0.016124 | 931.1863 | 0.020283 | 931.1863 | 0.0048988 | 925.5 | 0.003556 | 931.1863 | 0.0078769 | 697.3826 | 0.00025164 | 931.1863 | 0.045606 | 931.1863 | 0.0080488 | 930.9056 | 0.045976 | 1029.9802 | 0.041207 | 930.9056 | 0.023783 | 1030.155 | 0.0004174 | 1029.9802 | 0.042534 | 930.9056 | 0.014046 | 931.1863 | 0.013407
|  | 696.2452 | 0 | 931.1471 | -0.033509 | 696.2452 | 0 | 931.1471 | -0.24609 | 921.1693 | 0 | 931.1471 | -0.13239 | 931.4282 | 0 | 925.74 | 0.023229 | 931.4282 | 0 | 931.4282 | 0 | 931.4282 | 0 | 925.74 | -0.002565 | 931.4282 | 0 | 697.5034 | 0.00050246 | 931.4282 | 0 | 931.4282 | 0 | 931.1471 | -0.057066 | 1030.1488 | 0.039637 | 931.1471 | -0.010562 | 1030.325 | 0 | 1030.1488 | 0.043239 | 931.1471 | -0.016773 | 931.4282 | -0.002766
|  | 696.3708 | 0.0077278 | 931.3885 | -0.0024007 | 696.3708 | 0.019893 | 931.3885 | -0.015375 | 921.4089 | 0 | 931.3885 | 0.07858 | 931.6701 | 0.03725 | 925.98 | 0.017632 | 931.6701 | 0.011564 | 931.6701 | 0.01807 | 931.67 | 0.0046273 | 925.98 | -0.0093854 | 931.6701 | 0.01401 | 697.6242 | 0.00025164 | 931.6701 | 0.038683 | 931.67 | 0.010639 | 931.3886 | 0.052214 | 1030.3173 | 0.046028 | 931.3885 | 0.063765 | 1030.4951 | 0.0004174 | 1030.3173 | 0.04177 | 931.3886 | 0.029167 | 931.67 | 0.013322
|  | 696.4964 | 0 | 931.63 | -0.012458 | 696.4964 | 0 | 931.63 | -0.22496 | 921.6486 | 0 | 931.63 | -0.12344 | 931.912 | 0 | 926.22 | -0.020991 | 931.912 | 0 | 931.912 | 0 | 931.912 | 0 | 926.22 | 0.0058296 | 931.912 | 0 | 697.745 | 0.00050388 | 931.912 | 0 | 931.912 | 0 | 931.63 | -0.050828 | 1030.4859 | 0.032405 | 931.63 | -0.011619 | 1030.6652 | 0 | 1030.4859 | 0.043239 | 931.63 | -0.018095 | 931.912 | -0.00064003
|  | 696.6219 | 0.0063967 | 931.8715 | 0.021932 | 696.6219 | 0.011733 | 931.8715 | 0.027456 | 921.8883 | 0 | 931.8715 | 0.097186 | 932.1539 | 0.037225 | 926.47 | -0.024908 | 932.1539 | 0.033902 | 932.1539 | 0.0084064 | 932.1539 | 0.0095871 | 926.47 | 0.0032063 | 932.1539 | 0.0095354 | 697.8658 | 0.00025306 | 932.1539 | 0.041568 | 932.1539 | 0.0067048 | 931.8715 | 0.036966 | 1030.6545 | 0.035488 | 931.8715 | 0.030418 | 1030.8353 | 0.00069566 | 1030.6545 | 0.041712 | 931.8715 | 0.00668 | 932.1539 | 0.010114
|  | 696.7475 | 0 | 932.113 | 0.0064935 | 696.7475 | 0 | 932.113 | -0.14541 | 922.128 | 0 | 932.113 | -0.11555 | 932.3958 | 0 | 926.71 | -0.0092359 | 932.3958 | 0 | 932.3958 | 0 | 932.3958 | 0 | 926.71 | -0.015157 | 932.3958 | 0 | 697.9867 | 0.00049169 | 932.3958 | 0 | 932.3958 | 0 | 932.113 | -0.02178 | 1030.8231 | 0.041992 | 932.113 | -0.008492 | 1031.0053 | 0 | 1030.8231 | 0.043415 | 932.113 | -0.026936 | 932.3958 | -0.00013953
|  | 696.8731 | 0.0044001 | 932.3545 | 0.00069517 | 696.8731 | 0.016645 | 932.3545 | -0.022461 | 922.3677 | 0 | 932.3545 | 0.038401 | 932.6377 | 0.080052 | 926.95 | 0.02435 | 932.6377 | 0.033213 | 932.6377 | 0.0032251 | 932.6377 | 0.0040879 | 926.95 | -0.0039641 | 932.6377 | 0.011383 | 698.1075 | 0.00023903 | 932.6377 | 0.03519 | 932.6377 | 0.0048595 | 932.3545 | 0.040663 | 1030.9917 | 0.033302 | 932.3545 | 0.01409 | 1031.1754 | 0.00069566 | 1030.9917 | 0.042299 | 932.3545 | 0.020822 | 932.6377 | 0.011709
|  | 696.9987 | 0 | 932.596 | -0.032773 | 696.9987 | 0 | 932.596 | -0.20066 | 922.6074 | 0 | 932.596 | -0.13144 | 932.8796 | 0 | 927.19 | -0.0097957 | 932.8796 | 0 | 932.8796 | 0 | 932.8796 | 0 | 927.19 | 0.00075785 | 932.8796 | 0 | 698.2283 | 0.0005177 | 932.8796 | 0 | 932.8796 | 0 | 932.596 | -0.070235 | 1031.1602 | 0.031564 | 932.596 | -0.00039033 | 1031.3455 | 0 | 1031.1602 | 0.04459 | 932.596 | -0.02107 | 932.8796 | -0.0022079
|  | 697.1244 | 0.011721 | 932.8375 | 0.029518 | 697.1244 | 0.0086826 | 932.8375 | 0.050534 | 922.8471 | 0 | 932.8375 | 0.07441 | 933.1216 | 0.058911 | 927.43 | 0.028827 | 933.1216 | 0.025771 | 933.1216 | 0.013219 | 933.1216 | 0.0094213 | 927.43 | -0.0016906 | 933.1216 | 0.011518 | 698.3491 | 0.00028253 | 933.1216 | 0.034443 | 933.1216 | 0.010928 | 932.8375 | 0.070235 | 1031.3288 | 0.035208 | 932.8375 | 0.043026 | 1031.5156 | 0.00097375 | 1031.3288 | 0.042828 | 932.8375 | 0.0066943 | 933.1216 | 0.009916
|  | 697.25 | 0 | 933.0791 | -0.033918 | 697.25 | 0 | 933.0791 | -0.10186 | 923.0869 | 0 | 933.0791 | -0.1306 | 933.3635 | 0 | 927.67 | -0.019311 | 933.3635 | 0 | 933.3635 | 0 | 933.3635 | 0 | 927.67 | -0.010959 | 933.3635 | 0 | 698.47 | 0.00052441 | 933.3635 | 0 | 933.3635 | 0 | 933.0791 | -0.053601 | 1031.4974 | 0.033806 | 933.0791 | 0.014317 | 1031.6856 | 0 | 1031.4974 | 0.045295 | 933.0791 | -0.020904 | 933.3635 | -0.0015353
|  | 697.3756 | 0.0010722 | 933.3206 | 8.094e-05 | 697.3756 | 0.026525 | 933.3206 | 0.042791 | 923.3266 | 0 | 933.3206 | 0.096886 | 933.6055 | 0.04969 | 927.91 | -0.023229 | 933.6055 | 0.018191 | 933.6055 | 0.00053158 | 933.6055 | 0.0041475 | 927.91 | 0.0033811 | 933.6055 | 0.00033993 | 698.5908 | 0.00024615 | 933.6055 | 0.07448 | 933.6055 | 0.0065723 | 933.3206 | 0.035118 | 1031.666 | 0.038964 | 933.3206 | 0.022652 | 1031.8557 | 0.001252 | 1031.666 | 0.043768 | 933.3206 | 0.030159 | 933.6055 | 0.010764
|  | 697.5013 | 0 | 933.5621 | -0.041531 | 697.5013 | 0 | 933.5621 | -0.18269 | 923.5663 | 0 | 933.5621 | -0.12703 | 933.8474 | 0 | 928.15 | -0.027148 | 933.8474 | 0 | 933.8474 | 0 | 933.8474 | 0 | 928.15 | 0.00058296 | 933.8474 | 0 | 698.7116 | 0.00051587 | 933.8474 | 0 | 933.8474 | 0 | 933.5621 | -0.056835 | 1031.8346 | 0.029546 | 933.5621 | -0.070421 | 1032.0258 | 0 | 1031.8346 | 0.045413 | 933.5621 | -0.095268 | 933.8474 | -0.0041354
|  | 697.6269 | 0.0052875 | 933.8037 | -0.00090293 | 697.6269 | 0.03099 | 933.8037 | -0.098072 | 923.8061 | 0 | 933.8037 | 0.062408 | 934.0894 | 0.056207 | 928.4 | 0.020431 | 934.0894 | 0.032386 | 934.0894 | 0.0082129 | 934.0894 | 0.0055789 | 928.4 | 0.0082777 | 934.0894 | 0.0087298 | 698.8325 | 0.00027359 | 934.0894 | 0.050737 | 934.0894 | 0.0093378 | 933.8036 | 0.060301 | 1032.0032 | 0.04614 | 933.8037 | -0.010791 | 1032.1959 | 0.001252 | 1032.0032 | 0.042534 | 933.8036 | 0.087006 | 934.0894 | 0.010952
|  | 697.7526 | 0 | 934.0452 | -0.026995 | 697.7526 | 0 | 934.0452 | -0.26301 | 924.0458 | 0 | 934.0452 | -0.14658 | 934.3314 | 0 | 928.64 | -0.011475 | 934.3314 | 0 | 934.3314 | 0 | 934.3314 | 0 | 928.64 | -0.013583 | 934.3314 | 0 | 698.9533 | 0.00053478 | 934.3314 | 0 | 934.3314 | 0 | 934.0452 | -0.066308 | 1032.1717 | 0.027808 | 934.0452 | -0.059143 | 1032.366 | 0 | 1032.1717 | 0.044179 | 934.0452 | -0.017847 | 934.3314 | -0.0034631
|  | 697.8783 | 0 | 934.2867 | -0.027191 | 697.8783 | 0.024224 | 934.2867 | 0.070418 | 924.2856 | 0 | 934.2867 | 0.076571 | 934.5734 | 0.06363 | 928.88 | 0.046739 | 934.5734 | 0.014195 | 934.5734 | 0.006462 | 934.5734 | 0.0015503 | 928.88 | 0.0025067 | 934.5734 | 0.011049 | 699.0741 | 0.0002616 | 934.5734 | 0.030997 | 934.5734 | 0.0081 | 934.2867 | 0.063073 | 1032.3403 | 0.039749 | 934.2867 | -0.040308 | 1032.5361 | 0.001252 | 1032.3403 | 0.042945 | 934.2867 | 0.017434 | 934.5734 | 0.013492
|  | 698.004 | 0 | 934.5283 | -0.012813 | 698.004 | 0 | 934.5283 | -0.33023 | 924.5254 | 0 | 934.5283 | -0.11419 | 934.8153 | 0 | 929.12 | -0.018192 | 934.8153 | 0 | 934.8153 | 0 | 934.8154 | 0 | 929.12 | 0.0037309 | 934.8153 | 0 | 699.195 | 0.00054088 | 934.8153 | 0 | 934.8154 | 0 | 934.5283 | -0.036735 | 1032.5089 | 0.031452 | 934.5283 | -0.035827 | 1032.7062 | 0 | 1032.5089 | 0.04459 | 934.5283 | -0.0214 | 934.8154 | -0.00081275
|  | 698.1297 | 0.0048437 | 934.7699 | -0.0036928 | 698.1297 | 0.01854 | 934.7699 | 0.052915 | 924.7651 | 0 | 934.7699 | 0.069472 | 935.0573 | 0.048097 | 929.36 | 0.0081163 | 935.0573 | 0.046168 | 935.0573 | 0.012451 | 935.0573 | 0.0037923 | 929.36 | -0.0053632 | 935.0573 | 0.0086035 | 699.3158 | 0.00028192 | 935.0573 | 0.044294 | 935.0573 | 0.0097898 | 934.7699 | 0.030035 | 1032.6775 | 0.038235 | 934.7699 | 0.032647 | 1032.8763 | 0.00097375 | 1032.6775 | 0.042299 | 934.7699 | 0.014294 | 935.0573 | 0.014895
|  | 698.2554 | 0 | 935.0114 | -0.058836 | 698.2554 | 0 | 935.0114 | -0.17804 | 925.0049 | 0 | 935.0114 | -0.13791 | 935.2993 | 0 | 929.6 | 0.0041982 | 935.2993 | 0 | 935.2993 | 0 | 935.2993 | 0 | 929.6 | 0.0058296 | 935.2993 | 0 | 699.4366 | 0.00054982 | 935.2993 | 0 | 935.2993 | 0 | 935.0114 | -0.076935 | 1032.8461 | 0.030835 | 935.0114 | -0.045479 | 1033.0464 | 0 | 1032.8461 | 0.04412 | 935.0114 | -0.025532 | 935.2993 | -0.00097641
|  | 698.3811 | 0.010168 | 935.253 | -0.013579 | 698.3811 | 0.023277 | 935.253 | 0.087019 | 925.2448 | 0 | 935.253 | 0.046232 | 935.5414 | 0.02858 | 929.84 | 0.010355 | 935.5413 | 0.030181 | 935.5414 | 0.016132 | 935.5413 | 0.0089525 | 929.84 | -0.0058878 | 935.5414 | 0.011058 | 699.5575 | 0.00027034 | 935.5414 | 0.046713 | 935.5413 | 0.0054187 | 935.253 | 0.087563 | 1033.0147 | 0.033022 | 935.253 | 0.056702 | 1033.2165 | 0.00069566 | 1033.0147 | 0.042064 | 935.253 | 0.0022927 | 935.5413 | 0.011691
|  | 698.5069 | 0 | 935.4946 | -0.044999 | 698.5069 | 0 | 935.4946 | -0.28343 | 925.4846 | 0 | 935.4946 | -0.14971 | 935.7834 | 0 | 930.08 | -0.02435 | 935.7834 | 0 | 935.7834 | 0 | 935.7834 | 0 | 930.08 | -0.00046636 | 935.7834 | 0 | 699.6783 | 0.00055083 | 935.7834 | 0 | 935.7834 | 0 | 935.4946 | -0.087794 | 1033.1832 | 0.044458 | 935.4946 | -0.019018 | 1033.3866 | 0 | 1033.1832 | 0.042828 | 935.4946 | -0.031563 | 935.7834 | 0.00053829
|  | 698.6326 | 0.01039 | 935.7362 | -0.011418 | 698.6326 | 0.021653 | 935.7362 | -0.11443 | 925.7244 | 0 | 935.7362 | 0.079499 | 936.0254 | 0.052037 | 930.32 | 0.013714 | 936.0254 | 0.03969 | 936.0254 | 0.012308 | 936.0254 | 0.0048169 | 930.32 | 0.0032063 | 936.0254 | 0.013347 | 699.7992 | 0.00028477 | 936.0254 | 0.053862 | 936.0254 | 0.010284 | 935.7362 | 0.032345 | 1033.3518 | 0.034479 | 935.7362 | 0.027395 | 1033.5567 | 0.00097375 | 1033.3518 | 0.04036 | 935.7362 | 0.020739 | 936.0254 | 0.013251
|  | 698.7584 | 0 | 935.9777 | -0.01975 | 698.7584 | 0 | 935.9777 | -0.34633 | 925.9642 | 0 | 935.9777 | -0.13278 | 936.2674 | 0 | 930.57 | -0.012595 | 936.2674 | 0 | 936.2674 | 0 | 936.2674 | 0 | 930.57 | -0.0067623 | 936.2674 | 0 | 699.92 | 0.00054616 | 936.2674 | 0 | 936.2674 | 0 | 935.9777 | -0.013066 | 1033.5204 | 0.032797 | 935.9777 | -0.02155 | 1033.7268 | 0 | 1033.5204 | 0.042593 | 935.9777 | -0.010741 | 936.2674 | -1.4963e-05
|  | 698.8841 | 0 | 936.2193 | 0.0097363 | 698.8841 | 0.0098558 | 936.2193 | 0.056152 | 926.204 | 0 | 936.2193 | 0.077069 | 936.5095 | 0.075123 | 930.81 | -0.020991 | 936.5095 | 0.031146 | 936.5095 | 0.014597 | 936.5095 | 0.011459 | 930.81 | 0.0011076 | 936.5095 | 0.03198 | 700.0409 | 0.00026403 | 936.5095 | 0.046901 | 936.5095 | 0.0080869 | 936.2193 | 0.056835 | 1033.689 | 0.04031 | 936.2193 | 0.032877 | 1033.8969 | 0.00097375 | 1033.689 | 0.042182 | 936.2193 | 0.026275 | 936.5095 | 0.01222
|  | 699.0099 | 0 | 936.4609 | -0.026559 | 699.0099 | 0 | 936.4609 | -0.22855 | 926.4438 | 0 | 936.4609 | -0.13649 | 936.7515 | 0 | 931.05 | -0.012595 | 936.7515 | 0 | 936.7515 | 0 | 936.7515 | 0 | 931.05 | -0.0044887 | 936.7515 | 0 | 700.1617 | 0.0005173 | 936.7515 | 0 | 936.7515 | 0 | 936.4609 | -0.040894 | 1033.8576 | 0.054494 | 936.4609 | 0.0072159 | 1034.067 | 0 | 1033.8576 | 0.044003 | 936.4609 | -0.029746 | 936.7515 | -0.0017792
|  | 699.1357 | 0.0037345 | 936.7025 | -0.0074636 | 699.1357 | 0.010325 | 936.7025 | 0.010752 | 926.6837 | 0 | 936.7025 | 0.090586 | 936.9935 | 0.085683 | 931.29 | 0.016513 | 936.9936 | 0.026598 | 936.9935 | 0.0085089 | 936.9935 | 0.0040106 | 931.29 | 0.00040807 | 936.9935 | 0.011882 | 700.2826 | 0.00025733 | 936.9935 | 0.027955 | 936.9935 | 0.0088523 | 936.7025 | 0.005535 | 1034.0262 | 0.030162 | 936.7025 | 0.049888 | 1034.2371 | 0.001252 | 1034.0262 | 0.04177 | 936.7025 | 0.020574 | 936.9935 | 0.016845
|  | 699.2615 | 0 | 936.9442 | -0.020574 | 699.2615 | 0 | 936.9442 | -0.39161 | 926.9235 | 0 | 936.9442 | -0.16323 | 937.2356 | 0 | 931.53 | 0.0013994 | 937.2356 | 0 | 937.2356 | 0 | 937.2356 | 0 | 931.53 | 0.001982 | 937.2356 | 0 | 700.4034 | 0.00053295 | 937.2356 | 0 | 937.2356 | 0 | 936.9442 | -0.073701 | 1034.1947 | 0.026798 | 936.9442 | -0.0028337 | 1034.4072 | 0 | 1034.1947 | 0.043768 | 936.9442 | -0.014046 | 937.2356 | -0.0015019
|  | 699.3873 | 0.012165 | 937.1858 | -0.008631 | 699.3873 | 0.0077438 | 937.1858 | 0.069542 | 927.1633 | 0 | 937.1858 | 0.087059 | 937.4777 | 0.063413 | 931.77 | 0.020431 | 937.4777 | 0.028527 | 937.4777 | 0.005559 | 937.4777 | 0.0027503 | 931.77 | -0.00029147 | 937.4777 | 0.0077401 | 700.5243 | 0.00028213 | 937.4777 | 0.027289 | 937.4777 | 0.0065038 | 937.1858 | 0.083866 | 1034.3633 | 0.043561 | 937.1858 | -0.013927 | 1034.5773 | 0.00069566 | 1034.3633 | 0.042358 | 937.1858 | 0.027762 | 937.4777 | 0.014191
|  | 699.5131 | 0 | 937.4274 | -0.061013 | 699.5131 | 0 | 937.4274 | -0.36423 | 927.4032 | 0 | 937.4274 | -0.17614 | 937.7197 | 0 | 932.01 | -0.0081163 | 937.7197 | 0 | 937.7197 | 0 | 937.7197 | 0 | 932.01 | -0.0048385 | 937.7197 | 0 | 700.6451 | 0.00050815 | 937.7197 | 0 | 937.7197 | 0 | 937.4274 | -0.13123 | 1034.5319 | 0.038235 | 937.4274 | -0.0027042 | 1034.7474 | 0 | 1034.5319 | 0.044179 | 937.4274 | -0.027515 | 937.7197 | -0.0054775
|  | 699.639 | 0.010834 | 937.669 | -0.010634 | 699.639 | 0.0053973 | 937.669 | 0.02385 | 927.6431 | 0 | 937.669 | 0.045312 | 937.9618 | 0.04952 | 932.25 | 0.029387 | 937.9618 | 0.019983 | 937.9618 | 0.0037268 | 937.9618 | 0.0027429 | 932.25 | 0.0018072 | 937.9618 | 0.0091172 | 700.7659 | 0.00023151 | 937.9618 | 0.023168 | 937.9618 | 0.0067095 | 937.669 | 0.024259 | 1034.7005 | 0.034872 | 937.669 | 6.816e-06 | 1034.9175 | 0.00069566 | 1034.7005 | 0.041829 | 937.669 | 0.0076038 | 937.9618 | 0.011618
|  | 699.7648 | 0 | 937.9107 | -0.029866 | 699.7648 | 0 | 937.9107 | -0.32583 | 927.8829 | 0 | 937.9107 | -0.17007 | 938.2039 | 0 | 932.5 | 0.027708 | 938.2039 | 0 | 938.2039 | 0 | 938.2039 | 0 | 932.5 | 0.0081029 | 938.2039 | 0 | 700.8868 | 0.00051669 | 938.2039 | 0 | 938.2039 | 0 | 937.9107 | -0.06469 | 1034.8691 | 0.040478 | 937.9107 | -0.032024 | 1035.0876 | 0 | 1034.8691 | 0.043357 | 937.9107 | -0.013881 | 938.2039 | -0.00096915
|  | 699.8907 | 0.0095026 | 938.1523 | 0.0027284 | 699.8907 | 0.01624 | 938.1523 | -0.017968 | 928.1228 | 0 | 938.1523 | 0.099487 | 938.446 | 0.04781 | 932.74 | 0.02379 | 938.446 | 0.047546 | 938.446 | 0.014945 | 938.446 | 0.0044359 | 932.74 | -0.0029147 | 938.446 | 0.019741 | 701.0077 | 0.00029676 | 938.446 | 0.0074955 | 938.446 | 0.0057315 | 938.1523 | 0.098653 | 1035.0376 | 0.031564 | 938.1523 | -0.02802 | 1035.2578 | 0.00097375 | 1035.0376 | 0.04224 | 938.1523 | 0.0065822 | 938.446 | 0.012463
|  | 700.0165 | 0 | 938.3939 | -0.0079967 | 700.0165 | 0 | 938.3939 | -0.37553 | 928.3627 | 0 | 938.3939 | -0.16875 | 938.6881 | 0 | 932.98 | 0.0013994 | 938.6881 | 0 | 938.6881 | 0 | 938.6881 | 0 | 932.98 | 0.0040807 | 938.6881 | 0 | 701.1285 | 0.00053701 | 938.6881 | 0 | 938.6881 | 0 | 938.394 | -0.036042 | 1035.2062 | 0.02977 | 938.3939 | -0.040619 | 1035.4279 | 0 | 1035.2062 | 0.043768 | 938.394 | -0.028423 | 938.6881 | -0.0016972
|  |  |  | 938.6356 | 0.019099 | 700.1424 | 0.025983 | 938.6356 | 0.13662 | 928.6026 | 0 | 938.6356 | 0.084237 | 938.9302 | 0.072292 | 933.22 | -0.010915 | 938.9302 | 0.055125 | 938.9302 | 0.021125 | 938.9302 | 0.0083042 | 933.22 | -0.0060627 | 938.9302 | 0.0050304 | 701.2494 | 0.00025123 | 938.9302 | 0.062726 | 938.9302 | 0.012047 | 938.6356 | 0.037659 | 1035.3748 | 0.043001 | 938.6356 | 0.015074 | 1035.598 | 0.00097375 | 1035.3748 | 0.041653 | 938.6356 | 0.024705 | 938.9302 | 0.014185
|  |  |  | 938.8773 | -0.0065667 | 700.2683 | 0 | 938.8773 | -0.26063 | 928.8425 | 0 | 938.8773 | -0.13579 | 939.1723 | 0 | 933.46 | -0.012035 | 939.1723 | 0 | 939.1723 | 0 | 939.1723 | 0 | 933.46 | -0.00011659 | 939.1723 | 0 | 701.3702 | 0.00050348 | 939.1723 | 0 | 939.1723 | 0 | 938.8773 | -0.060301 | 1035.5434 | 0.025341 | 938.8773 | -0.0345 | 1035.7681 | 0 | 1035.5434 | 0.043415 | 938.8773 | -0.033877 | 939.1723 | -0.0040487
|  |  |  | 939.1189 | -0.026233 | 700.3942 | 0.022465 | 939.1189 | -0.062921 | 929.0824 | 0 | 939.1189 | 0.067962 | 939.4144 | 0.047896 | 933.7 | -0.0081163 | 939.4144 | 0.025496 | 939.4144 | 0.0060078 | 939.4144 | 0.0039992 | 933.7 | -0.0081612 | 939.4144 | 0.0019131 | 701.4911 | 0.00026322 | 939.4144 | 0.064528 | 939.4144 | 0.0028198 | 939.1189 | 0.048749 | 1035.712 | 0.037955 | 939.1189 | 0.056344 | 1035.9383 | 0.00097375 | 1035.712 | 0.041594 | 939.1189 | 0.029167 | 939.4144 | 0.011085
|  |  |  | 939.3606 | -0.013925 | 700.5201 | 0 | 939.3606 | -0.26555 | 929.3223 | 0 | 939.3606 | -0.17179 | 939.6565 | 0 | 933.94 | -0.0019591 | 939.6566 | 0 | 939.6565 | 0 | 939.6566 | 0 | 933.94 | -0.0030897 | 939.6565 | 0 | 701.6119 | 0.00050632 | 939.6565 | 0 | 939.6566 | 0 | 939.3606 | -0.028418 | 1035.8806 | 0.032405 | 939.3606 | -0.045456 | 1036.1084 | 0 | 1035.8806 | 0.043827 | 939.3606 | -0.015782 | 939.6566 | -0.0016462
|  |  |  | 939.6023 | -0.017824 | 700.646 | 0.03072 | 939.6023 | 0.01322 | 929.5623 | 0 | 939.6023 | 0.094803 | 939.8987 | 0.053111 | 934.18 | 0.015953 | 939.8987 | 0.022601 | 939.8987 | 0.0065961 | 939.8987 | 0.00073175 | 934.18 | 0.0044305 | 939.8987 | 0.010353 | 701.7328 | 0.00024838 | 939.8987 | 0.035548 | 939.8987 | 0.004628 | 939.6023 | 0.052676 | 1036.0491 | 0.038348 | 939.6023 | 0.009835 | 1036.2785 | 0.0004174 | 1036.0491 | 0.041947 | 939.6023 | -0.0004706 | 939.8987 | 0.012331
|  |  |  | 939.8439 | -0.071242 | 700.7719 | 0 | 939.8439 | -0.3774 | 929.8022 | 0 | 939.8439 | -0.16325 | 940.1408 | 0 | 934.43 | 0.028827 | 940.1408 | 0 | 940.1408 | 0 | 940.1408 | 0 | 934.43 | -0.00011659 | 940.1408 | 0 | 701.8537 | 0.0004803 | 940.1408 | 0 | 940.1408 | 0 | 939.8439 | -0.12245 | 1036.2177 | 0.035264 | 939.8439 | -0.019744 | 1036.4487 | 0 | 1036.2177 | 0.043063 | 939.8439 | -0.031563 | 940.1408 | 0.0003853
|  |  |  | 940.0856 | -0.011694 | 700.8979 | 0.014751 | 940.0856 | 0.076781 | 930.0421 | 0 | 940.0856 | 0.082953 | 940.383 | 0.10905 | 934.67 | -0.0047579 | 940.383 | 0.029079 | 940.383 | 0.011177 | 940.383 | 0.0054693 | 934.67 | 0.007229 | 940.383 | 0.019728 | 701.9745 | 0.00023375 | 940.383 | 0.06705 | 940.383 | 0.0072518 | 940.0856 | 0.074625 | 1036.3863 | 0.03005 | 940.0856 | 0.0011281 | 1036.6188 | 0.0004174 | 1036.3863 | 0.040243 | 940.0856 | 0.025284 | 940.383 | 0.012092
|  |  |  | 940.3273 | -0.019144 | 701.0239 | 0 | 940.3273 | -0.22002 | 930.282 | 0 | 940.3273 | -0.17093 | 940.6251 | 0 | 934.91 | -0.0013994 | 940.6251 | 0 | 940.6251 | 0 | 940.6251 | 0 | 934.91 | 0.0047802 | 940.6251 | 0 | 702.0954 | 0.00049555 | 940.6251 | 0 | 940.6251 | 0 | 940.3273 | -0.054756 | 1036.5549 | 0.032124 | 940.3273 | 0.0044585 | 1036.7889 | 0 | 1036.5549 | 0.041065 | 940.3273 | -0.1051 | 940.6251 | -0.00606
|  |  |  | 940.569 | 0.039331 | 701.1498 | 0.026931 | 940.569 | 0.11246 | 930.522 | 0 | 940.569 | 0.10775 | 940.8673 | 0.019058 | 935.15 | 0.010355 | 940.8673 | 0.024806 | 940.8673 | 0.023892 | 940.8673 | 0.016607 | 935.15 | 0.010551 | 940.8673 | 0.031233 | 702.2163 | 0.00026363 | 940.8673 | 0.079802 | 940.8673 | 0.0088597 | 940.569 | 0.040431 | 1036.7235 | 0.035993 | 940.569 | 0.032052 | 1036.959 | 0.001252 | 1036.7235 | 0.03942 | 940.569 | 0.10477 | 940.8673 | 0.016559
|  |  |  | 940.8107 | -0.040971 | 701.2758 | 0 | 940.8107 | -0.29602 | 930.762 | 0 | 940.8107 | -0.19715 | 941.1094 | 0 | 935.39 | 0.018192 | 941.1095 | 0 | 941.1094 | 0 | 941.1094 | 0 | 935.39 | -0.0027399 | 941.1094 | 0 | 702.3371 | 0.00054006 | 941.1094 | 0 | 941.1094 | 0 | 940.8107 | -0.08248 | 1036.892 | 0.038852 | 940.8107 | -0.048691 | 1037.1292 | 0 | 1036.892 | 0.041477 | 940.8107 | -0.0029368 | 941.1094 | -0.0067975
|  |  |  | 941.0524 | -0.013262 | 701.4018 | 0.016645 | 941.0524 | 0.081717 | 931.002 | 0 | 941.0524 | 0.088222 | 941.3516 | 0.065074 | 935.63 | -0.017632 | 941.3516 | 0.020121 | 941.3516 | 0 | 941.3516 | 0.0088797 | 935.63 | -0.00081612 | 941.3516 | 0.018934 | 702.458 | 0.0002807 | 941.3516 | 0.0052335 | 941.3516 | 0.0099442 | 941.0524 | 0.054525 | 1037.0606 | 0.032349 | 941.0524 | -0.029138 | 1037.2993 | 0.00069566 | 1037.0606 | 0.040125 | 941.0524 | 0.013303 | 941.3516 | 0.015666
|  |  |  | 941.2941 | -0.040271 | 701.5278 | 0 | 941.2941 | -0.36953 | 931.2419 | 0 | 941.2941 | -0.17675 | 941.5938 | 0 | 935.87 | -0.015393 | 941.5938 | 0 | 941.5938 | 0 | 941.5938 | 0 | 935.87 | 0.0082777 | 941.5938 | 0 | 702.5789 | 0.00053803 | 941.5938 | 0 | 941.5938 | 0 | 941.2941 | -0.077628 | 1037.2292 | 0.044627 | 941.2941 | -0.053039 | 1037.4695 | 0 | 1037.2292 | 0.041829 | 941.2941 | -0.046601 | 941.5938 | -0.00051518
|  |  |  | 941.5359 | 0.011834 | 701.6538 | 0.0068052 | 941.5359 | 0.19496 | 931.4819 | 0 | 941.5359 | 0.055548 | 941.836 | 0.080744 | 936.12 | -0.0092359 | 941.836 | 0.040931 | 941.836 | 0.023097 | 941.836 | 0.01229 | 936.12 | 0.0042556 | 941.836 | 0.013011 | 702.6997 | 0.0002618 | 941.836 | 0.063563 | 941.836 | 0.011421 | 941.5359 | 0.038583 | 1037.3978 | 0.035713 | 941.5359 | 0.05432 | 1037.6396 | 0.001252 | 1037.3978 | 0.04036 | 941.5359 | 0.010328 | 941.836 | 0.010088
|  |  |  | 941.7776 | -0.078472 | 701.7798 | 0 | 941.7776 | -0.5952 | 931.7219 | 0 | 941.7776 | -0.18506 | 942.0782 | 0 | 936.36 | -0.019871 | 942.0782 | 0 | 942.0782 | 0 | 942.0782 | 0 | 936.36 | -0.0046636 | 942.0782 | 0 | 702.8206 | 0.00052766 | 942.0782 | 0 | 942.0782 | 0 | 941.7776 | -0.06469 | 1037.5664 | 0.031059 | 941.7776 | -0.00038114 | 1037.8097 | 0 | 1037.5664 | 0.041947 | 941.7776 | -0.021235 | 942.0782 | -0.0006969
|  |  |  | 942.0193 | -0.022231 | 701.9058 | 0.019487 | 942.0193 | 0.024325 | 931.9619 | 0 | 942.0193 | 0.073337 | 942.3204 | 0.06319 | 936.6 | 0.02435 | 942.3204 | 0.022326 | 942.3204 | 0.021235 | 942.3204 | 0.0024335 | 936.6 | 0.00023318 | 942.3204 | 0.0067072 | 702.9415 | 0.00032034 | 942.3204 | 0.044279 | 942.3204 | 0.010744 | 942.0193 | -0.0054449 | 1037.7349 | 0.054326 | 942.0193 | 0.062085 | 1037.9799 | 0.00069566 | 1037.7349 | 0.042123 | 942.0193 | 0.0084279 | 942.3204 | 0.013815
|  |  |  | 942.2611 | -0.023985 | 702.0318 | 0 | 942.2611 | 0.047616 | 932.2019 | 0 | 942.2611 | 0.056889 | 942.5626 | 0.14058 | 936.84 | -0.017632 | 942.5626 | 0.054299 | 942.5626 | 0.0032008 | 942.5626 | 0.0014222 | 936.84 | -0.00081612 | 942.5626 | 0.015779 | 703.0624 | 0.00038437 | 942.5626 | 0.061848 | 942.5626 | 0.0063633 | 942.2611 | 0.027493 | 1037.9035 | 0.047878 | 942.2611 | 0.039459 | 1038.15 | 0 | 1037.9035 | 0.042887 | 942.2611 | 0.022888 | 942.5626 | 0.015884
|  |  |  | 942.5028 | -0.037103 | 702.1579 | 0.0070399 | 942.5028 | -0.24676 | 932.4419 | 0 | 942.5028 | -0.17549 | 942.8048 | 0 | 937.08 | 0.0036384 | 942.8048 | 0 | 942.8048 | 0 | 942.8048 | 0 | 937.08 | -0.0062376 | 942.8048 | 0 | 703.1832 | 0.0001622 | 942.8048 | 0 | 942.8048 | 0 | 942.5028 | -0.10027 | 1038.0721 | 0.036946 | 942.5028 | -0.040999 | 1038.3202 | 0.00013913 | 1038.0721 | 0.042652 | 942.5028 | -0.0083453 | 942.8048 | -0.0045428
|  |  |  | 942.7445 | -0.009361 | 702.284 | 0 | 942.7445 | 0.17163 | 932.6819 | 0 | 942.7445 | 0.088287 | 943.047 | 0.095506 | 937.32 | 0.0041982 | 943.047 | 0.064497 | 943.047 | 0.01717 | 943.0471 | 0.011427 | 937.32 | 0.00058296 | 943.047 | 0.017653 | 703.3041 | 0.00015671 | 943.047 | 0.071675 | 943.0471 | 0.010452 | 942.7446 | 0.056142 | 1038.2407 | 0.042889 | 942.7445 | 0.017338 | 1038.4903 | 0 | 1038.2407 | 0.041477 | 942.7446 | 0.024044 | 943.0471 | 0.012448
|  |  |  | 942.9863 | -0.010827 | 702.41 | 0.012906 | 942.9863 | -0.1513 | 932.9219 | 0 | 942.9863 | -0.14302 | 943.2893 | 0 | 937.56 | 0.0081163 | 943.2893 | 0 | 943.2893 | 0 | 943.2892 | 0 | 937.56 | -0.0050134 | 943.2893 | 0 | 703.425 | 0.0001557 | 943.2893 | 0 | 943.2893 | 0 | 942.9863 | -0.068156 | 1038.4093 | 0.02663 | 942.9863 | 0.0057094 | 1038.6605 | 0.00013913 | 1038.4093 | 0.042005 | 942.9863 | -0.0068148 | 943.2892 | -0.0020347
|  |  |  | 943.2281 | 0.0015331 | 702.5361 | 0 | 943.2281 | -0.15396 | 933.162 | 0 | 943.2281 | 0.081179 | 943.5315 | 0.089131 | 937.8 | 0.0058775 | 943.5315 | 0.05733 | 943.5315 | 0.016308 | 943.5315 | 0.003798 | 937.8 | 0.008628 | 943.5315 | 0.0044684 | 703.5459 | 0.00017704 | 943.5315 | 0.08633 | 943.5315 | 0.012161 | 943.2281 | 0.036042 | 1038.5778 | 0.048607 | 943.2281 | 0.02226 | 1038.8306 | 9.2755e-05 | 1038.5778 | 0.040419 | 943.2281 | 0.044122 | 943.5315 | 0.016281
|  |  |  | 943.4698 | -0.02721 | 702.6622 | 0.023006 | 943.4698 | -0.4853 | 933.402 | 0 | 943.4698 | -0.19538 | 943.7737 | 0 | 938.05 | 0.02211 | 943.7737 | 0 | 943.7737 | 0 | 943.7737 | 0 | 938.05 | 0.0060044 | 943.7737 | 0 | 703.6667 | 0.00020387 | 943.7737 | 0 | 943.7737 | 0 | 943.4698 | -0.034425 | 1038.7464 | 0.039245 | 943.4698 | -0.050822 | 1039.0008 | 0.00013913 | 1038.7464 | 0.042064 | 943.4698 | -0.006511 | 943.7737 | -0.0034806
|  |  |  | 943.7116 | -0.021711 | 702.7883 | 0 | 943.7116 | -0.1057 | 933.6421 | 0 | 943.7116 | 0.11745 | 944.016 | 0.044941 | 938.29 | -0.0053177 | 944.016 | 0.031697 | 944.016 | 0.027459 | 944.016 | 0.0042625 | 938.29 | -0.0064125 | 944.016 | 0.0058683 | 703.7876 | 0.00019696 | 944.016 | 0.02365 | 944.016 | 0.010042 | 943.7116 | 0.07139 | 1038.915 | 0.058026 | 943.7116 | -0.0073063 | 1039.1709 | 9.2755e-05 | 1038.915 | 0.041242 | 943.7116 | -0.0035735 | 944.016 | 0.014191
|  |  |  | 943.9534 | -0.025193 | 702.9144 | 0.0042239 | 943.9534 | -0.23261 | 933.8821 | 0 | 943.9534 | -0.19042 | 944.2582 | 0 | 938.53 | 0.00027989 | 944.2582 | 0 | 944.2582 | 0 | 944.2582 | 0 | 938.53 | -0.0029147 | 944.2582 | 0 | 703.9085 | 0.00018212 | 944.2582 | 0 | 944.2582 | 0 | 943.9534 | -0.079246 | 1039.0836 | 0.031844 | 943.9534 | -0.038509 | 1039.3411 | 0 | 1039.0836 | 0.043122 | 943.9534 | -0.0033125 | 944.2582 | -0.0019905
|  |  |  | 944.1952 | -0.0045105 | 703.0406 | 0 | 944.1952 | 0.05136 | 934.1222 | 0 | 944.1952 | 0.099848 | 944.5005 | 0.11913 | 938.77 | -0.010355 | 944.5005 | 0.054574 | 944.5005 | 0.010058 | 944.5005 | 0.012424 | 938.77 | -0.00046636 | 944.5005 | 0.011743 | 704.0294 | 0.00017501 | 944.5005 | 0.05185 | 944.5005 | 0.0098895 | 944.1952 | 0.08248 | 1039.2522 | 0.038628 | 944.1952 | 0.01935 | 1039.5113 | 0.00037102 | 1039.2522 | 0.0413 | 944.1952 | 0.025862 | 944.5005 | 0.015777
|  |  |  | 944.4369 | 0.048805 | 703.1667 | 0.013141 | 944.4369 | -0.24966 | 934.3622 | 0 | 944.4369 | -0.16961 | 944.7428 | 0 | 939.01 | -0.02379 | 944.7428 | 0 | 944.7428 | 4.0311e-05 | 944.7428 | 0.0058812 | 939.01 | 0.0095019 | 944.7428 | 0 | 704.1503 | 0.00017602 | 944.7428 | 0 | 944.7428 | 0 | 944.4369 | -0.0054211 | 1039.4207 | 0.032909 | 944.4369 | -0.030546 | 1039.6814 | 0.0004174 | 1039.4207 | 0.043063 | 944.4369 | -0.042305 | 944.7428 | 0.001128
|  |  |  | 944.6787 | -0.011404 | 703.2928 | 0 | 944.6787 | -0.070837 | 934.6024 | 0 | 944.6787 | 0.10182 | 944.985 | 0.12225 | 939.25 | -0.010915 | 944.9851 | 0.038863 | 944.985 | 0.010654 | 944.985 | 0.0080627 | 939.25 | -0.0027399 | 944.985 | 0.017459 | 704.2712 | 0.00017175 | 944.985 | 0.10232 | 944.9851 | 0.0080396 | 944.6787 | 0.044359 | 1039.5893 | 0.042384 | 944.6787 | 0.0076214 | 1039.8516 | 9.2755e-05 | 1039.5893 | 0.041477 | 944.6787 | 0.023796 | 944.985 | 0.013458
|  |  |  | 944.9205 | -0.018075 | 703.419 | 0.019217 | 944.9205 | -0.17994 | 934.8424 | 0 | 944.9205 | -0.17567 | 945.2273 | 0 | 939.49 | -0.0036384 | 945.2273 | 0 | 945.2273 | 0 | 945.2274 | 0 | 939.49 | 0.0058296 | 945.2273 | 0 | 704.3921 | 0.0001618 | 945.2273 | 0 | 945.2274 | 0 | 944.9205 | -0.068618 | 1039.7579 | 0.049168 | 944.9205 | -0.0070154 | 1040.0218 | 0.00013913 | 1039.7579 | 0.043298 | 944.9205 | -0.015616 | 945.2274 | -0.0019318
|  |  |  | 945.1623 | 0.037897 | 703.5452 | 0 | 945.1623 | -0.011676 | 935.0825 | 0 | 945.1623 | 0.1042 | 945.4696 | 0.08453 | 939.74 | -0.0053177 | 945.4696 | 0.064635 | 945.4696 | 0.022731 | 945.4696 | 0.016193 | 939.74 | 0.0054798 | 945.4696 | 0.01892 | 704.513 | 0.00016037 | 945.4696 | 0.058296 | 945.4696 | 0.014253 | 945.1623 | 0.054525 | 1039.9265 | 0.03846 | 945.1623 | 0.092229 | 1040.1919 | 0 | 1039.9265 | 0.041477 | 945.1623 | 0.0083453 | 945.4696 | 0.018977
|  |  |  | 945.4041 | -0.017847 | 703.6713 | 0.0072746 | 945.4041 | -0.21805 | 935.3226 | 0 | 945.4041 | -0.14734 | 945.7119 | 0 | 939.98 | 0.012595 | 945.7119 | 0 | 945.7119 | 0 | 945.7119 | 0 | 939.98 | 0.0047802 | 945.7119 | 0 | 704.6338 | 0.00015956 | 945.7119 | 0 | 945.7119 | 0 | 945.4041 | -0.091953 | 1040.095 | 0.023379 | 945.4041 | -0.05642 | 1040.3621 | 0.0004174 | 1040.095 | 0.043827 | 945.4041 | -0.033959 | 945.7119 | -0.002809
|  |  |  | 945.646 | -0.031359 | 703.7975 | 0 | 945.646 | 0.1006 | 935.5627 | 0 | 945.646 | 0.13252 | 945.9542 | 0.052717 | 940.22 | -0.010915 | 945.9542 | 0.016675 | 945.9542 | 0.0095274 | 945.9542 | 0.003032 | 940.22 | 0.010377 | 945.9542 | 0.014177 | 704.7547 | 0.00015753 | 945.9542 | 0.042861 | 945.9542 | 0.0042645 | 945.646 | 0.074163 | 1040.2636 | 0.038516 | 945.646 | 0.045879 | 1040.5322 | 9.2755e-05 | 1040.2636 | 0.042945 | 945.646 | 0.027515 | 945.9542 | 0.013158
|  |  |  | 945.8878 | -0.044544 | 703.9237 | 0.015428 | 945.8878 | -0.28638 | 935.8028 | 0 | 945.8878 | -0.20086 | 946.1965 | 0 | 940.46 | 0.02379 | 946.1965 | 0 | 946.1965 | 0 | 946.1965 | 0 | 940.46 | -0.012009 | 946.1965 | 0 | 704.8756 | 0.00017602 | 946.1965 | 0 | 946.1965 | 0 | 945.8878 | -0.068156 | 1040.4322 | 0.029265 | 945.8878 | -0.064885 | 1040.7024 | 0.0004174 | 1040.4322 | 0.044414 | 945.8878 | -0.032637 | 946.1965 | 0.0014291
|  |  |  | 946.1296 | 0.0096409 | 704.0499 | 0 | 946.1296 | 0.13962 | 936.0429 | 0 | 946.1296 | 0.10499 | 946.4388 | 0.15581 | 940.7 | 0.0047579 | 946.4389 | 0.048097 | 946.4388 | 0.018251 | 946.4388 | 0.01269 | 940.7 | -0.0032645 | 946.4388 | 0.016452 | 704.9965 | 0.0001992 | 946.4388 | 0.093149 | 946.4388 | 0.0033625 | 946.1296 | 0.036966 | 1040.6008 | 0.041767 | 946.1296 | 0.0091769 | 1040.8726 | 0 | 1040.6008 | 0.042299 | 946.1296 | 0.0051381 | 946.4388 | 0.018115
|  |  |  | 946.3714 | -0.014595 | 704.1762 | 0.0084479 | 946.3714 | -0.41152 | 936.2831 | 0 | 946.3714 | -0.18344 | 946.6812 | 0 | 940.94 | -0.014274 | 946.6812 | 0 | 946.6812 | 0 | 946.6812 | 0 | 940.94 | -0.013058 | 946.6812 | 0 | 705.1174 | 0.00020306 | 946.6812 | 0 | 946.6812 | 0 | 946.3714 | -0.094956 | 1040.7694 | 0.034816 | 946.3714 | -0.022436 | 1041.0428 | 0 | 1040.7694 | 0.043122 | 946.3714 | -0.031976 | 946.6812 | -0.0026043
|  |  |  | 946.6133 | 0.02476 | 704.3024 | 0 | 946.6133 | 0.23792 | 936.5232 | 0 | 946.6133 | 0.10765 | 946.9235 | 0.059721 | 941.18 | 0.0036384 | 946.9235 | 0.058571 | 946.9235 | 0.012523 | 946.9235 | 0.013561 | 941.18 | 0.0056546 | 946.9235 | 0.0063312 | 705.2383 | 0.00018171 | 946.9235 | 0.064136 | 946.9235 | 0.0062247 | 946.6133 | 0.067925 | 1040.9379 | 0.032741 | 946.6133 | -0.021192 | 1041.2129 | 0 | 1040.9379 | 0.041594 | 946.6133 | 0.03082 | 946.9235 | 0.016462
|  |  |  | 946.8551 | -0.024326 | 704.4286 | 0.0065706 | 946.8551 | -0.44457 | 936.7633 | 0 | 946.8551 | -0.16641 | 947.1658 | 0 | 941.43 | -0.012595 | 947.1658 | 0 | 947.1658 | 0 | 947.1658 | 0 | 941.43 | 0.0025067 | 947.1658 | 0 | 705.3592 | 0.00015854 | 947.1658 | 0 | 947.1658 | 0 | 946.8551 | -0.069311 | 1041.1065 | 0.033638 | 946.8551 | -0.055267 | 1041.3831 | 0 | 1041.1065 | 0.042769 | 946.8551 | -0.099152 | 947.1658 | -0.00047104
|  |  |  | 947.097 | 0.020988 | 704.5549 | 0 | 947.097 | -0.014242 | 937.0035 | 0 | 947.097 | 0.073379 | 947.4082 | 0.079387 | 941.67 | 0.0030786 | 947.4082 | 0.064772 | 947.4082 | 0.025014 | 947.4082 | 0.014251 | 941.67 | 0.0037309 | 947.4082 | 0.02831 | 705.4801 | 0.00016566 | 947.4082 | 0.067407 | 947.4082 | 0.0096002 | 947.097 | 0.14602 | 1041.2751 | 0.043449 | 947.097 | 0.0095339 | 1041.5533 | 9.2755e-05 | 1041.2751 | 0.041594 | 947.097 | 0.10948 | 947.4082 | 0.018154
|  |  |  | 947.3388 | -0.018942 | 704.6812 | 0.020435 | 947.3388 | -0.36064 | 937.2437 | 0 | 947.3388 | -0.12788 | 947.6505 | 0 | 941.91 | -0.020991 | 947.6505 | 0 | 947.6505 | 0 | 947.6505 | 0 | 941.91 | 0.0025067 | 947.6505 | 0 | 705.601 | 0.0001931 | 947.6505 | 0 | 947.6505 | 0 | 947.3388 | -0.1072 | 1041.4437 | 0.042664 | 947.3388 | 0.028546 | 1041.7235 | 0 | 1041.4437 | 0.04318 | 947.3388 | -0.019417 | 947.6505 | 0.0035044
|  |  |  | 947.5807 | -0.0037922 | 704.8074 | 0 | 947.5807 | 0.087465 | 937.4838 | 0 | 947.5807 | 0.09927 | 947.8929 | 0 | 942.15 | 0.0097957 | 947.8929 | 0.03087 | 947.8929 | 0.0094857 | 947.8929 | 0.0087481 | 942.15 | 0.0063542 | 947.8929 | 0.010277 | 705.7219 | 0.00019167 | 947.8929 | 0.031705 | 947.8929 | 0.0040631 | 947.5807 | 0.09357 | 1041.6122 | 0.040983 | 947.5807 | -0.011522 | 1041.8937 | 0 | 1041.6122 | 0.042358 | 947.5807 | 0.02107 | 947.8929 | 0.018081
|  |  |  | 947.8226 | -0.015682 | 704.9337 | 0.0049279 | 947.8226 | -0.31289 | 937.724 | 0 | 947.8226 | -0.16587 | 948.1353 | 0 | 942.39 | 0.0013994 | 948.1353 | 0 | 948.1353 | 0 | 948.1353 | 0 | 942.39 | 0.010901 | 948.1353 | 0 | 705.8428 | 0.00018741 | 948.1353 | 0 | 948.1353 | 0 | 947.8226 | -0.025183 | 1041.7808 | 0.041319 | 947.8226 | -0.02769 | 1042.0638 | 0 | 1041.7808 | 0.043474 | 947.8226 | -0.035942 | 948.1353 | 0.00018961
|  |  |  | 948.0644 | -0.0084294 | 705.06 | 0 | 948.0644 | 0.1325 | 937.9642 | 0 | 948.0644 | 0.10304 | 948.3776 | 0.015824 | 942.63 | 0.014274 | 948.3776 | 0.064083 | 948.3776 | 0.0066135 | 948.3776 | 0.005128 | 942.63 | -0.0050134 | 948.3776 | 0.02007 | 705.9637 | 0.0001496 | 948.3776 | 0.08013 | 948.3776 | 0.0076868 | 948.0644 | 0.11321 | 1041.9494 | 0.047878 | 948.0644 | 0.013648 | 1042.234 | 0 | 1041.9494 | 0.04224 | 948.0644 | 0.0085931 | 948.3776 | 0.013117
|  |  |  | 948.3063 | -0.0025198 | 705.1863 | 0.031396 | 948.3063 | -0.3257 | 938.2043 | 0 | 948.3063 | -0.15086 | 948.62 | 0 | 942.87 | -0.016513 | 948.62 | 0 | 948.62 | 0 | 948.62 | 0 | 942.87 | -0.0092106 | 948.62 | 0 | 706.0846 | 0.0001624 | 948.62 | 0 | 948.62 | 0 | 948.3063 | -0.13423 | 1042.118 | 0.037451 | 948.3063 | -0.050102 | 1042.4042 | 0.00069566 | 1042.118 | 0.043239 | 948.3063 | -0.0068401 | 948.62 | 0.0004085
|  |  |  | 948.5482 | 0.010677 | 705.3127 | 0 | 948.5482 | 0.13753 | 938.4445 | 0 | 948.5482 | 0.081195 | 948.8624 | 0.072109 | 943.12 | 0.023229 | 948.8624 | 0.033902 | 948.8624 | 0.021018 | 948.8624 | 0.016963 | 943.12 | 0.011426 | 948.8624 | 0.015529 | 706.2055 | 0.00017216 | 948.8624 | 0.05501 | 948.8624 | 0.012085 | 948.5482 | 0.088025 | 1042.2866 | 0.041767 | 948.5482 | -0.075044 | 1042.5744 | 0 | 1042.2866 | 0.041477 | 948.5482 | 0.025697 | 948.8624 | 0.015783
|  |  |  | 948.7901 | 0.0085536 | 705.439 | 0.026795 | 948.7901 | -0.37714 | 938.6847 | 0 | 948.7901 | -0.18641 | 949.1048 | 0.01386 | 943.36 | -0.014274 | 949.1048 | 0 | 949.1048 | 0 | 949.1048 | 0 | 943.36 | -0.015332 | 949.1048 | 0 | 706.3264 | 0.00018598 | 949.1048 | 0 | 949.1048 | 0 | 948.7901 | -0.072777 | 1042.4551 | 0.043954 | 948.7901 | -0.016754 | 1042.7446 | 0 | 1042.4551 | 0.042945 | 948.7901 | -0.058334 | 949.1048 | 0.0018935
|  |  |  | 949.032 | 0.0059477 | 705.5653 | 0 | 949.032 | 0.075128 | 938.9249 | 0 | 949.032 | 0.10589 | 949.3472 | 0.12115 | 943.6 | 0.0036384 | 949.3472 | 0.043825 | 949.3472 | 0.03157 | 949.3472 | 0.012389 | 943.6 | -0.0023901 | 949.3472 | 0.027307 | 706.4473 | 0.00017277 | 949.3472 | 0.063625 | 949.3472 | 0.0018238 | 949.032 | 0.077628 | 1042.6237 | 0.041095 | 949.032 | 0.067968 | 1042.9148 | 0 | 1042.6237 | 0.04177 | 949.032 | 0.015121 | 949.3472 | 0.017106
|  |  |  | 949.2739 | -0.015172 | 705.6917 | 0.016375 | 949.2739 | -0.31559 | 939.1652 | 0 | 949.2739 | -0.20867 | 949.5896 | 0 | 943.84 | -0.051776 | 949.5896 | 0 | 949.5896 | 0 | 949.5896 | 0 | 943.84 | 0.0014574 | 949.5896 | 0 | 706.5682 | 0.00016525 | 949.5896 | 0 | 949.5896 | 0 | 949.2739 | -0.070235 | 1042.7923 | 0.034479 | 949.2739 | -0.023558 | 1043.085 | 0.00013913 | 1042.7923 | 0.042945 | 949.2739 | -0.017269 | 949.5896 | -0.0043107
|  |  |  | 949.5158 | 0.014676 | 705.8181 | 0 | 949.5158 | 0.14461 | 939.4053 | 0 | 949.5158 | 0.060716 | 949.832 | 0.07498 | 944.08 | -0.0036384 | 949.832 | 0.044376 | 949.832 | 0.02927 | 949.832 | 0.010068 | 944.08 | 0.0021569 | 949.832 | 0.013011 | 706.6891 | 0.00017216 | 949.832 | 0.075897 | 949.832 | 0.010597 | 949.5158 | 0.08918 | 1042.9608 | 0.042777 | 949.5158 | 0.048026 | 1043.2552 | 0 | 1042.9608 | 0.040595 | 949.5158 | 0.02454 | 949.832 | 0.016145
|  |  |  | 949.7577 | -0.058216 | 705.9444 | 0.023277 | 949.7577 | -0.34253 | 939.6456 | 0 | 949.7577 | -0.20057 | 950.0744 | 0 | 944.32 | -0.04786 | 950.0744 | 0 | 950.0744 | 0 | 950.0744 | 0 | 944.32 | -0.0093854 | 950.0744 | 0 | 706.81 | 0.00017175 | 950.0744 | 0 | 950.0744 | 0 | 949.7577 | -0.10974 | 1043.1294 | 0.028705 | 949.7577 | -0.032313 | 1043.4254 | 0.00013913 | 1043.1294 | 0.0413 | 949.7577 | -0.0048124 | 950.0744 | -0.0041696
|  |  |  | 949.9996 | -0.028462 | 706.0708 | 0 | 949.9996 | -0.037135 | 939.8858 | 0 | 949.9996 | 0.044389 | 950.3168 | 0.089556 | 944.57 | -0.048418 | 950.3169 | 0.0441 | 950.3168 | 0.0036319 | 950.3168 | 0.00040585 | 944.57 | 0.0047802 | 950.3168 | 0.010067 | 706.9309 | 0.00016423 | 950.3168 | 0.064987 | 950.3168 | 0.003578 | 949.9996 | 0.054756 | 1043.298 | 0.055783 | 949.9996 | 0.017516 | 1043.5956 | 0 | 1043.298 | 0.040419 | 949.9996 | 0.019087 | 950.3168 | 0.011224
|  |  |  | 950.2415 | -0.027949 | 706.1972 | 0.026525 | 950.2415 | -0.37472 | 940.126 | 0 | 950.2415 | -0.18326 | 950.5593 | 0 | 944.81 | -0.020991 | 950.5593 | 0 | 950.5593 | 0 | 950.5593 | 0 | 944.81 | -0.0046636 | 950.5593 | 0 | 707.0518 | 0.0001685 | 950.5593 | 0 | 950.5593 | 0 | 950.2415 | -0.044128 | 1043.4666 | 0.040029 | 950.2415 | 0.035737 | 1043.7658 | 0 | 1043.4666 | 0.041829 | 950.2415 | -0.020161 | 950.5593 | -0.0037048
|  |  |  | 950.4834 | 0.0043671 | 706.3236 | 0 | 950.4834 | 0.14505 | 940.3663 | 0 | 950.4834 | 0.089241 | 950.8017 | 0.076923 | 945.05 | -0.0075566 | 950.8017 | 0.063808 | 950.8017 | 0.008797 | 950.8017 | 0.0095515 | 945.05 | 0.0067039 | 950.8017 | 0.023358 | 707.1728 | 0.0001935 | 950.8017 | 0.13501 | 950.8017 | 0.0072523 | 950.4834 | 0.038814 | 1043.6351 | 0.030947 | 950.4834 | 0.030184 | 1043.936 | 0 | 1043.6351 | 0.04083 | 950.4834 | 0.022888 | 950.8017 | 0.015229
|  |  |  | 950.7254 | -0.0012281 | 706.4501 | 0.015292 | 950.7254 | -0.30002 | 940.6066 | 0 | 950.7254 | -0.18566 | 951.0442 | 0 | 945.29 | -0.028267 | 951.0442 | 0 | 951.0442 | 0 | 951.0442 | 0 | 945.29 | -0.00029147 | 951.0442 | 0 | 707.2937 | 0.00019167 | 951.0442 | 0 | 951.0442 | 0 | 950.7254 | -0.031883 | 1043.8037 | 0.028873 | 950.7254 | -0.017526 | 1044.1062 | 0.00013913 | 1043.8037 | 0.042652 | 950.7254 | -0.028837 | 951.0442 | -0.002821
|  |  |  | 950.9673 | -0.00948 | 706.5765 | 0 | 950.9673 | -0.049849 | 940.8468 | 0 | 950.9673 | 0.12158 | 951.2866 | 0.072461 | 945.53 | 0.0025189 | 951.2866 | 0.055263 | 951.2866 | 0.024859 | 951.2866 | 0.012784 | 945.53 | -0.0034394 | 951.2866 | 0.030809 | 707.4146 | 0.00016505 | 951.2866 | 0.081928 | 951.2866 | 0.009324 | 950.9673 | 0.057759 | 1043.9723 | 0.040983 | 950.9673 | -0.00020882 | 1044.2764 | 0 | 1043.9723 | 0.042005 | 950.9673 | 0.044536 | 951.2866 | 0.014396
|  |  |  | 951.2093 | -0.028323 | 706.7029 | 0.011733 | 951.2093 | -0.58078 | 941.0871 | 0 | 951.2093 | -0.16245 | 951.5291 | 0 | 945.77 | 0.00083963 | 951.5291 | 0 | 951.5291 | 0 | 951.5291 | 0 | 945.77 | -0.00099105 | 951.5291 | 0 | 707.5355 | 0.00016708 | 951.5291 | 0 | 951.529 | 0 | 951.2093 | -0.061687 | 1044.1409 | 0.028873 | 951.2093 | -0.069801 | 1044.4466 | 0.00013913 | 1044.1409 | 0.043533 | 951.2093 | -0.038008 | 951.5291 | -0.0029771
|  |  |  | 951.4512 | -0.013197 | 706.8294 | 0 | 951.4512 | -0.14482 | 941.3274 | 0 | 951.4512 | 0.11177 | 951.7715 | 0.11836 | 946.01 | 0.029946 | 951.7715 | 0.038863 | 951.7715 | 0.017341 | 951.7715 | 0.008071 | 946.01 | -0.0079864 | 951.7715 | 0.033162 | 707.6564 | 0.00018537 | 951.7715 | 0.059661 | 951.7716 | 0.0059769 | 951.4512 | 0.084329 | 1044.3094 | 0.046925 | 951.4512 | 0.031604 | 1044.6168 | 0 | 1044.3094 | 0.041477 | 951.4512 | 0.021483 | 951.7715 | 0.018293
|  |  |  | 951.6932 | -0.017967 | 706.9558 | 0.020705 | 951.6932 | -0.33444 | 941.5676 | 0 | 951.6932 | -0.14605 | 952.014 | 0 | 946.26 | -0.042262 | 952.014 | 0 | 952.014 | 0 | 952.014 | 0 | 946.26 | -0.00064125 | 952.014 | 0 | 707.7773 | 0.00020306 | 952.014 | 0 | 952.014 | 0 | 951.6932 | -0.044359 | 1044.478 | 0.039525 | 951.6932 | -0.028266 | 1044.787 | 0 | 1044.478 | 0.042945 | 951.6932 | -0.0029756 | 952.014 | 9.5341e-05
|  |  |  | 951.9351 | 0.0094618 | 707.0823 | 0 | 951.9351 | 0.12155 | 941.8079 | 0 | 951.9351 | 0.13694 | 952.2565 | 0.072447 | 946.5 | 0.041701 | 952.2565 | 0.064772 | 952.2565 | 0.022717 | 952.2565 | 0.0089344 | 946.5 | -0.0058878 | 952.2565 | 0.031231 | 707.8983 | 0.00017358 | 952.2565 | 0.066715 | 952.2565 | 0.0063838 | 951.9351 | 0.065846 | 1044.6466 | 0.036554 | 951.9351 | 0.022207 | 1044.9572 | 0 | 1044.6466 | 0.041124 | 951.9351 | 0.040652 | 952.2565 | 0.018844
|  |  |  | 952.1771 | -0.049998 | 707.2088 | 0.013141 | 952.1771 | -0.3828 | 942.0482 | 0 | 952.1771 | -0.19594 | 952.499 | 0 | 946.74 | -0.006437 | 952.499 | 0 | 952.499 | 0 | 952.499 | 0 | 946.74 | -0.014457 | 952.499 | 0 | 708.0192 | 0.00016952 | 952.499 | 0 | 952.499 | 0 | 952.1771 | -0.1102 | 1044.8151 | 0.037451 | 952.1771 | 0.013692 | 1045.1274 | 0 | 1044.8151 | 0.042475 | 952.1771 | -0.038504 | 952.499 | -0.00040185
|  |  |  | 952.4191 | -0.0060965 | 707.3353 | 0 | 952.4191 | 0.011582 | 942.2886 | 0 | 952.4191 | 0.08384 | 952.7415 | 0.071427 | 946.98 | 0.0013994 | 952.7415 | 0.025909 | 952.7415 | 0.016133 | 952.7415 | 0.0077046 | 946.98 | 0.0058296 | 952.7415 | 0.033064 | 708.1401 | 0.00016037 | 952.7415 | 0.058632 | 952.7415 | 0.0059026 | 952.4191 | 0.023335 | 1044.9837 | 0.033806 | 952.4191 | 0.083315 | 1045.2976 | 0 | 1044.9837 | 0.040948 | 952.4191 | 0.016443 | 952.7415 | 0.018312
|  |  |  | 952.661 | -0.039245 | 707.4618 | 0.019893 | 952.661 | -0.47549 | 942.5289 | 0 | 952.661 | -0.1844 | 952.984 | 0 | 947.22 | -0.029946 | 952.984 | 0 | 952.984 | 0 | 952.9839 | 0 | 947.22 | -0.0011659 | 952.984 | 0 | 708.261 | 0.00017643 | 952.984 | 0 | 952.984 | 0 | 952.661 | -0.099346 | 1045.1523 | 0.032741 | 952.661 | -0.023045 | 1045.4678 | 0 | 1045.1523 | 0.042475 | 952.661 | -0.0214 | 952.9839 | -0.00025104
|  |  |  | 952.903 | -0.018505 | 707.5883 | 0 | 952.903 | 0.24414 | 942.7692 | 0 | 952.903 | 0.12865 | 953.2265 | 0.091802 | 947.46 | -0.011475 | 953.2265 | 0.066702 | 953.2265 | 0.010801 | 953.2265 | 0.01057 | 947.46 | 0.0067039 | 953.2265 | 0.011031 | 708.3819 | 0.0001809 | 953.2265 | 0.079777 | 953.2265 | 0.0065144 | 952.903 | 0.065846 | 1045.3209 | 0.051242 | 952.903 | -0.0020299 | 1045.6381 | 0 | 1045.3209 | 0.040948 | 952.903 | 0.013633 | 953.2265 | 0.01278
|  |  |  | 953.145 | 0.0096748 | 707.7149 | 0.01624 | 953.145 | -0.2636 | 943.0095 | 0 | 953.145 | -0.14434 | 953.469 | 0 | 947.71 | -0.02267 | 953.469 | 0 | 953.469 | 0 | 953.469 | 0 | 947.71 | -0.0034394 | 953.469 | 0 | 708.5029 | 0.00019167 | 953.469 | 0 | 953.469 | 0 | 953.145 | -0.014186 | 1045.4894 | 0.039413 | 953.145 | -0.0054863 | 1045.8083 | 0 | 1045.4894 | 0.042005 | 953.145 | -0.040735 | 953.469 | -0.00068241
|  |  |  | 953.387 | 0.001623 | 707.8414 | 0 | 953.387 | -0.032863 | 943.2498 | 0 | 953.387 | 0.082014 | 953.7115 | 0.062696 | 947.95 | 0.015953 | 953.7115 | 0.069182 | 953.7115 | 0.0042972 | 953.7115 | 0.007209 | 947.95 | 0.0040807 | 953.7115 | 0.023428 | 708.6238 | 0.00019777 | 953.7115 | 0.088424 | 953.7115 | 0.0069736 | 953.387 | 0.077397 | 1045.658 | 0.042777 | 953.387 | 0.035325 | 1045.9785 | 0 | 1045.658 | 0.040889 | 953.387 | 0.035612 | 953.7115 | 0.016935
|  |  |  | 953.629 | -0.034519 | 707.9679 | 0.015022 | 953.629 | -0.34021 | 943.4902 | 0 | 953.629 | -0.20903 | 953.954 | 0 | 948.19 | -0.037783 | 953.954 | 0 | 953.954 | 0 | 953.954 | 0 | 948.19 | 0.00075785 | 953.954 | 0 | 708.7447 | 0.00019676 | 953.954 | 0 | 953.954 | 0 | 953.629 | -0.1243 | 1045.8266 | 0.027527 | 953.629 | -0.049456 | 1046.1487 | 0 | 1045.8266 | 0.042887 | 953.629 | -0.13708 | 953.954 | -0.00020096
|  |  |  | 953.871 | -0.018242 | 708.0945 | 0 | 953.871 | -0.063089 | 943.7305 | 0 | 953.871 | 0.062107 | 954.1966 | 0.0080017 | 948.43 | 0.017072 | 954.1966 | 0.05361 | 954.1966 | 0.0039635 | 954.1966 | 0.0049315 | 948.43 | 0.0067039 | 954.1966 | 0.012265 | 708.8657 | 0.00019127 | 954.1966 | 0.052308 | 954.1966 | 0.0042798 | 953.871 | 0.033962 | 1045.9951 | 0.0564 | 953.871 | -0.026552 | 1046.3189 | 0 | 1045.9951 | 0.041829 | 953.871 | 0.13369 | 954.1966 | 0.01733
|  |  |  | 954.113 | -0.050944 | 708.2211 | 0.024359 | 954.113 | -0.24718 | 943.9709 | 0 | 954.113 | -0.18752 | 954.4391 | 0 | 948.67 | 0.0069968 | 954.4391 | 0 | 954.4391 | 0 | 954.4391 | 0 | 948.67 | 0.0026815 | 954.4391 | 0 | 708.9866 | 0.00018883 | 954.4391 | 0 | 954.4391 | 0 | 954.113 | -0.11714 | 1046.1637 | 0.038572 | 954.113 | -0.064485 | 1046.4892 | 0 | 1046.1637 | 0.043415 | 954.113 | -0.023879 | 954.4391 | -0.0045166
|  |  |  | 954.355 | 0.0033206 | 708.3477 | 0 | 954.355 | 0.0020648 | 944.2112 | 0 | 954.355 | 0.083883 | 954.6817 | 0.08339 | 948.91 | 0.0025189 | 954.6817 | 0.048373 | 954.6817 | 0.010831 | 954.6816 | 0.01014 | 948.91 | 0.00093272 | 954.6817 | 0.015153 | 709.1075 | 0.00016647 | 954.6817 | 0.058042 | 954.6816 | 0.0091647 | 954.355 | 0.015462 | 1046.3323 | 0.049672 | 954.355 | 0.044263 | 1046.6594 | 0 | 1046.3323 | 0.041829 | 954.355 | 0.0080971 | 954.6816 | 0.020423
|  |  |  | 954.597 | -0.02601 | 708.4743 | 0.0065706 | 954.597 | -0.19623 | 944.4516 | 0 | 954.597 | -0.16244 | 954.9242 | 0 | 949.16 | 0.029946 | 954.9242 | 0 | 954.9242 | 0 | 954.9242 | 0 | 949.16 | 0.0095019 | 954.9242 | 0 | 709.2284 | 0.00016749 | 954.9242 | 0 | 954.9242 | 0 | 954.597 | -0.061456 | 1046.5008 | 0.039637 | 954.597 | -0.043023 | 1046.8296 | 0 | 1046.5008 | 0.042769 | 954.597 | 0.0027067 | 954.9242 | -0.001223
|  |  |  | 954.8391 | -0.010659 | 708.6009 | 0 | 954.8391 | -0.0064252 | 944.692 | 0 | 954.8391 | 0.11977 | 955.1668 | 0.080017 | 949.4 | -0.0069968 | 955.1668 | 0.027425 | 955.1668 | 0.0036349 | 955.1667 | 0.010404 | 949.4 | 0.00093272 | 955.1668 | 0.015226 | 709.3494 | 0.00016891 | 955.1668 | 0.058078 | 955.1667 | 0.0081057 | 954.8391 | 0.068387 | 1046.6694 | 0.051915 | 954.8391 | -0.0061433 | 1046.9998 | 0 | 1046.6694 | 0.041242 | 954.8391 | 0.016112 | 955.1667 | 0.016104
|  |  |  | 955.0811 | -0.038024 | 708.7275 | 0.012906 | 955.0811 | -0.50871 | 944.9324 | 0 | 955.0811 | -0.17232 | 955.4093 | 0 | 949.64 | -0.041701 | 955.4093 | 0 | 955.4093 | 0 | 955.4094 | 0 | 949.64 | 0.0011076 | 955.4093 | 0 | 709.4703 | 0.00018456 | 955.4093 | 0 | 955.4094 | 0 | 955.0811 | -0.089873 | 1046.838 | 0.033694 | 955.0811 | -0.090082 | 1047.1701 | 0 | 1046.838 | 0.042887 | 955.0811 | -0.037678 | 955.4094 | 0.0006514
|  |  |  | 955.3231 | -0.019835 | 708.8541 | 0 | 955.3231 | 0.1354 | 945.1728 | 0 | 955.3231 | 0.1055 | 955.6519 | 0.016072 | 949.88 | 0.0069968 | 955.6519 | 0.014746 | 955.6519 | 0.017689 | 955.6519 | 0 | 949.88 | 0.0030313 | 955.6519 | 0.0085859 | 709.5912 | 0.00018415 | 955.6519 | 0.04268 | 955.6519 | 0.0097046 | 955.3231 | 0.098884 | 1047.0066 | 0.03874 | 955.3231 | 0.046027 | 1047.3403 | 0 | 1047.0066 | 0.042299 | 955.3231 | 0.029911 | 955.6519 | 0.012225
|  |  |  | 955.5652 | -0.006515 | 708.9808 | 0.010794 | 955.5652 | -0.22635 | 945.4131 | 0 | 955.5652 | -0.14034 | 955.8945 | 0 | 950.12 | 0.0047579 | 955.8945 | 0 | 955.8945 | 0 | 955.8945 | 0 | 950.12 | -0.0018654 | 955.8945 | 0 | 709.7122 | 0.0001868 | 955.8945 | 0 | 955.8945 | 0 | 955.5652 | -0.091029 | 1047.1751 | 0.033526 | 955.5652 | -0.011497 | 1047.5105 | 0.00013913 | 1047.1751 | 0.043827 | 955.5652 | -0.034373 | 955.8945 | -0.0052979
|  |  |  | 955.8072 | 0.026582 | 709.1074 | 0.0025873 | 955.8072 | 0.022432 | 945.6536 | 0 | 955.8072 | 0.10432 | 956.1371 | 0.052337 | 950.36 | 0.017072 | 956.1371 | 0.016262 | 956.1371 | 0.028698 | 956.1371 | 0.0074185 | 950.36 | -0.0023901 | 956.1371 | 0.025855 | 709.8331 | 0.0001868 | 956.1371 | 0.09582 | 956.1371 | 0.0078649 | 955.8072 | 0.051752 | 1047.3437 | 0.046701 | 955.8072 | 0.018605 | 1047.6808 | 0 | 1047.3437 | 0.041829 | 955.8072 | 0.020161 | 956.1371 | 0.012703
|  |  |  | 956.0493 | -0.022578 | 709.2341 | 0.015698 | 956.0493 | -0.14785 | 945.894 | 0 | 956.0493 | -0.20872 | 956.3797 | 0 | 950.61 | 0.0036384 | 956.3797 | 0 | 956.3797 | 0 | 956.3797 | 0 | 950.61 | -0.0044887 | 956.3797 | 0 | 709.9541 | 0.00018822 | 956.3797 | 0 | 956.3797 | 0 | 956.0493 | -0.091722 | 1047.5123 | 0.043001 | 956.0493 | 0.0019609 | 1047.851 | 0 | 1047.5123 | 0.042358 | 956.0493 | -0.047923 | 956.3797 | -0.0045853
|  |  |  | 956.2913 | 0.00031321 | 709.3608 | 0 | 956.2913 | 0.053049 | 946.1344 | 0 | 956.2913 | 0.14887 | 956.6223 | 0.061232 | 950.85 | -0.006437 | 956.6223 | 0.04286 | 956.6223 | 0.019944 | 956.6223 | 0.0085668 | 950.85 | -0.00081612 | 956.6223 | 0.011752 | 710.075 | 0.0001685 | 956.6223 | 0.091517 | 956.6223 | 0.0081761 | 956.2913 | 0.10951 | 1047.6808 | 0.043674 | 956.2913 | -0.0040064 | 1048.0212 | 0 | 1047.6808 | 0.040948 | 956.2913 | 0.017847 | 956.6223 | 0.014377
|  |  |  | 956.5334 | -0.0080451 | 709.4874 | 0.0077438 | 956.5334 | -0.20925 | 946.3748 | 0 | 956.5334 | -0.15761 | 956.8649 | 0 | 951.09 | -0.0036384 | 956.8649 | 0 | 956.8649 | 0 | 956.8649 | 0 | 951.09 | -0.0058878 | 956.8649 | 0 | 710.1959 | 0.00019269 | 956.8649 | 0 | 956.8649 | 0 | 956.5334 | -0.070235 | 1047.8494 | 0.038852 | 956.5334 | -0.013017 | 1048.1915 | 0 | 1047.8494 | 0.042182 | 956.5334 | -0.014129 | 956.8649 | 5.5753e-05
|  |  |  | 956.7755 | 0.054841 | 709.6141 | 0 | 956.7755 | 0.037529 | 946.6153 | 0 | 956.7755 | 0.12758 | 957.1075 | 0.10606 | 951.33 | -0.0047579 | 957.1075 | 0.071939 | 957.1075 | 0.022326 | 957.1075 | 0.024077 | 951.33 | -0.0064125 | 957.1075 | 0.043002 | 710.3169 | 0.00018883 | 957.1075 | 0.070323 | 957.1075 | 0.013457 | 956.7755 | 0.13331 | 1048.018 | 0.053541 | 956.7755 | 0.019475 | 1048.3617 | 0 | 1048.018 | 0.040713 | 956.7755 | 0.033464 | 957.1075 | 0.017932
|  |  |  | 957.0175 | -0.01701 | 709.7409 | 0.005632 | 957.0175 | -0.18537 | 946.8557 | 0 | 957.0175 | -0.14091 | 957.3501 | 0 | 951.57 | -0.00083963 | 957.3501 | 0 | 957.3501 | 0 | 957.3501 | 0 | 951.57 | 0.001982 | 957.3501 | 0 | 710.4378 | 0.0001935 | 957.3501 | 0 | 957.3501 | 0 | 957.0175 | -0.073008 | 1048.1865 | 0.040198 | 957.0175 | -0.010846 | 1048.532 | 0 | 1048.1865 | 0.041477 | 957.0175 | -0.019748 | 957.3501 | -0.00037009
|  |  |  | 957.2596 | -0.019689 | 709.8676 | 0 | 957.2596 | 0.079274 | 947.0961 | 0 | 957.2596 | 0.076703 | 957.5927 | 0.030008 | 951.81 | 0.028827 | 957.5927 | 0.05926 | 957.5927 | 0.012725 | 957.5927 | 0.0055233 | 951.81 | -0.00029147 | 957.5927 | 0.00097084 | 710.5588 | 0.00016749 | 957.5927 | 0.069922 | 957.5927 | 0.011942 | 957.2596 | 0.044359 | 1048.3551 | 0.047598 | 957.2596 | 0.015674 | 1048.7022 | 0 | 1048.3551 | 0.040478 | 957.2596 | 0.039413 | 957.5927 | 0.014167
|  |  |  | 957.5017 | -0.038239 | 709.9943 | 0.017322 | 957.5017 | -0.41262 | 947.3366 | 0 | 957.5017 | -0.15845 | 957.8354 | 0 | 952.06 | -0.018192 | 957.8354 | 0 | 957.8354 | 0 | 957.8354 | 0 | 952.06 | -0.013408 | 957.8354 | 0 | 710.6797 | 0.00016952 | 957.8354 | 0 | 957.8354 | 0 | 957.5017 | -0.12129 | 1048.5237 | 0.03874 | 957.5017 | -0.0097327 | 1048.8725 | 0 | 1048.5237 | 0.042417 | 957.5017 | -0.010824 | 957.8354 | -0.0031783
|  |  |  | 957.7438 | -0.023156 | 710.121 | 0 | 957.7438 | 0.10827 | 947.5771 | 0 | 957.7438 | 0.089017 | 958.078 | 0.10114 | 952.3 | -0.0086761 | 958.078 | 0.047408 | 958.078 | 0.001989 | 958.078 | 0.00030121 | 952.3 | 0.0023318 | 958.078 | 0.028093 | 710.8007 | 0.00017704 | 958.078 | 0.056165 | 958.078 | 0.0079031 | 957.7438 | 0.050366 | 1048.6922 | 0.041711 | 957.7438 | 0.015027 | 1049.0427 | 9.2755e-05 | 1048.6922 | 0.041535 | 957.7438 | 0.011568 | 958.078 | 0.01394
|  |  |  | 957.9859 | -0.040696 | 710.2478 | 0.011498 | 957.9859 | -0.22301 | 947.8176 | 0 | 957.9859 | -0.17272 | 958.3207 | 0 | 952.54 | -0.0047579 | 958.3207 | 0 | 958.3207 | 0 | 958.3207 | 0 | 952.54 | -0.0022152 | 958.3207 | 0 | 710.9216 | 0.00017887 | 958.3207 | 0 | 958.3207 | 0 | 957.9859 | -0.12453 | 1048.8608 | 0.038067 | 957.9859 | -0.053952 | 1049.2129 | 0 | 1048.8608 | 0.042769 | 957.9859 | -0.033546 | 958.3207 | -0.0064091
|  |  |  | 958.228 | 0.0050031 | 710.3745 | 0 | 958.228 | -0.086505 | 948.058 | 0 | 958.228 | 0.066367 | 958.5633 | 0.075704 | 952.78 | 0.0092359 | 958.5633 | 0.027701 | 958.5633 | 0.013563 | 958.5633 | 0.0073703 | 952.78 | 0.015448 | 958.5633 | 0.027783 | 711.0426 | 0.00016952 | 958.5633 | 0.066323 | 958.5633 | 0.0066238 | 958.228 | 0.0090635 | 1049.0294 | 0.039413 | 958.228 | 0.058029 | 1049.3832 | 0 | 1049.0294 | 0.041007 | 958.228 | 0.022888 | 958.5633 | 0.015746
|  |  |  | 958.4701 | 0.0022571 | 710.5013 | 0.021382 | 958.4701 | -0.47523 | 948.2985 | 0 | 958.4701 | -0.16839 | 958.806 | 0 | 953.02 | -0.018192 | 958.806 | 0 | 958.806 | 0 | 958.806 | 0 | 953.02 | 0.0033811 | 958.806 | 0 | 711.1635 | 0.00015285 | 958.806 | 0 | 958.806 | 0 | 958.4701 | -0.069542 | 1049.1979 | 0.043169 | 958.4701 | -0.041691 | 1049.5534 | 0 | 1049.1979 | 0.042358 | 958.4701 | -0.016443 | 958.806 | -0.0019998
|  |  |  | 958.7122 | 0.023243 | 710.6281 | 0 | 958.7122 | 0.13356 | 948.539 | 0 | 958.7122 | 0.10615 | 959.0486 | 0.066439 | 953.26 | 0.00083963 | 959.0486 | 0.05292 | 959.0486 | 0.01423 | 959.0486 | 0.016029 | 953.26 | 0.0023318 | 959.0486 | 0.022916 | 711.2844 | 0.00014492 | 959.0486 | 0.06117 | 959.0486 | 0.011985 | 958.7122 | 0.097267 | 1049.3665 | 0.043954 | 958.7122 | 0.029104 | 1049.7237 | 0 | 1049.3665 | 0.041183 | 958.7122 | 0.040652 | 959.0486 | 0.013281
|  |  |  | 958.9543 | -0.035572 | 710.7549 | 0.012672 | 958.9543 | -0.19031 | 948.7795 | 0 | 958.9543 | -0.15743 | 959.2913 | 0 | 953.51 | -0.025469 | 959.2913 | 0 | 959.2913 | 0 | 959.2913 | 0 | 953.51 | -0.002565 | 959.2913 | 0 | 711.4054 | 0.00015529 | 959.2913 | 0 | 959.2913 | 0 | 958.9543 | -0.067463 | 1049.535 | 0.035769 | 958.9543 | -0.052781 | 1049.8939 | 0 | 1049.535 | 0.043004 | 958.9543 | -0.023796 | 959.2913 | -0.00088221
|  |  |  | 959.1964 | 0.010181 | 710.8817 | 0 | 959.1964 | -0.03856 | 949.02 | 0 | 959.1964 | 0.094861 | 959.534 | 0.13213 | 953.75 | 0.0019591 | 959.534 | 0.022739 | 959.534 | 0.010058 | 959.534 | 0.012334 | 953.75 | -0.0018654 | 959.534 | 0.02423 | 711.5263 | 0.00017135 | 959.534 | 0.078041 | 959.534 | 0.010529 | 959.1964 | 0.072084 | 1049.7036 | 0.048383 | 959.1964 | 0.002728 | 1050.0642 | 0 | 1049.7036 | 0.041007 | 959.1964 | 0.030159 | 959.534 | 0.016297
|  |  |  | 959.4386 | 0.001574 | 711.0085 | 0.011968 | 959.4386 | -0.2307 | 949.2605 | 0 | 959.4386 | -0.12768 | 959.7767 | 0 | 953.99 | -0.0019591 | 959.7767 | 0 | 959.7767 | 0 | 959.7767 | 0 | 953.99 | 0.0033811 | 959.7767 | 0 | 711.6473 | 0.0001935 | 959.7767 | 0 | 959.7767 | 0 | 959.4386 | -0.065383 | 1049.8722 | 0.044571 | 959.4386 | -0.0542 | 1050.2345 | 0 | 1049.8722 | 0.041653 | 959.4386 | -0.0033894 | 959.7767 | -0.0051324
|  |  |  | 959.6807 | 0.012181 | 711.1354 | 0 | 959.6807 | 0.18426 | 949.501 | 0 | 959.6807 | 0.12649 | 960.0194 | 0.058726 | 954.23 | -0.0075566 | 960.0194 | 0.054712 | 960.0194 | 0.034298 | 960.0193 | 0.01702 | 954.23 | -0.00064125 | 960.0194 | 0.01987 | 711.7682 | 0.00020102 | 960.0194 | 0.068242 | 960.0194 | 0.011547 | 959.6807 | 0.10651 | 1050.0407 | 0.047037 | 959.6807 | 0.054171 | 1050.4047 | 0 | 1050.0407 | 0.040595 | 959.6807 | 0.020243 | 960.0193 | 0.015512
|  |  |  | 959.9228 | -0.0048337 | 711.2622 | 0.037486 | 959.9228 | -0.23816 | 949.7416 | 0 | 959.9228 | -0.16804 | 960.2621 | 0 | 954.47 | -0.012595 | 960.2621 | 0 | 960.2621 | 0 | 960.2621 | 0 | 954.47 | 0.00093272 | 960.2621 | 0 | 711.8892 | 0.00020306 | 960.2621 | 0 | 960.2621 | 0 | 959.9228 | -0.060301 | 1050.2093 | 0.028705 | 959.9228 | -0.02206 | 1050.575 | 0 | 1050.2093 | 0.042534 | 959.9228 | -0.019665 | 960.2621 | -0.00045803
|  |  |  | 960.165 | -0.011552 | 711.3891 | 0 | 960.165 | 0.19326 | 949.9821 | 0 | 960.165 | 0.069037 | 960.5048 | 0.11494 | 954.71 | -0.0047579 | 960.5048 | 0.04727 | 960.5048 | 0.0093477 | 960.5048 | 0.0030298 | 954.71 | 0.010551 | 960.5048 | 0.031683 | 712.0102 | 0.00016423 | 960.5048 | 0.13903 | 960.5048 | 0.0010181 | 960.165 | 0.0011791 | 1050.3779 | 0.054886 | 960.165 | -0.046684 | 1050.7452 | 0 | 1050.3779 | 0.041418 | 960.165 | 0.039909 | 960.5048 | 0.010772
|  |  |  | 960.4071 | -0.075342 | 711.5159 | 0.0044586 | 960.4071 | -0.25069 | 950.2226 | 0 | 960.4071 | -0.19739 | 960.7475 | 0 | 954.96 | 0.0025189 | 960.7475 | 0 | 960.7475 | 0 | 960.7475 | 0 | 954.96 | -0.015681 | 960.7475 | 0 | 712.1311 | 0.0001561 | 960.7475 | 0 | 960.7475 | 0 | 960.4071 | -0.10997 | 1050.5464 | 0.031956 | 960.4071 | 0.021291 | 1050.9155 | 0.00013913 | 1050.5464 | 0.042005 | 960.4071 | -0.13014 | 960.7475 | -0.0033988
|  |  |  | 960.6493 | 0.0044909 | 711.6428 | 0 | 960.6493 | 0.10473 | 950.4632 | 0 | 960.6493 | 0.085519 | 960.9902 | 0.11041 | 955.2 | -0.0030786 | 960.9902 | 0.079243 | 960.9902 | 0.0096008 | 960.9902 | 0.010152 | 955.2 | 0.0021569 | 960.9902 | 0.0077871 | 712.2521 | 0.00013537 | 960.9902 | 0.062166 | 960.9902 | 0.0081066 | 960.6493 | 0.058221 | 1050.715 | 0.051635 | 960.6493 | 0.10441 | 1051.0858 | 0 | 1050.715 | 0.040772 | 960.6493 | 0.097995 | 960.9902 | 0.01492
|  |  |  | 960.8914 | -0.04115 | 711.7697 | 0.023277 | 960.8914 | -0.41143 | 950.7037 | 0 | 960.8914 | -0.16744 | 961.2329 | 0 | 955.44 | -0.0069968 | 961.2329 | 0 | 961.2329 | 0 | 961.2329 | 0 | 955.44 | 0.0037309 | 961.2329 | 0 | 712.373 | 0.00014675 | 961.2329 | 0 | 961.2329 | 0 | 960.8914 | -0.062842 | 1050.8835 | 0.045916 | 960.8914 | 0.0070805 | 1051.256 | 0 | 1050.8835 | 0.042887 | 960.8914 | -0.028341 | 961.2329 | -0.0022398
|  |  |  | 961.1336 | 0.029529 | 711.8966 | 0 | 961.1336 | -0.014925 | 950.9443 | 0 | 961.1336 | 0.10076 | 961.4757 | 0.035758 | 955.68 | 0.02435 | 961.4757 | 0.061741 | 961.4757 | 0.01064 | 961.4756 | 0.01251 | 955.68 | -0.0092106 | 961.4757 | 0.033912 | 712.494 | 0.00014208 | 961.4757 | 0.038014 | 961.4756 | 0.0035646 | 961.1336 | 0.086177 | 1051.0521 | 0.052027 | 961.1336 | 0.020193 | 1051.4263 | 0 | 1051.0521 | 0.042064 | 961.1336 | 0.014707 | 961.4756 | 0.016387
|  |  |  | 961.3758 | -0.0085905 | 712.0235 | 0.011498 | 961.3758 | -0.31435 | 951.1849 | 0 | 961.3758 | -0.1732 | 961.7184 | 0 | 955.92 | -0.032185 | 961.7184 | 0 | 961.7184 | 0 | 961.7184 | 0 | 955.92 | -0.012183 | 961.7184 | 0 | 712.615 | 0.00016078 | 961.7184 | 0 | 961.7184 | 0 | 961.3758 | -0.039045 | 1051.2207 | 0.033022 | 961.3758 | -0.034193 | 1051.5966 | 0 | 1051.2207 | 0.044238 | 961.3758 | -0.019004 | 961.7184 | 0.00021992
|  |  |  | 961.618 | 0.0034244 | 712.1504 | 0 | 961.618 | 0.081399 | 951.4254 | 0 | 961.618 | 0.089 | 961.9612 | 0.1201 | 956.16 | 0.011475 | 961.9612 | 0.059811 | 961.9612 | 0.023355 | 961.9612 | 0.0069969 | 956.16 | -0.013758 | 961.9612 | 0.0035517 | 712.7359 | 0.00018212 | 961.9612 | 0.050731 | 961.9612 | 0.0077618 | 961.618 | 0.041125 | 1051.3892 | 0.051523 | 961.618 | 0.060767 | 1051.7668 | 0 | 1051.3892 | 0.043533 | 961.618 | 0.045362 | 961.9612 | 0.019805
|  |  |  | 961.8601 | -0.027243 | 712.2773 | 0.016916 | 961.8601 | -0.26331 | 951.666 | 0 | 961.8601 | -0.1908 | 962.2039 | 0 | 956.41 | 0.006437 | 962.2039 | 0 | 962.2039 | 0 | 962.2039 | 0 | 956.41 | -0.010085 | 962.2039 | 0 | 712.8569 | 0.00018395 | 962.2039 | 0 | 962.2039 | 0 | 961.8601 | -0.044128 | 1051.5578 | 0.031564 | 961.8601 | -0.0056004 | 1051.9371 | 0.0004174 | 1051.5578 | 0.045002 | 961.8601 | -0.0094194 | 962.2039 | 0.00030102
|  |  |  | 962.1023 | 0.023814 | 712.4043 | 0 | 962.1023 | -0.14627 | 951.9066 | 0 | 962.1023 | 0.11056 | 962.4467 | 0.14663 | 956.65 | -0.018752 | 962.4467 | 0.025633 | 962.4467 | 0.035269 | 962.4467 | 0.010848 | 956.65 | 0.0012825 | 962.4467 | 0.020347 | 712.9778 | 0.00017704 | 962.4467 | 0.064536 | 962.4467 | 0.0064642 | 962.1023 | 0.096573 | 1051.7263 | 0.052027 | 962.1023 | 0.017829 | 1052.1074 | 0 | 1051.7263 | 0.042417 | 962.1023 | 0.030572 | 962.4467 | 0.016938
|  |  |  | 962.3445 | -0.04044 | 712.5312 | 0.0053973 | 962.3445 | -0.38182 | 952.1472 | 0 | 962.3445 | -0.18712 | 962.6894 | 0 | 956.89 | -0.048418 | 962.6894 | 0 | 962.6894 | 0 | 962.6895 | 0 | 956.89 | -0.0018654 | 962.6894 | 0 | 713.0988 | 0.00016891 | 962.6894 | 0 | 962.6894 | 0 | 962.3445 | -0.11991 | 1051.8949 | 0.034816 | 962.3445 | -0.0095884 | 1052.2777 | 0 | 1051.8949 | 0.043004 | 962.3445 | -0.033133 | 962.6895 | -0.0057615
|  |  |  | 962.5867 | 0.055893 | 712.6582 | 0 | 962.5867 | -0.033951 | 952.3878 | 0 | 962.5867 | 0.087065 | 962.9322 | 0.18912 | 957.13 | 0.013154 | 962.9322 | 0.057193 | 962.9322 | 0.029307 | 962.9322 | 0.01658 | 957.13 | 0.013875 | 962.9322 | 0.029037 | 713.2198 | 0.0001685 | 962.9322 | 0.09782 | 962.9322 | 0.012653 | 962.5867 | 0.13054 | 1052.0635 | 0.039132 | 962.5867 | 0.045716 | 1052.4479 | 0 | 1052.0635 | 0.041007 | 962.5867 | 0.022557 | 962.9322 | 0.014035
|  |  |  | 962.8289 | 0.00027407 | 712.7852 | 0.012672 | 962.8289 | -0.2176 | 952.6284 | 0 | 962.8289 | -0.16561 | 963.175 | 0 | 957.37 | -0.012035 | 963.175 | 0 | 963.175 | 0 | 963.175 | 0 | 957.37 | 0.003556 | 963.175 | 0 | 713.3407 | 0.00016749 | 963.175 | 0 | 963.175 | 0 | 962.8289 | -0.017203 | 1052.232 | 0.053821 | 962.8289 | -0.015722 | 1052.6182 | 0.00013913 | 1052.232 | 0.043415 | 962.8289 | -0.045858 | 963.175 | -0.0049892
|  |  |  | 963.0711 | -0.0059599 | 712.9122 | 0 | 963.0711 | -0.057522 | 952.869 | 0 | 963.0711 | 0.058222 | 963.4178 | 0.10997 | 957.62 | 0.048418 | 963.4178 | 0.059811 | 963.4178 | 0.020039 | 963.4178 | 0.013427 | 957.62 | 0.0095019 | 963.4178 | 0.0064619 | 713.4617 | 0.0001809 | 963.4178 | 0.03762 | 963.4178 | 0.009552 | 963.0711 | 0.10258 | 1052.4006 | 0.04059 | 963.0711 | -0.0083896 | 1052.7885 | 0 | 1052.4006 | 0.041947 | 963.0711 | 0.016443 | 963.4178 | 0.01647
|  |  |  | 963.3133 | -0.043315 | 713.0392 | 0.021653 | 963.3133 | -0.42672 | 953.1097 | 0 | 963.3133 | -0.18245 | 963.6606 | 0 | 957.86 | 0.028827 | 963.6606 | 0 | 963.6606 | 0 | 963.6606 | 0 | 957.86 | 0.003556 | 963.6606 | 0 | 713.5827 | 0.00018171 | 963.6606 | 0 | 963.6606 | 0 | 963.3133 | -0.093108 | 1052.5691 | 0.0356 | 963.3133 | -0.012901 | 1052.9588 | 0 | 1052.5691 | 0.043944 | 963.3133 | -0.020574 | 963.6606 | -0.0033014
|  |  |  | 963.5556 | 0.016075 | 713.1662 | 0 | 963.5556 | 0.12355 | 953.3503 | 0 | 963.5556 | 0.089075 | 963.9034 | 0.087888 | 958.1 | 0.02267 | 963.9034 | 0.049475 | 963.9034 | 0.021303 | 963.9034 | 0.015028 | 958.1 | 0.0075785 | 963.9034 | 0.014758 | 713.7037 | 0.00017948 | 963.9034 | 0.092563 | 963.9034 | 0.0078434 | 963.5556 | 0.025876 | 1052.7377 | 0.04188 | 963.5556 | -0.016089 | 1053.1291 | 0 | 1052.7377 | 0.042769 | 963.5556 | 0.032224 | 963.9034 | 0.016893
|  |  |  | 963.7978 | -0.011783 | 713.2932 | 0.015698 | 963.7978 | -0.15393 | 953.5909 | 0 | 963.7978 | -0.171 | 964.1462 | 0 | 958.34 | -0.025469 | 964.1462 | 0 | 964.1462 | 0 | 964.1462 | 0 | 958.34 | -0.0079864 | 964.1462 | 0 | 713.8246 | 0.00016037 | 964.1462 | 0 | 964.1462 | 0 | 963.7978 | -0.040663 | 1052.9062 | 0.060044 | 963.7978 | -0.018118 | 1053.2994 | 0 | 1052.9062 | 0.044062 | 963.7978 | -0.027845 | 964.1462 | -0.0037368
|  |  |  | 964.04 | -0.019808 | 713.4202 | 0 | 964.04 | 0.050472 | 953.8315 | 0 | 964.04 | 0.062386 | 964.389 | 0.059237 | 958.58 | 0.0053177 | 964.389 | 0.039828 | 964.389 | 0.0070064 | 964.389 | 0.0074037 | 958.58 | -0.00099105 | 964.389 | 0.011508 | 713.9456 | 0.00016098 | 964.389 | 0.03876 | 964.389 | 0.008915 | 964.04 | 0.039969 | 1053.0748 | 0.049168 | 964.04 | 0.0089907 | 1053.4696 | 9.2755e-05 | 1053.0748 | 0.042475 | 964.04 | -0.0021708 | 964.389 | 0.011884
|  |  |  | 964.2822 | -0.019362 | 713.5473 | 0.023277 | 964.2822 | -0.40103 | 954.0722 | 0 | 964.2822 | -0.16875 | 964.6318 | 0 | 958.82 | -0.0036384 | 964.6318 | 0 | 964.6318 | 0 | 964.6318 | 0 | 958.82 | -0.007462 | 964.6318 | 0 | 714.0666 | 0.00016525 | 964.6318 | 0 | 964.6318 | 0 | 964.2822 | -0.10166 | 1053.2434 | 0.053541 | 964.2822 | -0.024347 | 1053.6399 | 0 | 1053.2434 | 0.04365 | 964.2822 | -0.036108 | 964.6318 | -0.0065491
|  |  |  | 964.5245 | -0.011049 | 713.6743 | 0 | 964.5245 | -0.087628 | 954.3129 | 0 | 964.5245 | 0.077452 | 964.8746 | 0.070654 | 959.07 | -0.015393 | 964.8746 | 0.099226 | 964.8746 | 0.015371 | 964.8746 | 0.0069217 | 959.07 | -0.0062376 | 964.8746 | 0.012316 | 714.1875 | 0.00017785 | 964.8746 | 0.045414 | 964.8746 | 0.0076703 | 964.5245 | 0.09126 | 1053.4119 | 0.039917 | 964.5245 | -0.0092017 | 1053.8102 | 0 | 1053.4119 | 0.042358 | 964.5245 | 0.031729 | 964.8746 | 0.013456
|  |  |  | 964.7667 | -0.0073349 | 713.8014 | 0.018134 | 964.7667 | -0.32499 | 954.5535 | 0 | 964.7667 | -0.17029 | 965.1175 | 0 | 959.31 | 0.015953 | 965.1174 | 0 | 965.1175 | 0 | 965.1174 | 0 | 959.31 | 0.0012825 | 965.1175 | 0 | 714.3085 | 0.00020306 | 965.1175 | 0 | 965.1174 | 0 | 964.7667 | -0.073008 | 1053.5805 | 0.032349 | 964.7667 | -0.010966 | 1053.9805 | 0.0004174 | 1053.5805 | 0.044003 | 964.7667 | -0.0079711 | 965.1174 | -0.0019314
|  |  |  | 965.009 | -0.0035608 | 713.9285 | 0 | 965.009 | 0.24448 | 954.7943 | 0 | 965.009 | 0.065371 | 965.3603 | 0.050919 | 959.55 | 0.024908 | 965.3603 | 0.010427 | 965.3603 | 0 | 965.3603 | 0.0056549 | 959.55 | 0.0030313 | 965.3603 | 0.013773 | 714.4295 | 0.00017379 | 965.3603 | 0.043471 | 965.3603 | 0.0083799 | 965.009 | 0.015323 | 1053.749 | 0.035993 | 965.009 | 0.010186 | 1054.1508 | 0 | 1053.749 | 0.04318 | 965.009 | 0.02611 | 965.3603 | 0.014676
|  |  |  | 965.2512 | -0.0081427 | 714.0556 | 0.0044586 | 965.2512 | -0.22458 | 955.0349 | 0 | 965.2512 | -0.19266 | 965.6031 | 0 | 959.79 | -0.015953 | 965.6031 | 0 | 965.6031 | 0 | 965.6031 | 0 | 959.79 | 0.010901 | 965.6031 | 0 | 714.5505 | 0.0001685 | 965.6031 | 0 | 965.6032 | 0 | 965.2512 | -0.068156 | 1053.9176 | 0.048888 | 965.2512 | -0.029604 | 1054.3211 | 0 | 1053.9176 | 0.044708 | 965.2512 | -0.0056083 | 965.6031 | -0.00017597
|  |  |  | 965.4935 | -0.012424 | 714.1826 | 0 | 965.4935 | 0.046488 | 955.2756 | 0 | 965.4935 | 0.096716 | 965.846 | 0.072249 | 960.03 | 0.020431 | 965.846 | 0.045616 | 965.846 | 0.0062695 | 965.846 | 0.0085795 | 960.03 | 0.0014574 | 965.846 | 0.0020406 | 714.6715 | 0.00015366 | 965.846 | 0.049826 | 965.846 | 0.013047 | 965.4935 | 0.010525 | 1054.0861 | 0.043786 | 965.4935 | 0.033571 | 1054.4914 | 0 | 1054.0861 | 0.04318 | 965.4935 | 0.016525 | 965.846 | 0.016422
|  |  |  | 965.7358 | -0.045503 | 714.3098 | 0.024901 | 965.7358 | -0.35576 | 955.5163 | 0 | 965.7358 | -0.18415 | 966.0888 | 0 | 960.28 | -0.00083963 | 966.0888 | 0 | 966.0888 | 0 | 966.0889 | 0 | 960.28 | -0.015332 | 966.0888 | 0 | 714.7924 | 0.00019127 | 966.0888 | 0 | 966.0889 | 0 | 965.7358 | -0.096805 | 1054.2547 | 0.046309 | 965.7358 | -0.068536 | 1054.6617 | 0 | 1054.2547 | 0.044355 | 965.7358 | -0.034207 | 966.0889 | -0.0035011
|  |  |  | 965.978 | 0.0044144 | 714.4369 | 0 | 965.978 | -0.042589 | 955.757 | 0 | 965.978 | 0.085671 | 966.3317 | 0.12588 | 960.52 | 0.0058775 | 966.3317 | 0.027701 | 966.3317 | 0.0058155 | 966.3317 | 0.0086653 | 960.52 | -0.0078116 | 966.3317 | 0.0082329 | 714.9134 | 0.00018537 | 966.3317 | 0.079102 | 966.3317 | 0.0057209 | 965.978 | 0.076242 | 1054.4232 | 0.036385 | 965.978 | 0.021952 | 1054.832 | 0 | 1054.4232 | 0.04318 | 965.978 | 0.01289 | 966.3317 | 0.014149
|  |  |  | 966.2203 | -0.053529 | 714.564 | 0 | 966.2203 | -0.24759 | 955.9977 | 0 | 966.2203 | -0.20049 | 966.5746 | 0 | 960.76 | -0.0058775 | 966.5746 | 0 | 966.5746 | 0 | 966.5746 | 0 | 960.76 | -0.012358 | 966.5746 | 0 | 715.0344 | 0.0001935 | 966.5746 | 0 | 966.5746 | 0 | 966.2203 | -0.083173 | 1054.5918 | 0.039637 | 966.2203 | -0.076704 | 1055.0023 | 0 | 1054.5918 | 0.04412 | 966.2203 | -0.025862 | 966.5746 | -0.0032834
|  |  |  | 966.4626 | -0.0036753 | 714.6911 | 0 | 966.4626 | 0.10767 | 956.2384 | 0 | 966.4626 | 0.10829 | 966.8175 | 0.043689 | 961 | 0.0097957 | 966.8175 | 0.05926 | 966.8175 | 0.032684 | 966.8174 | 0.0040155 | 961 | 0.0044305 | 966.8175 | 0.025753 | 715.1554 | 0.00020915 | 966.8175 | 0.058428 | 966.8174 | 0.01136 | 966.4626 | 0.044821 | 1054.7603 | 0.048607 | 966.4626 | 0.06199 | 1055.1726 | 0 | 1054.7603 | 0.041242 | 966.4626 | 0.023962 | 966.8174 | 0.01813
|  |  |  | 966.7049 | -0.037453 | 714.8183 | 0.011029 | 966.7049 | -0.27316 | 956.4791 | 0 | 966.7049 | -0.18134 | 967.0603 | 0 | 961.24 | -0.015393 | 967.0603 | 0 | 967.0603 | 0 | 967.0604 | 0 | 961.24 | -0.017605 | 967.0603 | 0 | 715.2764 | 0.00020672 | 967.0603 | 0 | 967.0604 | 0 | 966.7049 | -0.069311 | 1054.9289 | 0.034479 | 966.7049 | -0.030389 | 1055.3429 | 0 | 1054.9289 | 0.042828 | 966.7049 | -0.01983 | 967.0604 | -0.0048492
|  |  |  | 966.9472 | 0.00024866 | 714.9455 | 0 | 966.9472 | -2.4948e-05 | 956.7198 | 0 | 966.9472 | 0.10829 | 967.3032 | 0.10202 | 961.48 | 0.040022 | 967.3032 | 0.033764 | 967.3032 | 0.013687 | 967.3032 | 0.0097697 | 961.48 | 0.0054798 | 967.3032 | 0.022398 | 715.3973 | 0.0001807 | 967.3032 | 0.047367 | 967.3032 | 0.009861 | 966.9472 | 0.066539 | 1055.0974 | 0.052924 | 966.9472 | 0.0049952 | 1055.5132 | 0 | 1055.0974 | 0.04083 | 966.9472 | 0.016773 | 967.3032 | 0.01669
|  |  |  | 967.1895 | -0.014835 | 715.0726 | 0.012672 | 967.1895 | -0.25999 | 956.9606 | 0 | 967.1895 | -0.18149 | 967.5461 | 0 | 961.73 | -0.020991 | 967.5461 | 0 | 967.5461 | 0 | 967.5461 | 0 | 961.73 | -0.0051883 | 967.5461 | 0 | 715.5183 | 0.00017277 | 967.5461 | 0 | 967.5461 | 0 | 967.1895 | -0.057528 | 1055.266 | 0.037843 | 967.1895 | -0.0001866 | 1055.6835 | 0 | 1055.266 | 0.042887 | 967.1895 | -0.13262 | 967.5461 | -0.0018126
|  |  |  | 967.4318 | 0.028828 | 715.1998 | 0 | 967.4318 | -0.15114 | 957.2014 | 0 | 967.4318 | 0.12069 | 967.789 | 0.092304 | 961.97 | 0.010915 | 967.789 | 0.056228 | 967.789 | 0.032705 | 967.7891 | 0.011108 | 961.97 | 0.0082777 | 967.789 | 0.037845 | 715.6393 | 0.00016525 | 967.789 | 0.061035 | 967.7891 | 0.010734 | 967.4318 | 0.16658 | 1055.4345 | 0.040086 | 967.4318 | 0.056067 | 1055.8538 | 0 | 1055.4345 | 0.04083 | 967.4318 | 0.13584 | 967.7891 | 0.017628
|  |  |  | 967.6741 | -0.051195 | 715.327 | 0.023953 | 967.6741 | -0.3175 | 957.4421 | 0 | 967.6741 | -0.16496 | 968.0319 | 0 | 962.21 | -0.019871 | 968.0319 | 0 | 968.0319 | 0 | 968.0319 | 0 | 962.21 | -0.00029147 | 968.0319 | 0 | 715.7603 | 0.00020387 | 968.0319 | 0 | 968.0319 | 0 | 967.6741 | -0.07139 | 1055.6031 | 0.057746 | 967.6741 | -0.0087237 | 1056.0241 | 0 | 1055.6031 | 0.043063 | 967.6741 | -0.022309 | 968.0319 | -0.0033062
|  |  |  | 967.9164 | -0.00066984 | 715.4543 | 0 | 967.9164 | -0.026438 | 957.6829 | 0 | 967.9164 | 0.068425 | 968.2749 | 0.054452 | 962.45 | -0.0047579 | 968.2749 | 0.070836 | 968.2749 | 0.0055366 | 968.2748 | 0.0043768 | 962.45 | 0.0023318 | 968.2749 | 0.021344 | 715.8813 | 0.00017562 | 968.2749 | 0.084216 | 968.2748 | 0.0069349 | 967.9164 | 0.013643 | 1055.7716 | 0.0564 | 967.9164 | 0.00065662 | 1056.1944 | 0 | 1055.7716 | 0.041888 | 967.9164 | 0.028837 | 968.2748 | 0.019254
|  |  |  | 968.1587 | 0.0025368 | 715.5815 | 0.030314 | 968.1587 | -0.43416 | 957.9236 | 0 | 968.1587 | -0.19324 | 968.5178 | 0 | 962.69 | -0.0013994 | 968.5178 | 0 | 968.5178 | 0 | 968.5178 | 0 | 962.69 | 0.0070537 | 968.5178 | 0 | 716.0023 | 0.00019777 | 968.5178 | 0 | 968.5178 | 0 | 968.1587 | -0.059839 | 1055.9402 | 0.03134 | 968.1587 | -0.01464 | 1056.3647 | 0.00013913 | 1055.9402 | 0.043885 | 968.1587 | -0.038008 | 968.5178 | -0.0004985
|  |  |  | 968.401 | -0.0011689 | 715.7087 | 0 | 968.401 | 0.11879 | 958.1644 | 0 | 968.401 | 0.12806 | 968.7607 | 0.055023 | 962.94 | -0.016513 | 968.7607 | 0.043687 | 968.7607 | 0.0097607 | 968.7607 | 0.003749 | 962.94 | -0.002565 | 968.7607 | 0 | 716.1233 | 0.00015326 | 968.7607 | 0.096942 | 968.7607 | 0.010846 | 968.401 | 0.087332 | 1056.1087 | 0.053204 | 968.401 | 0.0089784 | 1056.535 | 0 | 1056.1087 | 0.042417 | 968.401 | 0.006744 | 968.7607 | 0.016403
|  |  |  | 968.6434 | -0.032159 | 715.836 | 0.019758 | 968.6434 | -0.16678 | 958.4052 | 0 | 968.6434 | -0.2144 | 969.0036 | 0 | 963.18 | -0.018752 | 969.0036 | 0 | 969.0036 | 0 | 969.0037 | 0 | 963.18 | 0.010377 | 969.0036 | 0 | 716.2443 | 0.0001746 | 969.0036 | 0 | 969.0037 | 0 | 968.6434 | -0.055449 | 1056.2773 | 0.033919 | 968.6434 | -0.0042117 | 1056.7053 | 0 | 1056.2773 | 0.044003 | 968.6434 | -0.032142 | 969.0037 | -0.0024507
|  |  |  | 968.8857 | 0.020811 | 715.9632 | 0 | 968.8857 | 0.18035 | 958.6459 | 0 | 968.8857 | 0.096305 | 969.2466 | 0.088234 | 963.42 | 0.025469 | 969.2466 | 0.047821 | 969.2466 | 0.033157 | 969.2466 | 0.015776 | 963.42 | 0.00058296 | 969.2466 | 0.026231 | 716.3652 | 0.00015793 | 969.2466 | 0.063246 | 969.2466 | 0.018045 | 968.8857 | 0.061456 | 1056.4458 | 0.042889 | 968.8857 | -0.040373 | 1056.8756 | 0 | 1056.4458 | 0.042123 | 968.8857 | 0.0080163 | 969.2466 | 0.019172
|  |  |  | 969.128 | -0.046321 | 716.0905 | 0.015698 | 969.128 | -0.35089 | 958.8868 | 0 | 969.128 | -0.16088 | 969.4895 | 0 | 963.66 | -0.0053177 | 969.4895 | 0 | 969.4895 | 0 | 969.4896 | 0 | 963.66 | -0.0016906 | 969.4895 | 0 | 716.4862 | 0.00017074 | 969.4895 | 0 | 969.4896 | 0 | 969.128 | -0.10281 | 1056.6144 | 0.052756 | 969.128 | -0.0062677 | 1057.046 | 0 | 1056.6144 | 0.043768 | 969.128 | -0.030572 | 969.4896 | 0.00050131
|  |  |  | 969.3704 | 0.0042623 | 716.2178 | 0 | 969.3704 | 0.046537 | 959.1276 | 0 | 969.3704 | 0.10851 | 969.7325 | 0.086603 | 963.9 | -0.0025189 | 969.7325 | 0.02646 | 969.7325 | 0.0054122 | 969.7325 | 0.006022 | 963.9 | 0.0060044 | 969.7325 | 0.023998 | 716.6072 | 0.00015956 | 969.7325 | 0.073032 | 969.7325 | 0.0073264 | 969.3704 | 0.076704 | 1056.7829 | 0.041711 | 969.3704 | 0.025293 | 1057.2163 | 0 | 1056.7829 | 0.042769 | 969.3704 | 0.015286 | 969.7325 | 0.01711
|  |  |  | 969.6127 | -0.044552 | 716.3451 | 0.013376 | 969.6127 | -0.28676 | 959.3683 | 0 | 969.6127 | -0.13866 | 969.9755 | 0 | 964.15 | -0.02379 | 969.9755 | 0 | 969.9755 | 0 | 969.9755 | 0 | 964.15 | -0.0029147 | 969.9755 | 0 | 716.7282 | 0.00015936 | 969.9755 | 0 | 969.9755 | 0 | 969.6127 | -0.084097 | 1056.9515 | 0.03532 | 969.6127 | 0.012146 | 1057.3866 | 0 | 1056.9515 | 0.044825 | 969.6127 | -0.027515 | 969.9755 | -0.0060586
|  |  |  | 969.8551 | -0.030896 | 716.4724 | 0 | 969.8551 | 0.2033 | 959.6092 | 0 | 969.8551 | 0.083357 | 970.2184 | 0.048716 | 964.39 | 0.02211 | 970.2184 | 0.029906 | 970.2184 | 0.019941 | 970.2184 | 0.0047694 | 964.39 | -0.005538 | 970.2184 | 0.02022 | 716.8492 | 0.00016281 | 970.2184 | 0.058338 | 970.2184 | 0.0080584 | 969.8551 | 0.084329 | 1057.12 | 0.050682 | 969.8551 | 0.022302 | 1057.5569 | 0 | 1057.12 | 0.043944 | 969.8551 | 0.036851 | 970.2184 | 0.016334
|  |  |  | 970.0974 | -0.033663 | 716.5997 | 0.0089172 | 970.0974 | -0.33245 | 959.85 | 0 | 970.0974 | -0.181 | 970.4614 | 0 | 964.63 | -0.016513 | 970.4614 | 0 | 970.4614 | 0 | 970.4614 | 0 | 964.63 | 0.0023318 | 970.4614 | 0 | 716.9702 | 0.00015712 | 970.4614 | 0 | 970.4614 | 0 | 970.0974 | -0.045976 | 1057.2886 | 0.048103 | 970.0974 | -0.0029264 | 1057.7272 | 0 | 1057.2886 | 0.044943 | 970.0974 | -0.02801 | 970.4614 | -0.00077708
|  |  |  | 970.3398 | 0.01247 | 716.727 | 0 | 970.3398 | 0.27644 | 960.0908 | 0 | 970.3398 | 0.091252 | 970.7044 | 0.08958 | 964.87 | -0.027708 | 970.7044 | 0.039277 | 970.7044 | 0.019337 | 970.7044 | 0.0089922 | 964.87 | 0.0033811 | 970.7044 | 0.022822 | 717.0912 | 0.00016078 | 970.7044 | 0.043439 | 970.7044 | 0.0063913 | 970.3398 | 0.016225 | 1057.4571 | 0.037675 | 970.3398 | 0.060485 | 1057.8976 | 0 | 1057.4571 | 0.043357 | 970.3398 | -0.0081936 | 970.7044 | 0.014596
|  |  |  | 970.5822 | -0.018169 | 716.8543 | 0.011968 | 970.5822 | -0.22756 | 960.3317 | 0 | 970.5822 | -0.20103 | 970.9474 | 0 | 965.11 | -0.0092359 | 970.9474 | 0 | 970.9474 | 0 | 970.9474 | 0 | 965.11 | -0.015681 | 970.9474 | 0 | 717.2122 | 0.00015712 | 970.9474 | 0 | 970.9474 | 0 | 970.5822 | -0.12453 | 1057.6256 | 0.053148 | 970.5822 | -0.02817 | 1058.0679 | 0 | 1057.6256 | 0.044532 | 970.5822 | -0.031976 | 970.9474 | -0.00028554
|  |  |  | 970.8246 | 0.0006996 | 716.9817 | 0 | 970.8246 | -0.093024 | 960.5725 | 0 | 970.8246 | 0.091937 | 971.1904 | 0.11448 | 965.36 | 0.023229 | 971.1904 | 0.046443 | 971.1904 | 0.014516 | 971.1904 | 0.0087872 | 965.36 | -0.0067623 | 971.1904 | 0.0073555 | 717.3332 | 0.00015814 | 971.1904 | 0.055147 | 971.1904 | 0.0098099 | 970.8246 | 0.038814 | 1057.7942 | 0.046925 | 970.8246 | -0.023982 | 1058.2382 | 0 | 1057.7942 | 0.043357 | 970.8246 | 0.012311 | 971.1904 | 0.017371
|  |  |  | 971.0669 | -0.038794 | 717.109 | 0.020435 | 971.0669 | -0.27463 | 960.8134 | 0 | 971.0669 | -0.22213 | 971.4334 | 0 | 965.6 | -0.017632 | 971.4334 | 0 | 971.4334 | 0 | 971.4333 | 0 | 965.6 | -0.0020404 | 971.4334 | 0 | 717.4542 | 0.00015062 | 971.4334 | 0 | 971.4334 | 0 | 971.0669 | -0.13654 | 1057.9627 | 0.039805 | 971.0669 | -0.0048627 | 1058.4085 | 0 | 1057.9627 | 0.044414 | 971.0669 | -0.012063 | 971.4333 | -0.0084304
|  |  |  | 971.3093 | -0.0060866 | 717.2364 | 0 | 971.3093 | 0.077401 | 961.0542 | 0 | 971.3093 | 0.086058 | 971.6764 | 0.07528 | 965.84 | -0.015393 | 971.6764 | 0.036934 | 971.6764 | 0.0069937 | 971.6764 | 0.0021695 | 965.84 | 0.00058296 | 971.6764 | 0.0033293 | 717.5752 | 0.00014066 | 971.6764 | 0.065399 | 971.6764 | 0.011417 | 971.3093 | 0.10374 | 1058.1313 | 0.042384 | 971.3093 | -0.024108 | 1058.5789 | 0 | 1058.1313 | 0.04271 | 971.3093 | 0.018839 | 971.6764 | 0.015902
|  |  |  | 971.5517 | -0.023435 | 717.3638 | 0.022059 | 971.5517 | -0.20601 | 961.295 | 0 | 971.5517 | -0.19325 | 971.9194 | 0 | 966.08 | -0.02267 | 971.9194 | 0 | 971.9194 | 0 | 971.9194 | 0 | 966.08 | 0.00075785 | 971.9194 | 0 | 717.6962 | 0.0001557 | 971.9194 | 0 | 971.9194 | 0 | 971.5517 | -0.072315 | 1058.2998 | 0.038235 | 971.5517 | -0.034656 | 1058.7492 | 0.00013913 | 1058.2998 | 0.043944 | 971.5517 | -0.019252 | 971.9194 | -0.0008829
|  |  |  | 971.7941 | 0.023929 | 717.4912 | 0 | 971.7941 | 0.011305 | 961.5359 | 0 | 971.7941 | 0.11481 | 972.1624 | 0.1729 | 966.32 | -0.0092359 | 972.1624 | 0.062154 | 972.1624 | 0.019065 | 972.1624 | 0.015262 | 966.32 | 0.0039058 | 972.1624 | 0.016681 | 717.8172 | 0.00016667 | 972.1624 | 0.060084 | 972.1624 | 0.0081446 | 971.7941 | 0.036504 | 1058.4684 | 0.045131 | 971.7941 | 0.058841 | 1058.9195 | 0 | 1058.4684 | 0.042475 | 971.7941 | 0.033051 | 972.1624 | 0.013659
|  |  |  | 972.0365 | -0.034783 | 717.6186 | 0.015428 | 972.0365 | -0.49714 | 961.7768 | 0 | 972.0365 | -0.21876 | 972.4054 | 0 | 966.57 | 0.012035 | 972.4054 | 0 | 972.4054 | 0 | 972.4055 | 0 | 966.57 | 0.0068789 | 972.4054 | 0 | 717.9382 | 0.00019025 | 972.4054 | 0 | 972.4055 | 0 | 972.0365 | -0.073701 | 1058.6369 | 0.038235 | 972.0365 | -0.011441 | 1059.0899 | 0 | 1058.6369 | 0.043768 | 972.0365 | -0.023796 | 972.4055 | -0.0056643
|  |  |  | 972.2789 | 0.0036981 | 717.746 | 0 | 972.2789 | -0.022066 | 962.0177 | 0 | 972.2789 | 0.10282 | 972.6485 | 0.0065295 | 966.81 | -0.012035 | 972.6485 | 0.042309 | 972.6485 | 0.026978 | 972.6484 | 0.013377 | 966.81 | 0.0042556 | 972.6485 | 0.011665 | 718.0593 | 0.00018395 | 972.6485 | 0.078209 | 972.6484 | 0.012114 | 972.2789 | 0.080401 | 1058.8055 | 0.039132 | 972.2789 | 0.008195 | 1059.2602 | 0 | 1058.8055 | 0.042182 | 972.2789 | 0.031894 | 972.6484 | 0.016506
|  |  |  | 972.5213 | -0.034085 | 717.8734 | 0.019487 | 972.5213 | -0.3279 | 962.2586 | 0 | 972.5213 | -0.21218 | 972.8915 | 0 | 967.05 | -0.020991 | 972.8915 | 0 | 972.8915 | 0 | 972.8915 | 0 | 967.05 | -0.0086863 | 972.8915 | 0 | 718.1803 | 0.000187 | 972.8915 | 0 | 972.8915 | 0 | 972.5213 | -0.08687 | 1058.974 | 0.032237 | 972.5213 | 0.0066589 | 1059.4305 | 0 | 1058.974 | 0.043885 | 972.5213 | -0.0079103 | 972.8915 | 0.00087237
|  |  |  | 972.7637 | 0.0039354 | 718.0009 | 0 | 972.7637 | 0.14719 | 962.4995 | 0 | 972.7637 | 0.14216 | 973.1346 | 0.081748 | 967.29 | 0.014274 | 973.1345 | 0.031146 | 973.1346 | 0.015551 | 973.1346 | 0.0094543 | 967.29 | 0.011076 | 973.1346 | 0.023205 | 718.3013 | 0.00015936 | 973.1346 | 0.058523 | 973.1346 | 0.0056688 | 972.7637 | 0.069311 | 1059.1425 | 0.042552 | 972.7637 | 0.06407 | 1059.6009 | 0 | 1059.1425 | 0.042593 | 972.7637 | 0.045114 | 973.1346 | 0.017084
|  |  |  | 973.0062 | -0.049735 | 718.1283 | 0.019758 | 973.0062 | -0.4648 | 962.7404 | 0 | 973.0062 | -0.17015 | 973.3776 | 0 | 967.53 | 0.006437 | 973.3776 | 0 | 973.3776 | 0 | 973.3776 | 0 | 967.53 | -0.0060627 | 973.3776 | 0 | 718.4223 | 0.00016505 | 973.3776 | 0 | 973.3776 | 0 | 973.0062 | -0.12453 | 1059.3111 | 0.022986 | 973.0062 | -0.082041 | 1059.7712 | 0.00013913 | 1059.3111 | 0.044532 | 973.0062 | -0.02768 | 973.3776 | -0.0033732
|  |  |  | 973.2486 | -0.01541 | 718.2558 | 0 | 973.2486 | 0.037287 | 962.9813 | 0 | 973.2486 | 0.088775 | 973.6207 | 0.099769 | 967.77 | -0.02211 | 973.6207 | 0.053885 | 973.6207 | 0.018937 | 973.6207 | 0.0024209 | 967.77 | 0.0026815 | 973.6207 | 0.0098619 | 718.5433 | 0.00015956 | 973.6207 | 0.063193 | 973.6207 | 0.0093844 | 973.2486 | 0.069311 | 1059.4796 | 0.043954 | 973.2486 | -0.045371 | 1059.9416 | 0 | 1059.4796 | 0.04365 | 973.2486 | 0.043461 | 973.6207 | 0.018311
|  |  |  | 973.491 | -0.04404 | 718.3833 | 0.0075091 | 973.491 | -0.22018 | 963.2222 | 0 | 973.491 | -0.22062 | 973.8637 | 0 | 968.02 | 0.010355 | 973.8637 | 0 | 973.8637 | 0 | 973.8637 | 0 | 968.02 | 0.0037309 | 973.8637 | 0 | 718.6643 | 0.00018558 | 973.8637 | 0 | 973.8637 | 0 | 973.491 | -0.087101 | 1059.6481 | 0.033526 | 973.491 | -0.016965 | 1060.1119 | 0 | 1059.6481 | 0.04506 | 973.491 | -0.015616 | 973.8637 | -0.0020811
|  |  |  | 973.7335 | 0.042795 | 718.5108 | 0 | 973.7335 | 0.24896 | 963.4631 | 0 | 973.7335 | 0.11566 | 974.1068 | 0.062072 | 968.26 | 0.02155 | 974.1068 | 0.054712 | 974.1068 | 0.035426 | 974.1068 | 0.020534 | 968.26 | 0.0049551 | 974.1068 | 0.030121 | 718.7853 | 0.00018029 | 974.1068 | 0.059026 | 974.1068 | 0.011819 | 973.7335 | 0.066077 | 1059.8167 | 0.035096 | 973.7335 | 0.12363 | 1060.2822 | 0 | 1059.8167 | 0.043239 | 973.7335 | 0.01636 | 974.1068 | 0.018665
|  |  |  | 973.9759 | -0.006602 | 718.6382 | 0.01624 | 973.9759 | -0.41088 | 963.7041 | 0 | 973.9759 | -0.19618 | 974.3499 | 0 | 968.5 | -0.0041982 | 974.3499 | 0 | 974.3499 | 0 | 974.3499 | 0 | 968.5 | 0.0081029 | 974.3499 | 0 | 718.9063 | 0.00018354 | 974.3499 | 0 | 974.3498 | 0 | 973.9759 | -0.13654 | 1059.9852 | 0.036778 | 973.9759 | -0.004569 | 1060.4526 | 0 | 1059.9852 | 0.043885 | 973.9759 | -0.13551 | 974.3499 | -0.0012084
|  |  |  | 974.2183 | -0.002883 | 718.7658 | 0 | 974.2183 | 0.07471 | 963.945 | 0 | 974.2183 | 0.080488 | 974.593 | 0.058801 | 968.74 | 0.00027989 | 974.593 | 0.054574 | 974.593 | 0.020233 | 974.593 | 0.0037072 | 968.74 | -0.0060627 | 974.593 | 0.0073879 | 719.0273 | 0.00016789 | 974.593 | 0.064059 | 974.593 | 0.010449 | 974.2183 | 0.036273 | 1060.1538 | 0.041095 | 974.2183 | 0.047162 | 1060.6229 | 0 | 1060.1538 | 0.042064 | 974.2183 | 0.1403 | 974.593 | 0.020883
|  |  |  | 974.4608 | -0.0079067 | 718.8933 | 0.013804 | 974.4608 | -0.48265 | 964.186 | 0 | 974.4608 | -0.19265 | 974.8361 | 0 | 968.99 | -0.0086761 | 974.8361 | 0 | 974.8361 | 0 | 974.8361 | 0 | 968.99 | -0.0065873 | 974.8361 | 0 | 719.1483 | 0.00017887 | 974.8361 | 0 | 974.8361 | 0 | 974.4608 | -0.084329 | 1060.3223 | 0.033414 | 974.4608 | -0.033124 | 1060.7933 | 0 | 1060.3223 | 0.043474 | 974.4608 | -0.019335 | 974.8361 | -0.0038288
|  |  |  | 974.7033 | -0.0001698 | 719.0208 | 0 | 974.7033 | 0.15094 | 964.4269 | 0 | 974.7033 | 0.10756 | 975.0792 | 0.07047 | 969.23 | 0.04506 | 975.0792 | 0.076349 | 975.0792 | 0.02217 | 975.0792 | 0.015131 | 969.23 | 0.0095019 | 975.0792 | 0.0164 | 719.2694 | 0.00017277 | 975.0792 | 0.10466 | 975.0792 | 0.005816 | 974.7033 | 0.02888 | 1060.4908 | 0.049392 | 974.7033 | 0.0057802 | 1060.9636 | 0 | 1060.4908 | 0.04224 | 974.7033 | 0.015038 | 975.0792 | 0.021343
|  |  |  | 974.9457 | -0.028806 | 719.1483 | 0.013141 | 974.9457 | -0.42181 | 964.6679 | 0 | 974.9457 | -0.16591 | 975.3223 | 0 | 969.47 | -0.033306 | 975.3223 | 0 | 975.3223 | 0 | 975.3223 | 0 | 969.47 | -0.008861 | 975.3223 | 0 | 719.3904 | 0.00019066 | 975.3223 | 0 | 975.3223 | 0 | 974.9457 | -0.079939 | 1060.6594 | 0.059932 | 974.9457 | -0.059616 | 1061.134 | 0.00013913 | 1060.6594 | 0.04459 | 974.9457 | -0.016856 | 975.3223 | -0.005588
|  |  |  | 975.1882 | 0.0016169 | 719.2759 | 0 | 975.1882 | 0.011604 | 964.9089 | 0 | 975.1882 | 0.096854 | 975.5654 | 0.13764 | 969.71 | -0.0030786 | 975.5654 | 0.023015 | 975.5654 | 0.0072892 | 975.5654 | 0.0062345 | 969.71 | 0.012825 | 975.5654 | 0.014639 | 719.5114 | 0.00017033 | 975.5654 | 0.07142 | 975.5654 | 0.0093088 | 975.1882 | 0.087332 | 1060.8279 | 0.056288 | 975.1882 | -0.00070707 | 1061.3043 | 9.2755e-05 | 1060.8279 | 0.043709 | 975.1882 | 0.025697 | 975.5654 | 0.016165
|  |  |  | 975.4307 | -0.033707 | 719.4035 | 0.025848 | 975.4307 | -0.44849 | 965.1498 | 0 | 975.4307 | -0.20323 | 975.8085 | 0 | 969.95 | -0.0097957 | 975.8085 | 0 | 975.8085 | 0 | 975.8085 | 0 | 969.95 | -0.0039641 | 975.8085 | 0 | 719.6324 | 0.00017521 | 975.8085 | 0 | 975.8085 | 0 | 975.4307 | -0.077859 | 1060.9964 | 0.045131 | 975.4307 | -0.033219 | 1061.4747 | 0.00013913 | 1060.9964 | 0.046294 | 975.4307 | -0.0078544 | 975.8085 | -0.00070457
|  |  |  | 975.6731 | -0.025515 | 719.531 | 0 | 975.6731 | -0.033949 | 965.3908 | 0 | 975.6731 | 0.10251 | 976.0516 | 0.085262 | 970.2 | -0.010915 | 976.0516 | 0.007238 | 976.0516 | 0.0006389 | 976.0516 | 0.0080264 | 970.2 | 0.003556 | 976.0516 | 0.026685 | 719.7534 | 0.00015712 | 976.0516 | 0.085307 | 976.0516 | 0.0069917 | 975.6731 | 0.061918 | 1061.165 | 0.047318 | 975.6731 | 0.0029993 | 1061.645 | 0 | 1061.165 | 0.044884 | 975.6731 | 0.032637 | 976.0516 | 0.015538
|  |  |  | 975.9156 | -0.003388 | 719.6586 | 0.012672 | 975.9156 | -0.3839 | 965.6318 | 0 | 975.9156 | -0.17104 | 976.2947 | 0 | 970.44 | -0.012035 | 976.2947 | 0 | 976.2947 | 0 | 976.2947 | 0 | 970.44 | -0.0069371 | 976.2947 | 0 | 719.8745 | 0.0001622 | 976.2947 | 0 | 976.2947 | 0 | 975.9156 | -0.12823 | 1061.3335 | 0.060717 | 975.9156 | -0.027101 | 1061.8154 | 0 | 1061.3335 | 0.046118 | 975.9156 | -0.016443 | 976.2947 | -0.0052582
|  |  |  | 976.1581 | -0.0047503 | 719.7862 | 0 | 976.1581 | -0.053215 | 965.8728 | 0 | 976.1581 | 0.065092 | 976.5379 | 0.10179 | 970.68 | -0.031627 | 976.5379 | 0.065599 | 976.5379 | 0.023256 | 976.5379 | 0.014265 | 970.68 | 0.00513 | 976.5379 | 0.016455 | 719.9955 | 0.00014858 | 976.5379 | 0.040477 | 976.5379 | 0.0047514 | 976.1581 | 0.033962 | 1061.502 | 0.060437 | 976.1581 | 0.020583 | 1061.9857 | 0 | 1061.502 | 0.044179 | 976.1581 | 0.031398 | 976.5379 | 0.017036
|  |  |  | 976.4006 | -0.023648 | 719.9138 | 0.014345 | 976.4006 | -0.056612 | 966.1138 | 0 | 976.4006 | -0.1826 | 976.781 | 0 | 970.92 | -0.0047579 | 976.781 | 0 | 976.781 | 0.0094256 | 976.781 | 0 | 970.92 | -0.0018654 | 976.781 | 0 | 720.1165 | 0.00015102 | 976.781 | 0 | 976.781 | 0 | 976.4006 | -0.058221 | 1061.6706 | 0.050177 | 976.4006 | 0.010013 | 1062.1561 | 0 | 1061.6706 | 0.04553 | 976.4006 | -0.0428 | 976.781 | -0.0040307
|  |  |  | 976.6431 | -0.0083028 | 720.0415 | 0 | 976.6431 | 0.070889 | 966.3548 | 0 | 976.6431 | 0.074358 | 977.0242 | 0.055348 | 971.16 | 0.0041982 | 977.0242 | 0.04851 | 977.0242 | 0.023712 | 977.0242 | 0.008294 | 971.16 | -0.00011659 | 977.0242 | 0.02682 | 720.2375 | 0.00014614 | 977.0242 | 0.021737 | 977.0242 | 0.0065148 | 976.6431 | 0.081787 | 1061.8391 | 0.060717 | 976.6431 | 0.043105 | 1062.3265 | 0 | 1061.8391 | 0.044414 | 976.6431 | 0.02297 | 977.0242 | 0.018061
|  |  |  | 976.8856 | -0.01659 | 720.1691 | 0.019893 | 976.8856 | -0.49504 | 966.5958 | 0 | 976.8856 | -0.25826 | 977.2673 | 0 | 971.41 | -0.0053177 | 977.2673 | 0 | 977.2673 | 0 | 977.2673 | 0 | 971.41 | 0.00075785 | 977.2673 | 0 | 720.3585 | 0.00015956 | 977.2673 | 0 | 977.2673 | 0 | 976.8856 | -0.12592 | 1062.0076 | 0.041824 | 976.8856 | 0.018474 | 1062.4968 | 0 | 1062.0076 | 0.046823 | 976.8856 | -0.036521 | 977.2673 | -0.0064443
|  |  |  | 977.1281 | 0.0076638 | 720.2967 | 0 | 977.1281 | 0.093539 | 966.8369 | 0 | 977.1281 | 0.13596 | 977.5105 | 0.17022 | 971.65 | -0.0041982 | 977.5105 | 0.031008 | 977.5105 | 0.011062 | 977.5105 | 0.0034133 | 971.65 | 0.00058296 | 977.5105 | 0.0063342 | 720.4796 | 0.00016281 | 977.5105 | 0.040418 | 977.5105 | 0.0076763 | 977.1281 | 0.10674 | 1062.1762 | 0.052812 | 977.1281 | 0.054312 | 1062.6672 | 0 | 1062.1762 | 0.046823 | 977.1281 | 0.058086 | 977.5105 | 0.015529
|  |  |  | 977.3706 | -0.046389 | 720.4244 | 0.025307 | 977.3706 | -0.33877 | 967.0779 | 0 | 977.3706 | -0.23065 | 977.7537 | 0 | 971.89 | 0.018192 | 977.7537 | 0 | 977.7537 | 0 | 977.7537 | 0 | 971.89 | -0.0092106 | 977.7537 | 0 | 720.6006 | 0.00017988 | 977.7537 | 0 | 977.7537 | 0 | 977.3706 | -0.087332 | 1062.3447 | 0.060156 | 977.3706 | 0.015818 | 1062.8375 | 0 | 1062.3447 | 0.049408 | 977.3706 | -0.049163 | 977.7537 | -0.0009302
|  |  |  | 977.6131 | -0.012818 | 720.5521 | 0 | 977.6131 | 0.13441 | 967.3189 | 0 | 977.6131 | 0.13135 | 977.9968 | 0.061863 | 972.13 | -0.0053177 | 977.9968 | 0.055952 | 977.9968 | 0.001979 | 977.9968 | 0.0078315 | 972.13 | -0.008861 | 977.9968 | 0.0027999 | 720.7216 | 0.00016525 | 977.9968 | 0.045142 | 977.9968 | 0.0057463 | 977.6132 | 0.14809 | 1062.5132 | 0.061109 | 977.6131 | 0.032511 | 1063.0079 | 9.2755e-05 | 1062.5132 | 0.047645 | 977.6132 | 0.0039942 | 977.9968 | 0.019851
|  |  |  | 977.8557 | -0.031163 | 720.6797 | 0.01854 | 977.8557 | -0.38182 | 967.5599 | 0 | 977.8557 | -0.21469 | 978.24 | 0 | 972.37 | 0.02211 | 978.24 | 0 | 978.24 | 0 | 978.24 | 0 | 972.37 | -0.0067623 | 978.24 | 0 | 720.8427 | 0.00018314 | 978.24 | 0 | 978.24 | 0 | 977.8557 | 0.019775 | 1062.6817 | 0.053709 | 977.8557 | -0.003819 | 1063.1783 | 0 | 1062.6817 | 0.048585 | 977.8557 | -0.01322 | 978.24 | -0.008147
|  |  |  | 978.0982 | -0.0073624 | 720.8074 | 0 | 978.0982 | 0.23079 | 967.801 | 0 | 978.0982 | 0.093116 | 978.4832 | 0.10291 | 972.62 | 0.015393 | 978.4832 | 0.035418 | 978.4832 | 0.014991 | 978.4832 | 0.0082247 | 972.62 | 0.0014574 | 978.4832 | 0.022115 | 720.9637 | 0.00016383 | 978.4832 | 0.033266 | 978.4832 | 0.013668 | 978.0982 | 0.036966 | 1062.8503 | 0.049841 | 978.0982 | 0.061129 | 1063.3486 | 0 | 1062.8503 | 0.046881 | 978.0982 | 0.050237 | 978.4832 | 0.020392
|  |  |  | 978.3407 | -0.021385 | 720.9351 | 0.0079785 | 978.3407 | -0.47769 | 968.0421 | 0 | 978.3407 | -0.19256 | 978.7264 | 0 | 972.86 | -0.026029 | 978.7264 | 0 | 978.7264 | 0 | 978.7264 | 0 | 972.86 | -0.0043139 | 978.7264 | 0 | 721.0847 | 0.00016525 | 978.7264 | 0 | 978.7264 | 0 | 978.3407 | -0.071159 | 1063.0188 | 0.043281 | 978.3407 | -0.035567 | 1063.519 | 0 | 1063.0188 | 0.048585 | 978.3407 | -0.0016046 | 978.7264 | -0.0024975
|  |  |  | 978.5833 | -0.012492 | 721.0628 | 0 | 978.5833 | -0.028427 | 968.2831 | 0 | 978.5833 | 0.10166 | 978.9696 | 0.0019257 | 973.1 | -0.017072 | 978.9696 | 0.072766 | 978.9696 | 0.026469 | 978.9696 | 0.0029106 | 973.1 | -0.0018654 | 978.9696 | 0.010413 | 721.2057 | 0.00016098 | 978.9696 | 0.10121 | 978.9696 | 0.0097054 | 978.5833 | 0.06908 | 1063.1873 | 0.057633 | 978.5833 | 0.036994 | 1063.6894 | 0 | 1063.1873 | 0.046881 | 978.5833 | 0.025036 | 978.9696 | 0.018656
|  |  |  | 978.8258 | -0.0046779 | 721.1906 | 0.0070399 | 978.8258 | -0.28486 | 968.5242 | 0 | 978.8258 | -0.22219 | 979.2128 | 0 | 973.34 | -0.037222 | 979.2128 | 0 | 979.2128 | 0 | 979.2128 | 0 | 973.34 | -0.0065873 | 979.2128 | 0 | 721.3268 | 0.00017074 | 979.2128 | 0 | 979.2128 | 0 | 978.8258 | -0.098191 | 1063.3559 | 0.043954 | 978.8258 | -0.020674 | 1063.8598 | 0 | 1063.3559 | 0.04788 | 978.8258 | -0.026688 | 979.2128 | 1.2735e-05
|  |  |  | 979.0684 | 0.024675 | 721.3183 | 0 | 979.0684 | 0.058844 | 968.7653 | 0 | 979.0684 | 0.092554 | 979.456 | 0.061951 | 973.58 | 0.014274 | 979.456 | 0.075522 | 979.456 | 0.023337 | 979.456 | 0.020496 | 973.58 | 0.00093272 | 979.456 | 0.035368 | 721.4478 | 0.00017501 | 979.456 | 0.052738 | 979.456 | 0.0095673 | 979.0684 | 0.051059 | 1063.5244 | 0.061222 | 979.0684 | 0.04754 | 1064.0301 | 9.2755e-05 | 1063.5244 | 0.046235 | 979.0684 | 0.026275 | 979.456 | 0.018811
|  |  |  | 979.3109 | -0.047787 | 721.4461 | 0.014345 | 979.3109 | -0.44757 | 969.0063 | 0 | 979.3109 | -0.1818 | 979.6992 | 0 | 973.83 | 0.0041982 | 979.6992 | 0 | 979.6992 | 0 | 979.6992 | 0 | 973.83 | 0.001982 | 979.6992 | 0 | 721.5688 | 0.00014777 | 979.6992 | 0 | 979.6992 | 0 | 979.3109 | -0.19153 | 1063.6929 | 0.044458 | 979.3109 | 0.0072198 | 1064.2005 | 0 | 1063.6929 | 0.047116 | 979.3109 | -0.0090063 | 979.6992 | -0.010009
|  |  |  | 979.5535 | 0.0095047 | 721.5738 | 0 | 979.5535 | 0.18565 | 969.2474 | 0 | 979.5535 | 0.13743 | 979.9425 | 0.14133 | 974.07 | -0.0053177 | 979.9425 | 0.024255 | 979.9425 | 0 | 979.9424 | 0.016088 | 974.07 | -0.0018654 | 979.9425 | 0.041941 | 721.6899 | 0.00014533 | 979.9425 | 0.098043 | 979.9424 | 0.011981 | 979.5535 | 0.079708 | 1063.8614 | 0.052644 | 979.5535 | 0.044204 | 1064.3709 | 0 | 1063.8614 | 0.045413 | 979.5535 | 0.043544 | 979.9424 | 0.024923
|  |  |  | 979.796 | -0.0077949 | 721.7016 | 0.0093865 | 979.796 | -0.38151 | 969.4886 | 0 | 979.796 | -0.20057 | 980.1857 | 0 | 974.31 | -0.043381 | 980.1857 | 0 | 980.1857 | 0 | 980.1857 | 0 | 974.31 | 0.0047802 | 980.1857 | 0 | 721.8109 | 0.00016647 | 980.1857 | 0 | 980.1857 | 0 | 979.796 | -0.085484 | 1064.03 | 0.057073 | 979.796 | 0.045085 | 1064.5412 | 0 | 1064.03 | 0.046881 | 979.796 | -0.015369 | 980.1857 | -0.0027874
|  |  |  | 980.0386 | 0.0086492 | 721.8294 | 0 | 980.0386 | 0.1138 | 969.7297 | 0 | 980.0386 | 0.099832 | 980.4289 | 0.10616 | 974.55 | 0.0030786 | 980.4289 | 0.08889 | 980.4289 | 0.014188 | 980.429 | 0.0092825 | 974.55 | 0.0096767 | 980.4289 | 0.017078 | 721.9319 | 0.00017806 | 980.4289 | 0.037998 | 980.429 | 0.010058 | 980.0386 | 0.058452 | 1064.1985 | 0.072546 | 980.0386 | 0.082808 | 1064.7116 | 0 | 1064.1985 | 0.046529 | 980.0386 | 0.0082452 | 980.429 | 0.022146
|  |  |  | 980.2812 | -0.02715 | 721.9572 | 0.0053973 | 980.2812 | -0.22002 | 969.9708 | 0 | 980.2812 | -0.25883 | 980.6722 | 0 | 974.8 | -0.013714 | 980.6722 | 0 | 980.6722 | 0 | 980.6722 | 0 | 974.8 | 0.00075785 | 980.6722 | 0 | 722.053 | 0.00019554 | 980.6722 | 0 | 980.6722 | 0 | 980.2812 | -0.045283 | 1064.367 | 0.060941 | 980.2812 | 0.0036998 | 1064.882 | 0 | 1064.367 | 0.04882 | 980.2812 | -0.01008 | 980.6722 | -0.0032127
|  |  |  | 980.5238 | 0.0029397 | 722.085 | 0 | 980.5238 | -0.088723 | 970.2119 | 0 | 980.5238 | 0.14869 | 980.9154 | 0.032753 | 975.04 | 0.020431 | 980.9154 | 0.011752 | 980.9154 | 0.023081 | 980.9154 | 0.011957 | 975.04 | 0.00058296 | 980.9154 | 0.012121 | 722.174 | 0.00016789 | 980.9154 | 0.069655 | 980.9154 | 0.00794 | 980.5238 | 0.058683 | 1064.5355 | 0.067613 | 980.5238 | 0.066143 | 1065.0524 | 9.2755e-05 | 1064.5355 | 0.049819 | 980.5238 | 0.051063 | 980.9154 | 0.018131
|  |  |  | 980.7664 | -0.020825 | 722.2128 | 0.0093865 | 980.7664 | -0.27122 | 970.453 | 0 | 980.7664 | -0.20557 | 981.1587 | 0 | 975.28 | 0.0058775 | 981.1587 | 0 | 981.1587 | 0 | 981.1587 | 0 | 975.28 | -0.01061 | 981.1587 | 0 | 722.295 | 0.00018923 | 981.1587 | 0 | 981.1587 | 0 | 980.7663 | -0.057066 | 1064.7041 | 0.064249 | 980.7664 | -0.017359 | 1065.2228 | 0 | 1064.7041 | 0.051993 | 980.7663 | -0.16195 | 981.1587 | 0.0051227
|  |  |  | 981.0089 | 0.0085741 | 722.3406 | 0 | 981.0089 | -0.001434 | 970.6942 | 0 | 981.0089 | 0.14286 | 981.4019 | 0.030102 | 975.52 | 0.0075566 | 981.402 | 0.053058 | 981.4019 | 0.0072179 | 981.402 | 0.0087255 | 975.52 | -0.00011659 | 981.4019 | 0.0148 | 722.4161 | 0.00019106 | 981.4019 | 0.10682 | 981.402 | 0.015165 | 981.0089 | 0.083173 | 1064.8726 | 0.051354 | 981.0089 | 0.046267 | 1065.3932 | 0 | 1064.8726 | 0.053226 | 981.0089 | 0.13452 | 981.402 | 0.016704
|  |  |  | 981.2515 | -0.01962 | 722.4684 | 0.025983 | 981.2515 | -0.20909 | 970.9353 | 0 | 981.2515 | -0.21049 | 981.6452 | 0 | 975.76 | -0.0097957 | 981.6452 | 0 | 981.6452 | 0 | 981.6452 | 0 | 975.76 | -0.00029147 | 981.6452 | 0 | 722.5371 | 0.00020529 | 981.6452 | 0 | 981.6452 | 0 | 981.2515 | -0.037659 | 1065.0411 | 0.070696 | 981.2515 | 0.017329 | 1065.5635 | 0 | 1065.0411 | 0.055811 | 981.2515 | -0.053542 | 981.6452 | -0.0017768
|  |  |  | 981.4941 | -0.0086774 | 722.5963 | 0 | 981.4941 | -0.095011 | 971.1765 | 0 | 981.4941 | 0.11287 | 981.8885 | 0.11483 | 976.01 | 0.010915 | 981.8885 | 0.014195 | 981.8885 | 0.040177 | 981.8885 | 0.019934 | 976.01 | -0.007462 | 981.8885 | 0.037185 | 722.6582 | 0.00018558 | 981.8885 | 0.04969 | 981.8885 | 0.0065064 | 981.4941 | 0.014417 | 1065.2096 | 0.057633 | 981.4941 | -0.0022137 | 1065.7339 | 0 | 1065.2096 | 0.05822 | 981.4941 | 0.054286 | 981.8885 | 0.018658
|  |  |  | 981.7367 | -0.036039 | 722.7242 | 0.015698 | 981.7367 | -0.3881 | 971.4176 | 0 | 981.7367 | -0.20924 | 982.1318 | 0 | 976.25 | 0.011475 | 982.1318 | 0 | 982.1318 | 0 | 982.1318 | 0 | 976.25 | -0.0071117 | 982.1318 | 0 | 722.7792 | 0.00016606 | 982.1318 | 0 | 982.1318 | 0 | 981.7367 | -0.063766 | 1065.3781 | 0.07434 | 981.7367 | 0.033508 | 1065.9043 | 0 | 1065.3781 | 0.061334 | 981.7367 | -0.025532 | 982.1318 | -0.0072129
|  |  |  | 981.9793 | -0.020477 | 722.852 | 0 | 981.9793 | 0.0034597 | 971.6588 | 0 | 981.9793 | 0.12684 | 982.3751 | 0.045536 | 976.49 | -0.0086761 | 982.3751 | 0.08255 | 982.3751 | 0.029048 | 982.3751 | 0 | 976.49 | -0.0013408 | 982.3751 | 0.025216 | 722.9003 | 0.00015712 | 982.3751 | 0.061669 | 982.3751 | 0.0072446 | 981.9793 | 0.10235 | 1065.5466 | 0.072154 | 981.9793 | 0.052245 | 1066.0747 | 9.2755e-05 | 1065.5466 | 0.061686 | 981.9793 | 0.021483 | 982.3751 | 0.01524
|  |  |  | 982.222 | -0.023861 | 722.9799 | 0.024359 | 982.222 | -0.02912 | 971.8999 | 0 | 982.222 | -0.22408 | 982.6184 | 0 | 976.73 | -0.0030786 | 982.6184 | 0 | 982.6184 | 0 | 982.6183 | 0 | 976.73 | 0.017372 | 982.6184 | 0 | 723.0213 | 0.0001624 | 982.6184 | 0 | 982.6183 | 0 | 982.222 | -0.039738 | 1065.7152 | 0.082918 | 982.222 | -0.010408 | 1066.2451 | 0.0004174 | 1065.7152 | 0.062509 | 982.222 | -0.015864 | 982.6183 | -0.0017667
|  |  |  | 982.4646 | 0.038529 | 723.1078 | 0 | 982.4646 | 0.12206 | 972.1411 | 0 | 982.4646 | 0.1426 | 982.8617 | 0.14359 | 976.97 | -0.030506 | 982.8617 | 0.05485 | 982.8617 | 0.036781 | 982.8617 | 0.018935 | 976.97 | 0.0014574 | 982.8617 | 0.02932 | 723.1423 | 0.00017033 | 982.8617 | 0.09717 | 982.8617 | 0.015248 | 982.4646 | 0.15133 | 1065.8837 | 0.054382 | 982.4646 | 0.024498 | 1066.4155 | 0 | 1065.8837 | 0.061451 | 982.4646 | 0.038091 | 982.8617 | 0.024195
|  |  |  | 982.7072 | -0.044873 | 723.2357 | 0.012906 | 982.7072 | -0.20649 | 972.3823 | 0 | 982.7072 | -0.22311 | 983.105 | 0 | 977.22 | -0.018752 | 983.105 | 0 | 983.105 | 0 | 983.105 | 0 | 977.22 | -0.0076368 | 983.105 | 0 | 723.2634 | 0.00017216 | 983.105 | 0 | 983.105 | 0 | 982.7072 | -0.17004 | 1066.0522 | 0.061222 | 982.7072 | -0.066883 | 1066.5859 | 0 | 1066.0522 | 0.063742 | 982.7072 | 0.0035434 | 983.105 | -0.00025069
|  |  |  | 982.9498 | 0.017132 | 723.3637 | 0 | 982.9498 | 0.040484 | 972.6235 | 0 | 982.9498 | 0.11668 | 983.3483 | 0.095472 | 977.46 | 0.02379 | 983.3483 | 0.05292 | 983.3483 | 0.021357 | 983.3483 | 0.013066 | 977.46 | -0.0034394 | 983.3483 | 0.014625 | 723.3844 | 0.00017988 | 983.3483 | 0.071265 | 983.3483 | 0.0075548 | 982.9498 | 0.059145 | 1066.2207 | 0.073892 | 982.9498 | 0.040718 | 1066.7563 | 0 | 1066.2207 | 0.065916 | 982.9498 | 0.016691 | 983.3483 | 0.024643
|  |  |  | 983.1925 | -0.061538 | 723.4916 | 0.022465 | 983.1925 | -0.53337 | 972.8647 | 0 | 983.1925 | -0.21412 | 983.5916 | 0 | 977.7 | -0.020991 | 983.5916 | 0 | 983.5916 | 0 | 983.5916 | 0 | 977.7 | 0.00513 | 983.5916 | 0 | 723.5055 | 0.00019025 | 983.5916 | 0 | 983.5916 | 0 | 983.1925 | -0.070697 | 1066.3892 | 0.078938 | 983.1925 | -0.040793 | 1066.9267 | 0 | 1066.3892 | 0.069089 | 983.1925 | -0.025862 | 983.5916 | -0.0020042
|  |  |  | 983.4351 | 0.025734 | 723.6195 | 0.0032928 | 983.4351 | -0.057418 | 973.1059 | 0 | 983.4351 | 0.14844 | 983.8349 | 0.089414 | 977.94 | 0.0025189 | 983.8349 | 0.071939 | 983.8349 | 0.015205 | 983.835 | 0.016048 | 977.94 | 0.0065291 | 983.8349 | 0.02608 | 723.6265 | 0.00020163 | 983.8349 | 0.10007 | 983.835 | 0.010312 | 983.4351 | 0.053139 | 1066.5577 | 0.076359 | 983.4351 | 0.0269 | 1067.0971 | 0 | 1066.5577 | 0.068501 | 983.4351 | 0.020078 | 983.835 | 0.01921
|  |  |  | 983.6778 | -0.007802 | 723.7475 | 0.0089172 | 983.6778 | -0.20457 | 973.3471 | 0 | 983.6778 | -0.19756 | 984.0783 | 0 | 978.19 | -0.020991 | 984.0783 | 0 | 984.0783 | 0 | 984.0782 | 0 | 978.19 | 0.0021569 | 984.0783 | 0 | 723.7476 | 0.00019635 | 984.0783 | 0 | 984.0783 | 0 | 983.6777 | -0.11852 | 1066.7263 | 0.068342 | 983.6778 | -0.0023159 | 1067.2675 | 0.00013913 | 1066.7263 | 0.069441 | 983.6777 | -0.019087 | 984.0782 | -0.0011777
|  |  |  | 983.9204 | -0.02005 | 723.8755 | 0 | 983.9204 | -0.020539 | 973.5883 | 0 | 983.9204 | 0.12764 | 984.3216 | 0.031066 | 978.43 | 0.0075566 | 984.3216 | 0.0095691 | 984.3216 | 0.015448 | 984.3216 | 0.0032304 | 978.43 | 0.011076 | 984.3216 | 0.018584 | 723.8686 | 0.00016606 | 984.3216 | 0.040058 | 984.3216 | 0.0064758 | 983.9204 | 0.11529 | 1066.8948 | 0.085665 | 983.9204 | 0.026959 | 1067.4379 | 0 | 1066.8948 | 0.071673 | 983.9204 | 2.1224e-05 | 984.3216 | 0.018512
|  |  |  | 984.1631 | -0.027786 | 724.0034 | 0.011733 | 984.1631 | -0.29833 | 973.8295 | 0 | 984.1631 | -0.18175 | 984.565 | 0 | 978.67 | -0.0081163 | 984.565 | 0 | 984.565 | 0 | 984.5649 | 0 | 978.67 | -0.011834 | 984.565 | 0 | 723.9897 | 0.00017277 | 984.565 | 0 | 984.5649 | 0 | 984.1631 | -0.10581 | 1067.0633 | 0.088132 | 984.1631 | -0.01414 | 1067.6083 | 0 | 1067.0633 | 0.076432 | 984.1631 | -0.035942 | 984.5649 | 0.0010122
|  |  |  | 984.4057 | -0.027231 | 724.1314 | 0 | 984.4057 | -0.062753 | 974.0707 | 0 | 984.4057 | 0.09029 | 984.8083 | 0.17316 | 978.91 | 0.018752 | 984.8083 | 0.024669 | 984.8083 | 0.0039741 | 984.8083 | 0 | 978.91 | 0.00040807 | 984.8083 | 0.0089356 | 724.1107 | 0.00017379 | 984.8083 | 0.068512 | 984.8083 | 0.006896 | 984.4057 | 0.0040696 | 1067.2318 | 0.085161 | 984.4057 | 0.029442 | 1067.7787 | 0 | 1067.2318 | 0.079428 | 984.4057 | 0.033133 | 984.8083 | 0.023667
|  |  |  | 984.6484 | -0.049521 | 724.2594 | 0.0042239 | 984.6484 | -0.45796 | 974.312 | 0 | 984.6484 | -0.24113 | 985.0517 | 0 | 979.15 | 0.015953 | 985.0517 | 0 | 985.0517 | 0 | 985.0517 | 0 | 979.15 | -0.0043139 | 985.0517 | 0 | 724.2318 | 0.00017846 | 985.0517 | 0 | 985.0517 | 0 | 984.6484 | -0.045514 | 1067.4003 | 0.088132 | 984.6484 | -0.010745 | 1067.9491 | 0 | 1067.4003 | 0.081719 | 984.6484 | -0.066101 | 985.0517 | -0.0019839
|  |  |  | 984.891 | -0.0044062 | 724.3874 | 0 | 984.891 | 0.23094 | 974.5532 | 0 | 984.891 | 0.13283 | 985.295 | 0.068399 | 979.4 | -0.015393 | 985.295 | 0.065461 | 985.295 | 0.016287 | 985.295 | 0.0055854 | 979.4 | -0.0011659 | 985.295 | 0 | 724.3528 | 0.00015427 | 985.295 | 0.071608 | 985.295 | 0.0055704 | 984.891 | 0.14463 | 1067.5688 | 0.082414 | 984.891 | 0.065844 | 1068.1195 | 0 | 1067.5688 | 0.084011 | 984.891 | 0.020078 | 985.295 | 0.021516
|  |  |  | 985.1337 | -0.0031923 | 724.5155 | 0.014616 | 985.1337 | -0.35212 | 974.7945 | 0 | 985.1337 | -0.24247 | 985.5384 | 0 | 979.64 | 0.00083963 | 985.5384 | 0 | 985.5384 | 0 | 985.5384 | 0 | 979.64 | -0.0036143 | 985.5384 | 0 | 724.4739 | 0.00015529 | 985.5384 | 0 | 985.5384 | 0 | 985.1337 | -0.12245 | 1067.7373 | 0.089422 | 985.1337 | -0.017016 | 1068.2899 | 0.00013913 | 1067.7373 | 0.085303 | 985.1337 | -0.059326 | 985.5384 | 0.0038205
|  |  |  | 985.3764 | 0.01576 | 724.6435 | 0 | 985.3764 | 0.15607 | 975.0358 | 0 | 985.3764 | 0.12603 | 985.7818 | 0.18988 | 979.88 | 0.017632 | 985.7818 | 0.062567 | 985.7818 | 0.025069 | 985.7818 | 0.023798 | 979.88 | 0.0056546 | 985.7818 | 0.033961 | 724.595 | 0.00016362 | 985.7818 | 0.10244 | 985.7818 | 0.010917 | 985.3764 | 0.14902 | 1067.9059 | 0.081629 | 985.3764 | 0.046184 | 1068.4603 | 0 | 1067.9059 | 0.087242 | 985.3764 | 0.045445 | 985.7818 | 0.022299
|  |  |  | 985.6191 | -0.020746 | 724.7716 | 0.013804 | 985.6191 | -0.25145 | 975.277 | 0 | 985.6191 | -0.25052 | 986.0252 | 0 | 980.12 | -0.0075566 | 986.0252 | 0 | 986.0252 | 0 | 986.0251 | 0 | 980.12 | 0.0065291 | 986.0252 | 0 | 724.716 | 0.00017521 | 986.0252 | 0 | 986.0252 | 0 | 985.6191 | -0.13493 | 1068.0744 | 0.08959 | 985.6191 | -0.068497 | 1068.6307 | 0 | 1068.0744 | 0.086537 | 985.6191 | -0.047428 | 986.0251 | -0.0033731
|  |  |  | 985.8618 | -0.014463 | 724.8996 | 0 | 985.8618 | 0.18339 | 975.5182 | 0 | 985.8618 | 0.15346 | 986.2686 | 0.10949 | 980.37 | -0.028827 | 986.2686 | 0.052507 | 986.2686 | 0.028844 | 986.2686 | 0.015309 | 980.37 | 0.0063542 | 986.2686 | 0.018576 | 724.8371 | 0.00017948 | 986.2686 | 0.071075 | 986.2686 | 0.0069256 | 985.8618 | 0.077166 | 1068.2429 | 0.07905 | 985.8618 | 0.037535 | 1068.8011 | 0 | 1068.2429 | 0.088417 | 985.8618 | -8.9073e-05 | 986.2686 | 0.018804
|  |  |  | 986.1045 | -0.049292 | 725.0277 | 0.021382 | 986.1045 | -0.43076 | 975.7596 | 0 | 986.1045 | -0.21017 | 986.512 | 0 | 980.61 | 0.0036384 | 986.5119 | 0 | 986.512 | 0 | 986.512 | 0 | 980.61 | 0.0074037 | 986.512 | 0 | 724.9581 | 0.0001809 | 986.512 | 0 | 986.512 | 0 | 986.1045 | -0.16796 | 1068.4114 | 0.089309 | 986.1045 | 0.016174 | 1068.9715 | 0.00013913 | 1068.4114 | 0.086772 | 986.1045 | -0.014377 | 986.512 | -0.00038882
|  |  |  | 986.3472 | -0.0019893 | 725.1558 | 0 | 986.3472 | 0.069859 | 976.0009 | 0 | 986.3472 | 0.11251 | 986.7554 | 0.1934 | 980.85 | 0.027708 | 986.7554 | 0.065875 | 986.7554 | 0.019362 | 986.7554 | 0.0013387 | 980.85 | -0.0032645 | 986.7554 | 0.012582 | 725.0792 | 0.00015997 | 986.7554 | 0.12836 | 986.7554 | 0.010678 | 986.3472 | 0.020275 | 1068.5799 | 0.077985 | 986.3472 | 0.055425 | 1069.1419 | 0 | 1068.5799 | 0.088887 | 986.3472 | 0.027267 | 986.7554 | 0.014353
|  |  |  | 986.5899 | -0.030875 | 725.2839 | 0.011498 | 986.5899 | -0.39931 | 976.2421 | 0 | 986.5899 | -0.23022 | 986.9988 | 0 | 981.09 | -0.011475 | 986.9988 | 0 | 986.9988 | 0 | 986.9988 | 0 | 981.09 | -0.0029147 | 986.9988 | 0 | 725.2002 | 0.00014533 | 986.9988 | 0 | 986.9988 | 0 | 986.5899 | -0.13262 | 1068.7484 | 0.089141 | 986.5899 | -0.16939 | 1069.3123 | 0 | 1068.7484 | 0.086713 | 986.5899 | -0.02958 | 986.9988 | -0.0025494
|  |  |  | 986.8326 | 0.0010629 | 725.412 | 0 | 986.8326 | 0.25338 | 976.4835 | 0 | 986.8326 | 0.10469 | 987.2422 | 0.10002 | 981.33 | 0.016513 | 987.2422 | 0.063256 | 987.2422 | 0.024221 | 987.2422 | 0.010064 | 981.33 | -0.00081612 | 987.2422 | 0.035982 | 725.3213 | 0.00017419 | 987.2422 | 0.105 | 987.2422 | 0.0058698 | 986.8326 | 0.099808 | 1068.9169 | 0.077144 | 986.8326 | -0.014435 | 1069.4827 | 0 | 1068.9169 | 0.089122 | 986.8326 | 0.0087584 | 987.2422 | 0.023576
|  |  |  | 987.0753 | -0.028711 | 725.5401 | 0.013141 | 987.0753 | -0.53035 | 976.7247 | 0 | 987.0753 | -0.24601 | 987.4856 | 0 | 981.58 | -0.029387 | 987.4856 | 0 | 987.4856 | 0 | 987.4856 | 0 | 981.58 | 0.0095019 | 987.4856 | 0 | 725.4424 | 0.00020306 | 987.4856 | 0 | 987.4856 | 0 | 987.0753 | -0.08918 | 1069.0854 | 0.089309 | 987.0753 | -0.02979 | 1069.6532 | 0 | 1069.0854 | 0.086419 | 987.0753 | -0.026688 | 987.4856 | 0.00021958
|  |  |  | 987.318 | 0.026123 | 725.6682 | 0 | 987.318 | -0.082062 | 976.9661 | 0 | 987.318 | 0.099033 | 987.729 | 0.1944 | 981.82 | 0.019311 | 987.729 | 0.10515 | 987.729 | 0.065578 | 987.729 | 0.02683 | 981.82 | -0.0023901 | 987.729 | 0.056328 | 725.5634 | 0.00021525 | 987.729 | 0.16488 | 987.729 | 0.01095 | 987.318 | 0.052676 | 1069.2539 | 0.077256 | 987.318 | 0.027759 | 1069.8236 | 0 | 1069.2539 | 0.088887 | 987.318 | 0.045445 | 987.729 | 0.018616
|  |  |  | 987.5607 | -0.031634 | 725.7964 | 0.014074 | 987.5607 | -0.21843 | 977.2074 | 0 | 987.5607 | -0.24452 | 987.9725 | 0 | 982.06 | -0.014833 | 987.9725 | 0 | 987.9725 | 0 | 987.9725 | 0 | 982.06 | -0.0034394 | 987.9725 | 0 | 725.6845 | 0.00019249 | 987.9725 | 0 | 987.9725 | 0 | 987.5607 | -0.077859 | 1069.4224 | 0.085665 | 987.5607 | 0.032631 | 1069.994 | 0.00013913 | 1069.4224 | 0.085244 | 987.5607 | -0.1912 | 987.9725 | -0.0036788
|  |  |  | 987.8035 | -0.016447 | 725.9245 | 0 | 987.8035 | -0.033417 | 977.4487 | 0 | 987.8035 | 0.090069 | 988.2159 | 0.20909 | 982.3 | -0.0053177 | 988.2159 | 0.021361 | 988.2159 | 0.012722 | 988.2159 | 0.005875 | 982.3 | 0.0032063 | 988.2159 | 0.01864 | 725.8056 | 0.00016932 | 988.2159 | 0.093609 | 988.2159 | 0.0077072 | 987.8035 | 0.08248 | 1069.5909 | 0.078826 | 987.8035 | 0.0040262 | 1070.1644 | 0 | 1069.5909 | 0.087947 | 987.8035 | 0.18541 | 988.2159 | 0.021968
|  |  |  | 988.0462 | -0.039308 | 726.0527 | 0 | 988.0462 | -0.35884 | 977.69 | 0 | 988.0462 | -0.21942 | 988.4594 | 0 | 982.55 | 0.013154 | 988.4593 | 0 | 988.4594 | 0 | 988.4594 | 0 | 982.55 | 0.0037309 | 988.4594 | 0 | 725.9266 | 0.00016281 | 988.4594 | 0 | 988.4593 | 0 | 988.0462 | -0.11575 | 1069.7594 | 0.086955 | 988.0462 | 0.0031897 | 1070.3348 | 0 | 1069.7594 | 0.084069 | 988.0462 | -0.0064811 | 988.4594 | -0.00034815
|  |  |  | 988.2889 | -0.029705 | 726.1809 | 0 | 988.2889 | -0.22478 | 977.9314 | 0 | 988.2889 | 0.12885 | 988.7028 | 0.083514 | 982.79 | -0.0030786 | 988.7028 | 0.036245 | 988.7028 | 0.0022756 | 988.7028 | 0 | 982.79 | 0.013 | 988.7028 | 0.023954 | 726.0477 | 0.00016464 | 988.7028 | 0.036673 | 988.7028 | 0.0061154 | 988.2889 | 0.019904 | 1069.9279 | 0.076975 | 988.2889 | 0.050802 | 1070.5053 | 0 | 1069.9279 | 0.087477 | 988.2889 | 0.06354 | 988.7028 | 0.023109
|  |  |  | 988.5317 | -0.038892 | 726.3091 | 0.024359 | 988.5317 | -0.60042 | 978.1727 | 0 | 988.5317 | -0.26514 | 988.9463 | 0 | 983.03 | -0.013154 | 988.9463 | 0 | 988.9463 | 0 | 988.9463 | 0 | 983.03 | -0.0013408 | 988.9463 | 0 | 726.1688 | 0.00017501 | 988.9463 | 0 | 988.9463 | 0 | 988.5317 | -0.13238 | 1070.0964 | 0.085385 | 988.5317 | -0.063005 | 1070.6757 | 0 | 1070.0964 | 0.083364 | 988.5317 | -0.055608 | 988.9463 | -0.0048788
|  |  |  | 988.7744 | -0.027659 | 726.4373 | 0 | 988.7744 | -0.013359 | 978.4141 | 0 | 988.7744 | 0.12848 | 989.1897 | 0.078136 | 983.27 | 0.0036384 | 989.1897 | 0.0032846 | 989.1897 | 0 | 989.1898 | 0.009436 | 983.27 | -0.002565 | 989.1897 | 0.013784 | 726.2898 | 0.00016139 | 989.1897 | 0.071304 | 989.1898 | 0.0088866 | 988.7744 | 0.036042 | 1070.2649 | 0.075966 | 988.7744 | -0.0036244 | 1070.8461 | 9.2755e-05 | 1070.2649 | 0.086948 | 988.7744 | 0.042966 | 989.1898 | 0.019351
|  |  |  | 989.0172 | -0.026865 | 726.5655 | 0.016916 | 989.0172 | -0.47037 | 978.6555 | 0 | 989.0172 | -0.2654 | 989.4332 | 0 | 983.52 | -0.033864 | 989.4332 | 0 | 989.4332 | 0 | 989.4332 | 0 | 983.52 | 0.0021569 | 989.4332 | 0 | 726.4109 | 0.00016749 | 989.4332 | 0 | 989.4332 | 0 | 989.0172 | -0.049442 | 1070.4334 | 0.08802 | 989.0172 | 0.0025436 | 1071.0166 | 0 | 1070.4334 | 0.082894 | 989.0172 | -0.058913 | 989.4332 | 0.00045339
|  |  |  | 989.2599 | 0.00026432 | 726.6937 | 0 | 989.2599 | 0.14072 | 978.8968 | 0 | 989.2599 | 0.1033 | 989.6767 | 0.11212 | 983.76 | -0.0019591 | 989.6767 | 0.08448 | 989.6767 | 0.026101 | 989.6767 | 0.011726 | 983.76 | 0.01195 | 989.6767 | 0.020651 | 726.532 | 0.00017745 | 989.6767 | 0.12861 | 989.6767 | 0.010899 | 989.2599 | 0.12199 | 1070.6019 | 0.085161 | 989.2599 | 0.049958 | 1071.187 | 0 | 1070.6019 | 0.086831 | 989.2599 | 0.042966 | 989.6767 | 0.018173
|  |  |  | 989.5027 | -0.029741 | 726.8219 | 0.023953 | 989.5027 | -0.60961 | 979.1382 | 0 | 989.5027 | -0.29274 | 989.9202 | 0 | 984 | 0.018752 | 989.9202 | 0 | 989.9202 | 0 | 989.9202 | 0 | 984 | -0.0050134 | 989.9202 | 0 | 726.653 | 0.00019269 | 989.9202 | 0 | 989.9202 | 0 | 989.5027 | -0.11783 | 1070.7704 | 0.08959 | 989.5027 | -0.037 | 1071.3574 | 0 | 1070.7704 | 0.083012 | 989.5027 | -0.036934 | 989.9202 | 0.0029007
|  |  |  | 989.7455 | 0.012698 | 726.9502 | 0 | 989.7455 | 0.049763 | 979.3796 | 0 | 989.7455 | 0.17233 | 990.1637 | 0.22392 | 984.24 | 0.012035 | 990.1636 | 0.067253 | 990.1637 | 0.046185 | 990.1636 | 0.018641 | 984.24 | 0.00040807 | 990.1637 | 0.0263 | 726.7741 | 0.00017806 | 990.1637 | 0.094481 | 990.1636 | 0.011689 | 989.7455 | 0.013606 | 1070.9389 | 0.075406 | 989.7455 | 0.069941 | 1071.5278 | 0 | 1070.9389 | 0.087007 | 989.7455 | 0.0089237 | 990.1636 | 0.02312
|  |  |  | 989.9882 | -0.053791 | 727.0784 | 0.013804 | 989.9882 | -0.66815 | 979.6209 | 0 | 989.9882 | -0.30872 | 990.4072 | 0 | 984.48 | -0.020431 | 990.4072 | 0 | 990.4072 | 0 | 990.4072 | 0 | 984.48 | -0.0037892 | 990.4072 | 0 | 726.8952 | 0.00017216 | 990.4072 | 0 | 990.4072 | 0 | 989.9882 | -0.14694 | 1071.1074 | 0.086674 | 989.9882 | -0.069372 | 1071.6983 | 0 | 1071.1074 | 0.083834 | 989.9882 | -0.067093 | 990.4072 | -0.0071103
|  |  |  | 990.231 | -0.0030436 | 727.2067 | 0 | 990.231 | 0.11111 | 979.8623 | 0 | 990.231 | 0.11334 | 990.6507 | 0.14357 | 984.73 | -0.028267 | 990.6507 | 0.035969 | 990.6507 | 0.00097579 | 990.6506 | 0.0018671 | 984.73 | -0.0048385 | 990.6507 | 0.032165 | 727.0163 | 0.00019554 | 990.6507 | 0.1023 | 990.6506 | 0.0068725 | 990.231 | 0.097267 | 1071.2759 | 0.075013 | 990.231 | 0.087268 | 1071.8687 | 0 | 1071.2759 | 0.088006 | 990.231 | 0.060648 | 990.6506 | 0.01986
|  |  |  | 990.4738 | -0.060212 | 727.335 | 0.022735 | 990.4738 | -0.36858 | 980.1038 | 0 | 990.4738 | -0.27537 | 990.8942 | 0 | 984.97 | 0.0013994 | 990.8942 | 0 | 990.8942 | 0 | 990.8942 | 0 | 984.97 | -0.0053632 | 990.8942 | 0 | 727.1373 | 0.00020814 | 990.8942 | 0 | 990.8942 | 0 | 990.4738 | -0.13285 | 1071.4444 | 0.08774 | 990.4738 | -0.049231 | 1072.0391 | 0 | 1071.4444 | 0.085421 | 990.4738 | -0.032637 | 990.8942 | -0.0084829
|  |  |  | 990.7166 | 0.024995 | 727.4633 | 0 | 990.7166 | 0.26189 | 980.3452 | 0 | 990.7166 | 0.15273 | 991.1377 | 0.29797 | 985.21 | 0.056816 | 991.1377 | 0.086271 | 991.1377 | 0.021199 | 991.1377 | 0.02166 | 985.21 | -0.0011659 | 991.1377 | 0.020389 | 727.2584 | 0.00019777 | 991.1377 | 0.078403 | 991.1377 | 0.0071552 | 990.7166 | 0.081094 | 1071.6129 | 0.082806 | 990.7166 | 0.033657 | 1072.2096 | 9.2755e-05 | 1071.6129 | 0.089004 | 990.7166 | 0.029167 | 991.1377 | 0.026583
|  |  |  | 990.9594 | -0.022879 | 727.5916 | 0.020705 | 990.9594 | -0.48252 | 980.5865 | 0 | 990.9594 | -0.28752 | 991.3812 | 0 | 985.45 | -0.031067 | 991.3812 | 0 | 991.3812 | 0 | 991.3812 | 0 | 985.45 | -0.0081612 | 991.3812 | 0 | 727.3795 | 0.00017704 | 991.3812 | 0 | 991.3812 | 0 | 990.9594 | -0.13054 | 1071.7814 | 0.089422 | 990.9594 | -0.0354 | 1072.38 | 0 | 1071.7814 | 0.086713 | 990.9594 | -0.069902 | 991.3812 | -0.0069161
|  |  |  | 991.2022 | 0.0001029 | 727.7199 | 0 | 991.2022 | 0.29527 | 980.828 | 0 | 991.2022 | 0.18406 | 991.6247 | 0.20413 | 985.7 | -0.02267 | 991.6247 | 0.02646 | 991.6247 | 0.01414 | 991.6248 | 0.0085484 | 985.7 | -0.0020404 | 991.6247 | 0.0095563 | 727.5006 | 0.00016423 | 991.6247 | 0.10516 | 991.6248 | 0.002589 | 991.2022 | 0.1236 | 1071.9499 | 0.079442 | 991.2022 | 0.032679 | 1072.5504 | 0 | 1071.9499 | 0.089122 | 991.2022 | 0.017517 | 991.6248 | 0.027225
|  |  |  | 991.445 | -0.064606 | 727.8483 | 0.024359 | 991.445 | -0.43216 | 981.0694 | 0 | 991.445 | -0.28692 | 991.8683 | 0 | 985.94 | -0.037222 | 991.8683 | 0 | 991.8683 | 0 | 991.8683 | 0 | 985.94 | -0.0032645 | 991.8683 | 0 | 727.6216 | 0.00017704 | 991.8683 | 0.0038086 | 991.8683 | 0 | 991.445 | -0.1176 | 1072.1184 | 0.088749 | 991.445 | -0.006453 | 1072.7209 | 0 | 1072.1184 | 0.086948 | 991.445 | -0.022392 | 991.8683 | -0.0023308
|  |  |  | 991.6878 | -0.018602 | 727.9766 | 0 | 991.6878 | -0.033312 | 981.3109 | 0 | 991.6878 | 0.12158 | 992.1118 | 0.098169 | 986.18 | 0.030506 | 992.1118 | 0.10998 | 992.1118 | 0.033246 | 992.1118 | 0.010096 | 986.18 | -0.0022152 | 992.1118 | 0.0069971 | 727.7427 | 0.00015956 | 992.1118 | 0.089726 | 992.1118 | 0.0072281 | 991.6878 | 0.14047 | 1072.2869 | 0.082414 | 991.6878 | 0.084449 | 1072.8913 | 9.2755e-05 | 1072.2869 | 0.088299 | 991.6878 | 0.011237 | 992.1118 | 0.027972
|  |  |  | 991.9306 | -0.029038 | 728.1049 | 0.023412 | 991.9306 | -0.55482 | 981.5523 | 0 | 991.9306 | -0.28884 | 992.3553 | 0 | 986.42 | 0.0075566 | 992.3554 | 0 | 992.3553 | 0 | 992.3553 | 0 | 986.42 | -0.010435 | 992.3553 | 0 | 727.8638 | 0.00016891 | 992.3553 | 0 | 992.3554 | 0 | 991.9306 | -0.1675 | 1072.4554 | 0.089197 | 991.9306 | -0.12441 | 1073.0618 | 0.00013913 | 1072.4554 | 0.086361 | 991.9306 | -0.023466 | 992.3553 | -0.0010902
|  |  |  | 992.1734 | -0.0079871 | 728.2333 | 0 | 992.1734 | 0.39244 | 981.7937 | 0 | 992.1734 | 0.1276 | 992.5989 | 0.13915 | 986.67 | 0.0092359 | 992.5989 | 0.11494 | 992.5989 | 0.030666 | 992.5989 | 0.010604 | 986.67 | -0.00011659 | 992.5989 | 0.022312 | 727.9849 | 0.00015427 | 992.5989 | 0.085962 | 992.5989 | 0.010469 | 992.1734 | 0.056142 | 1072.6238 | 0.085441 | 992.1734 | 0.16185 | 1073.2322 | 0 | 1072.6238 | 0.086948 | 992.1734 | 0.043379 | 992.5989 | 0.024264
|  |  |  | 992.4162 | -0.013197 | 728.3617 | 0.012906 | 992.4162 | -0.37039 | 982.0352 | 0 | 992.4162 | -0.22493 | 992.8425 | 0 | 986.91 | -0.037783 | 992.8425 | 0 | 992.8425 | 0 | 992.8425 | 0 | 986.91 | -0.0037892 | 992.8425 | 0 | 728.106 | 0.00018639 | 992.8425 | 0 | 992.8425 | 0 | 992.4162 | -0.086408 | 1072.7923 | 0.088637 | 992.4162 | 0.019801 | 1073.4027 | 0.00013913 | 1072.7923 | 0.085421 | 992.4162 | -0.05883 | 992.8425 | -0.0045904
|  |  |  | 992.659 | -0.0015889 | 728.4901 | 0 | 992.659 | 0.11405 | 982.2767 | 0 | 992.659 | 0.15628 | 993.086 | 0.13984 | 987.15 | -0.02267 | 993.086 | 0.06491 | 993.086 | 0.01423 | 993.086 | 0.017715 | 987.15 | -0.002565 | 993.086 | 0.053202 | 728.227 | 0.00017033 | 993.086 | 0.087545 | 993.086 | 0.0090535 | 992.659 | 0.078091 | 1072.9608 | 0.076583 | 992.659 | 0.039198 | 1073.5731 | 0 | 1072.9608 | 0.087301 | 992.659 | 0.043379 | 993.086 | 0.028892
|  |  |  | 992.9019 | -0.0056616 | 728.6185 | 0.0075091 | 992.9019 | -0.32489 | 982.5181 | 0 | 992.9019 | -0.27247 | 993.3296 | 0 | 987.39 | -0.04562 | 993.3296 | 0 | 993.3296 | 0 | 993.3296 | 0 | 987.39 | -0.012709 | 993.3296 | 0 | 728.3481 | 0.00017704 | 993.3296 | 0 | 993.3296 | 0 | 992.9019 | -0.098653 | 1073.1293 | 0.08645 | 992.9019 | -0.099319 | 1073.7435 | 0 | 1073.1293 | 0.086596 | 992.9019 | -0.040074 | 993.3296 | 0.0016579
|  |  |  | 993.1447 | -0.01616 | 728.7469 | 0 | 993.1447 | 0.016285 | 982.7596 | 0 | 993.1447 | 0.1492 | 993.5732 | 0.062356 | 987.63 | 0.0053177 | 993.5732 | 0.023842 | 993.5732 | 0.014592 | 993.5732 | 0.0018655 | 987.63 | 0.0046053 | 993.5732 | 0.016599 | 728.4692 | 0.00014391 | 993.5732 | 0.10596 | 993.5732 | 0.0084345 | 993.1447 | 0.089642 | 1073.2978 | 0.077985 | 993.1447 | 0.025792 | 1073.914 | 9.2755e-05 | 1073.2978 | 0.088652 | 993.1447 | 0.077669 | 993.5732 | 0.02258
|  |  |  | 993.3875 | -0.057925 | 728.8753 | 0.016916 | 993.3875 | -0.50556 | 983.0011 | 0 | 993.3875 | -0.28615 | 993.8168 | 0 | 987.88 | -0.02211 | 993.8168 | 0 | 993.8168 | 0 | 993.8168 | 0 | 987.88 | 0.0016322 | 993.8168 | 0 | 728.5903 | 0.00015997 | 993.8168 | 0 | 993.8168 | 0 | 993.3875 | -0.20932 | 1073.4663 | 0.085553 | 993.3875 | 0.0045061 | 1074.0845 | 0 | 1073.4663 | 0.086654 | 993.3875 | -0.040074 | 993.8168 | -1.3555e-06
|  |  |  | 993.6304 | 0.015373 | 729.0037 | 0 | 993.6304 | 0.056127 | 983.2426 | 0 | 993.6304 | 0.1052 | 994.0603 | 0.20578 | 988.12 | 0.00083963 | 994.0603 | 0.055677 | 994.0603 | 0.015317 | 994.0604 | 0.013195 | 988.12 | 0.011776 | 994.0603 | 0.028402 | 728.7114 | 0.00016667 | 994.0603 | 0.12812 | 994.0604 | 0.0064269 | 993.6304 | 0.10535 | 1073.6348 | 0.077536 | 993.6304 | 0.068849 | 1074.2549 | 0 | 1073.6348 | 0.088946 | 993.6304 | 0.010411 | 994.0604 | 0.024797
|  |  |  | 993.8732 | -0.039294 | 729.1322 | 0.026254 | 993.8732 | -0.64698 | 983.4841 | 0 | 993.8732 | -0.23293 | 994.3039 | 0 | 988.36 | 0.018752 | 994.3039 | 0 | 994.3039 | 0 | 994.304 | 0 | 988.36 | -0.0030897 | 994.3039 | 0 | 728.8325 | 0.00017704 | 994.3039 | 0 | 994.304 | 0 | 993.8732 | -0.2084 | 1073.8033 | 0.087515 | 993.8732 | 0.011665 | 1074.4253 | 0.00013913 | 1073.8033 | 0.086184 | 993.8732 | 0.0076895 | 994.304 | 0
|  |  |  | 994.1161 | -0.0064017 | 729.2607 | 0 | 994.1161 | 0.014303 | 983.7256 | 0 | 994.1161 | 0.15537 | 994.5475 | 0.16541 | 988.6 | 0.0058775 | 994.5476 | 0.049199 | 994.5475 | 0.0052884 | 994.5475 | 0.00904 | 988.6 | 0.011426 | 994.5475 | 0.023643 | 728.9535 | 0.00017602 | 994.5475 | 0.074282 | 994.5476 | 0.0056091 | 994.1161 | 0.050366 | 1073.9717 | 0.077648 | 994.1161 | -0.027043 | 1074.5958 | 0 | 1073.9717 | 0.088711 | 994.1161 | 0.065605 | 994.5475 | 0
|  |  |  | 994.3589 | -0.02005 | 729.3891 | 0.025577 | 994.3589 | -0.34035 | 983.9671 | 0 | 994.3589 | -0.27427 | 994.7912 | 0 | 988.85 | -0.033306 | 994.7912 | 0 | 994.7912 | 0 | 994.7911 | 0 | 988.85 | 0.012825 | 994.7912 | 0 | 729.0746 | 0.0001868 | 994.7912 | 0 | 994.7911 | 0 | 994.359 | -0.15711 | 1074.1402 | 0.08617 | 994.3589 | -0.044706 | 1074.7663 | 0 | 1074.1402 | 0.085597 | 994.359 | -0.21995 | 994.7911 | 0
|  |  |  | 994.6018 | -0.0049887 | 729.5176 | 0 | 994.6018 | -0.044504 | 984.2086 | 0 | 994.6018 | 0.13102 | 995.0348 | 0.091053 | 989.09 | 0.046181 | 995.0348 | 0.091646 | 995.0348 | 0.01164 | 995.0348 | 0.018733 | 989.09 | 0.0046053 | 995.0348 | 0.063214 | 729.1957 | 0.00017988 | 995.0348 | 0.051633 | 995.0348 | 0.0062791 | 994.6018 | 0.08017 | 1074.3087 | 0.076863 | 994.6018 | 0.042782 | 1074.9367 | 0 | 1074.3087 | 0.088534 | 994.6018 | 0.22714 | 995.0348 | 0
|  |  |  | 994.8447 | -0.0081592 | 729.6461 | 0.011498 | 994.8447 | -0.46212 | 984.4501 | 0 | 994.8447 | -0.26462 | 995.2784 | 0 | 989.33 | -0.019311 | 995.2784 | 0 | 995.2784 | 0 | 995.2784 | 0 | 989.33 | -0.0043139 | 995.2784 | 0 | 729.3168 | 0.00018558 | 995.2784 | 0 | 995.2784 | 0 | 994.8447 | -0.11852 | 1074.4772 | 0.087628 | 994.8447 | -0.028808 | 1075.1072 | 0.00013913 | 1074.4772 | 0.085421 | 994.8447 | -0.04718 | 995.2784 | 0
|  |  |  | 995.0876 | 0.005481 | 729.7746 | 0 | 995.0876 | 0.22388 | 984.6917 | 0 | 995.0876 | 0.17029 | 995.522 | 0.14706 | 989.57 | 0.010355 | 995.522 | 0.079794 | 995.522 | 0.050725 | 995.522 | 0.0146 | 989.57 | 0.014224 | 995.522 | 0.019341 | 729.4379 | 0.00016789 | 995.522 | 0.13035 | 995.522 | 0.009466 | 995.0875 | 0.079246 | 1074.6457 | 0.079554 | 995.0876 | -0.042626 | 1075.2776 | 0 | 1074.6457 | 0.088652 | 995.0875 | 0.079073 | 995.522 | 0
|  |  |  | 995.3304 | -0.027673 | 729.9031 | 0.019758 | 995.3304 | -0.44203 | 984.9332 | 0 | 995.3304 | -0.27117 | 995.7657 | 0 | 989.82 | 0.0047579 | 995.7657 | 0 | 995.7657 | 0 | 995.7656 | 0 | 989.82 | 0.00093272 | 995.7657 | 0 | 729.559 | 0.00018558 | 995.7657 | 0 | 995.7656 | 0 | 995.3304 | -0.15456 | 1074.8142 | 0.089141 | 995.3304 | -0.029547 | 1075.4481 | 0.0004174 | 1074.8142 | 0.086008 | 995.3304 | -0.049658 | 995.7656 | 0
|  |  |  | 995.5733 | -0.011622 | 730.0317 | 0 | 995.5733 | -0.10359 | 985.1747 | 0 | 995.5733 | 0.16931 | 996.0093 | 0.073449 | 990.06 | 0.027708 | 996.0093 | 0.074557 | 996.0093 | 0.014423 | 996.0093 | 0.011045 | 990.06 | 0.014399 | 996.0093 | 0.037641 | 729.6801 | 0.00017033 | 996.0093 | 0.15448 | 996.0093 | 0.010712 | 995.5733 | 0.064459 | 1074.9826 | 0.085161 | 995.5733 | 0.0036454 | 1075.6185 | 0 | 1074.9826 | 0.089063 | 995.5733 | 0.045445 | 996.0093 | 0
|  |  |  | 995.8162 | -0.012294 | 730.1602 | 0.01854 | 995.8162 | -0.53716 | 985.4163 | 0 | 995.8162 | -0.3258 | 996.2529 | 0 | 990.3 | -0.033306 | 996.2529 | 0 | 996.2529 | 0 | 996.2529 | 0 | 990.3 | -0.0015157 | 996.2529 | 0 | 729.8012 | 0.00019533 | 996.2529 | 0 | 996.2529 | 0 | 995.8162 | -0.14856 | 1075.1511 | 0.088805 | 995.8162 | -0.05477 | 1075.789 | 0.00013913 | 1075.1511 | 0.086654 | 995.8162 | -0.05098 | 996.2529 | 0
|  |  |  | 996.0591 | -0.0048132 | 730.2887 | 0 | 996.0591 | 0.29931 | 985.6578 | 0 | 996.0591 | 0.1773 | 996.4966 | 0.16049 | 990.54 | 0.0025189 | 996.4966 | 0.10832 | 996.4966 | 0.032125 | 996.4966 | 0.027925 | 990.54 | 0.010202 | 996.4966 | 0.045467 | 729.9223 | 0.00019167 | 996.4966 | 0.1078 | 996.4966 | 0.0077 | 996.0591 | 0.1102 | 1075.3196 | 0.084264 | 996.0591 | -0.013137 | 1075.9595 | 0 | 1075.3196 | 0.088417 | 996.0591 | 0.039165 | 996.4966 | 0
|  |  |  | 996.302 | -0.079688 | 730.4173 | 0.012906 | 996.302 | -0.43833 | 985.8994 | 0 | 996.302 | -0.31995 | 996.7402 | 0 | 990.79 | -0.0086761 | 996.7402 | 0 | 996.7402 | 0 | 996.7402 | 0 | 990.79 | -0.0085115 | 996.7402 | 0 | 730.0434 | 0.00020489 | 996.7402 | 0 | 996.7402 | 0 | 996.302 | -0.16149 | 1075.4881 | 0.089702 | 996.302 | -0.038193 | 1076.1299 | 0 | 1075.4881 | 0.086361 | 996.302 | -0.026771 | 996.7402 | 0
|  |  |  | 996.5449 | -0.0087917 | 730.5459 | 0 | 996.5449 | -0.13308 | 986.141 | 0 | 996.5449 | 0.18378 | 996.9839 | 0.15921 | 991.03 | -0.0047579 | 996.9839 | 0.085444 | 996.9839 | 0.05093 | 996.9839 | 0.014573 | 991.03 | 0.0068789 | 996.9839 | 0.0232 | 730.1645 | 0.00017358 | 996.9839 | 0.031535 | 996.9839 | 0.012123 | 996.5449 | -0.010239 | 1075.6566 | 0.081404 | 996.5449 | 0.023721 | 1076.3004 | 0 | 1075.6566 | 0.087653 | 996.5449 | 0.021483 | 996.9839 | 0
|  |  |  | 996.7878 | -0.010266 | 730.6745 | 0.012437 | 996.7878 | -0.58694 | 986.3826 | 0 | 996.7878 | -0.25436 | 997.2276 | 0 | 991.27 | -0.0097957 | 997.2276 | 0 | 997.2276 | 0 | 997.2276 | 0 | 991.27 | -0.0011659 | 997.2276 | 0 | 730.2855 | 0.0001622 | 997.2276 | 0 | 997.2276 | 0 | 996.7878 | -0.043666 | 1075.825 | 0.089534 | 996.7878 | 0.010519 | 1076.4709 | 0 | 1075.825 | 0.086302 | 996.7878 | -0.047014 | 997.2276 | 0
|  |  |  | 997.0307 | -0.00048783 | 730.8031 | 0 | 997.0307 | 0.26756 | 986.6241 | 0 | 997.0307 | 0.16009 | 997.4713 | 0.088626 | 991.51 | -0.0075566 | 997.4713 | 0.078692 | 997.4713 | 0.040482 | 997.4713 | 0.0052586 | 991.51 | 0.0023318 | 997.4713 | 0.04273 | 730.4067 | 0.00013476 | 997.4713 | 0.073456 | 997.4713 | 0.0094892 | 997.0307 | 0.12823 | 1075.9935 | 0.083367 | 997.0307 | 0.051083 | 1076.6413 | 0 | 1075.9935 | 0.087653 | 997.0307 | 0.042222 | 997.4713 | 0
|  |  |  | 997.2736 | -0.019756 | 730.9317 | 0.018811 | 997.2736 | -0.29176 | 986.8657 | 0 | 997.2736 | -0.31779 | 997.7149 | 0 | 991.76 | -0.034425 | 997.7149 | 0 | 997.7149 | 0 | 997.715 | 0 | 991.76 | -0.0044887 | 997.7149 | 0 | 730.5277 | 0.00016647 | 997.7149 | 0 | 997.715 | 0 | 997.2736 | -0.14532 | 1076.162 | 0.088805 | 997.2736 | -0.079396 | 1076.8118 | 0 | 1076.162 | 0.086302 | 997.2736 | -0.055029 | 997.715 | 0
|  |  |  | 997.5165 | 0.0018703 | 731.0603 | 0 | 997.5165 | 0.099188 | 987.1073 | 0 | 997.5165 | 0.15437 | 997.9586 | 0.10414 | 992 | 0.0069968 | 997.9586 | 0.12403 | 997.9586 | 0.019743 | 997.9586 | 0.018713 | 992 | 0.0046053 | 997.9586 | 0.013834 | 730.6489 | 0.00014919 | 997.9586 | 0.11105 | 997.9586 | 0.013976 | 997.5166 | 0.15202 | 1076.3305 | 0.080115 | 997.5165 | 0.065006 | 1076.9823 | 0 | 1076.3305 | 0.088299 | 997.5166 | 0.027267 | 997.9586 | 0
|  |  |  | 997.7595 | -0.02539 | 731.1889 | 0.0046932 | 997.7595 | -0.20129 | 987.3489 | 0 | 997.7595 | -0.28501 | 998.2023 | 0 | 992.24 | -0.0097957 | 998.2023 | 0 | 998.2023 | 0 | 998.2023 | 0 | 992.24 | 0.0067039 | 998.2023 | 0 | 730.7699 | 0.00016464 | 998.2023 | 0 | 998.2023 | 0 | 997.7595 | -0.098653 | 1076.4989 | 0.088356 | 997.7595 | 0.029258 | 1077.1527 | 0 | 1076.4989 | 0.086772 | 997.7595 | -0.057591 | 998.2023 | 0
|  |  |  | 998.0024 | -0.0015008 | 731.3176 | 0 | 998.0024 | -0.044962 | 987.5905 | 0 | 998.0024 | 0.20215 | 998.446 | 0.10215 | 992.48 | 0.011475 | 998.446 | 0.048097 | 998.446 | 0.029342 | 998.446 | 0.010269 | 992.48 | 0.0082777 | 998.446 | 0.036645 | 730.891 | 0.00013436 | 998.446 | 0.12171 | 998.446 | 0.0069423 | 998.0024 | 0.1712 | 1076.6674 | 0.07933 | 998.0024 | -0.066833 | 1077.3232 | 0 | 1076.6674 | 0.089004 | 998.0024 | 0.032555 | 998.446 | 0
|  |  |  | 998.2453 | -0.026952 | 731.4463 | 0.017863 | 998.2453 | -0.55357 | 987.8322 | 0 | 998.2453 | -0.34029 | 998.6897 | 0 | 992.73 | -0.0075566 | 998.6897 | 0 | 998.6897 | 0 | 998.6898 | 0 | 992.73 | -0.0034394 | 998.6897 | 0 | 731.0122 | 0.00014777 | 998.6897 | 0 | 998.6898 | 0 | 998.2453 | -0.2345 | 1076.8359 | 0.08959 | 998.2453 | -0.040927 | 1077.4937 | 0.00013913 | 1076.8359 | 0.086419 | 998.2453 | -0.02611 | 998.6898 | 0
|  |  |  | 998.4883 | 0.018265 | 731.5749 | 0 | 998.4883 | -0.10284 | 988.0738 | 0 | 998.4883 | 0.16029 | 998.9334 | 0.15336 | 992.97 | -0.027708 | 998.9334 | 0.12472 | 998.9334 | 0.015811 | 998.9335 | 0.022268 | 992.97 | 0.008628 | 998.9334 | 0.056038 | 731.1332 | 0.00014858 | 998.9334 | 0.10228 | 998.9335 | 0.0080429 | 998.4883 | 0.071159 | 1077.0043 | 0.082582 | 998.4883 | 0.058445 | 1077.6642 | 0 | 1077.0043 | 0.088828 | 998.4883 | 0.068084 | 998.9335 | 0
|  |  |  | 998.7312 | -0.036286 | 731.7036 | 0.011498 | 998.7312 | -0.50732 | 988.3154 | 0 | 998.7312 | -0.35221 | 999.1772 | 0 | 993.21 | -0.0030786 | 999.1772 | 0 | 999.1772 | 0 | 999.1772 | 0 | 993.21 | -0.0081612 | 999.1772 | 0 | 731.2544 | 0.00017602 | 999.1772 | 0 | 999.1772 | 0 | 998.7312 | -0.134 | 1077.1728 | 0.089309 | 998.7312 | -0.0025257 | 1077.8347 | 0.00013913 | 1077.1728 | 0.086008 | 998.7312 | -0.055525 | 999.1772 | 0
|  |  |  | 998.9742 | 0.0015069 | 731.8323 | 0 | 998.9742 | 0.22245 | 988.5571 | 0 | 998.9742 | 0.17424 | 999.4209 | 0.18963 | 993.45 | -0.02155 | 999.4209 | 0.15035 | 999.4209 | 0.043874 | 999.4209 | 0.0081344 | 993.45 | 0.0089776 | 999.4209 | 0.054679 | 731.3755 | 0.0001681 | 999.4209 | 0.17678 | 999.4209 | 0.0058386 | 998.9742 | 0.13377 | 1077.3413 | 0.083647 | 998.9742 | 0.021873 | 1078.0051 | 0 | 1077.3413 | 0.088887 | 998.9742 | 0.053872 | 999.4209 | 0
|  |  |  | 999.2171 | -0.039498 | 731.961 | 0.0072746 | 999.2171 | -0.37831 | 988.7987 | 0 | 999.2171 | -0.35015 | 999.6646 | 0 | 993.7 | 0.026029 | 999.6646 | 0 | 999.6646 | 0 | 999.6646 | 0 | 993.7 | -0.0023901 | 999.6646 | 0 | 731.4966 | 0.00017602 | 999.6646 | 0 | 999.6646 | 0 | 999.2171 | -0.1377 | 1077.5098 | 0.088525 | 999.2171 | 0.09332 | 1078.1756 | 0.00013913 | 1077.5098 | 0.086478 | 999.2171 | -0.03619 | 999.6646 | 0
|  |  |  | 999.4601 | 0.010158 | 732.0897 | 0 | 999.4601 | -0.023667 | 989.0403 | 0 | 999.4601 | 0.22098 | 999.9084 | 0.11386 | 993.94 | 0.0069968 | 999.9084 | 0.076349 | 999.9084 | 0.050955 | 999.9084 | 0.017461 | 993.94 | 0.00023318 | 999.9084 | 0.033502 | 731.6177 | 0.00015184 | 999.9084 | 0.092009 | 999.9084 | 0.0053889 | 999.4601 | 0.054063 | 1077.6782 | 0.080003 | 999.4601 | 0.086774 | 1078.3461 | 0 | 1077.6782 | 0.089298 | 999.4601 | 0.028754 | 999.9084 | 0
|  |  |  | 999.703 | -0.039494 | 732.2185 | 0.013804 | 999.703 | -0.56449 | 989.282 | 0 | 999.703 | -0.26309 | 1000.1521 | 0 | 994.18 | -0.0092359 | 1000.1521 | 0 | 1000.1521 | 0 | 1000.1521 | 0 | 994.18 | -0.0053632 | 1000.1521 | 0 | 731.7388 | 0.0001496 | 1000.1521 | 0 | 1000.1521 | 0 | 999.703 | -0.15618 | 1077.8467 | 0.089029 | 999.703 | -0.0084391 | 1078.5166 | 0.00013913 | 1077.8467 | 0.086889 | 999.703 | -0.056599 | 1000.1521 | 0
|  |  |  | 999.946 | -0.017467 | 732.3472 | 0 | 999.946 | 0.44079 | 989.5237 | 0 | 999.946 | 0.13992 | 1000.3959 | 0.098395 | 994.42 | 0.02211 | 1000.3958 | 0.088614 | 1000.3959 | 0.02486 | 1000.3959 | 0.015597 | 994.42 | 0.0032063 | 1000.3959 | 0.031127 | 731.8599 | 0.00013253 | 1000.3959 | 0.14742 | 1000.3959 | 0.0074536 | 999.946 | 0.11991 | 1078.0152 | 0.078153 | 999.946 | 0.018163 | 1078.687 | 0 | 1078.0152 | 0.088711 | 999.946 | 0.060317 | 1000.3959 | 0
|  |  |  | 1000.189 | -0.028889 | 732.476 | 0.0084479 | 1000.189 | -0.45148 | 989.7653 | 0 | 1000.189 | -0.35445 | 1000.6396 | 0 | 994.67 | 0.013714 | 1000.6396 | 0 | 1000.6396 | 0 | 1000.6396 | 0 | 994.67 | -0.008861 | 1000.6396 | 0 | 731.981 | 0.00014899 | 1000.6396 | 0 | 1000.6396 | 0 | 1000.189 | -0.097729 | 1078.1836 | 0.087852 | 1000.189 | -0.0036211 | 1078.8575 | 0.00013913 | 1078.1836 | 0.086654 | 1000.189 | -0.043875 | 1000.6396 | 0
|  |  |  | 1000.432 | 0.0014487 | 732.6047 | 0 | 1000.432 | 0.2184 | 990.007 | 0 | 1000.432 | 0.16248 | 1000.8834 | 0.21398 | 994.91 | 0.0036384 | 1000.8834 | 0.10598 | 1000.8834 | 0 | 1000.8834 | 0.014474 | 994.91 | 0.0079281 | 1000.8834 | 0.0032301 | 732.1021 | 0.00015001 | 1000.8834 | 0.055963 | 1000.8834 | 0.005621 | 1000.432 | 0.037197 | 1078.3521 | 0.07905 | 1000.432 | 0.035141 | 1079.028 | 0 | 1078.3521 | 0.088241 | 1000.432 | 0.034703 | 1000.8834 | 0
|  |  |  | 1000.6749 | -0.016885 | 732.7335 | 0.013804 | 1000.6749 | -0.39551 | 990.2487 | 0 | 1000.6749 | -0.38853 | 1001.1271 | 0 | 995.15 | -0.006437 | 1001.1271 | 0 | 1001.1271 | 0 | 1001.1271 | 0 | 995.15 | -0.012009 | 1001.1271 | 0 | 732.2232 | 0.0001624 | 1001.1271 | 0 | 1001.1271 | 0 | 1000.6749 | -0.1139 | 1078.5205 | 0.087459 | 1000.6749 | -0.015774 | 1079.1985 | 0 | 1078.5205 | 0.086478 | 1000.6749 | -0.078743 | 1001.1271 | 0
|  |  |  | 1000.9179 | -0.0069305 | 732.8623 | 0 | 1000.9179 | 0.3298 | 990.4904 | 0 | 1000.9179 | 0.19018 | 1001.3709 | 0.19088 | 995.39 | -0.0036384 | 1001.3709 | 0.075798 | 1001.3709 | 0.0076222 | 1001.3709 | 0.010887 | 995.39 | 0.010202 | 1001.3709 | 0.038249 | 732.3443 | 0.00015468 | 1001.3709 | 0.11947 | 1001.3709 | 0.0066683 | 1000.9179 | 0.15179 | 1078.689 | 0.083871 | 1000.9179 | 0.051638 | 1079.369 | 9.2755e-05 | 1078.689 | 0.088417 | 1000.9179 | 0.089732 | 1001.3709 | 0
|  |  |  | 1001.1609 | 0.00064602 | 732.9911 | 0.0061012 | 1001.1609 | -0.88118 | 990.7321 | 0 | 1001.1609 | -0.29362 | 1001.6147 | 0 | 995.64 | 0.017072 | 1001.6147 | 0 | 1001.6147 | 0 | 1001.6147 | 0 | 995.64 | -0.0013408 | 1001.6147 | 0 | 732.4654 | 0.00016667 | 1001.6147 | 0 | 1001.6147 | 0 | 1001.1609 | -0.079015 | 1078.8575 | 0.088132 | 1001.1609 | 0.095943 | 1079.5395 | 0.00013913 | 1078.8575 | 0.086596 | 1001.1609 | -0.23433 | 1001.6147 | 0
|  |  |  | 1001.4039 | 0.0026317 | 733.1199 | 0 | 1001.4039 | -0.096766 | 990.9738 | 0 | 1001.4039 | 0.20167 | 1001.8585 | 0.08547 | 995.88 | -0.010355 | 1001.8585 | 0.10942 | 1001.8585 | 0.014141 | 1001.8585 | 0.001785 | 995.88 | 0.010551 | 1001.8585 | 0.02218 | 732.5865 | 0.00016993 | 1001.8585 | 0.10185 | 1001.8585 | 0.0075541 | 1001.4039 | 0.075549 | 1079.0259 | 0.087011 | 1001.4039 | -0.014974 | 1079.71 | 0 | 1079.0259 | 0.088887 | 1001.4039 | 0.234 | 1001.8585 | 0
|  |  |  | 1001.6469 | -0.0032998 | 733.2487 | 0.013376 | 1001.6469 | -0.12191 | 991.2155 | 0 | 1001.6469 | -0.29776 | 1002.1023 | 0 | 996.12 | -0.0047579 | 1002.1023 | 0 | 1002.1023 | 0 | 1002.1023 | 0 | 996.12 | 0.00023318 | 1002.1023 | 0 | 732.7076 | 0.00016383 | 1002.1023 | 0 | 1002.1023 | 0 | 1001.6469 | -0.10304 | 1079.1944 | 0.088412 | 1001.6469 | -0.053741 | 1079.8805 | 0.00013913 | 1079.1944 | 0.086478 | 1001.6469 | -0.063953 | 1002.1023 | 0
|  |  |  | 1001.8899 | 0.00024145 | 733.3776 | 0 | 1001.8899 | 0.38221 | 991.4572 | 0 | 1001.8899 | 0.19312 | 1002.3461 | 0.24991 | 996.36 | 0.0086761 | 1002.3461 | 0.07373 | 1002.3461 | 0.053714 | 1002.3461 | 0.041132 | 996.36 | -0.0032645 | 1002.3461 | 0.072886 | 732.8288 | 0.00015651 | 1002.3461 | 0.12304 | 1002.3461 | 0.017318 | 1001.8899 | 0.11483 | 1079.3629 | 0.079835 | 1001.8899 | 0.033719 | 1080.051 | 0 | 1079.3629 | 0.089004 | 1001.8899 | 0.09345 | 1002.3461 | 0
|  |  |  | 1002.1329 | -0.018955 | 733.5064 | 0.005632 | 1002.1329 | -0.63584 | 991.699 | 0 | 1002.1329 | -0.32507 | 1002.5899 | 0 | 996.61 | -0.025469 | 1002.5899 | 0 | 1002.5899 | 0 | 1002.5898 | 0 | 996.61 | 0.00023318 | 1002.5899 | 0 | 732.9499 | 0.00014858 | 1002.5899 | 0 | 1002.5898 | 0 | 1002.1329 | -0.15595 | 1079.5313 | 0.087908 | 1002.1329 | -0.068322 | 1080.2214 | 0 | 1079.5313 | 0.086772 | 1002.1329 | -0.051559 | 1002.5898 | 0
|  |  |  | 1002.3759 | -0.0016919 | 733.6353 | 0 | 1002.3759 | 0.38668 | 991.9407 | 0 | 1002.3759 | 0.14375 | 1002.8337 | 0.11047 | 996.85 | -0.0019591 | 1002.8337 | 0.12141 | 1002.8337 | 0.024638 | 1002.8337 | 0.0097845 | 996.85 | -0.0062376 | 1002.8337 | 0.030401 | 733.071 | 0.00017379 | 1002.8337 | 0.15695 | 1002.8337 | 0.0085023 | 1002.3759 | 0.025645 | 1079.6998 | 0.081292 | 1002.3759 | 0.10109 | 1080.3919 | 0 | 1079.6998 | 0.089181 | 1002.3759 | 0.10023 | 1002.8337 | 0
|  |  |  | 1002.619 | -0.010426 | 733.7642 | 0.0011733 | 1002.619 | -0.33761 | 992.1824 | 0 | 1002.619 | -0.34748 | 1003.0775 | 0 | 997.09 | 0.011475 | 1003.0775 | 0 | 1003.0775 | 0 | 1003.0775 | 0 | 997.09 | 0.010377 | 1003.0775 | 0 | 733.1921 | 0.00018598 | 1003.0775 | 0 | 1003.0775 | 0 | 1002.619 | -0.027724 | 1079.8682 | 0.089141 | 1002.619 | -0.13326 | 1080.5624 | 0 | 1079.8682 | 0.086889 | 1002.619 | -0.035364 | 1003.0775 | 0
|  |  |  | 1002.862 | -0.024647 | 733.8931 | 0 | 1002.862 | 0.01737 | 992.4242 | 0 | 1002.862 | 0.099269 | 1003.3213 | 0.038788 | 997.33 | -0.026587 | 1003.3213 | 0.080208 | 1003.3213 | 0.032095 | 1003.3214 | 0.012536 | 997.33 | -0.0034394 | 1003.3213 | 0.0165 | 733.3132 | 0.000187 | 1003.3213 | 0.12513 | 1003.3214 | 0.0086582 | 1002.862 | 0.080863 | 1080.0367 | 0.080507 | 1002.862 | 0.083399 | 1080.7329 | 0 | 1080.0367 | 0.088476 | 1002.862 | 0.082544 | 1003.3214 | 0
|  |  |  | 1003.105 | -0.043489 | 734.0219 | 0.0030506 | 1003.105 | -0.76077 | 992.6659 | 0 | 1003.105 | -0.38379 | 1003.5652 | 0 | 997.58 | 0.018192 | 1003.5652 | 0 | 1003.5652 | 0 | 1003.5651 | 0 | 997.58 | -0.0043139 | 1003.5652 | 0 | 733.4343 | 0.00016505 | 1003.5652 | 0 | 1003.5651 | 0 | 1003.105 | -0.1913 | 1080.2051 | 0.088356 | 1003.105 | 0.067172 | 1080.9034 | 0 | 1080.2051 | 0.086478 | 1003.105 | -0.06544 | 1003.5651 | 0
|  |  |  | 1003.3481 | 0.012582 | 734.1509 | 0 | 1003.3481 | 0.080821 | 992.9077 | 0 | 1003.3481 | 0.26118 | 1003.809 | 0.27496 | 997.82 | 0.025469 | 1003.809 | 0.1363 | 1003.809 | 0.061632 | 1003.809 | 0.027437 | 997.82 | -0.004139 | 1003.809 | 0.073842 | 733.5554 | 0.00016037 | 1003.809 | 0.10881 | 1003.809 | 0.0083778 | 1003.348 | 0.14163 | 1080.3736 | 0.08247 | 1003.3481 | 0.08307 | 1081.0739 | 9.2755e-05 | 1080.3736 | 0.088241 | 1003.348 | 0.053046 | 1003.809 | 0
|  |  |  | 1003.5911 | -0.029002 | 734.2798 | 0.024224 | 1003.5911 | -0.74716 | 993.1495 | 0 | 1003.5911 | -0.34038 | 1004.0528 | 0 | 998.06 | -0.0069968 | 1004.0528 | 0 | 1004.0528 | 0 | 1004.0529 | 0 | 998.06 | -0.0099105 | 1004.0528 | 0 | 733.6766 | 0.00017216 | 1004.0528 | 0 | 1004.0529 | 0 | 1003.5911 | -0.20932 | 1080.5421 | 0.088412 | 1003.5911 | -0.082436 | 1081.2444 | 0 | 1080.5421 | 0.086478 | 1003.5911 | -0.044453 | 1004.0529 | 0
|  |  |  | 1003.8341 | -0.010278 | 734.4087 | 0 | 1003.8341 | 0.39216 | 993.3912 | 0 | 1003.8341 | 0.18895 | 1004.2967 | 0.087901 | 998.3 | -0.0019591 | 1004.2967 | 0.052094 | 1004.2967 | 0.039911 | 1004.2967 | 0.0045484 | 998.3 | -0.0034394 | 1004.2967 | 0.0021336 | 733.7977 | 0.00016749 | 1004.2967 | 0.080441 | 1004.2967 | 0.0044929 | 1003.8341 | 0.18714 | 1080.7105 | 0.082301 | 1003.8341 | 0.16368 | 1081.4149 | 0 | 1080.7105 | 0.088652 | 1003.8341 | 0.09155 | 1004.2967 | 0
|  |  |  | 1004.0772 | 0.00066151 | 734.5377 | 0.015698 | 1004.0772 | -0.58595 | 993.633 | 0 | 1004.0772 | -0.39013 | 1004.5405 | 0 | 998.55 | -0.041141 | 1004.5405 | 0 | 1004.5405 | 0 | 1004.5405 | 0 | 998.55 | 0.0016322 | 1004.5405 | 0 | 733.9188 | 0.00012114 | 1004.5405 | 0 | 1004.5405 | 0 | 1004.0772 | -0.15734 | 1080.879 | 0.089197 | 1004.0772 | -0.078814 | 1081.5854 | 0 | 1080.879 | 0.088946 | 1004.0772 | -0.077999 | 1004.5405 | 0
|  |  |  | 1004.3202 | -0.033206 | 734.6666 | 0 | 1004.3202 | -0.72832 | 993.8748 | 0 | 1004.3202 | -0.37895 | 1004.7844 | 0 | 998.79 | -0.02435 | 1004.7844 | 0 | 1004.7844 | 0 | 1004.7844 | 0 | 998.79 | -0.0072872 | 1004.7844 | 0 | 734.0399 | 0.0003431 | 1004.7844 | 0 | 1004.7844 | 0 | 1004.3202 | -0.20447 | 1081.0474 | 0.09116 | 1004.3202 | -0.10769 | 1081.7559 | 0 | 1081.0474 | 0.088711 | 1004.3202 | -0.012229 | 1004.7844 | 0
|  |  |  | 1004.5633 | 0.004592 | 734.7956 | 0.015292 | 1004.5633 | 0.43864 | 994.1166 | 0 | 1004.5633 | 0.11726 | 1005.0283 | 0.30532 | 999.03 | 0.020431 | 1005.0282 | 0.087925 | 1005.0283 | 0.046778 | 1005.0283 | 0.025992 | 999.03 | -0.0043139 | 1005.0283 | 0.031239 | 734.161 | 0.00029534 | 1005.0283 | 0.13534 | 1005.0283 | 0.0067998 | 1004.5633 | 0.12799 | 1081.2159 | 0.081236 | 1004.5633 | 0.045766 | 1081.9264 | 0.00069566 | 1081.2159 | 0.088769 | 1004.5633 | 0.075273 | 1005.0283 | 0
|  |  |  | 1004.8063 | 0.0027105 | 734.9246 | 0 | 1004.8063 | -0.57805 | 994.3584 | 0 | 1004.8063 | -0.32958 | 1005.2721 | 0 | 999.27 | 0.0092359 | 1005.2721 | 0 | 1005.2721 | 0 | 1005.2721 | 0 | 999.27 | -0.010784 | 1005.2721 | 0 | 734.2822 | 0.0005423 | 1005.2721 | 0 | 1005.2721 | 0 | 1004.8063 | -0.086177 | 1081.3843 | 0.091384 | 1004.8063 | 0.07217 | 1082.097 | 0 | 1081.3843 | 0.086772 | 1004.8063 | -0.019996 | 1005.2721 | 0
|  |  |  | 1005.0494 | 0.019725 | 735.0536 | 0.011733 | 1005.0494 | 0.030227 | 994.6002 | 0 | 1005.0494 | 0.20261 | 1005.516 | 0.15261 | 999.52 | -0.0036384 | 1005.516 | 0.13313 | 1005.516 | 0.03689 | 1005.516 | 0.022109 | 999.52 | 0.01195 | 1005.516 | 0.049864 | 734.4033 | 0.00025509 | 1005.516 | 0.16882 | 1005.516 | 0.0074281 | 1005.0494 | 0.17189 | 1081.5528 | 0.078657 | 1005.0494 | 0.0034905 | 1082.2675 | 0.0004174 | 1081.5528 | 0.089298 | 1005.0494 | 0.039165 | 1005.516 | 0
|  |  |  | 1005.2925 | -0.04149 | 735.1826 | 0 | 1005.2925 | -0.51866 | 994.842 | 0 | 1005.2925 | -0.39075 | 1005.7599 | 0 | 999.76 | -0.012035 | 1005.7599 | 0 | 1005.7599 | 0 | 1005.7599 | 0 | 999.76 | -0.0032645 | 1005.7599 | 0 | 734.5244 | 0.00051018 | 1005.7599 | 0 | 1005.7599 | 0 | 1005.2925 | -0.17605 | 1081.7212 | 0.091272 | 1005.2925 | -0.12813 | 1082.438 | 0 | 1081.7212 | 0.086831 | 1005.2925 | -0.082213 | 1005.7599 | 0
|  |  |  | 1005.5356 | -0.010748 | 735.3116 | 0.005632 | 1005.5356 | -0.32338 | 995.0838 | 0 | 1005.5356 | 0.1599 | 1006.0038 | 0.0835 | 1000 | 0.031067 | 1006.0038 | 0.08131 | 1006.0038 | 0 | 1006.0038 | 0.016529 | 1000 | -0.00081612 | 1006.0038 | 0.023878 | 734.6455 | 0.00025794 | 1006.0038 | 0.17311 | 1006.0038 | 0.0062778 | 1005.5356 | 0.063997 | 1081.8897 | 0.081124 | 1005.5356 | 0.068031 | 1082.6085 | 0.00069566 | 1081.8897 | 0.088946 | 1005.5356 | 0.04404 | 1006.0038 | 0
|  |  |  | 1005.7786 | -0.02523 | 735.4406 | 0 | 1005.7786 | -0.80943 | 995.3256 | 0 | 1005.7786 | -0.40317 | 1006.2477 | 0 | 1000.2 | 0.00027989 | 1006.2477 | 0 | 1006.2477 | 0 | 1006.2477 | 0 | 1000.2 | 0.0089776 | 1006.2477 | 0 | 734.7667 | 0.00050022 | 1006.2477 | 0 | 1006.2477 | 0 | 1005.7786 | -0.17351 | 1082.0581 | 0.090599 | 1005.7786 | -0.083774 | 1082.779 | 0 | 1082.0581 | 0.086419 | 1005.7786 | -0.087749 | 1006.2477 | 0
|  |  |  | 1006.0217 | -0.0077999 | 735.5697 | 0.025307 | 1006.0217 | 0.13896 | 995.5674 | 0 | 1006.0217 | 0.1644 | 1006.4916 | 0.34578 | 1000.5 | 0.0092359 | 1006.4916 | 0.10736 | 1006.4916 | 0.013032 | 1006.4916 | 0.012317 | 1000.5 | 0.014574 | 1006.4916 | 0 | 734.8878 | 0.0002429 | 1006.4916 | 0 | 1006.4916 | 0.0066035 | 1006.0217 | 0.16427 | 1082.2265 | 0.077592 | 1006.0217 | 0.10339 | 1082.9495 | 0.00013913 | 1082.2265 | 0.088946 | 1006.0217 | 0.022061 | 1006.4916 | 0
|  |  |  | 1006.2648 | -0.016204 | 735.6987 | 0 | 1006.2648 | -0.98334 | 995.8093 | 0 | 1006.2648 | -0.32899 | 1006.7355 | 0 | 1000.7 | 0.00027989 | 1006.7355 | 0 | 1006.7355 | 0 | 1006.7355 | 0 | 1000.7 | 0.0037309 | 1006.7355 | 0 | 735.0089 | 0.00055612 | 1006.7355 | 0 | 1006.7355 | 0 | 1006.2648 | -0.049442 | 1082.395 | 0.088917 | 1006.2648 | 0.00043394 | 1083.12 | 0 | 1082.395 | 0.086302 | 1006.2648 | -0.0075771 | 1006.7355 | 0
|  |  |  | 1006.5079 | -0.0016846 | 735.8278 | 0.013668 | 1006.5079 | 0.49808 | 996.0511 | 0 | 1006.5079 | 0.2454 | 1006.9794 | 0.12772 | 1001 | -0.0030786 | 1006.9794 | 0.088201 | 1006.9794 | 0.044406 | 1006.9794 | 0.0062552 | 1001 | 0.0061793 | 1006.9794 | 0.018177 | 735.13 | 0.00031383 | 1006.9794 | 0.1314 | 1006.9794 | 0.012795 | 1006.5079 | 0.16219 | 1082.5634 | 0.079274 | 1006.5079 | 0.030092 | 1083.2905 | 0.0004174 | 1082.5634 | 0.089004 | 1006.5079 | 0.0428 | 1006.9794 | 0
|  |  |  | 1006.751 | -0.017452 | 735.9569 | 0 | 1006.751 | -0.85664 | 996.293 | 0 | 1006.751 | -0.37039 | 1007.2233 | 0 | 1001.2 | -0.0013994 | 1007.2233 | 0 | 1007.2233 | 0 | 1007.2233 | 0 | 1001.2 | -0.0044887 | 1007.2233 | 0 | 735.2512 | 0.00059677 | 1007.2233 | 0 | 1007.2233 | 0 | 1006.751 | -0.19592 | 1082.7319 | 0.089758 | 1006.751 | 0.080346 | 1083.461 | 0 | 1082.7319 | 0.086361 | 1006.751 | -0.067836 | 1007.2233 | 0
|  |  |  | 1006.9941 | -0.023594 | 736.086 | 0.019217 | 1006.9941 | 0.43537 | 996.5349 | 0 | 1006.9941 | 0.107 | 1007.4672 | 0.11645 | 1001.5 | 0.029946 | 1007.4672 | 0.059673 | 1007.4672 | 0.029648 | 1007.4672 | 0.002792 | 1001.5 | 0.0040807 | 1007.4672 | 0.073356 | 735.3723 | 0.00028294 | 1007.4672 | 0.069334 | 1007.4672 | 0.002824 | 1006.9941 | 0.18714 | 1082.9003 | 0.076078 | 1006.9941 | 0.079705 | 1083.6316 | 0.00069566 | 1082.9003 | 0.088946 | 1006.9941 | 0.10246 | 1007.4672 | 0
|  |  |  | 1007.2372 | -0.010033 | 736.2151 | 0 | 1007.2372 | -0.5267 | 996.7767 | 0 | 1007.2372 | -0.46717 | 1007.7112 | 0 | 1001.7 | -0.044499 | 1007.7112 | 0 | 1007.7112 | 0 | 1007.7112 | 0 | 1001.7 | -0.0076368 | 1007.7112 | 0 | 735.4934 | 0.00057502 | 1007.7112 | 0 | 1007.7112 | 0 | 1007.2372 | -0.10535 | 1083.0687 | 0.089365 | 1007.2372 | -0.11152 | 1083.8021 | 0 | 1083.0687 | 0.086713 | 1007.2372 | -0.08494 | 1007.7112 | 0
|  |  |  | 1007.4803 | -0.017574 | 736.3442 | 0.01056 | 1007.4803 | 0.35286 | 997.0186 | 0 | 1007.4803 | 0.20411 | 1007.9551 | 0.12344 | 1001.9 | 0.052897 | 1007.9551 | 0.18122 | 1007.9551 | 0.033705 | 1007.9551 | 0.032045 | 1001.9 | 0.016847 | 1007.9551 | 0.043166 | 735.6146 | 0.00029209 | 1007.9551 | 0.1941 | 1007.9551 | 0.012797 | 1007.4803 | 0.17374 | 1083.2372 | 0.080059 | 1007.4803 | -0.051433 | 1083.9726 | 0.00013913 | 1083.2372 | 0.089063 | 1007.4803 | 0.075355 | 1007.9551 | 0
|  |  |  | 1007.7234 | -0.030897 | 736.4733 | 0 | 1007.7234 | -0.46864 | 997.2605 | 0 | 1007.7234 | -0.39389 | 1008.1991 | 0 | 1002.2 | 0.0025189 | 1008.1991 | 0 | 1008.1991 | 0 | 1008.199 | 0 | 1002.2 | 0.0012825 | 1008.1991 | 0 | 735.7357 | 0.00057258 | 1008.1991 | 0 | 1008.199 | 0 | 1007.7234 | -0.19014 | 1083.4056 | 0.091047 | 1007.7234 | 0.056786 | 1084.1431 | 0 | 1083.4056 | 0.086948 | 1007.7234 | -0.35281 | 1008.199 | 0
|  |  |  | 1007.9666 | -0.0064172 | 736.6024 | 0.017863 | 1007.9666 | 0.30376 | 997.5024 | 0 | 1007.9666 | 0.22709 | 1008.443 | 0.12621 | 1002.4 | 0.00027989 | 1008.443 | 0.070423 | 1008.443 | 0.045332 | 1008.443 | 0.020719 | 1002.4 | 0.0061793 | 1008.443 | 0.077916 | 735.8568 | 0.0002807 | 1008.443 | 0.099769 | 1008.443 | 0.0049856 | 1007.9666 | 0.19684 | 1083.5741 | 0.0772 | 1007.9666 | 0.15777 | 1084.3136 | 0.0004174 | 1083.5741 | 0.089063 | 1007.9666 | 0.26267 | 1008.443 | 0
|  |  |  | 1008.2097 | 0.0099407 | 736.7316 | 0 | 1008.2097 | -0.27541 | 997.7443 | 0 | 1008.2097 | -0.36825 | 1008.687 | 0 | 1002.7 | -0.0047579 | 1008.687 | 0 | 1008.687 | 0 | 1008.687 | 0 | 1002.7 | 0.0021569 | 1008.687 | 0 | 735.9779 | 0.00058071 | 1008.687 | 0 | 1008.687 | 0 | 1008.2097 | -0.16866 | 1083.7425 | 0.091047 | 1008.2097 | 0.0017862 | 1084.4841 | 0 | 1083.7425 | 0.086831 | 1008.2097 | -0.036603 | 1008.687 | 0
|  |  |  | 1008.4528 | -0.014385 | 736.8607 | 0.01854 | 1008.4528 | -0.2734 | 997.9861 | 0 | 1008.4528 | 0.20423 | 1008.9309 | 0.17621 | 1002.9 | -0.0013994 | 1008.9309 | 0.062705 | 1008.9309 | 0.03391 | 1008.9309 | 0.0165 | 1002.9 | -0.0027399 | 1008.9309 | 0 | 736.0991 | 0.00030042 | 1008.9309 | 0.11936 | 1008.9309 | 0.0080464 | 1008.4528 | 0.13169 | 1083.9109 | 0.07748 | 1008.4528 | -0.048703 | 1084.6547 | 0.00013913 | 1083.9109 | 0.088828 | 1008.4528 | 0.031976 | 1008.9309 | 0
|  |  |  | 1008.6959 | -0.00064802 | 736.9899 | 0 | 1008.6959 | -0.51143 | 998.2281 | 0 | 1008.6959 | -0.385 | 1009.1749 | 0 | 1003.2 | -0.04506 | 1009.1749 | 0 | 1009.1749 | 0 | 1009.1749 | 0 | 1003.2 | -0.0029147 | 1009.1749 | 0 | 736.2202 | 0.00057218 | 1009.1749 | 0 | 1009.1749 | 0 | 1008.696 | -0.13955 | 1084.0794 | 0.092225 | 1008.6959 | -0.053526 | 1084.8252 | 0 | 1084.0794 | 0.086419 | 1008.696 | -0.073868 | 1009.1749 | 0
|  |  |  | 1008.9391 | 0.00025168 | 737.1191 | 0.013668 | 1008.9391 | -0.062435 | 998.47 | 0 | 1008.9391 | 0.21068 | 1009.4189 | 0.19224 | 1003.4 | 0.037783 | 1009.4189 | 0.18191 | 1009.4189 | 0.077402 | 1009.4189 | 0.034588 | 1003.4 | 0.0065291 | 1009.4189 | 0.059532 | 736.3413 | 0.00027216 | 1009.4189 | 0.15241 | 1009.4189 | 0.012434 | 1008.9391 | 0.23358 | 1084.2478 | 0.076583 | 1008.9391 | -0.04259 | 1084.9957 | 0.00097375 | 1084.2478 | 0.088828 | 1008.9391 | 0.092542 | 1009.4189 | 0
|  |  |  | 1009.1822 | -0.023745 | 737.2483 | 0 | 1009.1822 | -0.88946 | 998.7119 | 0 | 1009.1822 | -0.43858 | 1009.6628 | 0 | 1003.6 | -0.013154 | 1009.6628 | 0 | 1009.6628 | 0 | 1009.6628 | 0 | 1003.6 | -0.0095602 | 1009.6628 | 0 | 736.4625 | 0.00058722 | 1009.6628 | 0 | 1009.6628 | 0 | 1009.1822 | -0.25391 | 1084.4162 | 0.090094 | 1009.1822 | 0.050023 | 1085.1662 | 0 | 1084.4162 | 0.086654 | 1009.1822 | -0.084609 | 1009.6628 | 0
|  |  |  | 1009.4254 | -0.025547 | 737.3775 | 0.014616 | 1009.4254 | 0.35394 | 998.9539 | 0 | 1009.4254 | 0.26129 | 1009.9068 | 0 | 1003.9 | -0.015953 | 1009.9068 | 0.058295 | 1009.9068 | 0 | 1009.9068 | 0 | 1003.9 | 0.001982 | 1009.9068 | 0.056009 | 736.5836 | 0.00031566 | 1009.9068 | 0.10229 | 1009.9068 | 0.0076039 | 1009.4254 | 0.094725 | 1084.5847 | 0.08488 | 1009.4254 | 0.10838 | 1085.3368 | 0.0004174 | 1084.5847 | 0.089122 | 1009.4254 | 0.07709 | 1009.9068 | 0
|  |  |  | 1009.6685 | -0.056063 | 737.5067 | 0 | 1009.6685 | -0.62572 | 999.1957 | 0 | 1009.6685 | -0.55499 | 1010.1508 | 0 | 1004.1 | 0.00083963 | 1010.1508 | 0 | 1010.1508 | 0 | 1010.1508 | 0 | 1004.1 | -0.010085 | 1010.1508 | 0 | 736.7047 | 0.00058783 | 1010.1508 | 0 | 1010.1508 | 0 | 1009.6685 | -0.17813 | 1084.7531 | 0.091776 | 1009.6685 | -0.048789 | 1085.5073 | 0 | 1084.7531 | 0.086772 | 1009.6685 | -0.020822 | 1010.1508 | 0
|  |  |  | 1009.9117 | 0.012451 | 737.636 | 0.019487 | 1009.9117 | -0.30737 | 999.4377 | 0 | 1009.9117 | 0.21877 | 1010.3948 | 0.12221 | 1004.4 | 0.014833 | 1010.3948 | 0.097434 | 1010.3948 | 0.0048224 | 1010.3948 | 0.020025 | 1004.4 | 0.0039058 | 1010.3948 | 0.030585 | 736.8259 | 0.00027298 | 1010.3948 | 0.15177 | 1010.3948 | 0.0087314 | 1009.9117 | 0.18229 | 1084.9215 | 0.075406 | 1009.9117 | -0.015234 | 1085.6778 | 0.00069566 | 1084.9215 | 0.089004 | 1009.9117 | 0.038008 | 1010.3948 | 0
|  |  |  | 1010.1548 | -0.050458 | 737.7652 | 0 | 1010.1548 | -0.96342 | 999.6796 | 0 | 1010.1548 | -0.41226 | 1010.6388 | 0 | 1004.6 | 0.010355 | 1010.6388 | 0 | 1010.6388 | 0 | 1010.6388 | 0 | 1004.6 | 0.0123 | 1010.6388 | 0 | 736.947 | 0.00055307 | 1010.6388 | 0 | 1010.6388 | 0 | 1010.1549 | -0.097729 | 1085.09 | 0.089309 | 1010.1548 | -0.034999 | 1085.8484 | 0 | 1085.09 | 0.086537 | 1010.1549 | -0.065771 | 1010.6388 | 0
|  |  |  | 1010.398 | 0.00095453 | 737.8945 | 0.0096211 | 1010.398 | -0.046064 | 999.9216 | 0 | 1010.398 | 0.195 | 1010.8828 | 0.14241 | 1004.9 | 0.028267 | 1010.8828 | 0.10419 | 1010.8828 | 0.023838 | 1010.8828 | 0.021578 | 1004.9 | 0.0074037 | 1010.8828 | 0.053643 | 737.0682 | 0.00028151 | 1010.8828 | 0.21739 | 1010.8828 | 0.006987 | 1010.398 | 0.2315 | 1085.2584 | 0.076975 | 1010.398 | -0.043498 | 1086.0189 | 0.00013913 | 1085.2584 | 0.088769 | 1010.398 | 0.060565 | 1010.8828 | 0
|  |  |  | 1010.6412 | -0.038412 | 738.0237 | 0 | 1010.6412 | -1.0746 | 1000.1636 | 0 | 1010.6412 | -0.46244 | 1011.1268 | 0 | 1005.1 | -0.0053177 | 1011.1268 | 0 | 1011.1268 | 0 | 1011.1268 | 0 | 1005.1 | -0.0072872 | 1011.1268 | 0 | 737.1893 | 0.0005921 | 1011.1268 | 0 | 1011.1268 | 0 | 1010.6412 | -0.10119 | 1085.4268 | 0.090655 | 1010.6412 | 0.03341 | 1086.1894 | 0 | 1085.4268 | 0.086302 | 1010.6412 | -0.12551 | 1011.1268 | 0
|  |  |  | 1010.8844 | -0.00025209 | 738.153 | 0.0089172 | 1010.8844 | 0.47156 | 1000.4055 | 0 | 1010.8844 | 0.22624 | 1011.3709 | 0 | 1005.3 | 0.012035 | 1011.3709 | 0.10887 | 1011.3709 | 0.031267 | 1011.3709 | 0.01738 | 1005.3 | 0.012825 | 1011.3709 | 0.043368 | 737.3104 | 0.00031139 | 1011.3709 | 0.11083 | 1011.3709 | 0.0088265 | 1010.8844 | 0.14232 | 1085.5952 | 0.083591 | 1010.8844 | 0.11581 | 1086.36 | 0.0004174 | 1085.5952 | 0.088828 | 1010.8844 | 0.05726 | 1011.3709 | 0
|  |  |  | 1011.1275 | 0.012849 | 738.2823 | 0 | 1011.1275 | -0.5718 | 1000.6475 | 0 | 1011.1275 | -0.38856 | 1011.6149 | 0 | 1005.6 | 0.011475 | 1011.6149 | 0 | 1011.6149 | 0 | 1011.6149 | 0 | 1005.6 | -0.0027399 | 1011.6149 | 0 | 737.4316 | 0.00060917 | 1011.6149 | 0 | 1011.6149 | 0 | 1011.1275 | -0.15895 | 1085.7637 | 0.087123 | 1011.1275 | 0.088713 | 1086.5305 | 0 | 1085.7637 | 0.086243 | 1011.1275 | -0.080148 | 1011.6149 | 0
|  |  |  | 1011.3707 | 0.00064174 | 738.4116 | 0.018946 | 1011.3707 | 0.18956 | 1000.8895 | 0 | 1011.3707 | 0.25363 | 1011.8589 | 0.19595 | 1005.8 | -0.017072 | 1011.8589 | 0.13561 | 1011.8589 | 0.050081 | 1011.8589 | 0.026721 | 1005.8 | 5.8296e-05 | 1011.8589 | 0.046078 | 737.5527 | 0.00029859 | 1011.8589 | 0.15389 | 1011.859 | 0.0085896 | 1011.3707 | 0.16819 | 1085.9321 | 0.082806 | 1011.3707 | 0.10432 | 1086.701 | 0.00069566 | 1085.9321 | 0.088828 | 1011.3707 | 0.03743 | 1011.8589 | 0
|  |  |  | 1011.6139 | -0.057618 | 738.5409 | 0 | 1011.6139 | -0.98717 | 1001.1315 | 0 | 1011.6139 | -0.51505 | 1012.103 | 0 | 1006.1 | -0.019871 | 1012.103 | 0 | 1012.103 | 0 | 1012.103 | 0 | 1006.1 | 5.8296e-05 | 1012.103 | 0 | 737.6739 | 0.00060612 | 1012.103 | 0 | 1012.103 | 0 | 1011.6139 | -0.18414 | 1086.1005 | 0.090599 | 1011.6139 | -0.14645 | 1086.8716 | 0 | 1086.1005 | 0.086419 | 1011.6139 | -0.07833 | 1012.103 | 0
|  |  |  | 1011.8571 | 0.011452 | 738.6703 | 0.023953 | 1011.8571 | 0.27286 | 1001.3735 | 0 | 1011.8571 | 0.30065 | 1012.347 | 0.067846 | 1006.3 | 0.027148 | 1012.347 | 0.027149 | 1012.347 | 0.003116 | 1012.347 | 0.040601 | 1006.3 | 0.010551 | 1012.347 | 0.080372 | 737.795 | 0.00030814 | 1012.347 | 0.18347 | 1012.347 | 0.0073793 | 1011.8571 | 0.16981 | 1086.2689 | 0.080956 | 1011.8571 | 0.045753 | 1087.0421 | 0.00097375 | 1086.2689 | 0.089122 | 1011.8571 | 0.054616 | 1012.347 | 0
|  |  |  | 1012.1003 | -0.0086066 | 738.7996 | 0 | 1012.1003 | -0.85221 | 1001.6155 | 0 | 1012.1003 | -0.4902 | 1012.5911 | 0 | 1006.6 | -0.041141 | 1012.5911 | 0 | 1012.5911 | 0 | 1012.5911 | 0 | 1006.6 | -0.016206 | 1012.5911 | 0 | 737.9162 | 0.00060389 | 1012.5911 | 0 | 1012.5911 | 0 | 1012.1003 | -0.19407 | 1086.4374 | 0.091832 | 1012.1003 | -0.12641 | 1087.2127 | 0 | 1086.4374 | 0.086948 | 1012.1003 | -0.042883 | 1012.5911 | 0
|  |  |  | 1012.3435 | -0.0015424 | 738.929 | 0.03478 | 1012.3435 | -0.074034 | 1001.8575 | 0 | 1012.3435 | 0.25823 | 1012.8351 | 0.18787 | 1006.8 | 0.00027989 | 1012.8351 | 0.10019 | 1012.8351 | 0.022407 | 1012.8351 | 0.032131 | 1006.8 | 0.0042556 | 1012.8351 | 0.028624 | 738.0373 | 0.00029635 | 1012.8351 | 0.29123 | 1012.8351 | 0.0077892 | 1012.3435 | 0.15641 | 1086.6058 | 0.077985 | 1012.3435 | 0.088348 | 1087.3832 | 0.00069566 | 1086.6058 | 0.089004 | 1012.3435 | 0.079487 | 1012.8351 | 0
|  |  |  | 1012.5867 | -0.027437 | 739.0584 | 0 | 1012.5867 | -1.3818 | 1002.0995 | 0 | 1012.5867 | -0.44706 | 1013.0792 | 0 | 1007 | -0.006437 | 1013.0792 | 0 | 1013.0792 | 0 | 1013.0792 | 0 | 1007 | -0.01061 | 1013.0792 | 0 | 738.1584 | 0.00061059 | 1013.0792 | 0 | 1013.0792 | 0 | 1012.5867 | -0.10813 | 1086.7742 | 0.090991 | 1012.5867 | -0.27156 | 1087.5537 | 0 | 1086.7742 | 0.086889 | 1012.5867 | -0.085931 | 1013.0792 | 0
|  |  |  | 1012.8299 | -0.00087372 | 739.1877 | 0.022735 | 1012.8299 | 0.17248 | 1002.3415 | 0 | 1012.8299 | 0.2661 | 1013.3232 | 0.22079 | 1007.3 | 0.013714 | 1013.3233 | 0.047132 | 1013.3232 | 0.045465 | 1013.3232 | 0.027648 | 1007.3 | 0.0098522 | 1013.3232 | 0.044068 | 738.2796 | 0.00031505 | 1013.3232 | 0.15824 | 1013.3232 | 0.010365 | 1012.8299 | 0.13377 | 1086.9426 | 0.078657 | 1012.8299 | 0.12368 | 1087.7243 | 0.00013913 | 1086.9426 | 0.088769 | 1012.8299 | 0.08023 | 1013.3232 | 0
|  |  |  | 1013.0731 | -0.028445 | 739.3171 | 0 | 1013.0731 | -0.36772 | 1002.5835 | 0 | 1013.0731 | -0.5168 | 1013.5673 | 0 | 1007.5 | -0.042262 | 1013.5673 | 0 | 1013.5673 | 0 | 1013.5673 | 0 | 1007.5 | -0.0027399 | 1013.5673 | 0 | 738.4007 | 0.0006171 | 1013.5673 | 0 | 1013.5673 | 0 | 1013.0731 | -0.26246 | 1087.111 | 0.090487 | 1013.0731 | -0.0093381 | 1087.8948 | 0 | 1087.111 | 0.086772 | 1013.0731 | -0.028258 | 1013.5673 | 0
|  |  |  | 1013.3164 | -0.015598 | 739.4465 | 0.012672 | 1013.3164 | 0.28171 | 1002.8256 | 0 | 1013.3164 | 0.20302 | 1013.8114 | 0.24344 | 1007.8 | 0.0025189 | 1013.8114 | 0.14498 | 1013.8114 | 0.0080172 | 1013.8114 | 0.0042525 | 1007.8 | 0.008628 | 1013.8114 | 0.044427 | 738.5219 | 0.00030245 | 1013.8114 | 0.15978 | 1013.8114 | 0.0098501 | 1013.3164 | -0.047363 | 1087.2794 | 0.081629 | 1013.3164 | 0.046648 | 1088.0654 | 0.0004174 | 1087.2794 | 0.088946 | 1013.3164 | 0.091715 | 1013.8114 | 0
|  |  |  | 1013.5596 | -0.041564 | 739.5759 | 0 | 1013.5596 | -0.95073 | 1003.0676 | 0 | 1013.5596 | -0.58594 | 1014.0555 | 0 | 1008 | 0.0013994 | 1014.0555 | 0 | 1014.0555 | 0 | 1014.0555 | 0 | 1008 | 0.00075785 | 1014.0555 | 0 | 738.643 | 0.00062177 | 1014.0555 | 0 | 1014.0555 | 0 | 1013.5596 | -0.24444 | 1087.4479 | 0.091384 | 1013.5596 | -0.065768 | 1088.2359 | 0 | 1087.4479 | 0.086361 | 1013.5596 | -0.084196 | 1014.0555 | 0
|  |  |  | 1013.8028 | -0.004837 | 739.7054 | 0.0070399 | 1013.8028 | -0.10645 | 1003.3096 | 0 | 1013.8028 | 0.2588 | 1014.2996 | 0 | 1008.3 | 0.0013994 | 1014.2996 | 0.14333 | 1014.2996 | 0.068475 | 1014.2996 | 0.01429 | 1008.3 | -0.0053632 | 1014.2996 | 0.062517 | 738.7642 | 0.00031952 | 1014.2996 | 0.15058 | 1014.2996 | 0.0040998 | 1013.8028 | 0.10304 | 1087.6163 | 0.080844 | 1013.8028 | -0.027905 | 1088.4065 | 0.00097375 | 1087.6163 | 0.088534 | 1013.8028 | 0.11675 | 1014.2996 | 0
|  |  |  | 1014.046 | -0.038936 | 739.8348 | 0 | 1014.046 | -0.82398 | 1003.5517 | 0 | 1014.046 | -0.48013 | 1014.5437 | 0 | 1008.5 | -0.017632 | 1014.5437 | 0 | 1014.5437 | 0 | 1014.5437 | 0 | 1008.5 | -0.0018654 | 1014.5437 | 0 | 738.8853 | 0.00060206 | 1014.5437 | 0 | 1014.5437 | 0 | 1014.046 | -0.39276 | 1087.7847 | 0.091272 | 1014.046 | -0.031381 | 1088.577 | 0 | 1087.7847 | 0.085244 | 1014.046 | -0.033959 | 1014.5437 | 0
|  |  |  | 1014.2893 | -0.030921 | 739.9643 | 0.029366 | 1014.2893 | -0.1911 | 1003.7938 | 0 | 1014.2893 | 0.14468 | 1014.7878 | 0.27704 | 1008.7 | 0.0053177 | 1014.7878 | 0.12996 | 1014.7878 | 0.039847 | 1014.7878 | 0.034587 | 1008.7 | 0.0056546 | 1014.7878 | 0.0092618 | 739.0065 | 0.00028294 | 1014.7878 | 0.14271 | 1014.7878 | 0.0099404 | 1014.2893 | 0.11506 | 1087.9531 | 0.080171 | 1014.2893 | 0.045411 | 1088.7476 | 0.0004174 | 1087.9531 | 0.087947 | 1014.2893 | 0.107 | 1014.7878 | 0
|  |  |  | 1014.5325 | -0.037045 | 740.0937 | 0 | 1014.5325 | -0.72891 | 1004.0358 | 0 | 1014.5325 | -0.44788 | 1015.0319 | 0 | 1009 | 0.0086761 | 1015.0319 | 0 | 1015.0319 | 0 | 1015.0319 | 0 | 1009 | 0.0023318 | 1015.0319 | 0 | 739.1276 | 0.00055937 | 1015.0319 | 0 | 1015.0319 | 0 | 1014.5325 | -0.15965 | 1088.1215 | 0.091384 | 1014.5325 | -0.15792 | 1088.9181 | 0 | 1088.1215 | 0.083952 | 1014.5325 | -0.38702 | 1015.0319 | 0
|  |  |  | 1014.7758 | 0.0076717 | 740.2232 | 0.021382 | 1014.7758 | 0.047198 | 1004.2779 | 0 | 1014.7758 | 0.39015 | 1015.276 | 0.078413 | 1009.2 | 0.014274 | 1015.276 | 0.10501 | 1015.276 | 0.04068 | 1015.276 | 0.031417 | 1009.2 | 0.0095019 | 1015.276 | 0.062263 | 739.2488 | 0.00027643 | 1015.276 | 0.16405 | 1015.276 | 0.0050442 | 1014.7758 | 0.16658 | 1088.2899 | 0.074845 | 1014.7758 | 0.16834 | 1089.0887 | 0.0004174 | 1088.2899 | 0.086889 | 1014.7758 | 0.29564 | 1015.276 | 0
|  |  |  | 1015.019 | -0.029597 | 740.3527 | 0 | 1015.019 | -1.3585 | 1004.52 | 0 | 1015.019 | -0.5806 | 1015.5201 | 0 | 1009.5 | 0.017632 | 1015.5201 | 0 | 1015.5201 | 0 | 1015.5201 | 0 | 1009.5 | 0.0030313 | 1015.5201 | 0 | 739.3699 | 0.00058071 | 1015.5201 | 0 | 1015.5201 | 0 | 1015.019 | -0.27748 | 1088.4583 | 0.087515 | 1015.019 | -0.10073 | 1089.2592 | 0 | 1088.4583 | 0.083306 | 1015.019 | -0.044618 | 1015.5201 | 0
|  |  |  | 1015.2623 | -0.023136 | 740.4822 | 0.014345 | 1015.2623 | -0.23918 | 1004.762 | 0 | 1015.2623 | 0.21864 | 1015.7643 | 0.089223 | 1009.7 | 0.015393 | 1015.7643 | 0.062843 | 1015.7643 | 0.013688 | 1015.7643 | 0.032687 | 1009.7 | 0.001982 | 1015.7643 | 0.020158 | 739.4911 | 0.00030489 | 1015.7643 | 0.18049 | 1015.7643 | 0.0081239 | 1015.2623 | 0.054294 | 1088.6267 | 0.078377 | 1015.2623 | -0.039003 | 1089.4298 | 0.0004174 | 1088.6267 | 0.087066 | 1015.2623 | 0.067175 | 1015.7643 | 0
|  |  |  | 1015.5055 | 3.2346e-06 | 740.6117 | 0 | 1015.5055 | -0.96007 | 1005.0041 | 0 | 1015.5055 | -0.45505 | 1016.0084 | 0 | 1010 | -0.014274 | 1016.0084 | 0 | 1016.0084 | 0 | 1016.0084 | 0 | 1010 | -0.0076368 | 1016.0084 | 0 | 739.6122 | 0.00056649 | 1016.0084 | 0 | 1016.0084 | 0 | 1015.5055 | -0.0095434 | 1088.7952 | 0.089478 | 1015.5055 | -0.086017 | 1089.6003 | 0 | 1088.7952 | 0.083776 | 1015.5055 | -0.095847 | 1016.0084 | 0
|  |  |  | 1015.7488 | 0.022142 | 740.7412 | 0.025171 | 1015.7488 | 0.15266 | 1005.2462 | 0 | 1015.7488 | 0.15974 | 1016.2525 | 0.1945 | 1010.2 | 0.0069968 | 1016.2525 | 0.13712 | 1016.2525 | 0.089335 | 1016.2526 | 0.047927 | 1010.2 | 0.0065291 | 1016.2525 | 0.052542 | 739.7334 | 0.00026221 | 1016.2525 | 0.18328 | 1016.2526 | 0.01008 | 1015.7488 | 0.15387 | 1088.9636 | 0.074901 | 1015.7488 | 0.20068 | 1089.7709 | 0.0004174 | 1088.9636 | 0.087359 | 1015.7488 | 0.069985 | 1016.2526 | 0
|  |  |  | 1015.9921 | -0.050491 | 740.8708 | 0 | 1015.9921 | -0.6432 | 1005.4883 | 0 | 1015.9921 | -0.56415 | 1016.4967 | 0 | 1010.4 | 0.017072 | 1016.4967 | 0 | 1016.4967 | 0 | 1016.4967 | 0 | 1010.4 | 0.0021569 | 1016.4967 | 0 | 739.8546 | 0.0005423 | 1016.4967 | 0 | 1016.4967 | 0 | 1015.9921 | -0.26361 | 1089.132 | 0.09015 | 1015.9921 | -0.23181 | 1089.9415 | 0 | 1089.132 | 0.084539 | 1015.9921 | -0.085684 | 1016.4967 | 0
|  |  |  | 1016.2353 | -0.032456 | 741.0003 | 0.033562 | 1016.2353 | 0.47556 | 1005.7305 | 0 | 1016.2353 | 0.25045 | 1016.7408 | 0.21907 | 1010.7 | -0.0053177 | 1016.7408 | 0.15421 | 1016.7408 | 0.0091318 | 1016.7408 | 0.012622 | 1010.7 | 0.012825 | 1016.7408 | 0.064063 | 739.9757 | 0.00028111 | 1016.7408 | 0.13925 | 1016.7409 | 0.0078544 | 1016.2354 | 0.050597 | 1089.3004 | 0.081012 | 1016.2353 | 0.18461 | 1090.112 | 0.0004174 | 1089.3004 | 0.088182 | 1016.2354 | 0.07709 | 1016.7408 | 0
|  |  |  | 1016.4786 | 0.01554 | 741.1299 | 0 | 1016.4786 | -0.76485 | 1005.9726 | 0 | 1016.4786 | -0.48714 | 1016.985 | 0 | 1010.9 | 0.0075566 | 1016.985 | 0 | 1016.985 | 0 | 1016.985 | 0 | 1010.9 | -0.0076368 | 1016.985 | 0 | 740.0969 | 0.00059616 | 1016.985 | 0 | 1016.985 | 0 | 1016.4786 | -0.1377 | 1089.4688 | 0.091664 | 1016.4786 | -0.097052 | 1090.2826 | 0 | 1089.4688 | 0.085244 | 1016.4786 | -0.026275 | 1016.985 | 0
|  |  |  | 1016.7219 | 0.0033536 | 741.2595 | 0.015969 | 1016.7219 | -0.27024 | 1006.2147 | 0 | 1016.7219 | 0.37431 | 1017.2292 | 0 | 1011.2 | 0.019311 | 1017.2292 | 0 | 1017.2292 | 0 | 1017.2292 | 0.034412 | 1011.2 | 0.01265 | 1017.2292 | 0 | 740.218 | 0.00031526 | 1017.2292 | 0 | 1017.2292 | 0.0034392 | 1016.7219 | 0.18113 | 1089.6372 | 0.075518 | 1016.7219 | 0.10875 | 1090.4531 | 0.0004174 | 1089.6372 | 0.088417 | 1016.7219 | 0.057177 | 1017.2292 | 0
|  |  |  | 1016.9652 | 0.0034474 | 741.389 | 0 | 1016.9652 | -0.6873 | 1006.4568 | 0 | 1016.9652 | -0.48155 | 1017.4733 | 0 | 1011.4 | 0.0019591 | 1017.4733 | 0 | 1017.4733 | 0 | 1017.4733 | 0 | 1011.4 | 0.0028565 | 1017.4733 | 0 | 740.3392 | 0.00061059 | 1017.4733 | 0 | 1017.4733 | 0 | 1016.9652 | -0.2077 | 1089.8056 | 0.08987 | 1016.9652 | -0.036555 | 1090.6237 | 0 | 1089.8056 | 0.085773 | 1016.9652 | -0.022144 | 1017.4733 | 0
|  |  |  | 1017.2085 | 0.0098816 | 741.5186 | 0.0053973 | 1017.2085 | 0.025151 | 1006.699 | 0 | 1017.2085 | 0.32717 | 1017.7175 | 0 | 1011.7 | -0.02379 | 1017.7175 | 0 | 1017.7175 | 0 | 1017.7175 | 0.022495 | 1011.7 | -0.0048385 | 1017.7175 | 0 | 740.4603 | 0.00029574 | 1017.7175 | 0 | 1017.7175 | 0.0082085 | 1017.2085 | 0.12776 | 1089.974 | 0.079554 | 1017.2085 | 0.040339 | 1090.7942 | 0.0004174 | 1089.974 | 0.088887 | 1017.2085 | -0.0027707 | 1017.7175 | 0
|  |  |  | 1017.4518 | -0.037745 | 741.6482 | 0 | 1017.4518 | -0.84492 | 1006.9411 | 0 | 1017.4518 | -0.58213 | 1017.9617 | 0 | 1011.9 | 0.00027989 | 1017.9617 | 0 | 1017.9617 | 0 | 1017.9617 | 0 | 1011.9 | -0.0037892 | 1017.9617 | 0 | 740.5815 | 0.00061283 | 1017.9617 | 0 | 1017.9617 | 0 | 1017.4518 | -0.3089 | 1090.1424 | 0.090879 | 1017.4518 | -0.23602 | 1090.9648 | 0 | 1090.1424 | 0.086361 | 1017.4518 | -0.051063 | 1017.9617 | 0
|  |  |  | 1017.6951 | -0.0021864 | 741.7779 | 0.01624 | 1017.6951 | 0.6452 | 1007.1833 | 0 | 1017.6951 | 0.26624 | 1018.2059 | 0 | 1012.1 | 0.0036384 | 1018.2059 | 0 | 1018.2059 | 0 | 1018.2059 | 0.029398 | 1012.1 | 0.0037309 | 1018.2059 | 0 | 740.7026 | 0.00031993 | 1018.2059 | 0 | 1018.2059 | 0.0061176 | 1017.6951 | 0.31629 | 1090.3108 | 0.080059 | 1017.6951 | 0.015577 | 1091.1354 | 0.0004174 | 1090.3108 | 0.089063 | 1017.6951 | 0.040735 | 1018.2059 | 0
|  |  |  | 1017.9384 | -0.05312 | 741.9075 | 0 | 1017.9384 | -1.3538 | 1007.4254 | 0 | 1017.9384 | -0.67974 | 1018.4501 | 0 | 1012.4 | -0.0019591 | 1018.4501 | 0 | 1018.4501 | 0 | 1018.4501 | 0 | 1012.4 | -0.00029147 | 1018.4501 | 0 | 740.8238 | 0.00061222 | 1018.4501 | 0 | 1018.4501 | 0 | 1017.9384 | -0.26384 | 1090.4792 | 0.092057 | 1017.9384 | -0.067695 | 1091.3059 | 0 | 1090.4792 | 0.086713 | 1017.9384 | -0.074612 | 1018.4501 | 0
|  |  |  | 1018.1817 | 0.021883 | 742.0371 | 0.0079785 | 1018.1817 | 0.67972 | 1007.6676 | 0 | 1018.1817 | 0.33716 | 1018.6943 | 0 | 1012.6 | 0.014274 | 1018.6943 | 0 | 1018.6943 | 0 | 1018.6943 | 0.031264 | 1012.6 | -0.0016906 | 1018.6943 | 0 | 740.945 | 0.00029635 | 1018.6943 | 0 | 1018.6943 | 0.0026855 | 1018.1817 | 0.2881 | 1090.6476 | 0.081517 | 1018.1817 | 0.11403 | 1091.4765 | 0.0004174 | 1090.6476 | 0.089122 | 1018.1817 | 0.062961 | 1018.6943 | 0
|  |  |  | 1018.425 | -0.019907 | 742.1668 | 0 | 1018.425 | -0.58275 | 1007.9097 | 0 | 1018.425 | -0.50861 | 1018.9385 | 0 | 1012.9 | 0.006437 | 1018.9385 | 0 | 1018.9385 | 0 | 1018.9385 | 0 | 1012.9 | -0.0078116 | 1018.9385 | 0 | 741.0661 | 0.00057441 | 1018.9385 | 0 | 1018.9385 | 0 | 1018.425 | -0.14486 | 1090.816 | 0.090655 | 1018.425 | -0.026862 | 1091.6471 | 0 | 1090.816 | 0.086831 | 1018.425 | -0.085105 | 1018.9385 | 0
|  |  |  | 1018.6683 | 0.013909 | 742.2965 | 0.015698 | 1018.6683 | 0.10915 | 1008.1519 | 0 | 1018.6683 | 0.40451 | 1019.1827 | 0 | 1013.1 | 0.035543 | 1019.1827 | 0 | 1019.1827 | 0 | 1019.1827 | 0.032502 | 1013.1 | 0.00058296 | 1019.1827 | 0 | 741.1873 | 0.00028213 | 1019.1827 | 0 | 1019.1827 | 0.0090873 | 1018.6683 | 0.0088345 | 1090.9844 | 0.080564 | 1018.6683 | 0.19423 | 1091.8176 | 0.00013913 | 1090.9844 | 0.089063 | 1018.6683 | 0.16327 | 1019.1827 | 0
|  |  |  | 1018.9116 | -0.030563 | 742.4262 | 0 | 1018.9116 | -1.3093 | 1008.3941 | 0 | 1018.9116 | -0.53674 | 1019.4269 | 0 | 1013.4 | 0.00083963 | 1019.4269 | 0 | 1019.4269 | 0 | 1019.4269 | 0 | 1013.4 | 0.0021569 | 1019.4269 | 0 | 741.3085 | 0.00059779 | 1019.4269 | 0 | 1019.4269 | 0 | 1018.9116 | -0.096342 | 1091.1528 | 0.09116 | 1018.9116 | 0.075524 | 1091.9882 | 0 | 1091.1528 | 0.086948 | 1018.9116 | -0.020078 | 1019.4269 | 0
|  |  |  | 1019.155 | 0.013009 | 742.5559 | 0.021382 | 1019.155 | 0.1884 | 1008.6363 | 0 | 1019.155 | 0.4904 | 1019.6711 | 0 | 1013.6 | -0.0030786 | 1019.6711 | 0 | 1019.6711 | 0 | 1019.6711 | 0.033573 | 1013.6 | 0.0042556 | 1019.6711 | 0 | 741.4296 | 0.00031709 | 1019.6711 | 0 | 1019.6711 | 0.0075911 | 1019.155 | 0.16034 | 1091.3212 | 0.084488 | 1019.155 | 0.030581 | 1092.1588 | 0.00013913 | 1091.3212 | 0.089004 | 1019.155 | 0.11898 | 1019.6711 | 0
|  |  |  | 1019.3983 | -0.019758 | 742.6856 | 0 | 1019.3983 | -0.93496 | 1008.8785 | 0 | 1019.3983 | -0.57656 | 1019.9153 | 0 | 1013.8 | 0.011475 | 1019.9153 | 0 | 1019.9153 | 0 | 1019.9153 | 0 | 1013.8 | -0.0043139 | 1019.9153 | 0 | 741.5508 | 0.00058498 | 1019.9153 | 0 | 1019.9153 | 0 | 1019.3983 | -0.19268 | 1091.4896 | 0.090767 | 1019.3983 | 0.040881 | 1092.3294 | 0 | 1091.4896 | 0.086772 | 1019.3983 | -0.12601 | 1019.9153 | 0
|  |  |  | 1019.6416 | -0.0056514 | 742.8153 | 0.018946 | 1019.6416 | -0.11474 | 1009.1207 | 0 | 1019.6416 | 0.27068 | 1020.1596 | 0 | 1014.1 | 0.0092359 | 1020.1596 | 0 | 1020.1596 | 0 | 1020.1596 | 0.015946 | 1014.1 | 0.0021569 | 1020.1596 | 0 | 741.672 | 0.0002679 | 1020.1596 | 0 | 1020.1596 | 0.0073767 | 1019.6416 | 0.13077 | 1091.6579 | 0.07905 | 1019.6416 | 0.11388 | 1092.4999 | 0.00069566 | 1091.6579 | 0.088828 | 1019.6416 | 0.094772 | 1020.1596 | 0
|  |  |  | 1019.885 | -0.019628 | 742.945 | 0 | 1019.885 | -1.1884 | 1009.3629 | 0 | 1019.885 | -0.60581 | 1020.4038 | 0 | 1014.3 | 0.015953 | 1020.4038 | 0 | 1020.4038 | 0 | 1020.4038 | 0 | 1014.3 | -0.0034394 | 1020.4038 | 0 | 741.7931 | 0.00054657 | 1020.4038 | 0 | 1020.4038 | 0 | 1019.885 | 0 | 1091.8263 | 0.091944 | 1019.885 | -0.14783 | 1092.6705 | 0 | 1091.8263 | 0.086948 | 1019.885 | -0.08684 | 1020.4038 | 0
|  |  |  | 1020.1283 | -0.028376 | 743.0748 | 0.020705 | 1020.1283 | -0.59082 | 1009.6052 | 0 | 1020.1283 | 0.22916 | 1020.6481 | 0 | 1014.6 | 0.020431 | 1020.6481 | 0 | 1020.6481 | 0 | 1020.6481 | 0.019618 | 1014.6 | 0.012125 | 1020.6481 | 0 | 741.9143 | 0.00027867 | 1020.6481 | 0 | 1020.6481 | 0.0048376 | 1020.1283 | 0 | 1091.9947 | 0.080451 | 1020.1283 | 0.1067 | 1092.8411 | 0.0004174 | 1091.9947 | 0.088946 | 1020.1283 | 0.077751 | 1020.6481 | 0
|  |  |  | 1020.3717 | -0.029591 | 743.2045 | 0 | 1020.3717 | -1.2537 | 1009.8474 | 0 | 1020.3717 | -0.59994 | 1020.8923 | 0 | 1014.8 | 0.013714 | 1020.8923 | 0 | 1020.8923 | 0 | 1020.8923 | 0 | 1014.8 | -0.012709 | 1020.8923 | 0 | 742.0354 | 0.00056364 | 1020.8923 | 0 | 1020.8923 | 0 | 1020.3717 | 0 | 1092.1631 | 0.091552 | 1020.3717 | -0.25677 | 1093.0117 | 0 | 1092.1631 | 0.086889 | 1020.3717 | -0.040652 | 1020.8923 | 0
|  |  |  | 1020.615 | -0.010697 | 743.3343 | 0.023953 | 1020.615 | 0.66195 | 1010.0896 | 0 | 1020.615 | 0.37269 | 1021.1366 | 0 | 1015.1 | -0.037222 | 1021.1366 | 0 | 1021.1366 | 0 | 1021.1366 | 0.031764 | 1015.1 | -0.0011659 | 1021.1366 | 0 | 742.1566 | 0.00028497 | 1021.1366 | 0 | 1021.1366 | 0.005486 | 1020.615 | 0 | 1092.3315 | 0.076807 | 1020.615 | 0.026928 | 1093.1822 | 0.00069566 | 1092.3315 | 0.088946 | 1020.615 | 0.12576 | 1021.1366 | 0
|  |  |  | 1020.8584 | -0.0062651 | 743.4641 | 0 | 1020.8584 | -1.1873 | 1010.3318 | 0 | 1020.8584 | -0.53225 | 1021.3808 | 0 | 1015.3 | -0.019311 | 1021.3808 | 0 | 1021.3808 | 0 | 1021.3809 | 0 | 1015.3 | 0.0068789 | 1021.3808 | 0 | 742.2778 | 0.00060633 | 1021.3808 | 0 | 1021.3809 | 0 | 1020.8584 | 0 | 1092.4999 | 0.089982 | 1020.8584 | -0.22673 | 1093.3528 | 0 | 1092.4999 | 0.086831 | 1020.8584 | -0.062631 | 1021.3809 | 0
|  |  |  | 1021.1017 | -0.032864 | 743.5939 | 0.0063359 | 1021.1017 | 0.5048 | 1010.5741 | 0 | 1021.1017 | 0.23347 | 1021.6251 | 0 | 1015.5 | 0.055136 | 1021.6251 | 0 | 1021.6251 | 0 | 1021.6251 | 0.0042603 | 1015.5 | 0.015099 | 1021.6251 | 0 | 742.399 | 0.00032135 | 1021.6251 | 0 | 1021.6251 | 0.010213 | 1021.1017 | 0 | 1092.6683 | 0.082301 | 1021.1017 | 0.091983 | 1093.5234 | 0.00069566 | 1092.6683 | 0.088946 | 1021.1017 | 0.1213 | 1021.6251 | 0
|  |  |  | 1021.3451 | -0.015146 | 743.7237 | 0 | 1021.3451 | -1.3551 | 1010.8163 | 0 | 1021.3451 | -0.58483 | 1021.8694 | 0 | 1015.8 | 0.010355 | 1021.8694 | 0 | 1021.8694 | 0 | 1021.8694 | 0 | 1015.8 | 0.0011076 | 1021.8694 | 0 | 742.5201 | 0.0006236 | 1021.8694 | 0 | 1021.8694 | 0 | 1021.3451 | 0 | 1092.8366 | 0.090655 | 1021.3451 | 0.036408 | 1093.694 | 0 | 1092.8366 | 0.086948 | 1021.3451 | -0.44197 | 1021.8694 | 0
|  |  |  | 1021.5885 | 0.005912 | 743.8535 | 0.01624 | 1021.5885 | 0.37483 | 1011.0586 | 0 | 1021.5885 | 0.25259 | 1022.1137 | 0 | 1016 | 0.025469 | 1022.1137 | 0 | 1022.1137 | 0 | 1022.1136 | 0.025157 | 1016 | 0.0032063 | 1022.1137 | 0 | 742.6413 | 0.00030204 | 1022.1137 | 0 | 1022.1137 | 0.0062827 | 1021.5885 | 0 | 1093.005 | 0.08303 | 1021.5885 | 0.043631 | 1093.8646 | 0.00069566 | 1093.005 | 0.089239 | 1021.5885 | 0.51608 | 1022.1136 | 0
|  |  |  | 1021.8318 | -0.0034085 | 743.9833 | 0 | 1021.8318 | 0 | 1011.3008 | 0 | 1021.8318 | 0 | 1022.358 | 0 | 1016.3 | 0.0036384 | 1022.3579 | 0 | 1022.358 | 0 | 1022.358 | 0 | 1016.3 | -0.0015157 | 1022.358 | 0 | 742.7625 | 0.00058071 | 1022.358 | 0 | 1022.358 | 0 | 1021.8319 | 0 | 1093.1734 | 0.090655 | 1021.8318 | 0.11967 | 1094.0351 | 0 | 1093.1734 | 0.086948 | 1021.8319 | 0 | 1022.358 | 0
|  |  |  | 1022.0752 | 0.0017368 | 744.1132 | 0.019893 | 1022.0752 | 0 | 1011.5431 | 0 | 1022.0752 | 0 | 1022.6022 | 0 | 1016.5 | 0.014274 | 1022.6023 | 0 | 1022.6022 | 0 | 1022.6022 | 0.034755 | 1016.5 | 0.0012825 | 1022.6022 | 0 | 742.8836 | 0.00027867 | 1022.6022 | 0 | 1022.6022 | 0.0078096 | 1022.0752 | 0 | 1093.3418 | 0.083198 | 1022.0752 | 0.0011544 | 1094.2057 | 0.0004174 | 1093.3418 | 0.088946 | 1022.0752 | 0 | 1022.6022 | 0
|  |  |  | 1022.3186 | -0.047464 | 744.243 | 0 | 1022.3186 | 0 | 1011.7854 | 0 | 1022.3186 | 0 | 1022.8465 | 0 | 1016.8 | -0.048978 | 1022.8465 | 0 | 1022.8465 | 0 | 1022.8466 | 0 | 1016.8 | -0.0095602 | 1022.8465 | 0 | 743.0048 | 0.00059149 | 1022.8465 | 0 | 1022.8466 | 0 | 1022.3186 | 0 | 1093.5102 | 0.090094 | 1022.3186 | -0.17858 | 1094.3763 | 0 | 1093.5102 | 0.086831 | 1022.3186 | 0 | 1022.8466 | 0
|  |  |  | 1022.562 | -0.010478 | 744.3729 | 0.023953 | 1022.562 | 0 | 1012.0276 | 0 | 1022.562 | 0 | 1023.0909 | 0 | 1017 | 0.013714 | 1023.0909 | 0 | 1023.0909 | 0 | 1023.0908 | 0.017037 | 1017 | 0.010551 | 1023.0909 | 0 | 743.126 | 0.00031282 | 1023.0909 | 0 | 1023.0908 | 0.013557 | 1022.562 | 0 | 1093.6785 | 0.079554 | 1022.562 | -0.10253 | 1094.5469 | 0.00097375 | 1093.6785 | 0.089004 | 1022.562 | 0 | 1023.0908 | 0
|  |  |  | 1022.8054 | -0.033725 | 744.5028 | 0 | 1022.8054 | 0 | 1012.27 | 0 | 1022.8054 | 0 | 1023.3352 | 0 | 1017.2 | 0.0047579 | 1023.3352 | 0 | 1023.3352 | 0 | 1023.3351 | 0 | 1017.2 | -0.007462 | 1023.3352 | 0 | 743.2472 | 0.0006171 | 1023.3352 | 0 | 1023.3351 | 0 | 1022.8054 | 0 | 1093.8469 | 0.090655 | 1022.8054 | 0.0066465 | 1094.7175 | 0 | 1093.8469 | 0.086713 | 1022.8054 | 0 | 1023.3351 | 0
|  |  |  | 1023.0488 | -0.019107 | 744.6327 | 0.020164 | 1023.0488 | 0 | 1012.5123 | 0 | 1023.0488 | 0 | 1023.5795 | 0 | 1017.5 | -0.017072 | 1023.5795 | 0 | 1023.5795 | 0 | 1023.5795 | 0 | 1017.5 | 0.007229 | 1023.5795 | 0 | 743.3683 | 0.00030428 | 1023.5795 | 0 | 1023.5795 | 0.0055002 | 1023.0488 | 0 | 1094.0153 | 0.078657 | 1023.0488 | -0.051071 | 1094.8881 | 0.00069566 | 1094.0153 | 0.088887 | 1023.0488 | 0 | 1023.5795 | 0
|  |  |  | 1023.2922 | -0.029308 | 744.7626 | 0 | 1023.2922 | 0 | 1012.7546 | 0 | 1023.2922 | 0 | 1023.8238 | 0 | 1017.7 | 0.053457 | 1023.8238 | 0 | 1023.8238 | 0 | 1023.8238 | 0 | 1017.7 | -0.0051883 | 1023.8238 | 0 | 743.4895 | 0.00060633 | 1023.8238 | 0 | 1023.8238 | 0 | 1023.2922 | 0 | 1094.1837 | 0.090879 | 1023.2922 | -0.12603 | 1095.0587 | 0 | 1094.1837 | 0.086537 | 1023.2922 | 0 | 1023.8238 | 0
|  |  |  | 1023.5356 | -0.0047605 | 744.8925 | 0.016645 | 1023.5356 | 0 | 1012.9968 | 0 | 1023.5356 | 0 | 1024.0681 | 0 | 1018 | -0.02379 | 1024.0681 | 0 | 1024.0681 | 0 | 1024.0681 | 0.023843 | 1018 | 0.012476 | 1024.0681 | 0 | 743.6107 | 0.00030753 | 1024.0681 | 0 | 1024.0681 | 0.0061009 | 1023.5356 | 0 | 1094.352 | 0.078489 | 1023.5356 | 0.11154 | 1095.2293 | 0.00013913 | 1094.352 | 0.088887 | 1023.5356 | 0 | 1024.0681 | 0
|  |  |  | 1023.779 | -0.018354 | 745.0224 | 0 | 1023.779 | 0 | 1013.2392 | 0 | 1023.779 | 0 | 1024.3125 | 0 | 1018.2 | -0.010355 | 1024.3125 | 0 | 1024.3125 | 0 | 1024.3125 | 0 | 1018.2 | -0.0085115 | 1024.3125 | 0 | 743.7319 | 0.0005862 | 1024.3125 | 0 | 1024.3125 | 0 | 1023.779 | 0 | 1094.5204 | 0.091776 | 1023.779 | 0 | 1095.3999 | 0 | 1094.5204 | 0.086654 | 1023.779 | 0 | 1024.3125 | 0
|  |  |  | 1024.0224 | 0.0078783 | 745.1524 | 0.022329 | 1024.0224 | 0 | 1013.4815 | 0 | 1024.0224 | 0 | 1024.5568 | 0 | 1018.5 | 0.020991 | 1024.5568 | 0 | 1024.5568 | 0 | 1024.5568 | 0.04345 | 1018.5 | 0.0067039 | 1024.5568 | 0 | 743.853 | 0.00028396 | 1024.5568 | 0 | 1024.5568 | 0.0094787 | 1024.0224 | 0 | 1094.6888 | 0.079386 | 1024.0224 | 0 | 1095.5704 | 0.00069566 | 1094.6888 | 0.089063 | 1024.0224 | 0 | 1024.5568 | 0
|  |  |  | 1024.2658 | -0.034416 | 745.2823 | 0 | 1024.2658 | 0 | 1013.7238 | 0 | 1024.2658 | 0 | 1024.8011 | 0 | 1018.7 | -0.015393 | 1024.8011 | 0 | 1024.8011 | 0 | 1024.8011 | 0 | 1018.7 | 0.0042556 | 1024.8011 | 0 | 743.9742 | 0.00056364 | 1024.8011 | 0 | 1024.8012 | 0 | 1024.2658 | 0 | 1094.8572 | 0.091047 | 1024.2658 | 0 | 1095.741 | 0 | 1094.8572 | 0.086537 | 1024.2658 | 0 | 1024.8011 | 0
|  |  |  | 1024.5093 | -0.026454 | 745.4123 | 0.01624 | 1024.5093 | 0 | 1013.9661 | 0 | 1024.5093 | 0 | 1025.0455 | 0 | 1018.9 | 0.041701 | 1025.0455 | 0 | 1025.0455 | 0 | 1025.0455 | 1.5359e-05 | 1018.9 | 0.010377 | 1025.0455 | 0 | 744.0954 | 0.00028639 | 1025.0455 | 0 | 1025.0455 | 0.0084243 | 1024.5093 | 0 | 1095.0255 | 0.076919 | 1024.5093 | 0 | 1095.9116 | 0.00069566 | 1095.0255 | 0.088887 | 1024.5093 | 0 | 1025.0455 | 0
|  |  |  | 1024.7527 | -0.041922 | 745.5423 | 0 | 1024.7527 | 0 | 1014.2085 | 0 | 1024.7527 | 0 | 1025.2898 | 0 | 1019.2 | -0.015953 | 1025.2898 | 0 | 1025.2898 | 0 | 1025.2898 | 0 | 1019.2 | -0.0050134 | 1025.2898 | 0 | 744.2166 | 0.00060998 | 1025.2898 | 0 | 1025.2898 | 0 | 1024.7527 | 0 | 1095.1939 | 0.091047 | 1024.7527 | 0 | 1096.0822 | 0 | 1095.1939 | 0.086126 | 1024.7527 | 0 | 1025.2898 | 0
|  |  |  | 1024.9961 | -0.036645 | 745.6723 | 0.019217 | 1024.9961 | 0 | 1014.4509 | 0 | 1024.9961 | 0 | 1025.5342 | 0 | 1019.4 | -0.0013994 | 1025.5342 | 0 | 1025.5342 | 0 | 1025.5342 | 3.0908e-05 | 1019.4 | -0.0022152 | 1025.5342 | 0 | 744.3378 | 0.00032501 | 1025.5342 | 0 | 1025.5342 | 0.010786 | 1024.9961 | 0 | 1095.3623 | 0.077368 | 1024.9961 | 0 | 1096.2528 | 0.00097375 | 1095.3623 | 0.088769 | 1024.9961 | 0 | 1025.5342 | 0
|  |  |  | 1025.2395 | -0.017716 | 745.8023 | 0 | 1025.2395 | 0 | 1014.6932 | 0 | 1025.2395 | 0 | 1025.7786 | 0 | 1019.7 | 0.02379 | 1025.7786 | 0 | 1025.7786 | 0 | 1025.7786 | 0 | 1019.7 | -0.0092106 | 1025.7786 | 0 | 744.4589 | 0.00062137 | 1025.7786 | 0 | 1025.7786 | 0 | 1025.2395 | 0 | 1095.5306 | 0.092225 | 1025.2395 | 0 | 1096.4234 | 0 | 1095.5306 | 0.086419 | 1025.2395 | 0 | 1025.7786 | 0
|  |  |  | 1025.483 | 0.012794 | 745.9323 | 0.03099 | 1025.483 | 0 | 1014.9355 | 0 | 1025.483 | 0 | 1026.023 | 0 | 1019.9 | 0.0058775 | 1026.023 | 0 | 1026.023 | 0 | 1026.0229 | 3.7377e-05 | 1019.9 | -0.010435 | 1026.023 | 0 | 744.5801 | 0.00029778 | 1026.023 | 0 | 1026.023 | 0.013872 | 1025.483 | 0 | 1095.699 | 0.081012 | 1025.483 | 0 | 1096.594 | 0.00069566 | 1095.699 | 0.089239 | 1025.483 | 0 | 1026.0229 | 0
|  |  |  | 1025.7264 | -0.034147 | 746.0623 | 0 | 1025.7264 | 0 | 1015.1779 | 0 | 1025.7264 | 0 | 1026.2673 | 0 | 1020.2 | -0.00083963 | 1026.2673 | 0 | 1026.2673 | 0 | 1026.2673 | 0 | 1020.2 | -0.0058878 | 1026.2673 | 0 | 744.7013 | 0.00060002 | 1026.2673 | 0 | 1026.2673 | 0 | 1025.7264 | 0 | 1095.8673 | 0.090655 | 1025.7264 | 0 | 1096.7646 | 0 | 1095.8673 | 0.076785 | 1025.7264 | 0 | 1026.2673 | 0
|  |  |  | 1025.9699 | 0.0051189 | 746.1924 | 0.0077438 | 1025.9699 | 0 | 1015.4203 | 0 | 1025.9699 | 0 | 1026.5117 | 0 | 1020.4 | 0.00027989 | 1026.5117 | 0 | 1026.5117 | 0 | 1026.5117 | 2.4725e-05 | 1020.4 | 0.014399 | 1026.5117 | 0 | 744.8225 | 0.00030204 | 1026.5117 | 0 | 1026.5117 | 0.011148 | 1025.9699 | 0 | 1096.0357 | 0.054438 | 1025.9699 | 0 | 1096.9352 | 0.0004174 | 1096.0357 | 0.049114 | 1025.9699 | 0 | 1026.5117 | 0
|  |  |  | 1026.2133 | -0.11148 | 746.3224 | 0 | 1026.2133 | 0 | 1015.6627 | 0 | 1026.2133 | 0 | 1026.7561 | 0 | 1020.6 | -0.015393 | 1026.7561 | 0 | 1026.7561 | 0 | 1026.7561 | 0 | 1020.6 | -0.018305 | 1026.7561 | 0 | 744.9437 | 0.00059535 | 1026.7561 | 0 | 1026.7561 | 0 | 1026.2133 | 0 | 1096.2041 | 0.0025624 | 1026.2133 | 0 | 1097.1058 | 0 | 1096.2041 | 0.019211 | 1026.2133 | 0 | 1026.7561 | 0
|  |  |  | 1026.4568 | -0.070759 | 746.4525 | 0.0039893 | 1026.4568 | 0 | 1015.9051 | 0 | 1026.4568 | 0 | 1027.0005 | 0 | 1020.9 | 0.017072 | 1027.0005 | 0 | 1027.0005 | 0 | 1027.0005 | 0 | 1020.9 | -0.012534 | 1027.0005 | 0 | 745.0648 | 0.00029331 | 1027.0005 | 0 | 1027.0005 | 0 | 1026.4568 | 0 | 1096.3724 | 0 | 1026.4568 | 0 | 1097.2764 | 0.00097375 | 1096.3724 | 0.0013133 | 1026.4568 | 0 | 1027.0005 | 0
|  |  |  | 1026.7002 | -0.099296 | 746.5825 | 0 | 1026.7002 | 0 | 1016.1475 | 0 | 1026.7002 | 0 | 1027.2449 | 0 | 1021.1 | -0.028827 | 1027.2449 | 0 | 1027.2449 | 0 | 1027.2449 | 0 | 1021.1 | -0.002565 | 1027.2449 | 0 | 745.186 | 0.00057828 | 1027.2449 | 0 | 1027.2449 | 0 | 1026.7002 | 0 | 1096.5408 | 0 | 1026.7002 | 0 | 1097.447 | 0 | 1096.5408 | 0.0012226 | 1026.7002 | 0 | 1027.2449 | 0
|  |  |  | 1026.9437 | -0.083314 | 746.7126 | 0.013804 | 1026.9437 | 0 | 1016.3898 | 0 | 1026.9437 | 0 | 1027.4893 | 0 | 1021.4 | 0.0025189 | 1027.4893 | 0 | 1027.4893 | 0 | 1027.4893 | 0 | 1021.4 | -0.0099105 | 1027.4893 | 0 | 745.3072 | 0.00028497 | 1027.4893 | 0 | 1027.4893 | 0 | 1026.9437 | 0 | 1096.7091 | 0.00029574 | 1026.9437 | 0 | 1097.6176 | 0.00097375 | 1096.7091 | 0.0010894 | 1026.9437 | 0 | 1027.4893 | 0
|  |  |  | 1027.1872 | -0.10549 | 746.8427 | 0 | 1027.1872 | 0 | 1016.6323 | 0 | 1027.1872 | 0 | 1027.7337 | 0 | 1021.6 | -0.031627 | 1027.7337 | 0 | 1027.7337 | 0 | 1027.7338 | 0 | 1021.6 | -0.013758 | 1027.7337 | 0 | 745.4284 | 0.00055307 | 1027.7337 | 0 | 1027.7338 | 0 | 1027.1872 | 0 | 1096.8775 | 0 | 1027.1872 | 0 | 1097.7882 | 0 | 1096.8775 | 0.0014359 | 1027.1872 | 0 | 1027.7338 | 0
|  |  |  | 1027.4306 | -0.078344 | 746.9729 | 0.010325 | 1027.4306 | 0 | 1016.8747 | 0 | 1027.4306 | 0 | 1027.9782 | 0 | 1021.9 | 0.0047579 | 1027.9781 | 0 | 1027.9782 | 0 | 1027.9781 | 0 | 1021.9 | -0.013408 | 1027.9782 | 0 | 745.5496 | 0.00040185 | 1027.9782 | 0 | 1027.9781 | 0.0011717 | 1027.4306 | 0 | 1097.0459 | 0.0038447 | 1027.4306 | 0 | 1097.9588 | 0.00097375 | 1097.0459 | 0.0015556 | 1027.4306 | 0 | 1027.9781 | 0

## Normalized Spectra
LED Item # | M365L2 |  | M365LP1 |  | M385L2 |  | M385LP1 |  | M405L4 |  | M405LP1 |  | M455L4 |  | M470L3 |  | M470L4 |  | M505L4 |  | M530L4 |  | M590L3 |  | M590L4 |  | M617L3 |  | M617L4 |  | M625L4 |  | M660L4 |  | M780L3 |  | M810L3 |  | M850L3 |  | M940L3 |  | MCWHL5 |  | MCWHL6
Spectra | Wavelength (nm) | Normalized Intensity | Wavelength (nm) | Normalized Intensity | Wavelength (nm) | Normalized Intensity | Wavelength (nm) | Normalized Intensity | Wavelength (nm) | Normalized Intensity | Wavelength (nm) | Normalized Intensity | Wavelength (nm) | Normalized Intensity | Wavelength (nm) | Normalized Intensity | Wavelength (nm) | Normalized Intensity | Wavelength (nm) | Normalized Intensity | Wavelength (nm) | Normalized Intensity | Wavelength (nm) | Normalized Intensity | Wavelength (nm) | Normalized Intensity | Wavelength (nm) | Normalized Intensity | Wavelength (nm) | Normalized Intensity | Wavelength (nm) | Normalized Intensity | Wavelength (nm) | Normalized Intensity | Wavelength (nm) | Normalized Intensity | Wavelength (nm) | Normalized Intensity | Wavelength (nm) | Normalized Intensity | Wavelength (nm) | Normalized Intensity | Wavelength (nm) | Normalized Intensity | Wavelength (nm) | Normalized Intensity
| 319.0612 | 0.00030594 | 199.9755 | -0.00095781 | 319.0612 | 3.4765e-05 | 199.9755 | 0 | 192.9252 | 0 | 199.9755 | 0 | 200.0376 | 0 | 194.11 | 0.0019731 | 200.0376 | 0 | 200.0376 | 0 | 200.0376 | 1.0355e-05 | 194.11 | 0.0010836 | 200.0376 | 0 | 320.1482 | 1.2097e-05 | 200.0376 | 0 | 200.0376 | 0.00034046 | 199.9755 | 0 | 498.5586 | 0.00155 | 199.9755 | 0 | 497.0539 | 6.6672e-06 | 498.5586 | 0.00395 | 199.9755 | 0 | 200.0376 | 0
| 319.1756 | 0 | 200.1769 | -0.00050654 | 319.1756 | 0 | 200.1769 | 0 | 193.13 | 0 | 200.1769 | 0 | 200.2403 | 0 | 194.31 | -0.0033222 | 200.2403 | 0 | 200.2403 | 0 | 200.2403 | 0 | 194.31 | -0.00093193 | 200.2403 | 0 | 320.2569 | 1.1395e-05 | 200.2403 | 0 | 200.2403 | 0 | 200.1769 | 0 | 498.7121 | 0.00204 | 200.1769 | 0 | 497.2087 | 3.0002e-05 | 498.7121 | 0.00397 | 200.1769 | 0 | 200.2403 | 0
| 319.2899 | 0.00017997 | 200.3784 | 9.9124e-05 | 319.2899 | 0 | 200.3784 | 0 | 193.3348 | 0 | 200.3784 | 0 | 200.443 | 0 | 194.52 | 0.00015177 | 200.443 | 0 | 200.443 | 0 | 200.443 | 1.3208e-05 | 194.52 | 0.00066102 | 200.443 | 0 | 320.3656 | 1.0692e-05 | 200.443 | 0 | 200.443 | 0.00025352 | 200.3784 | 0 | 498.8657 | 0.00174 | 200.3784 | 0 | 497.3637 | 0 | 498.8657 | 0.00375 | 200.3784 | 0 | 200.443 | 0
| 319.4043 | 0.00017668 | 200.5799 | -0.00013139 | 319.4043 | 0.00086701 | 200.5799 | 0 | 193.5396 | 0 | 200.5799 | 0 | 200.6458 | 0 | 194.72 | -0.00059023 | 200.6458 | 0 | 200.6458 | 0 | 200.6458 | 0 | 194.72 | -0.00067186 | 200.6458 | 0 | 320.4742 | 1.1067e-05 | 200.6458 | 0 | 200.6458 | 0 | 200.5799 | 0 | 499.0192 | 0.00197 | 200.5799 | 0 | 497.5186 | 0 | 499.0192 | 0.00396 | 200.5799 | 0 | 200.6458 | 0
| 319.5186 | 0.00055789 | 200.7814 | 0.00083922 | 319.5186 | 0 | 200.7814 | 0 | 193.7444 | 0 | 200.7814 | 0 | 200.8485 | 0 | 194.92 | 0.0030523 | 200.8485 | 0 | 200.8485 | 0 | 200.8485 | 1.6362e-05 | 194.92 | -0.00089942 | 200.8485 | 0 | 320.583 | 9.4272e-06 | 200.8485 | 0 | 200.8485 | 0.00048773 | 200.7814 | 0 | 499.1728 | 0.00186 | 200.7814 | 0 | 497.6735 | 0 | 499.1728 | 0.00381 | 200.7814 | 0 | 200.8485 | 0
| 319.633 | 0.00015871 | 200.9829 | 0.00017593 | 319.633 | 0.00038148 | 200.9829 | 0 | 193.9493 | 0 | 200.9829 | 0 | 201.0513 | 0 | 195.12 | 0.0013322 | 201.0513 | 0 | 201.0513 | 0 | 201.0513 | 0 | 195.12 | 0.00066102 | 201.0513 | 0 | 320.6917 | 8.1273e-06 | 201.0513 | 0 | 201.0513 | 0 | 200.9829 | 0 | 499.3263 | 0.00070336 | 200.9829 | 0 | 497.8284 | 3.0002e-05 | 499.3263 | 0.00396 | 200.9829 | 0 | 201.0513 | 0
| 319.7473 | 0 | 201.1845 | 0.00053809 | 319.7473 | 0 | 201.1845 | 0 | 194.1542 | 0 | 201.1845 | 0 | 201.2541 | 0 | 195.33 | 0.0005565 | 201.2541 | 0 | 201.2541 | 0 | 201.2541 | 1.2601e-05 | 195.33 | -0.00057433 | 201.2541 | 0 | 320.8004 | 7.2021e-06 | 201.2541 | 0 | 201.2541 | 0.00020965 | 201.1845 | 0 | 499.4799 | 0.00134 | 201.1845 | 0 | 497.9833 | 0 | 499.4799 | 0.00374 | 201.1845 | 0 | 201.2541 | 0
| 319.8616 | 0 | 201.3861 | -0.000644 | 319.8616 | 0.00032946 | 201.3861 | 0 | 194.359 | 0 | 201.3861 | 0 | 201.4569 | 0 | 195.53 | -0.0021416 | 201.4569 | 0 | 201.4569 | 0 | 201.4569 | 0 | 195.53 | -0.0011595 | 201.4569 | 0 | 320.9091 | 7.8579e-06 | 201.4569 | 0 | 201.4569 | 0 | 201.3861 | 0 | 499.6335 | 0.0013 | 201.3861 | 0 | 498.1383 | 3.0002e-05 | 499.6335 | 0.00391 | 201.3861 | 0 | 201.4569 | 0
| 319.976 | 0.00023396 | 201.5876 | 0.00085928 | 319.976 | 0 | 201.5876 | 0 | 194.5639 | 0 | 201.5876 | 0 | 201.6597 | 0 | 195.73 | -0.00052277 | 201.6598 | 0 | 201.6597 | 0 | 201.6597 | 1.7937e-05 | 195.73 | 0.0014413 | 201.6597 | 0 | 321.0178 | 7.6823e-06 | 201.6597 | 0 | 201.6597 | 0.00046581 | 201.5876 | 0 | 499.7871 | 0.00221 | 201.5876 | 0 | 498.2932 | 0 | 499.7871 | 0.00374 | 201.5876 | 0 | 201.6597 | 0
| 320.0903 | 0 | 201.7892 | -0.00045844 | 320.0903 | 0 | 201.7892 | 0 | 194.7688 | 0 | 201.7892 | 0 | 201.8626 | 0 | 195.93 | 0.00069142 | 201.8626 | 0 | 201.8626 | 0 | 201.8626 | 0 | 195.93 | -0.0027199 | 201.8626 | 0 | 321.1266 | 7.4364e-06 | 201.8626 | 0 | 201.8626 | 0 | 201.7893 | 0 | 499.9407 | 0.00185 | 201.7892 | 0 | 498.4482 | 1.0001e-05 | 499.9407 | 0.00395 | 201.7893 | 0 | 201.8626 | 0
| 320.2046 | 0 | 201.9909 | 0.0022873 | 320.2046 | 0.00013905 | 201.9909 | 0 | 194.9738 | 0 | 201.9909 | 0 | 202.0655 | 0 | 196.13 | 0.00089378 | 202.0655 | 0 | 202.0655 | 0 | 202.0655 | 2.9264e-05 | 196.13 | 0.00033593 | 202.0655 | 0 | 321.2353 | 8.1273e-06 | 202.0655 | 0 | 202.0655 | 0.00062199 | 201.9909 | 0 | 500.0942 | 0.00102 | 201.9909 | 0 | 498.6032 | 6.6672e-06 | 500.0942 | 0.00379 | 201.9909 | 0 | 202.0655 | 0
| 320.3189 | 0.00124 | 202.1925 | -0.00023679 | 320.3189 | 0.00045084 | 202.1925 | 0 | 195.1787 | 0 | 202.1925 | 0 | 202.2683 | 0 | 196.34 | 0.0010624 | 202.2683 | 0 | 202.2683 | 0 | 202.2683 | 0 | 196.34 | -0.0017771 | 202.2683 | 0 | 321.3441 | 7.4949e-06 | 202.2683 | 0 | 202.2683 | 0 | 202.1925 | 0 | 500.2479 | 0.00107 | 202.1925 | 0 | 498.7581 | 5.0004e-05 | 500.2479 | 0.00405 | 202.1925 | 0 | 202.2683 | 0
| 320.4332 | 7.1987e-05 | 202.3942 | 0.00043887 | 320.4332 | 0.00027809 | 202.3942 | 0 | 195.3836 | 0 | 202.3942 | 0 | 202.4712 | 0 | 196.54 | -0.00075887 | 202.4712 | 0 | 202.4712 | 0 | 202.4713 | 1.5507e-05 | 196.54 | 0.0019939 | 202.4712 | 0 | 321.4528 | 7.4129e-06 | 202.4712 | 0 | 202.4712 | 0.00026988 | 202.3942 | 0 | 500.4015 | 0.00193 | 202.3942 | 0 | 498.9131 | 0 | 500.4015 | 0.00387 | 202.3942 | 0 | 202.4713 | 0
| 320.5475 | 0 | 202.5959 | -0.00050965 | 320.5475 | 0 | 202.5959 | 0 | 195.5886 | 0 | 202.5959 | 0 | 202.6742 | 0 | 196.74 | 0.00059023 | 202.6742 | 0 | 202.6742 | 0 | 202.6742 | 0 | 196.74 | -0.0026224 | 202.6742 | 0 | 321.5616 | 7.0382e-06 | 202.6742 | 0 | 202.6742 | 0 | 202.5959 | 0 | 500.5551 | 0.00146 | 202.5959 | 0 | 499.0681 | 3.0002e-05 | 500.5551 | 0.0041 | 202.5959 | 0 | 202.6742 | 0
| 320.6619 | 0.00026995 | 202.7976 | 0.00045303 | 320.6619 | 0 | 202.7976 | 0 | 195.7936 | 0 | 202.7976 | 0 | 202.8771 | 0 | 196.94 | -0.00045532 | 202.8771 | 0 | 202.8771 | 0 | 202.8771 | 1.9729e-05 | 196.94 | -0.00028175 | 202.8771 | 0 | 321.6704 | 8.6426e-06 | 202.8771 | 0 | 202.8771 | 0.00049749 | 202.7976 | 0 | 500.7088 | 0.00218 | 202.7976 | 0 | 499.2231 | 0 | 500.7088 | 0.00383 | 202.7976 | 0 | 202.8771 | 0
| 320.7761 | 0 | 202.9993 | -0.00044469 | 320.7761 | 0.00032946 | 202.9993 | 0 | 195.9986 | 0 | 202.9993 | 0 | 203.0801 | 0 | 197.15 | 0.00052277 | 203.08 | 0 | 203.0801 | 0 | 203.08 | 0 | 197.15 | -0.0032725 | 203.0801 | 0 | 321.7791 | 9.3218e-06 | 203.0801 | 0 | 203.08 | 0 | 202.9993 | 0 | 500.8624 | 0.00192 | 202.9993 | 0 | 499.3781 | 1.0001e-05 | 500.8624 | 0.00405 | 202.9993 | 0 | 203.08 | 0
| 320.8904 | 0 | 203.201 | 4.5121e-05 | 320.8904 | 0 | 203.201 | 0 | 196.2036 | 0 | 203.201 | 0 | 203.283 | 0 | 197.35 | 0.0022092 | 203.283 | 0 | 203.283 | 0 | 203.283 | 1.1589e-05 | 197.35 | -0.00070437 | 203.283 | 0 | 321.8879 | 1.0259e-05 | 203.283 | 0 | 203.283 | 0.00034185 | 203.201 | 0 | 501.0161 | 0.00323 | 203.201 | 0 | 499.5331 | 0 | 501.0161 | 0.00388 | 203.201 | 0 | 203.283 | 0
| 321.0047 | 0 | 203.4028 | -0.00072501 | 321.0047 | 0.00022542 | 203.4028 | 0 | 196.4086 | 0 | 203.4028 | 0 | 203.486 | 0 | 197.55 | -0.001366 | 203.486 | 0 | 203.486 | 0 | 203.486 | 0 | 197.55 | -0.00015171 | 203.486 | 0 | 321.9967 | 1.006e-05 | 203.486 | 0 | 203.486 | 0 | 203.4028 | 0 | 501.1698 | 0.00172 | 203.4028 | 0 | 499.6881 | 1.0001e-05 | 501.1698 | 0.00415 | 203.4028 | 0 | 203.486 | 0
| 321.119 | 0 | 203.6046 | 0.00026555 | 321.119 | 0 | 203.6046 | 0 | 196.6136 | 0 | 203.6046 | 0 | 203.689 | 0 | 197.75 | -0.0014672 | 203.689 | 0 | 203.689 | 0 | 203.689 | 1.7959e-05 | 197.75 | -0.00063934 | 203.689 | 0 | 322.1055 | 1.02e-05 | 203.689 | 0 | 203.689 | 0.00043413 | 203.6045 | 0 | 501.3234 | 0.00221 | 203.6046 | 0 | 499.8432 | 6.6672e-06 | 501.3234 | 0.00399 | 203.6045 | 0 | 203.689 | 0
| 321.2333 | 0 | 203.8063 | 0.0001065 | 321.2333 | 0.00031212 | 203.8063 | 0 | 196.8187 | 0 | 203.8063 | 0 | 203.892 | 0 | 197.96 | 8.4319e-05 | 203.892 | 0 | 203.892 | 0 | 203.892 | 0 | 197.96 | 0.00017338 | 203.892 | 0 | 322.2143 | 1.0633e-05 | 203.892 | 0 | 203.892 | 0 | 203.8064 | 0 | 501.4771 | 0.00185 | 203.8063 | 0 | 499.9982 | 1.0001e-05 | 501.4771 | 0.00423 | 203.8064 | 0 | 203.892 | 0
| 321.3476 | 0.00012598 | 204.0082 | 0.00047108 | 321.3476 | 0 | 204.0082 | 0 | 197.0237 | 0 | 204.0082 | 0 | 204.0951 | 0 | 198.16 | 0.0009275 | 204.0951 | 0 | 204.0951 | 0 | 204.0951 | 1.8404e-05 | 198.16 | 0.0016688 | 204.0951 | 0 | 322.3231 | 9.7551e-06 | 204.0951 | 0 | 204.0951 | 0.00046055 | 204.0082 | 0 | 501.6308 | 0.00241 | 204.0082 | 0 | 500.1532 | 6.6672e-06 | 501.6308 | 0.00406 | 204.0082 | 0 | 204.0951 | 1.6708e-05
| 321.4619 | 0.00113 | 204.21 | -0.00056163 | 321.4619 | 0.00128 | 204.21 | 0 | 197.2288 | 0 | 204.21 | 0 | 204.2981 | 0 | 198.36 | -8.4319e-05 | 204.2981 | 0 | 204.2981 | 0 | 204.2981 | 0 | 198.36 | -0.00076939 | 204.2981 | 0 | 322.4319 | 1.0013e-05 | 204.2981 | 0 | 204.2981 | 0 | 204.21 | 0 | 501.7845 | 0.00178 | 204.21 | 0 | 500.3083 | 3.0002e-05 | 501.7845 | 0.00423 | 204.21 | 0 | 204.2981 | 3.6495e-06
| 321.5762 | 0 | 204.4118 | -8.9387e-05 | 321.5762 | 0.00048665 | 204.4118 | 0 | 197.4339 | 0 | 204.4118 | 0 | 204.5012 | 0 | 198.56 | -0.00032042 | 204.5012 | 0 | 204.5012 | 0 | 204.5012 | 1.0834e-05 | 198.56 | 0.0016363 | 204.5012 | 0 | 322.5407 | 9.193e-06 | 204.5012 | 0 | 204.5012 | 0.00025428 | 204.4118 | 0 | 501.9382 | 0.00294 | 204.4118 | 0 | 500.4633 | 0 | 501.9382 | 0.00394 | 204.4118 | 0 | 204.5012 | 1.5614e-05
| 321.6904 | 1.4969e-05 | 204.6137 | -0.00023179 | 321.6904 | 0 | 204.6137 | 0 | 197.639 | 0 | 204.6137 | 0 | 204.7043 | 0 | 198.76 | 0.0021754 | 204.7043 | 0 | 204.7043 | 0 | 204.7043 | 0 | 198.76 | -0.00015171 | 204.7043 | 0 | 322.6495 | 9.7317e-06 | 204.7043 | 0 | 204.7043 | 0 | 204.6137 | 0 | 502.092 | 0.00135 | 204.6137 | 0 | 500.6184 | 3.0002e-05 | 502.092 | 0.00405 | 204.6137 | 0 | 204.7043 | 6.2816e-06
| 321.8047 | 0.00023396 | 204.8156 | 0.00085846 | 321.8047 | 0.00076474 | 204.8156 | 0 | 197.8441 | 0 | 204.8156 | 0 | 204.9074 | 0 | 198.97 | 0.0011973 | 204.9074 | 0 | 204.9074 | 0 | 204.9074 | 2.8628e-05 | 198.97 | -0.00047681 | 204.9074 | 0 | 322.7584 | 9.7668e-06 | 204.9074 | 0 | 204.9074 | 0.0004674 | 204.8156 | 0 | 502.2457 | 0.00193 | 204.8156 | 0 | 500.7735 | 0 | 502.2457 | 0.00382 | 204.8156 | 0 | 204.9074 | 1.7422e-05
| 321.919 | 0 | 205.0175 | -0.00066323 | 321.919 | 0.00052021 | 205.0175 | 0 | 198.0493 | 0 | 205.0175 | 0 | 205.1105 | 0 | 199.17 | -0.0014334 | 205.1105 | 0 | 205.1105 | 0 | 205.1105 | 0 | 199.17 | -0.0025248 | 205.1105 | 0 | 322.8672 | 8.8651e-06 | 205.1105 | 0 | 205.1105 | 0 | 205.0175 | 0 | 502.3995 | 0.00216 | 205.0175 | 0 | 500.9286 | 3.0002e-05 | 502.3995 | 0.00412 | 205.0175 | 0 | 205.1105 | 3.6156e-06
| 322.0332 | 0 | 205.2194 | 0.00060158 | 322.0332 | 0 | 205.2194 | 0 | 198.2544 | 0 | 205.2194 | 0 | 205.3136 | 0 | 199.37 | 0.00069142 | 205.3136 | 0 | 205.3136 | 0 | 205.3136 | 1.5724e-05 | 199.37 | 0.0010186 | 205.3136 | 0 | 322.976 | 8.3498e-06 | 205.3136 | 0 | 205.3136 | 0.00026542 | 205.2194 | 0 | 502.5532 | 0.00243 | 205.2194 | 0 | 501.0836 | 0 | 502.5532 | 0.00388 | 205.2194 | 0 | 205.3136 | 1.7501e-05
| 322.1475 | 0.00030245 | 205.4214 | -0.00019019 | 322.1475 | 0.00041617 | 205.4214 | 0 | 198.4595 | 0 | 205.4214 | 0 | 205.5168 | 0 | 199.57 | 0.00015177 | 205.5168 | 0 | 205.5168 | 0 | 205.5168 | 0 | 199.57 | -0.0019072 | 205.5168 | 0 | 323.0849 | 7.0265e-06 | 205.5168 | 0 | 205.5168 | 0 | 205.4214 | 0 | 502.707 | 0.00106 | 205.4214 | 0 | 501.2387 | 0 | 502.707 | 0.0041 | 205.4214 | 0 | 205.5168 | 5.2249e-06
| 322.2617 | 0 | 205.6233 | -0.00044414 | 322.2617 | 0 | 205.6233 | 0 | 198.6647 | 0 | 205.6233 | 0 | 205.72 | 0 | 199.78 | 0.00072515 | 205.72 | 0 | 205.72 | 0 | 205.72 | 1.2033e-05 | 199.78 | -0.00063934 | 205.72 | 0 | 323.1938 | 6.3004e-06 | 205.72 | 0 | 205.72 | 0.00037102 | 205.6233 | 0 | 502.8607 | 0.00309 | 205.6233 | 0 | 501.3938 | 0 | 502.8607 | 0.00383 | 205.6233 | 0 | 205.72 | 1.6565e-05
| 322.376 | 0 | 205.8253 | -9.4467e-05 | 322.376 | 0 | 205.8253 | 0 | 198.8699 | 0 | 205.8253 | 0 | 205.9232 | 0 | 199.98 | -0.0014334 | 205.9232 | 0 | 205.9232 | 0 | 205.9232 | 0 | 199.98 | -0.0015171 | 205.9232 | 0 | 323.3026 | 5.9725e-06 | 205.9232 | 0 | 205.9232 | 0 | 205.8253 | 0 | 503.0145 | 0.00151 | 205.8253 | 0 | 501.5489 | 3.0002e-05 | 503.0145 | 0.0041 | 205.8253 | 0 | 205.9232 | 4.083e-06
| 322.4902 | 0.00037793 | 206.0273 | 0.0014704 | 322.4902 | 0 | 206.0273 | 0 | 199.0751 | 0 | 206.0273 | 0 | 206.1264 | 0 | 200.18 | -0.00086005 | 206.1264 | 0 | 206.1264 | 0 | 206.1264 | 2.5005e-05 | 200.18 | 0.00033593 | 206.1264 | 0 | 323.4115 | 6.9328e-06 | 206.1264 | 0 | 206.1264 | 0.00037532 | 206.0273 | 0 | 503.1683 | 0.00188 | 206.0273 | 0 | 501.7041 | 0 | 503.1683 | 0.00388 | 206.0273 | 0 | 206.1264 | 1.7213e-05
| 322.6045 | 0 | 206.2293 | 0.00019452 | 322.6045 | 0.0014 | 206.2293 | 0 | 199.2803 | 0 | 206.2293 | 0 | 206.3296 | 0 | 200.39 | -0.00045532 | 206.3296 | 0 | 206.3296 | 0 | 206.3296 | 0 | 200.39 | -0.00034676 | 206.3296 | 0 | 323.5204 | 8.666e-06 | 206.3296 | 0 | 206.3296 | 0 | 206.2293 | 0 | 503.3221 | 0.00111 | 206.2293 | 0 | 501.8592 | 1.0001e-05 | 503.3221 | 0.00403 | 206.2293 | 0 | 206.3296 | 5.2686e-06
| 322.7187 | 0 | 206.4314 | 0.00038935 | 322.7187 | 0.00033023 | 206.4314 | 0 | 199.4856 | 0 | 206.4314 | 0 | 206.5328 | 0 | 200.59 | 0.00065769 | 206.5328 | 0 | 206.5328 | 0 | 206.5328 | 1.0651e-05 | 200.59 | -0.001062 | 206.5328 | 0 | 323.6292 | 8.8534e-06 | 206.5328 | 0 | 206.5328 | 0.00034387 | 206.4314 | 0 | 503.4759 | 0.00183 | 206.4314 | 0 | 502.0143 | 6.6672e-06 | 503.4759 | 0.00379 | 206.4314 | 0 | 206.5328 | 1.596e-05
| 322.833 | 0 | 206.6334 | 7.7319e-05 | 322.833 | 0.00039883 | 206.6334 | 0 | 199.6908 | 0 | 206.6334 | 0 | 206.7361 | 0 | 200.79 | -0.00038786 | 206.7361 | 0 | 206.7361 | 0 | 206.7361 | 0 | 200.79 | -0.0011595 | 206.7361 | 0 | 323.7381 | 7.9048e-06 | 206.7361 | 0 | 206.7361 | 0 | 206.6334 | 0 | 503.6298 | 0.00107 | 206.6334 | 0 | 502.1695 | 3.0002e-05 | 503.6298 | 0.00406 | 206.6334 | 0 | 206.7361 | 4.7056e-06
| 322.9472 | 0 | 206.8355 | 0.00098153 | 322.9472 | 0 | 206.8355 | 0 | 199.8961 | 0 | 206.8355 | 0 | 206.9394 | 0 | 200.99 | -0.00086005 | 206.9394 | 0 | 206.9394 | 0 | 206.9394 | 1.6893e-05 | 200.99 | 0.0028717 | 206.9394 | 0 | 323.847 | 7.7408e-06 | 206.9394 | 0 | 206.9394 | 0.00028241 | 206.8355 | 0 | 503.7836 | 0.00241 | 206.8355 | 0 | 502.3246 | 0 | 503.7836 | 0.00391 | 206.8355 | 0 | 206.9394 | 1.6542e-05
| 323.0614 | 0.00033839 | 207.0376 | 5.5843e-06 | 323.0614 | 0.0004335 | 207.0376 | 0 | 200.1013 | 0 | 207.0376 | 0 | 207.1427 | 0 | 201.2 | -0.00285 | 207.1427 | 0 | 207.1427 | 0 | 207.1427 | 0 | 201.2 | 0.0014413 | 207.1427 | 0 | 323.9559 | 8.7831e-06 | 207.1427 | 0 | 207.1427 | 0 | 207.0376 | 0 | 503.9374 | 0.00156 | 207.0376 | 0 | 502.4798 | 1.0001e-05 | 503.9374 | 0.00414 | 207.0376 | 0 | 207.1427 | 4.7333e-06
| 323.1756 | 0.00039592 | 207.2397 | 0.0004259 | 323.1756 | 0 | 207.2397 | 0 | 200.3066 | 0 | 207.2397 | 0 | 207.346 | 0 | 201.4 | 0.0016695 | 207.346 | 0 | 207.346 | 0 | 207.346 | 1.1946e-05 | 201.4 | 0.00053099 | 207.346 | 0 | 324.0648 | 1.0083e-05 | 207.346 | 0 | 207.346 | 0.00016009 | 207.2397 | 0 | 504.0913 | 0.00288 | 207.2397 | 0 | 502.6349 | 6.6672e-06 | 504.0913 | 0.00385 | 207.2397 | 0 | 207.346 | 1.436e-05
| 323.2899 | 0 | 207.4418 | -0.00080069 | 323.2899 | 0.00113 | 207.4418 | 0 | 200.5119 | 0 | 207.4418 | 0 | 207.5493 | 0 | 201.6 | -0.00086005 | 207.5493 | 0 | 207.5493 | 0 | 207.5493 | 0 | 201.6 | -0.0019722 | 207.5493 | 0 | 324.1737 | 1.0411e-05 | 207.5493 | 0 | 207.5493 | 0 | 207.4418 | 0 | 504.2451 | 0.00116 | 207.4418 | 0 | 502.7901 | 1.0001e-05 | 504.2451 | 0.00404 | 207.4418 | 0 | 207.5493 | 4.741e-06
| 323.4041 | 0 | 207.644 | -0.00031469 | 323.4041 | 0 | 207.644 | 0 | 200.7172 | 0 | 207.644 | 0 | 207.7526 | 0 | 201.8 | 0.00015177 | 207.7526 | 0 | 207.7526 | 0 | 207.7526 | 8.9242e-06 | 201.8 | 0.0027091 | 207.7526 | 0 | 324.2826 | 1.0692e-05 | 207.7526 | 0 | 207.7526 | 0.00035697 | 207.644 | 0 | 504.399 | 0.00202 | 207.644 | 0 | 502.9453 | 2.6669e-05 | 504.399 | 0.0039 | 207.644 | 0 | 207.7526 | 1.4799e-05
| 323.5183 | 0 | 207.8462 | -0.00020589 | 323.5183 | 0.0003468 | 207.8462 | 0 | 200.9226 | 0 | 207.8462 | 0 | 207.956 | 0 | 202.01 | -0.002108 | 207.956 | 0 | 207.956 | 0 | 207.956 | 0 | 202.01 | 0.00033593 | 207.956 | 0 | 324.3916 | 1.1863e-05 | 207.956 | 0 | 207.956 | 0 | 207.8462 | 0 | 504.5529 | 0.00227 | 207.8462 | 0 | 503.1005 | 3.0002e-05 | 504.5529 | 0.00416 | 207.8462 | 0 | 207.956 | 4.5766e-06
| 323.6325 | 0.00012598 | 208.0483 | 0.0001778 | 323.6325 | 0 | 208.0483 | 0 | 201.1279 | 0 | 208.0483 | 0 | 208.1594 | 0 | 202.21 | -0.00086005 | 208.1594 | 0 | 208.1594 | 0 | 208.1594 | 1.0038e-05 | 202.21 | 0.00079106 | 208.1594 | 0 | 324.5005 | 1.1313e-05 | 208.1594 | 0 | 208.1594 | 0.00036369 | 208.0483 | 0 | 504.7067 | 0.0016 | 208.0483 | 0 | 503.2557 | 6.6672e-05 | 504.7067 | 0.00397 | 208.0483 | 0 | 208.1594 | 1.5638e-05
| 323.7467 | 0 | 208.2506 | -0.00033936 | 323.7467 | 0.00029479 | 208.2506 | 0 | 201.3333 | 0 | 208.2506 | 0 | 208.3628 | 0 | 202.41 | -0.0015008 | 208.3628 | 0 | 208.3628 | 0 | 208.3628 | 0 | 202.41 | 4.3346e-05 | 208.3628 | 0 | 324.6094 | 1.1922e-05 | 208.3628 | 0 | 208.3628 | 0 | 208.2506 | 0 | 504.8606 | 0.00104 | 208.2506 | 0 | 503.4109 | 3.0002e-05 | 504.8606 | 0.00415 | 208.2506 | 0 | 208.3628 | 4.9788e-06
| 323.8609 | 0 | 208.4528 | 4.7814e-05 | 323.8609 | 0 | 208.4528 | 0 | 201.5386 | 0 | 208.4528 | 0 | 208.5662 | 0 | 202.62 | -0.00065769 | 208.5662 | 0 | 208.5662 | 0 | 208.5662 | 1.8913e-05 | 202.62 | -0.00063934 | 208.5662 | 0 | 324.7184 | 1.0879e-05 | 208.5662 | 0 | 208.5662 | 0.00023308 | 208.4528 | 0 | 505.0145 | 0.00299 | 208.4528 | 0 | 503.5661 | 6.6672e-06 | 505.0145 | 0.00395 | 208.4528 | 0 | 208.5662 | 1.5425e-05
| 323.9751 | 0 | 208.655 | -0.00082124 | 323.9751 | 8.6698e-05 | 208.655 | 0 | 201.744 | 0 | 208.655 | 0 | 208.7696 | 0 | 202.82 | -0.00072515 | 208.7696 | 0 | 208.7696 | 0 | 208.7696 | 0 | 202.82 | -0.00099695 | 208.7696 | 0 | 324.8273 | 1.143e-05 | 208.7696 | 0 | 208.7696 | 0 | 208.655 | 0 | 505.1684 | 0.00239 | 208.655 | 0 | 503.7213 | 0 | 505.1684 | 0.00416 | 208.655 | 0 | 208.7696 | 4.8801e-06
| 324.0893 | 0 | 208.8573 | 0.00047066 | 324.0893 | 0.00041713 | 208.8573 | 0 | 201.9494 | 0 | 208.8573 | 0 | 208.9731 | 0 | 203.02 | -0.00059023 | 208.9731 | 0 | 208.9731 | 0 | 208.9731 | 1.3944e-05 | 203.02 | 0.00056349 | 208.9731 | 0 | 324.9363 | 1.0282e-05 | 208.9731 | 0 | 208.9731 | 0.00041895 | 208.8573 | 0 | 505.3224 | 0.0026 | 208.8573 | 0 | 503.8765 | 6.6672e-06 | 505.3224 | 0.00398 | 208.8573 | 0 | 208.9731 | 1.5732e-05
| 324.2035 | 0 | 209.0596 | -0.00076153 | 324.2035 | 0.00067626 | 209.0596 | 0 | 202.1548 | 0 | 209.0596 | 0 | 209.1765 | 0 | 203.22 | -0.0016358 | 209.1765 | 0 | 209.1765 | 0 | 209.1765 | 0 | 203.22 | -0.00099695 | 209.1765 | 0 | 325.0452 | 1.1149e-05 | 209.1765 | 0 | 209.1765 | 0 | 209.0596 | 0 | 505.4763 | 0.00146 | 209.0596 | 0 | 504.0317 | 3.0002e-05 | 505.4763 | 0.00413 | 209.0596 | 0 | 209.1765 | 4.2598e-06
| 324.3177 | 0 | 209.2619 | -9.967e-05 | 324.3177 | 0.00027809 | 209.2619 | 0 | 202.3603 | 0 | 209.2619 | 0 | 209.38 | 0 | 203.43 | -0.00025296 | 209.38 | 0 | 209.38 | 0 | 209.38 | 1.9339e-05 | 203.43 | -0.0012245 | 209.38 | 0 | 325.1542 | 1.0001e-05 | 209.38 | 0 | 209.38 | 0.00037915 | 209.2619 | 0 | 505.6302 | 0.00274 | 209.2619 | 0 | 504.187 | 0 | 505.6302 | 0.00397 | 209.2619 | 0 | 209.38 | 1.8053e-05
| 324.4319 | 0 | 209.4642 | -0.0012963 | 324.4319 | 0.00076297 | 209.4642 | 0 | 202.5657 | 0 | 209.4642 | 0 | 209.5835 | 0 | 203.63 | -0.0013997 | 209.5835 | 0 | 209.5835 | 0 | 209.5835 | 0 | 203.63 | -0.0019397 | 209.5835 | 0 | 325.2632 | 9.7082e-06 | 209.5835 | 0 | 209.5835 | 0 | 209.4642 | 0 | 505.7842 | 0.00169 | 209.4642 | 0 | 504.3422 | 0 | 505.7842 | 0.00418 | 209.4642 | 0 | 209.5835 | 6.0696e-06
| 324.5461 | 0 | 209.6665 | 0.00069275 | 324.5461 | 0 | 209.6665 | 0 | 202.7712 | 0 | 209.6665 | 0 | 209.787 | 0 | 203.83 | -0.00028669 | 209.787 | 0 | 209.787 | 0 | 209.787 | 1.729e-05 | 203.83 | -0.00096444 | 209.787 | 0 | 325.3721 | 7.4949e-06 | 209.787 | 0 | 209.787 | 0.00029603 | 209.6665 | 0 | 505.9381 | 0.00132 | 209.6665 | 0 | 504.4975 | 2.6669e-05 | 505.9381 | 0.00403 | 209.6665 | 0 | 209.787 | 1.6988e-05
| 324.6603 | 5.091e-05 | 209.8689 | -0.0010309 | 324.6603 | 6.9356e-05 | 209.8689 | 0 | 202.9766 | 0 | 209.8689 | 0 | 209.9905 | 0 | 204.04 | -0.0012648 | 209.9905 | 0 | 209.9905 | 0 | 209.9905 | 0 | 204.04 | -0.00070437 | 209.9905 | 0 | 325.4811 | 7.2021e-06 | 209.9905 | 0 | 209.9905 | 0 | 209.8689 | 0 | 506.0921 | 0.00237 | 209.8689 | 0 | 504.6527 | 1.0001e-05 | 506.0921 | 0.00416 | 209.8689 | 0 | 209.9905 | 3.2094e-06
| 324.7744 | 0.00034194 | 210.0712 | 0.0012515 | 324.7744 | 0 | 210.0712 | 0 | 203.1821 | 0 | 210.0712 | 0 | 210.1941 | 0 | 204.24 | -5.0592e-05 | 210.1941 | 0 | 210.1941 | 0 | 210.1941 | 1.8915e-05 | 204.24 | 0.0014413 | 210.1941 | 0 | 325.5901 | 6.6049e-06 | 210.1941 | 0 | 210.1941 | 0.00040294 | 210.0712 | 0 | 506.2461 | 0.00292 | 210.0712 | 0 | 504.808 | 0 | 506.2461 | 0.00393 | 210.0712 | 0 | 210.1941 | 1.6596e-05
| 324.8886 | 0.00012278 | 210.2736 | -0.00058025 | 324.8886 | 0.00017341 | 210.2736 | 0 | 203.3876 | 0 | 210.2736 | 0 | 210.3977 | 0 | 204.44 | -0.00079259 | 210.3977 | 0 | 210.3977 | 0 | 210.3977 | 0 | 204.44 | -0.00073687 | 210.3977 | 0 | 325.6991 | 6.1833e-06 | 210.3977 | 0 | 210.3977 | 0 | 210.2736 | 0 | 506.4001 | 0.001 | 210.2736 | 0 | 504.9633 | 3.0002e-05 | 506.4001 | 0.00416 | 210.2736 | 0 | 210.3977 | 4.4387e-06
| 325.0028 | 0.00034194 | 210.476 | 0.00097346 | 325.0028 | 0 | 210.476 | 0 | 203.5931 | 0 | 210.476 | 0 | 210.6012 | 0 | 204.64 | 0.0023104 | 210.6012 | 0 | 210.6012 | 0 | 210.6012 | 2.151e-05 | 204.64 | -0.00067186 | 210.6012 | 0 | 325.8081 | 6.4409e-06 | 210.6012 | 0 | 210.6012 | 0.00042034 | 210.476 | 0 | 506.5541 | 0.00086137 | 210.476 | 0 | 505.1186 | 0 | 506.5541 | 0.00402 | 210.476 | 0 | 210.6012 | 1.6696e-05
| 325.1169 | 0 | 210.6785 | 0.00012046 | 325.1169 | 0.00055488 | 210.6785 | 0 | 203.7986 | 0 | 210.6785 | 0 | 210.8048 | 0 | 204.85 | -0.0030861 | 210.8048 | 0 | 210.8048 | 0 | 210.8048 | 0 | 204.85 | -0.0020372 | 210.8048 | 0 | 325.9171 | 7.1201e-06 | 210.8048 | 0 | 210.8048 | 0 | 210.6785 | 0 | 506.7081 | 0.00153 | 210.6785 | 0 | 505.2738 | 1.0001e-05 | 506.7081 | 0.00423 | 210.6785 | 0 | 210.8048 | 6.8972e-06
| 325.2311 | 0.00035993 | 210.8809 | 0.0014455 | 325.2311 | 0 | 210.8809 | 0 | 204.0042 | 0 | 210.8809 | 0 | 211.0085 | 0 | 205.05 | 0.001231 | 211.0085 | 0 | 211.0085 | 0 | 211.0085 | 2.244e-05 | 205.05 | -0.00057433 | 211.0085 | 0 | 326.0261 | 8.584e-06 | 211.0085 | 0 | 211.0085 | 0.00056223 | 210.8809 | 0 | 506.8621 | 0.00257 | 210.8809 | 0 | 505.4291 | 0 | 506.8621 | 0.00397 | 210.8809 | 0 | 211.0085 | 1.6907e-05
| 325.3453 | 3.2945e-05 | 211.0834 | -0.0011132 | 325.3453 | 0.00114 | 211.0834 | 0 | 204.2097 | 0 | 211.0834 | 0 | 211.2121 | 0 | 205.25 | -0.0005565 | 211.2121 | 0 | 211.2121 | 0 | 211.2121 | 0 | 205.25 | -0.0035977 | 211.2121 | 0 | 326.1352 | 1.0423e-05 | 211.2121 | 0 | 211.2121 | 0 | 211.0834 | 0 | 507.0161 | 0.0002286 | 211.0834 | 0 | 505.5845 | 1.0001e-05 | 507.0161 | 0.00422 | 211.0834 | 0 | 211.2121 | 3.4495e-06
| 325.4594 | 0 | 211.2859 | 0.00038159 | 325.4594 | 0 | 211.2859 | 0 | 204.4153 | 0 | 211.2859 | 0 | 211.4157 | 0 | 205.46 | -0.00028669 | 211.4157 | 0 | 211.4157 | 0 | 211.4157 | 1.2522e-05 | 205.46 | 0.00072604 | 211.4157 | 0 | 326.2442 | 1.0036e-05 | 211.4157 | 0 | 211.4157 | 0.00035596 | 211.2859 | 0 | 507.1701 | 0.00165 | 211.2859 | 0 | 505.7398 | 6.6672e-06 | 507.1701 | 0.0041 | 211.2859 | 0 | 211.4157 | 1.7247e-05
| 325.5736 | 0 | 211.4884 | -0.00061926 | 325.5736 | 0 | 211.4884 | 0 | 204.6209 | 0 | 211.4884 | 0 | 211.6194 | 0 | 205.66 | 1.6864e-05 | 211.6194 | 0 | 211.6194 | 0 | 211.6194 | 0 | 205.66 | -0.001127 | 211.6194 | 0 | 326.3532 | 9.6731e-06 | 211.6194 | 0 | 211.6194 | 0 | 211.4884 | 0 | 507.3241 | 0.00202 | 211.4884 | 0 | 505.8951 | 0 | 507.3241 | 0.00431 | 211.4884 | 0 | 211.6194 | 5.1285e-06
| 325.6877 | 0 | 211.6909 | 0.00025022 | 325.6877 | 0 | 211.6909 | 0 | 204.8265 | 0 | 211.6909 | 0 | 211.8231 | 0 | 205.86 | 0.00075887 | 211.8231 | 0 | 211.8231 | 0 | 211.8231 | 8.6735e-06 | 205.86 | 0.0014413 | 211.8231 | 0 | 326.4623 | 9.4389e-06 | 211.8231 | 0 | 211.8231 | 0.00017611 | 211.6909 | 0 | 507.4782 | 0.0025 | 211.6909 | 0 | 506.0504 | 0 | 507.4782 | 0.00405 | 211.6909 | 0 | 211.8231 | 1.4654e-05
| 325.8018 | 0 | 211.8934 | 0.00029636 | 325.8018 | 0.00048552 | 211.8934 | 0 | 205.0321 | 0 | 211.8934 | 0 | 212.0268 | 0 | 206.07 | 0.00045532 | 212.0268 | 0 | 212.0268 | 0 | 212.0268 | 2.4016e-07 | 206.07 | -0.0013871 | 212.0268 | 0 | 326.5713 | 1.1008e-05 | 212.0268 | 0 | 212.0268 | 0 | 211.8934 | 0 | 507.6322 | 0.00253 | 211.8934 | 0 | 506.2058 | 1.0001e-05 | 507.6322 | 0.00423 | 211.8934 | 0 | 212.0268 | 6.3182e-06
| 325.916 | 0 | 212.096 | 0.00015921 | 325.916 | 0 | 212.096 | 0 | 205.2377 | 0 | 212.096 | 0 | 212.2305 | 0 | 206.27 | 0.0026813 | 212.2305 | 0 | 212.2305 | 0 | 212.2305 | 9.587e-06 | 206.27 | 0.00088859 | 212.2305 | 0 | 326.6804 | 1.1184e-05 | 212.2305 | 0 | 212.2305 | 0.00030197 | 212.096 | 0 | 507.7863 | 0.00116 | 212.096 | 0 | 506.3611 | 6.6672e-06 | 507.7863 | 0.00414 | 212.096 | 0 | 212.2305 | 1.4185e-05
| 326.0301 | 0 | 212.2986 | -0.0005477 | 326.0301 | 0 | 212.2986 | 0 | 205.4434 | 0 | 212.2986 | 0 | 212.4342 | 0 | 206.47 | -0.0019057 | 212.4342 | 0 | 212.4342 | 0 | 212.4342 | 0 | 206.47 | -0.00089942 | 212.4342 | 0 | 326.7894 | 1.1477e-05 | 212.4342 | 0 | 212.4342 | 0 | 212.2986 | 0 | 507.9404 | 0.0013 | 212.2986 | 0 | 506.5165 | 1.0001e-05 | 507.9404 | 0.00429 | 212.2986 | 0 | 212.4342 | 5.1886e-06
| 326.1442 | 0 | 212.5012 | -1.9449e-06 | 326.1442 | 0 | 212.5012 | 0 | 205.649 | 0 | 212.5012 | 0 | 212.638 | 0 | 206.68 | -0.0018044 | 212.638 | 0 | 212.638 | 0 | 212.638 | 1.017e-05 | 206.68 | -0.0010295 | 212.638 | 0 | 326.8985 | 1.1207e-05 | 212.638 | 0 | 212.638 | 0.00045008 | 212.5012 | 0 | 508.0945 | 0.00174 | 212.5012 | 0 | 506.6718 | 6.6672e-06 | 508.0945 | 0.00405 | 212.5012 | 0 | 212.638 | 1.4441e-05
| 326.2584 | 0.00026652 | 212.7038 | -8.8427e-05 | 326.2584 | 0.00029479 | 212.7038 | 0 | 205.8547 | 0 | 212.7038 | 0 | 212.8418 | 0 | 206.88 | -5.0592e-05 | 212.8417 | 0 | 212.8418 | 0 | 212.8418 | 0 | 206.88 | -0.0013871 | 212.8418 | 0 | 327.0076 | 1.164e-05 | 212.8418 | 0 | 212.8417 | 0 | 212.7038 | 0 | 508.2486 | 0.00232 | 212.7038 | 0 | 506.8272 | 3.0002e-05 | 508.2486 | 0.0042 | 212.7038 | 0 | 212.8418 | 4.2644e-06
| 326.3725 | 0 | 212.9064 | -0.0011605 | 326.3725 | 0 | 212.9064 | 0 | 206.0603 | 0 | 212.9064 | 0 | 213.0455 | 0 | 207.08 | 0.00079259 | 213.0455 | 0 | 213.0455 | 0 | 213.0455 | 5.754e-06 | 207.08 | -0.0027849 | 213.0455 | 0 | 327.1166 | 1.0329e-05 | 213.0455 | 0 | 213.0455 | 4.9146e-05 | 212.9064 | 0 | 508.4027 | 0.00234 | 212.9064 | 0 | 506.9826 | 0 | 508.4027 | 0.00409 | 212.9064 | 0 | 213.0455 | 1.665e-05
| 326.4866 | 0.00015871 | 213.1091 | -0.00044056 | 326.4866 | 0.00031212 | 213.1091 | 0 | 206.2661 | 0 | 213.1091 | 0 | 213.2493 | 0 | 207.29 | 0.00011805 | 213.2493 | 0 | 213.2493 | 0 | 213.2493 | 0 | 207.29 | -0.0012895 | 213.2493 | 0 | 327.2257 | 1.068e-05 | 213.2493 | 0 | 213.2493 | 0 | 213.1091 | 0 | 508.5568 | 0.00128 | 213.1091 | 0 | 507.1379 | 5.0004e-05 | 508.5568 | 0.0042 | 213.1091 | 0 | 213.2493 | 4.7671e-06
| 326.6008 | 0 | 213.3117 | 0.0023409 | 326.6008 | 0.00012167 | 213.3117 | 0 | 206.4718 | 0 | 213.3117 | 0 | 213.4532 | 0 | 207.49 | -0.0012985 | 213.4532 | 0 | 213.4532 | 0 | 213.4532 | 2.6583e-05 | 207.49 | -0.00018422 | 213.4532 | 0 | 327.3348 | 8.7479e-06 | 213.4532 | 0 | 213.4532 | 0.00032607 | 213.3117 | 0 | 508.7109 | 0.00232 | 213.3117 | 0 | 507.2933 | 0 | 508.7109 | 0.00392 | 213.3117 | 0 | 213.4532 | 1.6059e-05
| 326.7149 | 0 | 213.5144 | -0.00063382 | 326.7149 | 0.00101 | 213.5144 | 0 | 206.6775 | 0 | 213.5144 | 0 | 213.657 | 0 | 207.69 | -0.0011973 | 213.657 | 0 | 213.657 | 0 | 213.657 | 0 | 207.69 | -0.0019397 | 213.657 | 0 | 327.4439 | 9.029e-06 | 213.657 | 0 | 213.657 | 0 | 213.5144 | 0 | 508.865 | 0.00094954 | 213.5144 | 0 | 507.4487 | 1.0001e-05 | 508.865 | 0.0041 | 213.5144 | 0 | 213.657 | 5.0575e-06
| 326.829 | 0 | 213.7171 | 0.00022104 | 326.829 | 0.00067784 | 213.7171 | 0 | 206.8832 | 0 | 213.7171 | 0 | 213.8608 | 0 | 207.89 | -0.00048905 | 213.8608 | 0 | 213.8608 | 0 | 213.8608 | 6.4383e-06 | 207.89 | -2.1673e-05 | 213.8608 | 0 | 327.553 | 8.0922e-06 | 213.8608 | 0 | 213.8608 | 0.00023363 | 213.7171 | 0 | 509.0192 | 0.00183 | 213.7171 | 0 | 507.6041 | 6.6672e-06 | 509.0192 | 0.00398 | 213.7171 | 0 | 213.8608 | 1.4062e-05
| 326.9431 | 0.00021262 | 213.9199 | -0.00053388 | 326.9431 | 0.0002601 | 213.9199 | 0 | 207.089 | 0 | 213.9199 | 0 | 214.0647 | 0 | 208.1 | -0.0019731 | 214.0647 | 0 | 214.0647 | 0 | 214.0647 | 0 | 208.1 | -0.00099695 | 214.0647 | 0 | 327.6621 | 9.9776e-06 | 214.0647 | 0 | 214.0647 | 0 | 213.9199 | 0 | 509.1733 | 0.00232 | 213.9199 | 0 | 507.7595 | 3.0002e-05 | 509.1733 | 0.00421 | 213.9199 | 0 | 214.0647 | 3.8724e-06
| 327.0572 | 0 | 214.1226 | 0.0012014 | 327.0572 | 0 | 214.1226 | 0 | 207.2947 | 0 | 214.1226 | 0 | 214.2686 | 0 | 208.3 | -0.00032042 | 214.2686 | 0 | 214.2686 | 0 | 214.2686 | 1.6079e-05 | 208.3 | -0.0010295 | 214.2686 | 0 | 327.7712 | 9.1344e-06 | 214.2686 | 0 | 214.2686 | 0.00027198 | 214.1226 | 0 | 509.3275 | 0.00213 | 214.1226 | 0 | 507.915 | 0 | 509.3275 | 0.00395 | 214.1226 | 0 | 214.2686 | 1.8486e-05
| 327.1713 | 0 | 214.3254 | 0.00020982 | 327.1713 | 0.00079764 | 214.3254 | 0 | 207.5005 | 0 | 214.3254 | 0 | 214.4725 | 0 | 208.5 | -0.0018381 | 214.4725 | 0 | 214.4725 | 0 | 214.4725 | 0 | 208.5 | -0.0021673 | 214.4725 | 0 | 327.8803 | 9.7082e-06 | 214.4725 | 0 | 214.4725 | 0 | 214.3254 | 0 | 509.4816 | 0.00229 | 214.3254 | 0 | 508.0704 | 0 | 509.4816 | 0.00409 | 214.3254 | 0 | 214.4725 | 4.8122e-06
| 327.2854 | 0 | 214.5281 | 0.00025155 | 327.2854 | 0.00029547 | 214.5281 | 0 | 207.7063 | 0 | 214.5281 | 0 | 214.6764 | 0 | 208.71 | 0.00059023 | 214.6764 | 0 | 214.6764 | 0 | 214.6764 | 9.9586e-06 | 208.71 | 0.0011487 | 214.6764 | 0 | 327.9895 | 8.947e-06 | 214.6764 | 0 | 214.6764 | 0.00028347 | 214.5282 | 0 | 509.6358 | 0.00221 | 214.5281 | 0 | 508.2258 | 6.6672e-06 | 509.6358 | 0.00382 | 214.5282 | 0 | 214.6764 | 1.7129e-05
| 327.3995 | 0 | 214.7309 | -0.00094909 | 327.3995 | 0.00031212 | 214.7309 | 0 | 207.9121 | 0 | 214.7309 | 0 | 214.8804 | 0 | 208.91 | -0.00015177 | 214.8804 | 0 | 214.8804 | 0 | 214.8804 | 0 | 208.91 | -0.00024923 | 214.8804 | 0 | 328.0986 | 9.7551e-06 | 214.8804 | 0 | 214.8804 | 0 | 214.731 | 0 | 509.79 | 0.00258 | 214.7309 | 0 | 508.3813 | 1.0001e-05 | 509.79 | 0.00404 | 214.731 | 0 | 214.8804 | 3.7858e-06
| 327.5136 | 0 | 214.9338 | 0.00040421 | 327.5136 | 0.00015642 | 214.9338 | 0 | 208.1179 | 0 | 214.9338 | 0 | 215.0843 | 0 | 209.12 | 0.00069142 | 215.0843 | 0 | 215.0843 | 0 | 215.0843 | 9.8031e-06 | 209.12 | 0.00020589 | 215.0843 | 0 | 328.2077 | 9.1578e-06 | 215.0843 | 0 | 215.0843 | 0.00022448 | 214.9338 | 0 | 509.9442 | 0.00283 | 214.9338 | 0 | 508.5367 | 0 | 509.9442 | 0.00392 | 214.9338 | 0 | 215.0843 | 1.6757e-05
| 327.6277 | 0.00010482 | 215.1366 | -0.00121 | 327.6277 | 0 | 215.1366 | 0 | 208.3238 | 0 | 215.1366 | 0 | 215.2883 | 0 | 209.32 | -0.0011299 | 215.2883 | 0 | 215.2883 | 0 | 215.2883 | 0 | 209.32 | -0.00073687 | 215.2883 | 0 | 328.3169 | 1.02e-05 | 215.2883 | 0 | 215.2883 | 0 | 215.1366 | 0 | 510.0984 | 0.00271 | 215.1366 | 0 | 508.6922 | 0 | 510.0984 | 0.00425 | 215.1366 | 0 | 215.2883 | 7.0319e-06
| 327.7418 | 0.00016197 | 215.3395 | 3.7419e-06 | 327.7418 | 0.00050404 | 215.3395 | 0 | 208.5296 | 0 | 215.3395 | 0 | 215.4923 | 0 | 209.52 | -0.00072515 | 215.4923 | 0 | 215.4923 | 0 | 215.4923 | 1.0882e-05 | 209.52 | 0.0022539 | 215.4923 | 0 | 328.426 | 1.1172e-05 | 215.4923 | 0 | 215.4923 | 0.00024478 | 215.3395 | 0 | 510.2526 | 0.00237 | 215.3395 | 0 | 508.8476 | 6.6672e-06 | 510.2526 | 0.00409 | 215.3395 | 0 | 215.4923 | 1.4671e-05
| 327.8558 | 0.00106 | 215.5423 | -0.0002434 | 327.8558 | 0.00065893 | 215.5423 | 0 | 208.7355 | 0 | 215.5423 | 0 | 215.6963 | 0 | 209.73 | -0.00011805 | 215.6963 | 0 | 215.6963 | 0 | 215.6963 | 0 | 209.73 | -5.4182e-05 | 215.6963 | 0 | 328.5352 | 1.2003e-05 | 215.6963 | 0 | 215.6963 | 0 | 215.5423 | 0 | 510.4068 | 0.00236 | 215.5423 | 0 | 509.0031 | 1.0001e-05 | 510.4068 | 0.00433 | 215.5423 | 0 | 215.6963 | 2.357e-06
| 327.9699 | 0 | 215.7452 | 4.317e-05 | 327.9699 | 0 | 215.7452 | 0 | 208.9413 | 0 | 215.7452 | 0 | 215.9003 | 0 | 209.93 | 0.00096123 | 215.9003 | 0 | 215.9003 | 0 | 215.9003 | 6.3707e-06 | 209.93 | -0.0021673 | 215.9003 | 0 | 328.6443 | 1.1336e-05 | 215.9003 | 0 | 215.9003 | 0.00021658 | 215.7452 | 0 | 510.5611 | 0 | 215.7452 | 0 | 509.1586 | 6.6672e-06 | 510.5611 | 0.0041 | 215.7452 | 0 | 215.9003 | 1.6289e-05
| 328.084 | 0 | 215.9481 | -0.00046493 | 328.084 | 0.00036414 | 215.9481 | 0 | 209.1472 | 0 | 215.9481 | 0 | 216.1043 | 0 | 210.13 | 0.00032042 | 216.1043 | 0 | 216.1043 | 0 | 216.1043 | 0 | 210.13 | 0.00049847 | 216.1043 | 0 | 328.7535 | 1.0856e-05 | 216.1043 | 0 | 216.1043 | 0 | 215.9481 | 0 | 510.7153 | 0.00135 | 215.9481 | 0 | 509.3141 | 3.0002e-05 | 510.7153 | 0.00437 | 215.9481 | 0 | 216.1043 | 2.6838e-06
| 328.1981 | 0 | 216.1511 | 7.4229e-05 | 328.1981 | 0.0007126 | 216.1511 | 0 | 209.3531 | 0 | 216.1511 | 0 | 216.3084 | 0 | 210.34 | -0.00011805 | 216.3084 | 0 | 216.3084 | 0 | 216.3084 | 1.1588e-05 | 210.34 | 0.00062851 | 216.3084 | 0 | 328.8627 | 1.0493e-05 | 216.3084 | 0 | 216.3084 | 0.00048968 | 216.1511 | 0 | 510.8695 | 0.00207 | 216.1511 | 0 | 509.4696 | 0 | 510.8695 | 0.00415 | 216.1511 | 0 | 216.3084 | 1.6004e-05
| 328.3121 | 0 | 216.354 | 7.4672e-05 | 328.3121 | 0.00053755 | 216.354 | 0 | 209.5591 | 0 | 216.354 | 0 | 216.5125 | 0 | 210.54 | -0.0022766 | 216.5125 | 0 | 216.5125 | 0 | 216.5125 | 0 | 210.54 | -0.0021673 | 216.5125 | 0 | 328.9719 | 1.1477e-05 | 216.5125 | 0 | 216.5125 | 0 | 216.354 | 0 | 511.0238 | 0.0019 | 216.354 | 0 | 509.6251 | 5.0004e-05 | 511.0238 | 0.00447 | 216.354 | 0 | 216.5125 | 5.8589e-06
| 328.4262 | 0.00014397 | 216.557 | 0.00019205 | 328.4262 | 0 | 216.557 | 0 | 209.765 | 0 | 216.557 | 0 | 216.7166 | 0 | 210.74 | 0.0010287 | 216.7166 | 0 | 216.7166 | 0 | 216.7166 | 1.3709e-05 | 210.74 | 0.0015387 | 216.7166 | 0 | 329.0811 | 1.0879e-05 | 216.7166 | 0 | 216.7166 | 0.00027881 | 216.557 | 0 | 511.1781 | 0.00236 | 216.557 | 0 | 509.7806 | 6.6672e-06 | 511.1781 | 0.0042 | 216.557 | 0 | 216.7166 | 1.4522e-05
| 328.5403 | 0 | 216.76 | -0.00068897 | 328.5403 | 0 | 216.76 | 0 | 209.9709 | 0 | 216.76 | 0 | 216.9207 | 0 | 210.95 | -0.00285 | 216.9207 | 0 | 216.9207 | 0 | 216.9207 | 0 | 210.95 | -0.001062 | 216.9207 | 0 | 329.1903 | 1.0013e-05 | 216.9207 | 0 | 216.9206 | 0 | 216.76 | 0 | 511.3323 | 0.00178 | 216.76 | 0 | 509.9361 | 0 | 511.3323 | 0.00438 | 216.76 | 0 | 216.9207 | 4.0877e-06
| 328.6543 | 0.00057588 | 216.963 | 0.00027663 | 328.6543 | 0 | 216.963 | 0 | 210.1769 | 0 | 216.963 | 0 | 217.1248 | 0 | 211.15 | -0.0015008 | 217.1248 | 0 | 217.1248 | 0 | 217.1248 | 1.6199e-05 | 211.15 | 0.0017013 | 217.1248 | 0 | 329.2995 | 9.0759e-06 | 217.1248 | 0 | 217.1248 | 0.00037605 | 216.963 | 0 | 511.4866 | 0.00162 | 216.963 | 0 | 510.0916 | 2.6669e-05 | 511.4866 | 0.00403 | 216.963 | 0 | 217.1248 | 1.5492e-05
| 328.7684 | 0 | 217.166 | 2.9367e-05 | 328.7684 | 0.00102 | 217.166 | 0 | 210.3829 | 0 | 217.166 | 0 | 217.3289 | 0 | 211.35 | -0.0011299 | 217.3289 | 0 | 217.3289 | 0 | 217.3289 | 0 | 211.35 | 0.00033593 | 217.3289 | 0 | 329.4087 | 9.8136e-06 | 217.3289 | 0 | 217.3289 | 0 | 217.166 | 0 | 511.6409 | 0.0006682 | 217.166 | 0 | 510.2471 | 3.0002e-05 | 511.6409 | 0.00423 | 217.166 | 0 | 217.3289 | 2.4438e-06
| 328.8824 | 0 | 217.369 | 0.0008195 | 328.8824 | 5.2137e-05 | 217.369 | 0 | 210.5889 | 0 | 217.369 | 0 | 217.5331 | 0 | 211.56 | 0.0014672 | 217.5331 | 0 | 217.5331 | 0 | 217.5331 | 1.3934e-05 | 211.56 | -5.4182e-05 | 217.5331 | 0 | 329.5179 | 1.0657e-05 | 217.5331 | 0 | 217.5331 | 0.00034548 | 217.369 | 0 | 511.7952 | 0.00193 | 217.369 | 0 | 510.4027 | 0 | 511.7952 | 0.00406 | 217.369 | 0 | 217.5331 | 1.5126e-05
| 328.9965 | 0.00093132 | 217.5721 | -0.00080643 | 328.9965 | 0.00046818 | 217.5721 | 0 | 210.7948 | 0 | 217.5721 | 0 | 217.7372 | 0 | 211.76 | -0.0025127 | 217.7372 | 0 | 217.7372 | 0 | 217.7372 | 0 | 211.76 | -0.00050931 | 217.7372 | 0 | 329.6271 | 1.1336e-05 | 217.7372 | 0 | 217.7372 | 0 | 217.5721 | 0 | 511.9495 | 0 | 217.5721 | 0 | 510.5582 | 0 | 511.9495 | 0.00423 | 217.5721 | 0 | 217.7372 | 4.1661e-06
| 329.1105 | 0 | 217.7752 | 0.00088971 | 329.1105 | 0 | 217.7752 | 0 | 211.0009 | 0 | 217.7752 | 0 | 217.9414 | 0 | 211.96 | -0.00059023 | 217.9414 | 0 | 217.9414 | 0 | 217.9414 | 1.4343e-05 | 211.96 | 0.00082357 | 217.9414 | 0 | 329.7363 | 1.0388e-05 | 217.9414 | 0 | 217.9414 | 0.00026227 | 217.7752 | 0 | 512.1038 | 0.00158 | 217.7752 | 0 | 510.7138 | 2.6669e-05 | 512.1038 | 0.00399 | 217.7752 | 0 | 217.9414 | 1.2622e-05
| 329.2246 | 0.00032042 | 217.9783 | -0.00083543 | 329.2246 | 0.00017341 | 217.9783 | 0 | 211.2069 | 0 | 217.9783 | 0 | 218.1456 | 0 | 212.17 | -0.0025465 | 218.1456 | 0 | 218.1456 | 0 | 218.1456 | 0 | 212.17 | -0.0015822 | 218.1456 | 0 | 329.8455 | 1.0259e-05 | 218.1456 | 0 | 218.1456 | 0 | 217.9783 | 0 | 512.2582 | 0.00169 | 217.9783 | 0 | 510.8693 | 1.0001e-05 | 512.2582 | 0.00417 | 217.9783 | 0 | 218.1456 | 1.848e-06
| 329.3386 | 0 | 218.1814 | 0.00019084 | 329.3386 | 0 | 218.1814 | 0 | 211.4129 | 0 | 218.1814 | 0 | 218.3499 | 0 | 212.37 | -0.001737 | 218.3499 | 0 | 218.3499 | 0 | 218.3499 | 1.0165e-05 | 212.37 | 0.0014737 | 218.3499 | 0 | 329.9548 | 9.3218e-06 | 218.3499 | 0 | 218.3499 | 0.00030565 | 218.1814 | 0 | 512.4125 | 0.00294 | 218.1814 | 0 | 511.0249 | 6.6672e-06 | 512.4125 | 0.00402 | 218.1814 | 0 | 218.3499 | 1.6561e-05
| 329.4526 | 0 | 218.3845 | -0.001092 | 329.4526 | 0 | 218.3845 | 0 | 211.619 | 0 | 218.3845 | 0 | 218.5541 | 0 | 212.58 | 8.4319e-05 | 218.5541 | 0 | 218.5541 | 0 | 218.5541 | 0 | 212.58 | -0.001192 | 218.5541 | 0 | 330.064 | 9.6497e-06 | 218.5541 | 0 | 218.5541 | 0 | 218.3845 | 0 | 512.5669 | 0.00207 | 218.3845 | 0 | 511.1805 | 1.0001e-05 | 512.5669 | 0.00425 | 218.3845 | 0 | 218.5541 | 1.7117e-06
| 329.5667 | 0.00084583 | 218.5877 | 0.00020932 | 329.5667 | 0 | 218.5877 | 0 | 211.8251 | 0 | 218.5877 | 0 | 218.7584 | 0 | 212.78 | -0.0012648 | 218.7584 | 0 | 218.7584 | 0 | 218.7584 | 1.6145e-05 | 212.78 | 0.00030341 | 218.7584 | 0 | 330.1733 | 9.1578e-06 | 218.7584 | 0 | 218.7584 | 0.00022716 | 218.5877 | 0 | 512.7212 | 0.00301 | 218.5877 | 0 | 511.3361 | 0 | 512.7212 | 0.00409 | 218.5877 | 0 | 218.7584 | 1.2898e-05
| 329.6807 | 0.00033839 | 218.7908 | -0.00046792 | 329.6807 | 0.00036414 | 218.7908 | 0 | 212.0311 | 0 | 218.7908 | 0 | 218.9626 | 0 | 212.98 | -0.0023778 | 218.9626 | 0 | 218.9626 | 0 | 218.9626 | 0 | 212.98 | -0.00099695 | 218.9626 | 0 | 330.2825 | 1.0083e-05 | 218.9626 | 0 | 218.9626 | 0 | 218.7908 | 0 | 512.8756 | 0.0026 | 218.7908 | 0 | 511.4917 | 1.0001e-05 | 512.8756 | 0.00427 | 218.7908 | 0 | 218.9626 | 4.2347e-06
| 329.7947 | 0 | 218.994 | 0.00024965 | 329.7947 | 0 | 218.994 | 0 | 212.2372 | 0 | 218.994 | 0 | 219.1669 | 0 | 213.19 | -0.00062396 | 219.1669 | 0 | 219.1669 | 0 | 219.1669 | 1.4418e-05 | 213.19 | -0.00047681 | 219.1669 | 0 | 330.3918 | 9.7551e-06 | 219.1669 | 0 | 219.1669 | 0.00036587 | 218.994 | 0 | 513.0299 | 0.0039 | 218.994 | 0 | 511.6473 | 0 | 513.0299 | 0.004 | 218.994 | 0 | 219.1669 | 1.2464e-05
| 329.9087 | 0.00058994 | 219.1972 | -0.0015174 | 329.9087 | 0.00076297 | 219.1972 | 0 | 212.4434 | 0 | 219.1972 | 0 | 219.3712 | 0 | 213.39 | -0.0011299 | 219.3712 | 0 | 219.3712 | 0 | 219.3712 | 0 | 213.39 | -0.0012245 | 219.3712 | 0 | 330.5011 | 9.9542e-06 | 219.3712 | 0 | 219.3713 | 0 | 219.1972 | 0 | 513.1843 | 0.00125 | 219.1972 | 0 | 511.8029 | 0 | 513.1843 | 0.00424 | 219.1972 | 0 | 219.3712 | 5.4527e-06
| 330.0227 | 0 | 219.4004 | 0.00074301 | 330.0227 | 0 | 219.4004 | 0 | 212.6495 | 0 | 219.4004 | 0 | 219.5756 | 0 | 213.59 | 0.0014334 | 219.5756 | 0 | 219.5756 | 0 | 219.5756 | 1.9067e-05 | 213.59 | -0.00028175 | 219.5756 | 0 | 330.6103 | 8.9353e-06 | 219.5756 | 0 | 219.5756 | 0.00036439 | 219.4005 | 0 | 513.3387 | 0.00214 | 219.4004 | 0 | 511.9585 | 0 | 513.3387 | 0.00399 | 219.4005 | 0 | 219.5756 | 1.6577e-05
| 330.1368 | 0 | 219.6037 | -0.000718 | 330.1368 | 0.00086701 | 219.6037 | 0 | 212.8556 | 0 | 219.6037 | 0 | 219.7799 | 0 | 213.8 | -0.00086005 | 219.7799 | 0 | 219.7799 | 0 | 219.7799 | 0 | 213.8 | -0.00050931 | 219.7799 | 0 | 330.7196 | 9.111e-06 | 219.7799 | 0 | 219.7799 | 0 | 219.6037 | 0 | 513.4931 | 0.00209 | 219.6037 | 0 | 512.1141 | 1.0001e-05 | 513.4931 | 0.00428 | 219.6037 | 0 | 219.7799 | 4.3309e-06
| 330.2508 | 8.9983e-05 | 219.807 | 0.00010925 | 330.2508 | 0.0007126 | 219.807 | 0 | 213.0618 | 0 | 219.807 | 0 | 219.9843 | 0 | 214 | -0.00089378 | 219.9843 | 0 | 219.9843 | 0 | 219.9843 | 9.2593e-06 | 214 | -0.0012245 | 219.9843 | 0 | 330.8289 | 8.9705e-06 | 219.9843 | 0 | 219.9843 | 0.00018397 | 219.807 | 0 | 513.6475 | 0.00174 | 219.807 | 0 | 512.2697 | 4.667e-05 | 513.6475 | 0.00396 | 219.807 | 0 | 219.9843 | 1.6872e-05
| 330.3648 | 0 | 220.0102 | 2.9894e-05 | 330.3648 | 0.00029479 | 220.0102 | 0 | 213.268 | 0 | 220.0102 | 0 | 220.1886 | 0 | 214.21 | 0.00038786 | 220.1886 | 0 | 220.1886 | 0 | 220.1886 | 0 | 214.21 | -0.0014196 | 220.1886 | 0 | 330.9382 | 1.0247e-05 | 220.1886 | 0 | 220.1886 | 0 | 220.0102 | 0 | 513.802 | 0.00215 | 220.0102 | 0 | 512.4254 | 1.0001e-05 | 513.802 | 0.00419 | 220.0102 | 0 | 220.1886 | 4.1944e-06
| 330.4788 | 0.00091782 | 220.2135 | 0.00015808 | 330.4788 | 0.00012167 | 220.2135 | 0 | 213.4741 | 0 | 220.2135 | 0 | 220.393 | 0 | 214.41 | -0.00059023 | 220.393 | 0 | 220.393 | 0 | 220.393 | 5.6298e-06 | 214.41 | -0.00096444 | 220.393 | 0 | 331.0475 | 1.0013e-05 | 220.393 | 0 | 220.393 | 9.9033e-05 | 220.2135 | 0 | 513.9564 | 0.00213 | 220.2135 | 0 | 512.581 | 6.6672e-06 | 513.9564 | 0.00397 | 220.2135 | 0 | 220.393 | 1.4319e-05
| 330.5928 | 0 | 220.4168 | -0.0008069 | 330.5928 | 0.00027745 | 220.4168 | 0 | 213.6803 | 0 | 220.4168 | 0 | 220.5974 | 0 | 214.61 | -0.00062396 | 220.5974 | 0 | 220.5974 | 0 | 220.5974 | 0 | 214.61 | 0.0009211 | 220.5974 | 0 | 331.1568 | 1.0118e-05 | 220.5974 | 0 | 220.5974 | 0 | 220.4169 | 0 | 514.1108 | 0.00209 | 220.4168 | 0 | 512.7367 | 1.0001e-05 | 514.1108 | 0.00421 | 220.4169 | 0 | 220.5974 | 2.1977e-06
| 330.7068 | 0.00077385 | 220.6202 | 0.0005104 | 330.7068 | 0 | 220.6202 | 0 | 213.8865 | 0 | 220.6202 | 0 | 220.8019 | 0 | 214.82 | 0.0012985 | 220.8019 | 0 | 220.8019 | 0 | 220.8019 | 1.0222e-05 | 214.82 | -0.0014521 | 220.8019 | 0 | 331.2661 | 9.0993e-06 | 220.8019 | 0 | 220.8019 | 0.00023908 | 220.6202 | 0 | 514.2653 | 0.00214 | 220.6202 | 0 | 512.8923 | 6.6672e-06 | 514.2653 | 0.00403 | 220.6202 | 0 | 220.8019 | 1.3342e-05
| 330.8208 | 0 | 220.8235 | -0.0011959 | 330.8208 | 5.2025e-05 | 220.8235 | 0 | 214.0928 | 0 | 220.8235 | 0 | 221.0063 | 0 | 215.02 | -0.0012648 | 221.0063 | 0 | 221.0063 | 0 | 221.0063 | 0 | 215.02 | -0.0022323 | 221.0063 | 0 | 331.3754 | 9.1578e-06 | 221.0063 | 0 | 221.0063 | 0 | 220.8235 | 0 | 514.4197 | 0.0009847 | 220.8235 | 0 | 513.048 | 0 | 514.4197 | 0.0042 | 220.8235 | 0 | 221.0063 | 3.5692e-06
| 330.9348 | 0.00043191 | 221.0269 | 0.00050691 | 330.9348 | 6.9519e-05 | 221.0269 | 0 | 214.299 | 0 | 221.0269 | 0 | 221.2108 | 0 | 215.23 | 0.0025127 | 221.2108 | 0 | 221.2108 | 0 | 221.2108 | 1.5876e-05 | 215.23 | -0.00054182 | 221.2108 | 0 | 331.4847 | 8.8065e-06 | 221.2108 | 0 | 221.2108 | 0.00030119 | 221.0269 | 0 | 514.5742 | 0.00216 | 221.0269 | 0 | 513.2037 | 6.6672e-06 | 514.5742 | 0.00403 | 221.0269 | 0 | 221.2108 | 1.3909e-05
| 331.0488 | 0.00010482 | 221.2303 | -0.00056471 | 331.0488 | 0 | 221.2303 | 0 | 214.5053 | 0 | 221.2303 | 0 | 221.4152 | 0 | 215.43 | 0.0009275 | 221.4152 | 0 | 221.4152 | 0 | 221.4153 | 0 | 215.43 | -0.00015171 | 221.4152 | 0 | 331.594 | 8.3498e-06 | 221.4152 | 0 | 221.4152 | 0 | 221.2303 | 0 | 514.7287 | 0.00165 | 221.2303 | 0 | 513.3593 | 1.0001e-05 | 514.7287 | 0.00421 | 221.2303 | 0 | 221.4153 | 4.6609e-06
| 331.1628 | 0.00062987 | 221.4337 | 0.0012646 | 331.1628 | 0 | 221.4337 | 0 | 214.7115 | 0 | 221.4337 | 0 | 221.6197 | 0 | 215.63 | -0.00079259 | 221.6197 | 0 | 221.6197 | 0 | 221.6197 | 1.1421e-05 | 215.63 | -5.4182e-05 | 221.6197 | 0 | 331.7034 | 9.5209e-06 | 221.6197 | 0 | 221.6197 | 0.0002772 | 221.4337 | 0 | 514.8831 | 0.00345 | 221.4337 | 0 | 513.515 | 6.6672e-06 | 514.8831 | 0.00399 | 221.4337 | 0 | 221.6197 | 1.5905e-05
| 331.2767 | 0.00024855 | 221.6371 | -0.00025072 | 331.2767 | 0.00024276 | 221.6371 | 0 | 214.9178 | 0 | 221.6371 | 0 | 221.8242 | 0 | 215.84 | 0.00021923 | 221.8243 | 0 | 221.8242 | 0 | 221.8242 | 0 | 215.84 | 0.00040094 | 221.8242 | 0 | 331.8127 | 9.3569e-06 | 221.8242 | 0 | 221.8243 | 0 | 221.6371 | 0 | 515.0376 | 0.00127 | 221.6371 | 0 | 513.6707 | 3.0002e-05 | 515.0376 | 0.00424 | 221.6371 | 0 | 221.8242 | 3.7369e-06
| 331.3907 | 0 | 221.8406 | 0.00056689 | 331.3907 | 0.00083426 | 221.8406 | 0 | 215.1241 | 0 | 221.8406 | 0 | 222.0288 | 0 | 216.04 | 0.00082632 | 222.0288 | 0 | 222.0288 | 0 | 222.0288 | 1.5968e-05 | 216.04 | 0.0033593 | 222.0288 | 0 | 331.9221 | 8.7245e-06 | 222.0288 | 0 | 222.0288 | 0.00031899 | 221.8406 | 0 | 515.1921 | 0.00183 | 221.8406 | 0 | 513.8264 | 6.6672e-06 | 515.1921 | 0.00403 | 221.8406 | 0 | 222.0288 | 1.6069e-05
| 331.5047 | 0.00041025 | 222.044 | -0.00026379 | 331.5047 | 0.0013 | 222.044 | 0 | 215.3304 | 0 | 222.044 | 0 | 222.2333 | 0 | 216.25 | -0.0017032 | 222.2333 | 0 | 222.2333 | 0 | 222.2333 | 0 | 216.25 | -0.001257 | 222.2333 | 0 | 332.0314 | 8.6191e-06 | 222.2333 | 0 | 222.2333 | 0 | 222.044 | 0 | 515.3466 | 0.00139 | 222.044 | 0 | 513.9821 | 3.0002e-05 | 515.3466 | 0.0042 | 222.044 | 0 | 222.2333 | 1.9019e-06
| 331.6187 | 0 | 222.2475 | 0.00071279 | 331.6187 | 0 | 222.2475 | 0 | 215.5367 | 0 | 222.2475 | 0 | 222.4379 | 0 | 216.45 | -0.00059023 | 222.4379 | 0 | 222.4379 | 0 | 222.4379 | 1.0939e-05 | 216.45 | 0.00043346 | 222.4379 | 0 | 332.1408 | 8.2912e-06 | 222.4379 | 0 | 222.4379 | 0.00032177 | 222.2475 | 0 | 515.5012 | 0.00193 | 222.2475 | 0 | 514.1378 | 0 | 515.5012 | 0.00386 | 222.2475 | 0 | 222.4379 | 1.1979e-05
| 331.7326 | 0.00023058 | 222.451 | -0.00023616 | 331.7326 | 0.00116 | 222.451 | 0 | 215.7431 | 0 | 222.451 | 0 | 222.6425 | 0 | 216.65 | -0.00062396 | 222.6425 | 0 | 222.6425 | 0 | 222.6425 | 0 | 216.65 | -0.00086692 | 222.6425 | 0 | 332.2501 | 8.8651e-06 | 222.6425 | 0 | 222.6425 | 0 | 222.451 | 0 | 515.6557 | 0.00218 | 222.451 | 0 | 514.2936 | 1.0001e-05 | 515.6557 | 0.00407 | 222.451 | 0 | 222.6425 | 4.6336e-06
| 331.8466 | 0 | 222.6545 | 0.0010699 | 331.8466 | 0 | 222.6545 | 0 | 215.9494 | 0 | 222.6545 | 0 | 222.8471 | 0 | 216.86 | 0.00035414 | 222.847 | 0 | 222.8471 | 0 | 222.847 | 1.438e-05 | 216.86 | -0.0018096 | 222.8471 | 0 | 332.3595 | 7.9633e-06 | 222.8471 | 0 | 222.847 | 0.00019977 | 222.6546 | 0 | 515.8102 | 0.00288 | 222.6545 | 0 | 514.4493 | 6.6672e-06 | 515.8102 | 0.00391 | 222.6546 | 0 | 222.847 | 1.4487e-05
| 331.9606 | 0.00019465 | 222.8581 | 0.00015191 | 331.9606 | 0 | 222.8581 | 0 | 216.1558 | 0 | 222.8581 | 0 | 223.0517 | 0 | 217.06 | 0.00075887 | 223.0517 | 0 | 223.0517 | 0 | 223.0517 | 1.1001e-06 | 217.06 | -0.0018096 | 223.0517 | 0 | 332.4689 | 9.0524e-06 | 223.0517 | 0 | 223.0517 | 0 | 222.8581 | 0 | 515.9647 | 0.00222 | 222.8581 | 0 | 514.605 | 3.0002e-05 | 515.9647 | 0.00417 | 222.8581 | 0 | 223.0517 | 6.3331e-06
| 332.0745 | 0.00044991 | 223.0616 | 0.00023153 | 332.0745 | 0 | 223.0616 | 0 | 216.3622 | 0 | 223.0616 | 0 | 223.2563 | 0 | 217.27 | -0.0010287 | 223.2563 | 0 | 223.2563 | 0 | 223.2563 | 1.0298e-05 | 217.27 | -0.00021673 | 223.2563 | 0 | 332.5783 | 8.9353e-06 | 223.2563 | 0 | 223.2563 | 0.00035863 | 223.0616 | 0 | 516.1193 | 0.0028 | 223.0616 | 0 | 514.7608 | 0 | 516.1193 | 0.00394 | 223.0616 | 0 | 223.2563 | 1.2789e-05
| 332.1885 | 0 | 223.2652 | -0.00067772 | 332.1885 | 5.2025e-05 | 223.2652 | 0 | 216.5685 | 0 | 223.2652 | 0 | 223.4609 | 0 | 217.47 | -0.0021416 | 223.4609 | 0 | 223.4609 | 0 | 223.4609 | 0 | 217.47 | -0.0013546 | 223.4609 | 0 | 332.6877 | 9.3569e-06 | 223.4609 | 0 | 223.4609 | 0 | 223.2652 | 0 | 516.2739 | 0.00183 | 223.2652 | 0 | 514.9165 | 3.0002e-05 | 516.2739 | 0.00422 | 223.2652 | 0 | 223.4609 | 2.4197e-06
| 332.3024 | 0 | 223.4688 | 9.5547e-05 | 332.3024 | 0 | 223.4688 | 0 | 216.7749 | 0 | 223.4688 | 0 | 223.6656 | 0 | 217.67 | 0.00075887 | 223.6656 | 0 | 223.6656 | 0 | 223.6656 | 5.1311e-06 | 217.67 | 0.00043346 | 223.6656 | 0 | 332.7971 | 8.4318e-06 | 223.6656 | 0 | 223.6656 | 9.1162e-05 | 223.4688 | 0 | 516.4284 | 0.00281 | 223.4688 | 0 | 515.0723 | 0 | 516.4284 | 0.004 | 223.4688 | 0 | 223.6656 | 1.5045e-05
| 332.4164 | 5.091e-05 | 223.6724 | 8.3851e-05 | 332.4164 | 0.00134 | 223.6724 | 0 | 216.9814 | 0 | 223.6724 | 0 | 223.8703 | 0 | 217.88 | -0.001602 | 223.8703 | 0 | 223.8703 | 0 | 223.8703 | 0 | 217.88 | -0.00037928 | 223.8703 | 0 | 332.9065 | 1.0036e-05 | 223.8703 | 0 | 223.8703 | 0 | 223.6724 | 0 | 516.583 | 0.00309 | 223.6724 | 0 | 515.2281 | 3.0002e-05 | 516.583 | 0.00435 | 223.6724 | 0 | 223.8703 | 2.5294e-06
| 332.5303 | 0.00030594 | 223.876 | 0.00039864 | 332.5303 | 0 | 223.876 | 0 | 217.1878 | 0 | 223.876 | 0 | 224.075 | 0 | 218.08 | 8.4319e-05 | 224.075 | 0 | 224.075 | 0 | 224.075 | 1.6785e-05 | 218.08 | 0.00082357 | 224.075 | 0 | 333.0159 | 9.919e-06 | 224.075 | 0 | 224.075 | 0.00015875 | 223.876 | 0 | 516.7376 | 0.00243 | 223.876 | 0 | 515.3839 | 0 | 516.7376 | 0.00407 | 223.876 | 0 | 224.075 | 1.4118e-05
| 332.6442 | 0 | 224.0797 | -0.0014343 | 332.6442 | 0.0004335 | 224.0797 | 0 | 217.3943 | 0 | 224.0797 | 0 | 224.2797 | 0 | 218.29 | -0.0014672 | 224.2797 | 0 | 224.2797 | 0 | 224.2797 | 0 | 218.29 | -0.0012245 | 224.2797 | 0 | 333.1253 | 1.1594e-05 | 224.2797 | 0 | 224.2797 | 0 | 224.0797 | 0 | 516.8922 | 0.00213 | 224.0797 | 0 | 515.5396 | 1.0001e-05 | 516.8922 | 0.00439 | 224.0797 | 0 | 224.2797 | 5.2433e-06
| 332.7582 | 0.00026995 | 224.2834 | -8.2953e-05 | 332.7582 | 0.00031285 | 224.2834 | 0 | 217.6007 | 0 | 224.2834 | 0 | 224.4844 | 0 | 218.49 | -0.001366 | 224.4844 | 0 | 224.4844 | 0 | 224.4844 | 5.7252e-06 | 218.49 | -2.1673e-05 | 224.4844 | 0 | 333.2347 | 1.0821e-05 | 224.4844 | 0 | 224.4844 | 0 | 224.2834 | 0 | 517.0468 | 0.00213 | 224.2834 | 0 | 515.6954 | 0 | 517.0468 | 0.00403 | 224.2834 | 0 | 224.4844 | 1.3016e-05
| 332.8721 | 0 | 224.487 | 0.00024924 | 332.8721 | 0 | 224.487 | 0 | 217.8072 | 0 | 224.487 | 0 | 224.6891 | 0 | 218.7 | 5.0592e-05 | 224.6892 | 0 | 224.6891 | 0 | 224.6891 | 0 | 218.7 | 0.0017338 | 224.6891 | 0 | 333.3441 | 1.0821e-05 | 224.6891 | 0 | 224.6892 | 0 | 224.487 | 0 | 517.2014 | 0.00155 | 224.487 | 0 | 515.8512 | 3.0002e-05 | 517.2014 | 0.00429 | 224.487 | 0 | 224.6891 | 2.6179e-06
| 332.9861 | 0.00044991 | 224.6907 | -0.00021632 | 332.9861 | 0 | 224.6907 | 0 | 218.0137 | 0 | 224.6907 | 0 | 224.8939 | 0 | 218.9 | 0.0023778 | 224.8939 | 0 | 224.8939 | 0 | 224.8939 | 8.9466e-06 | 218.9 | -0.00057433 | 224.8939 | 0 | 333.4535 | 1.0223e-05 | 224.8939 | 0 | 224.8939 | 0.00036771 | 224.6908 | 0 | 517.3561 | 0.00144 | 224.6907 | 0 | 516.007 | 0 | 517.3561 | 0.00403 | 224.6908 | 0 | 224.8939 | 1.3927e-05
| 333.1 | 0 | 224.8945 | -0.0005789 | 333.1 | 0.00134 | 224.8945 | 0 | 218.2202 | 0 | 224.8945 | 0 | 225.0987 | 0 | 219.1 | -0.00059023 | 225.0987 | 0 | 225.0987 | 0 | 225.0987 | 0 | 219.1 | 0.00079106 | 225.0987 | 0 | 333.563 | 1.0341e-05 | 225.0987 | 0 | 225.0987 | 0 | 224.8945 | 0 | 517.5107 | 0.00116 | 224.8945 | 0 | 516.1628 | 3.0002e-05 | 517.5107 | 0.00435 | 224.8945 | 0 | 225.0987 | 3.8033e-06
| 333.2139 | 0 | 225.0982 | 0.00065189 | 333.2139 | 0.00123 | 225.0982 | 0 | 218.4267 | 0 | 225.0982 | 0 | 225.3035 | 0 | 219.31 | -0.00082632 | 225.3035 | 0 | 225.3035 | 0 | 225.3035 | 1.5985e-05 | 219.31 | -0.00080189 | 225.3035 | 0 | 333.6724 | 1.0692e-05 | 225.3035 | 0 | 225.3035 | 0.00059014 | 225.0982 | 0 | 517.6653 | 0.00155 | 225.0982 | 0 | 516.3187 | 0 | 517.6653 | 0.00417 | 225.0982 | 0 | 225.3035 | 1.5127e-05
| 333.3278 | 3.2945e-05 | 225.302 | -0.0014111 | 333.3278 | 0.00090168 | 225.302 | 0 | 218.6332 | 0 | 225.302 | 0 | 225.5083 | 0 | 219.51 | 5.0592e-05 | 225.5083 | 0 | 225.5083 | 0 | 225.5083 | 0 | 219.51 | -0.0022323 | 225.5083 | 0 | 333.7819 | 1.0903e-05 | 225.5083 | 0 | 225.5083 | 0 | 225.302 | 0 | 517.82 | 0.00253 | 225.302 | 0 | 516.4745 | 3.0002e-05 | 517.82 | 0.00433 | 225.302 | 0 | 225.5083 | 1.2555e-06
| 333.4418 | 0.00030594 | 225.5057 | 0.00012007 | 333.4418 | 0 | 225.5057 | 0 | 218.8398 | 0 | 225.5057 | 0 | 225.7131 | 0 | 219.72 | 0.00011805 | 225.7131 | 0 | 225.7131 | 0 | 225.7131 | 9.0115e-06 | 219.72 | -0.00034676 | 225.7131 | 0 | 333.8913 | 9.919e-06 | 225.7131 | 0 | 225.7131 | 0.00024811 | 225.5057 | 0 | 517.9746 | 0.001 | 225.5057 | 0 | 516.6303 | 0 | 517.9746 | 0.00408 | 225.5057 | 0 | 225.7131 | 1.5122e-05
| 333.5557 | 0 | 225.7095 | -0.00049758 | 333.5557 | 0.00045084 | 225.7095 | 0 | 219.0463 | 0 | 225.7095 | 0 | 225.918 | 0 | 219.92 | -0.0016695 | 225.918 | 0 | 225.918 | 0 | 225.918 | 0 | 219.92 | -0.001127 | 225.918 | 0 | 334.0008 | 8.7479e-06 | 225.918 | 0 | 225.918 | 0 | 225.7095 | 0 | 518.1293 | 0.00183 | 225.7095 | 0 | 516.7862 | 1.0001e-05 | 518.1293 | 0.00423 | 225.7095 | 0 | 225.918 | 3.9226e-06
| 333.6696 | 0.00034194 | 225.9133 | 0.00062446 | 333.6696 | 0.00048665 | 225.9133 | 0 | 219.2529 | 0 | 225.9133 | 0 | 226.1228 | 0 | 220.13 | 0.0019057 | 226.1228 | 0 | 226.1228 | 0 | 226.1228 | 1.6489e-05 | 220.13 | 0.0019289 | 226.1228 | 0 | 334.1103 | 8.584e-06 | 226.1228 | 0 | 226.1228 | 0.00038492 | 225.9133 | 0 | 518.284 | 0.00207 | 225.9133 | 0 | 516.942 | 6.6672e-06 | 518.284 | 0.00395 | 225.9133 | 0 | 226.1228 | 1.6902e-05
| 333.7835 | 0 | 226.1172 | -0.0007963 | 333.7835 | 0.00086701 | 226.1172 | 0 | 219.4595 | 0 | 226.1172 | 0 | 226.3277 | 0 | 220.33 | 0.00038786 | 226.3277 | 0 | 226.3277 | 0 | 226.3277 | 0 | 220.33 | -0.0013546 | 226.3277 | 0 | 334.2197 | 9.7902e-06 | 226.3277 | 0 | 226.3277 | 0 | 226.1172 | 0 | 518.4387 | 0.00128 | 226.1172 | 0 | 517.0979 | 1.0001e-05 | 518.4387 | 0.00414 | 226.1172 | 0 | 226.3277 | 4.4518e-06
| 333.8974 | 0.00037793 | 226.321 | 0.00078414 | 333.8974 | 0 | 226.321 | 0 | 219.6661 | 0 | 226.321 | 0 | 226.5326 | 0 | 220.53 | -0.0011973 | 226.5326 | 0 | 226.5326 | 0 | 226.5326 | 1.4073e-05 | 220.53 | -0.00037928 | 226.5326 | 0 | 334.3292 | 1.0657e-05 | 226.5326 | 0 | 226.5326 | 0.00035997 | 226.321 | 0 | 518.5934 | 0.0022 | 226.321 | 0 | 517.2537 | 0 | 518.5934 | 0.00392 | 226.321 | 0 | 226.5326 | 1.4839e-05
| 334.0113 | 0.00089539 | 226.5249 | -0.00016348 | 334.0113 | 0.00060691 | 226.5249 | 0 | 219.8727 | 0 | 226.5249 | 0 | 226.7375 | 0 | 220.74 | -0.0012648 | 226.7375 | 0 | 226.7375 | 0 | 226.7375 | 0 | 220.74 | -0.0010945 | 226.7375 | 0 | 334.4387 | 1.1453e-05 | 226.7375 | 0 | 226.7375 | 0 | 226.5249 | 0 | 518.7481 | 0.00068578 | 226.5249 | 0 | 517.4096 | 0 | 518.7481 | 0.0042 | 226.5249 | 0 | 226.7375 | 4.0385e-06
| 334.1252 | 0 | 226.7288 | 0.0010572 | 334.1252 | 0 | 226.7288 | 0 | 220.0793 | 0 | 226.7288 | 0 | 226.9424 | 0 | 220.94 | -0.00082632 | 226.9424 | 0 | 226.9424 | 0 | 226.9424 | 1.3313e-05 | 220.94 | -0.001062 | 226.9424 | 0 | 334.5482 | 9.9542e-06 | 226.9424 | 0 | 226.9424 | 0.00030854 | 226.7288 | 0 | 518.9028 | 0.00114 | 226.7288 | 0 | 517.5655 | 0 | 518.9028 | 0.00403 | 226.7288 | 0 | 226.9424 | 1.422e-05
| 334.2391 | 0 | 226.9327 | -0.0005763 | 334.2391 | 0.00010404 | 226.9327 | 0 | 220.286 | 0 | 226.9327 | 0 | 227.1474 | 0 | 221.15 | -0.0022766 | 227.1474 | 0 | 227.1474 | 0 | 227.1474 | 0 | 221.15 | -0.0016472 | 227.1474 | 0 | 334.6577 | 9.8371e-06 | 227.1474 | 0 | 227.1474 | 0 | 226.9327 | 0 | 519.0575 | 0.00239 | 226.9327 | 0 | 517.7214 | 0 | 519.0575 | 0.00424 | 226.9327 | 0 | 227.1474 | 2.6458e-06
| 334.353 | 0.00052189 | 227.1366 | -3.2123e-05 | 334.353 | 0 | 227.1366 | 0 | 220.4926 | 0 | 227.1366 | 0 | 227.3524 | 0 | 221.35 | 0.00025296 | 227.3524 | 0 | 227.3524 | 0 | 227.3524 | 1.0915e-05 | 221.35 | 0.00010836 | 227.3524 | 0 | 334.7672 | 8.1273e-06 | 227.3524 | 0 | 227.3524 | 0.00022788 | 227.1366 | 0 | 519.2123 | 0.00316 | 227.1366 | 0 | 517.8773 | 6.6672e-06 | 519.2123 | 0.00401 | 227.1366 | 0 | 227.3524 | 1.3747e-05
| 334.4669 | 0.00028449 | 227.3405 | -0.00032868 | 334.4669 | 0.00079764 | 227.3405 | 0 | 220.6993 | 0 | 227.3405 | 0 | 227.5573 | 0 | 221.56 | -0.0019393 | 227.5573 | 0 | 227.5573 | 0 | 227.5573 | 0 | 221.56 | -0.00060684 | 227.5573 | 0 | 334.8767 | 1.0141e-05 | 227.5573 | 0 | 227.5573 | 0 | 227.3405 | 0 | 519.367 | 0.00084403 | 227.3405 | 0 | 518.0332 | 0 | 519.367 | 0.00413 | 227.3405 | 0 | 227.5573 | 5.7232e-06
| 334.5808 | 0 | 227.5445 | 0.00063389 | 334.5808 | 0 | 227.5445 | 0 | 220.906 | 0 | 227.5445 | 0 | 227.7623 | 0 | 221.76 | 5.0592e-05 | 227.7623 | 0 | 227.7623 | 0 | 227.7623 | 9.3571e-06 | 221.76 | -0.00067186 | 227.7623 | 0 | 334.9862 | 9.0993e-06 | 227.7623 | 0 | 227.7623 | 0.00012371 | 227.5445 | 0 | 519.5217 | 0.00329 | 227.5445 | 0 | 518.1891 | 6.6672e-06 | 519.5217 | 0.00389 | 227.5445 | 0 | 227.7623 | 1.586e-05
| 334.6947 | 0.00039229 | 227.7485 | -0.00033513 | 334.6947 | 0.00046818 | 227.7485 | 0 | 221.1127 | 0 | 227.7485 | 0 | 227.9673 | 0 | 221.97 | -0.0022766 | 227.9673 | 0 | 227.9673 | 0 | 227.9673 | 0 | 221.97 | -0.0027199 | 227.9673 | 0 | 335.0957 | 1.0223e-05 | 227.9673 | 0 | 227.9673 | 0 | 227.7485 | 0 | 519.6765 | 0.00193 | 227.7485 | 0 | 518.345 | 0 | 519.6765 | 0.00419 | 227.7485 | 0 | 227.9673 | 3.1085e-06
| 334.8086 | 0 | 227.9525 | 0.0012457 | 334.8086 | 0.00033023 | 227.9525 | 0 | 221.3194 | 0 | 227.9525 | 0 | 228.1724 | 0 | 222.17 | 0.0011973 | 228.1724 | 0 | 228.1724 | 0 | 228.1724 | 1.5593e-05 | 222.17 | -0.00024923 | 228.1724 | 0 | 335.2052 | 8.7011e-06 | 228.1724 | 0 | 228.1724 | 0.0005471 | 227.9525 | 0 | 519.8313 | 0.00427 | 227.9525 | 0 | 518.5009 | 6.6672e-06 | 519.8313 | 0.00405 | 227.9525 | 0 | 228.1724 | 1.5792e-05
| 334.9224 | 0 | 228.1565 | -0.00020759 | 334.9224 | 0 | 228.1565 | 0 | 221.5261 | 0 | 228.1565 | 0 | 228.3774 | 0 | 222.38 | -0.0010624 | 228.3774 | 0 | 228.3774 | 0 | 228.3774 | 0 | 222.38 | -0.00067186 | 228.3774 | 0 | 335.3148 | 1.0247e-05 | 228.3774 | 0 | 228.3774 | 0 | 228.1565 | 0 | 519.986 | 0.00295 | 228.1565 | 0 | 518.6569 | 1.0001e-05 | 519.986 | 0.00432 | 228.1565 | 0 | 228.3774 | 2.1699e-06
| 335.0363 | 0.00023396 | 228.3605 | 2.8584e-06 | 335.0363 | 0.00055617 | 228.3605 | 0 | 221.7328 | 0 | 228.3605 | 0 | 228.5825 | 0 | 222.58 | 0.00032042 | 228.5825 | 0 | 228.5825 | 0 | 228.5825 | 8.1138e-06 | 222.58 | -0.0021023 | 228.5825 | 0 | 335.4243 | 9.6263e-06 | 228.5825 | 0 | 228.5825 | 0.00020334 | 228.3605 | 0 | 520.1408 | 0.00065043 | 228.3605 | 0 | 518.8128 | 6.6672e-06 | 520.1408 | 0.00399 | 228.3605 | 0 | 228.5825 | 1.307e-05
| 335.1502 | 0 | 228.5646 | -0.00026399 | 335.1502 | 0.00175 | 228.5646 | 0 | 221.9396 | 0 | 228.5646 | 0 | 228.7876 | 0 | 222.78 | 0.00082632 | 228.7876 | 0 | 228.7876 | 0 | 228.7876 | 0 | 222.78 | -0.00099695 | 228.7876 | 0 | 335.5339 | 1.0083e-05 | 228.7876 | 0 | 228.7876 | 0 | 228.5646 | 0 | 520.2956 | 0.00091437 | 228.5646 | 0 | 518.9688 | 0 | 520.2956 | 0.00427 | 228.5646 | 0 | 228.7876 | 5.4613e-06
| 335.264 | 0 | 228.7686 | 0.00054332 | 335.264 | 0.00055617 | 228.7686 | 0 | 222.1464 | 0 | 228.7686 | 0 | 228.9926 | 0 | 222.99 | 0.00069142 | 228.9926 | 0 | 228.9926 | 0 | 228.9926 | 1.3607e-05 | 222.99 | 0.00014088 | 228.9926 | 0 | 335.6434 | 9.6028e-06 | 228.9926 | 0 | 228.9926 | 0.00029767 | 228.7686 | 0 | 520.4504 | 0.00214 | 228.7686 | 0 | 519.1247 | 6.6672e-06 | 520.4504 | 0.00409 | 228.7686 | 0 | 228.9926 | 1.3322e-05
| 335.3779 | 0.00012278 | 228.9727 | 0.00024655 | 335.3779 | 0.00041617 | 228.9727 | 0 | 222.3531 | 0 | 228.9727 | 0 | 229.1978 | 0 | 223.19 | -0.00052277 | 229.1978 | 0 | 229.1978 | 0 | 229.1978 | 0 | 223.19 | -0.0017771 | 229.1978 | 0 | 335.753 | 1.0423e-05 | 229.1978 | 0 | 229.1978 | 0 | 228.9727 | 0 | 520.6052 | 0.00375 | 228.9727 | 0 | 519.2807 | 3.0002e-05 | 520.6052 | 0.00433 | 228.9727 | 0 | 229.1978 | 4.8799e-06
| 335.4918 | 0.00016197 | 229.1768 | 0.00065511 | 335.4918 | 0 | 229.1768 | 0 | 222.5599 | 0 | 229.1768 | 0 | 229.4029 | 0 | 223.4 | -0.0024453 | 229.4029 | 0 | 229.4029 | 0 | 229.4029 | 1.4261e-05 | 223.4 | 0.00066102 | 229.4029 | 0 | 335.8625 | 9.6848e-06 | 229.4029 | 0 | 229.4029 | 0.00024821 | 229.1768 | 0 | 520.7601 | 0.00341 | 229.1768 | 0 | 519.4366 | 0 | 520.7601 | 0.00403 | 229.1768 | 0 | 229.4029 | 1.5534e-05
| 335.6056 | 0 | 229.3809 | -0.00074067 | 335.6056 | 0 | 229.3809 | 0 | 222.7667 | 0 | 229.3809 | 0 | 229.608 | 0 | 223.6 | -0.0029174 | 229.608 | 0 | 229.608 | 0 | 229.608 | 0 | 223.6 | -0.00037928 | 229.608 | 0 | 335.9721 | 1.0305e-05 | 229.608 | 0 | 229.608 | 0 | 229.381 | 0 | 520.9149 | 0.00148 | 229.3809 | 0 | 519.5926 | 3.0002e-05 | 520.9149 | 0.00418 | 229.381 | 0 | 229.608 | 2.7047e-06
| 335.7195 | 0.0004859 | 229.5851 | 0.00016345 | 335.7195 | 0.00024332 | 229.5851 | 0 | 222.9736 | 0 | 229.5851 | 0 | 229.8132 | 0 | 223.81 | 0.0014672 | 229.8132 | 0 | 229.8132 | 0 | 229.8132 | 8.5143e-06 | 223.81 | 0.0012462 | 229.8132 | 0 | 336.0817 | 9.0524e-06 | 229.8132 | 0 | 229.8132 | 0.00032131 | 229.5851 | 0 | 521.0697 | 0.00271 | 229.5851 | 0 | 519.7486 | 0 | 521.0697 | 0.00395 | 229.5851 | 0 | 229.8132 | 1.3924e-05
| 335.8333 | 0.00030245 | 229.7892 | -0.00088392 | 335.8333 | 0.00062425 | 229.7892 | 0 | 223.1804 | 0 | 229.7892 | 0 | 230.0184 | 0 | 224.01 | -0.00065769 | 230.0184 | 0 | 230.0184 | 0 | 230.0184 | 0 | 224.01 | -0.00044429 | 230.0184 | 0 | 336.1913 | 1.061e-05 | 230.0184 | 0 | 230.0184 | 0 | 229.7893 | 0 | 521.2246 | 0.00211 | 229.7892 | 0 | 519.9046 | 0 | 521.2246 | 0.00421 | 229.7893 | 0 | 230.0184 | 3.8971e-06
| 335.9472 | 0.00052189 | 229.9934 | 0.00014748 | 335.9472 | 0 | 229.9934 | 0 | 223.3873 | 0 | 229.9934 | 0 | 230.2236 | 0 | 224.22 | -0.00011805 | 230.2236 | 0 | 230.2236 | 0 | 230.2236 | 1.3072e-05 | 224.22 | -0.0024274 | 230.2236 | 0 | 336.3009 | 8.7479e-06 | 230.2236 | 0 | 230.2236 | 0.00052565 | 229.9934 | 0 | 521.3794 | 0.00285 | 229.9934 | 0 | 520.0606 | 0 | 521.3794 | 0.00403 | 229.9934 | 0 | 230.2236 | 1.5174e-05
| 336.0611 | 0 | 230.1976 | -0.0016445 | 336.0611 | 0.00154 | 230.1976 | 0 | 223.5941 | 0 | 230.1976 | 0 | 230.4288 | 0 | 224.42 | 0.0005565 | 230.4288 | 0 | 230.4288 | 0 | 230.4288 | 0 | 224.42 | -0.00054182 | 230.4288 | 0 | 336.4104 | 8.7245e-06 | 230.4288 | 0 | 230.4288 | 0 | 230.1976 | 0 | 521.5343 | 0.00186 | 230.1976 | 0 | 520.2166 | 1.0001e-05 | 521.5343 | 0.00428 | 230.1976 | 0 | 230.4288 | 3.8361e-06
| 336.1749 | 0.00079184 | 230.4018 | 0.00037261 | 336.1749 | 0.00060832 | 230.4018 | 0 | 223.801 | 0 | 230.4018 | 0 | 230.634 | 0 | 224.63 | -0.0016358 | 230.634 | 0 | 230.634 | 0 | 230.634 | 8.9208e-06 | 224.63 | -0.0024923 | 230.634 | 0 | 336.52 | 8.0687e-06 | 230.634 | 0 | 230.634 | 0.00032338 | 230.4018 | 0 | 521.6892 | 0.00202 | 230.4018 | 0 | 520.3726 | 0 | 521.6892 | 0.00404 | 230.4018 | 0 | 230.634 | 1.6159e-05
| 336.2887 | 0.00012278 | 230.6061 | 5.573e-06 | 336.2887 | 0.0012 | 230.6061 | 0 | 224.0079 | 0 | 230.6061 | 0 | 230.8393 | 0 | 224.83 | -0.0022766 | 230.8393 | 0 | 230.8393 | 0 | 230.8393 | 0 | 224.83 | -0.0015822 | 230.8393 | 0 | 336.6297 | 9.3218e-06 | 230.8393 | 0 | 230.8393 | 0 | 230.6061 | 0 | 521.8441 | 0.002 | 230.6061 | 0 | 520.5286 | 1.0001e-05 | 521.8441 | 0.0042 | 230.6061 | 0 | 230.8393 | 3.4252e-06
| 336.4026 | 0.00016197 | 230.8103 | 0.00060449 | 336.4026 | 0 | 230.8103 | 0 | 224.2148 | 0 | 230.8103 | 0 | 231.0445 | 0 | 225.04 | 8.4319e-05 | 231.0445 | 0 | 231.0445 | 0 | 231.0445 | 1.3317e-05 | 225.04 | -0.00044429 | 231.0445 | 0 | 336.7393 | 9.1578e-06 | 231.0445 | 0 | 231.0445 | 0.00017465 | 230.8103 | 0 | 521.9989 | 0.00229 | 230.8103 | 0 | 520.6847 | 6.6672e-06 | 521.9989 | 0.004 | 230.8103 | 0 | 231.0445 | 1.6526e-05
| 336.5164 | 0 | 231.0146 | -0.00058418 | 336.5164 | 0.00036414 | 231.0146 | 0 | 224.4217 | 0 | 231.0146 | 0 | 231.2498 | 0 | 225.24 | -0.0019731 | 231.2498 | 0 | 231.2498 | 0 | 231.2498 | 0 | 225.24 | -0.0010295 | 231.2498 | 0 | 336.8489 | 9.6731e-06 | 231.2498 | 0 | 231.2498 | 0 | 231.0146 | 0 | 522.1538 | 0.00132 | 231.0146 | 0 | 520.8407 | 1.0001e-05 | 522.1538 | 0.00415 | 231.0146 | 0 | 231.2498 | 2.1779e-06
| 336.6302 | 0 | 231.2189 | -0.00059235 | 336.6302 | 0.00067784 | 231.2189 | 0 | 224.6286 | 0 | 231.2189 | 0 | 231.4551 | 0 | 225.45 | 0.00021923 | 231.4551 | 0 | 231.4551 | 0 | 231.4551 | 2.0112e-06 | 225.45 | 0.0011162 | 231.4551 | 0 | 336.9585 | 9.8956e-06 | 231.4551 | 0 | 231.4551 | 7.7787e-05 | 231.2189 | 0 | 522.3088 | 0.00139 | 231.2189 | 0 | 520.9967 | 0 | 522.3088 | 0.00397 | 231.2189 | 0 | 231.4551 | 1.5464e-05
| 336.7441 | 0 | 231.4232 | 3.669e-05 | 336.7441 | 0.00128 | 231.4232 | 0 | 224.8356 | 0 | 231.4232 | 0 | 231.6604 | 0 | 225.65 | -0.00089378 | 231.6604 | 0 | 231.6604 | 0 | 231.6604 | 0 | 225.65 | -0.0010295 | 231.6604 | 0 | 337.0681 | 1.1125e-05 | 231.6604 | 0 | 231.6604 | 0 | 231.4232 | 0 | 522.4637 | 0.00332 | 231.4232 | 0 | 521.1528 | 3.0002e-05 | 522.4637 | 0.00416 | 231.4232 | 0 | 231.6604 | 3.7695e-06
| 336.8579 | 0 | 231.6275 | -0.0003548 | 336.8579 | 0.00010428 | 231.6275 | 0 | 225.0425 | 0 | 231.6275 | 0 | 231.8657 | 0 | 225.86 | -0.00025296 | 231.8657 | 0 | 231.8657 | 0 | 231.8657 | 1.1442e-05 | 225.86 | 1.0836e-05 | 231.8657 | 0 | 337.1778 | 1.1617e-05 | 231.8657 | 0 | 231.8657 | 0.00030882 | 231.6275 | 0 | 522.6186 | 0.00185 | 231.6275 | 0 | 521.3089 | 0 | 522.6186 | 0.004 | 231.6275 | 0 | 231.8657 | 1.4477e-05
| 336.9717 | 0 | 231.8318 | -0.00052575 | 336.9717 | 0.0007803 | 231.8318 | 0 | 225.2495 | 0 | 231.8318 | 0 | 232.0711 | 0 | 226.06 | -0.0018719 | 232.0711 | 0 | 232.0711 | 0 | 232.0711 | 0 | 226.06 | -0.00067186 | 232.0711 | 0 | 337.2874 | 1.1043e-05 | 232.0711 | 0 | 232.0711 | 0 | 231.8318 | 0 | 522.7735 | 0.00243 | 231.8318 | 0 | 521.4649 | 3.0002e-05 | 522.7735 | 0.00419 | 231.8318 | 0 | 232.0711 | 3.896e-06
| 337.0855 | 0 | 232.0362 | 0.00055613 | 337.0855 | 0 | 232.0362 | 0 | 225.4565 | 0 | 232.0362 | 0 | 232.2764 | 0 | 226.27 | 0.0017032 | 232.2764 | 0 | 232.2764 | 0 | 232.2764 | 9.5263e-06 | 226.27 | -0.00024923 | 232.2764 | 0 | 337.397 | 1.0762e-05 | 232.2764 | 0 | 232.2764 | 0.00035714 | 232.0362 | 0 | 522.9285 | 0.00251 | 232.0362 | 0 | 521.621 | 0 | 522.9285 | 0.00396 | 232.0362 | 0 | 232.2764 | 1.577e-05
| 337.1994 | 0.00098522 | 232.2406 | -0.00080968 | 337.1994 | 0.00039883 | 232.2406 | 0 | 225.6635 | 0 | 232.2406 | 0 | 232.4818 | 0 | 226.47 | -0.0016695 | 232.4818 | 0 | 232.4818 | 0 | 232.4818 | 0 | 226.47 | 0.0010511 | 232.4818 | 0 | 337.5067 | 1.0118e-05 | 232.4818 | 0 | 232.4818 | 0 | 232.2406 | 0 | 523.0834 | 0.00229 | 232.2406 | 0 | 521.7771 | 3.0002e-05 | 523.0834 | 0.00418 | 232.2406 | 0 | 232.4818 | 1.0163e-06
| 337.3132 | 0.00055789 | 232.445 | -0.00030708 | 337.3132 | 0.00031285 | 232.445 | 0 | 225.8705 | 0 | 232.445 | 0 | 232.6872 | 0 | 226.68 | 0.0018719 | 232.6872 | 0 | 232.6872 | 0 | 232.6872 | 6.4466e-06 | 226.68 | -0.0021998 | 232.6872 | 0 | 337.6164 | 1.0797e-05 | 232.6872 | 0 | 232.6872 | 0.0003377 | 232.445 | 0 | 523.2384 | 0.00339 | 232.445 | 0 | 521.9331 | 0 | 523.2384 | 0.00395 | 232.445 | 0 | 232.6872 | 1.3974e-05
| 337.427 | 0 | 232.6494 | -0.00044525 | 337.427 | 0.00055488 | 232.6494 | 0 | 226.0775 | 0 | 232.6494 | 0 | 232.8926 | 0 | 226.88 | -0.00042159 | 232.8926 | 0 | 232.8926 | 0 | 232.8926 | 0 | 226.88 | -0.00099695 | 232.8926 | 0 | 337.726 | 1.0633e-05 | 232.8926 | 0 | 232.8926 | 0 | 232.6494 | 0 | 523.3934 | 0.00213 | 232.6494 | 0 | 522.0892 | 3.0002e-05 | 523.3934 | 0.0042 | 232.6494 | 0 | 232.8926 | 3.2356e-06
| 337.5408 | 0.00028795 | 232.8538 | 0.0007078 | 337.5408 | 0 | 232.8538 | 0 | 226.2846 | 0 | 232.8538 | 0 | 233.0981 | 0 | 227.09 | -0.00075887 | 233.0981 | 0 | 233.0981 | 0 | 233.0981 | 1.546e-05 | 227.09 | -0.0016472 | 233.0981 | 0 | 337.8357 | 1.102e-05 | 233.0981 | 0 | 233.0981 | 0.00023447 | 232.8538 | 0 | 523.5483 | 0.00211 | 232.8538 | 0 | 522.2453 | 0 | 523.5483 | 0.004 | 232.8538 | 0 | 233.0981 | 1.221e-05
| 337.6546 | 0 | 233.0583 | -0.0006666 | 337.6546 | 0 | 233.0583 | 0 | 226.4916 | 0 | 233.0583 | 0 | 233.3035 | 0 | 227.29 | -0.0023104 | 233.3035 | 0 | 233.3035 | 0 | 233.3035 | 0 | 227.29 | -0.00063934 | 233.3035 | 0 | 337.9454 | 1.0095e-05 | 233.3035 | 0 | 233.3035 | 0 | 233.0583 | 0 | 523.7033 | 0.00311 | 233.0583 | 0 | 522.4014 | 1.0001e-05 | 523.7033 | 0.00423 | 233.0583 | 0 | 233.3035 | 1.3109e-06
| 337.7684 | 0 | 233.2627 | 4.13e-05 | 337.7684 | 0.00066046 | 233.2627 | 0 | 226.6987 | 0 | 233.2627 | 0 | 233.509 | 0 | 227.5 | -0.0019393 | 233.509 | 0 | 233.509 | 0 | 233.509 | 5.5298e-06 | 227.5 | -0.0016472 | 233.509 | 0 | 338.0551 | 9.8136e-06 | 233.509 | 0 | 233.509 | 0.00011522 | 233.2627 | 0 | 523.8583 | 0.0033 | 233.2627 | 0 | 522.5576 | 0 | 523.8583 | 0.00391 | 233.2627 | 0 | 233.509 | 1.254e-05
| 337.8822 | 0 | 233.4672 | -0.00033734 | 337.8822 | 3.4683e-05 | 233.4672 | 0 | 226.9058 | 0 | 233.4672 | 0 | 233.7144 | 0 | 227.7 | 8.4319e-05 | 233.7144 | 0 | 233.7144 | 0 | 233.7144 | 0 | 227.7 | -0.00067186 | 233.7144 | 0 | 338.1648 | 9.029e-06 | 233.7144 | 0 | 233.7144 | 0 | 233.4672 | 0 | 524.0133 | 0.00215 | 233.4672 | 0 | 522.7137 | 0 | 524.0133 | 0.00418 | 233.4672 | 0 | 233.7144 | 2.0844e-06
| 337.996 | 0.00019796 | 233.6717 | 0.00037786 | 337.996 | 0 | 233.6717 | 0 | 227.1129 | 0 | 233.6717 | 0 | 233.9199 | 0 | 227.91 | 0.0020742 | 233.9199 | 0 | 233.9199 | 0 | 233.9199 | 1.4339e-05 | 227.91 | 0.00033593 | 233.9199 | 0 | 338.2745 | 9.7317e-06 | 233.9199 | 0 | 233.9199 | 0.00022795 | 233.6717 | 0 | 524.1684 | 0.00243 | 233.6717 | 0 | 522.8698 | 6.6672e-06 | 524.1684 | 0.00392 | 233.6717 | 0 | 233.9199 | 1.4773e-05
| 338.1098 | 0 | 233.8763 | -0.00044634 | 338.1098 | 0.00067626 | 233.8763 | 0 | 227.32 | 0 | 233.8763 | 0 | 234.1255 | 0 | 228.11 | -0.0015346 | 234.1255 | 0 | 234.1255 | 0 | 234.1255 | 0 | 228.11 | -0.00021673 | 234.1255 | 0 | 338.3841 | 9.6848e-06 | 234.1255 | 0 | 234.1255 | 0 | 233.8762 | 0 | 524.3234 | 0.00167 | 233.8763 | 0 | 523.026 | 1.0001e-05 | 524.3234 | 0.00422 | 233.8762 | 0 | 234.1255 | 2.5865e-06
| 338.2236 | 0 | 234.0808 | 8.8593e-05 | 338.2236 | 0.00081688 | 234.0808 | 0 | 227.5271 | 0 | 234.0808 | 0 | 234.331 | 0 | 228.32 | -0.0025127 | 234.331 | 0 | 234.331 | 0 | 234.331 | 1.1292e-05 | 228.32 | -0.00073687 | 234.331 | 0 | 338.4939 | 8.9705e-06 | 234.331 | 0 | 234.331 | 0.0003041 | 234.0808 | 0 | 524.4784 | 0.00315 | 234.0808 | 0 | 523.1821 | 6.6672e-06 | 524.4784 | 0.00388 | 234.0808 | 0 | 234.331 | 1.4533e-05
| 338.3374 | 0 | 234.2854 | -0.00034532 | 338.3374 | 0.00029479 | 234.2854 | 0 | 227.7343 | 0 | 234.2854 | 0 | 234.5365 | 0 | 228.52 | -0.0025801 | 234.5365 | 0 | 234.5365 | 0 | 234.5365 | 0 | 228.52 | -0.00034676 | 234.5365 | 0 | 338.6036 | 9.1812e-06 | 234.5365 | 0 | 234.5365 | 0 | 234.2853 | 0 | 524.6335 | 0.00164 | 234.2854 | 0 | 523.3383 | 3.0002e-05 | 524.6335 | 0.00414 | 234.2853 | 0 | 234.5365 | 1.6403e-06
| 338.4511 | 0.00010798 | 234.4899 | 1.5253e-05 | 338.4511 | 0 | 234.4899 | 0 | 227.9414 | 0 | 234.4899 | 0 | 234.7421 | 0 | 228.73 | 0.00045532 | 234.7421 | 0 | 234.7421 | 0 | 234.7421 | 6.1103e-06 | 228.73 | 0.00075855 | 234.7421 | 0 | 338.7133 | 9.2398e-06 | 234.7421 | 0 | 234.7421 | 0.00028586 | 234.4899 | 0 | 524.7885 | 0.0032 | 234.4899 | 0 | 523.4944 | 6.6672e-06 | 524.7885 | 0.00391 | 234.4899 | 0 | 234.7421 | 1.4332e-05
| 338.5649 | 0.00076961 | 234.6945 | -0.0005629 | 338.5649 | 0.00097105 | 234.6945 | 0 | 228.1486 | 0 | 234.6945 | 0 | 234.9477 | 0 | 228.93 | -0.0025801 | 234.9477 | 0 | 234.9477 | 0 | 234.9477 | 0 | 228.93 | -0.0030451 | 234.9477 | 0 | 338.823 | 9.919e-06 | 234.9477 | 0 | 234.9477 | 0 | 234.6945 | 0 | 524.9436 | 0.00156 | 234.6945 | 0 | 523.6506 | 3.0002e-05 | 524.9436 | 0.00414 | 234.6945 | 0 | 234.9477 | 4.1444e-06
| 338.6787 | 0.00019796 | 234.8991 | -0.00078689 | 338.6787 | 0 | 234.8991 | 0 | 228.3558 | 0 | 234.8991 | 0 | 235.1533 | 0 | 229.14 | 0.001737 | 235.1533 | 0 | 235.1533 | 0 | 235.1533 | 9.3594e-06 | 229.14 | -0.00060684 | 235.1533 | 0 | 338.9327 | 9.8136e-06 | 235.1533 | 0 | 235.1533 | 0.00027965 | 234.8991 | 0 | 525.0986 | 0.00278 | 234.8991 | 0 | 523.8068 | 6.6672e-06 | 525.0986 | 0.00386 | 234.8991 | 0 | 235.1533 | 1.4462e-05
| 338.7925 | 0 | 235.1038 | -0.00063074 | 338.7925 | 0.00041617 | 235.1038 | 0 | 228.563 | 0 | 235.1038 | 0 | 235.3589 | 0 | 229.34 | -0.00025296 | 235.3589 | 0 | 235.3589 | 0 | 235.3589 | 0 | 229.34 | 0.0012462 | 235.3589 | 0 | 339.0425 | 9.8956e-06 | 235.3589 | 0 | 235.3589 | 0 | 235.1038 | 0 | 525.2537 | 0.0003341 | 235.1038 | 0 | 523.9629 | 1.0001e-05 | 525.2537 | 0.00405 | 235.1038 | 0 | 235.3589 | 2.5504e-06
| 338.9062 | 0 | 235.3084 | 0.0016362 | 338.9062 | 0 | 235.3084 | 0 | 228.7702 | 0 | 235.3084 | 0 | 235.5645 | 0 | 229.55 | 0.00082632 | 235.5645 | 0 | 235.5645 | 0 | 235.5645 | 2.1558e-05 | 229.55 | 0.00066102 | 235.5645 | 0 | 339.1522 | 9.3569e-06 | 235.5645 | 0 | 235.5645 | 0.00028837 | 235.3084 | 0 | 525.4088 | 0.00322 | 235.3084 | 0 | 524.1191 | 0 | 525.4088 | 0.00384 | 235.3084 | 0 | 235.5645 | 1.4793e-05
| 339.02 | 0 | 235.5131 | -1.5416e-05 | 339.02 | 0.00012138 | 235.5131 | 0 | 228.9774 | 0 | 235.5131 | 0 | 235.7701 | 0 | 229.75 | -0.0023104 | 235.7701 | 0 | 235.7701 | 0 | 235.7701 | 0 | 229.75 | -5.4182e-05 | 235.7701 | 0 | 339.262 | 1.0165e-05 | 235.7701 | 0 | 235.7701 | 0 | 235.5131 | 0 | 525.5639 | 0.00278 | 235.5131 | 0 | 524.2753 | 1.0001e-05 | 525.5639 | 0.00403 | 235.5131 | 0 | 235.7701 | 5.3854e-06
| 339.1338 | 0.00041391 | 235.7178 | 0.00025816 | 339.1338 | 0 | 235.7178 | 0 | 229.1846 | 0 | 235.7178 | 0 | 235.9758 | 0 | 229.96 | -8.4319e-05 | 235.9758 | 0 | 235.9758 | 0 | 235.9758 | 8.9899e-06 | 229.96 | 0.00010836 | 235.9758 | 0 | 339.3717 | 9.0173e-06 | 235.9758 | 0 | 235.9758 | 0.00037396 | 235.7178 | 0 | 525.719 | 0.00262 | 235.7178 | 0 | 524.4315 | 2.6669e-05 | 525.719 | 0.00381 | 235.7178 | 0 | 235.9758 | 1.4469e-05
| 339.2475 | 0.00042823 | 235.9225 | 0.00045559 | 339.2475 | 0.00055488 | 235.9225 | 0 | 229.3919 | 0 | 235.9225 | 0 | 236.1815 | 0 | 230.16 | -0.0022766 | 236.1815 | 0 | 236.1815 | 0 | 236.1815 | 0 | 230.16 | -0.001322 | 236.1815 | 0 | 339.4815 | 9.4623e-06 | 236.1815 | 0 | 236.1815 | 0 | 235.9225 | 0 | 525.8741 | 0.0026 | 235.9225 | 0 | 524.5877 | 1.0001e-05 | 525.8741 | 0.00406 | 235.9225 | 0 | 236.1815 | 1.2491e-06
| 339.3613 | 0.00084583 | 236.1272 | -0.00013091 | 339.3613 | 0 | 236.1272 | 0 | 229.5991 | 0 | 236.1272 | 0 | 236.3872 | 0 | 230.37 | -0.00021923 | 236.3872 | 0 | 236.3872 | 0 | 236.3872 | 4.8441e-06 | 230.37 | -0.00037928 | 236.3872 | 0 | 339.5913 | 9.0173e-06 | 236.3872 | 0 | 236.3872 | 0.00024677 | 236.1272 | 0 | 526.0292 | 0.00292 | 236.1272 | 0 | 524.744 | 6.6672e-06 | 526.0292 | 0.00394 | 236.1272 | 0 | 236.3872 | 1.5064e-05
| 339.4751 | 0 | 236.3319 | 7.0042e-05 | 339.4751 | 0.00128 | 236.3319 | 0 | 229.8064 | 0 | 236.3319 | 0 | 236.5929 | 0 | 230.57 | -0.0010624 | 236.5929 | 0 | 236.5929 | 0 | 236.5929 | 0 | 230.57 | -0.00021673 | 236.5929 | 0 | 339.701 | 1.0657e-05 | 236.5929 | 0 | 236.5929 | 0 | 236.3319 | 0 | 526.1843 | 0.00334 | 236.3319 | 0 | 524.9002 | 3.0002e-05 | 526.1843 | 0.00422 | 236.3319 | 0 | 236.5929 | 2.5102e-06
| 339.5888 | 0.00025195 | 236.5367 | 0.00035628 | 339.5888 | 0 | 236.5367 | 0 | 230.0137 | 0 | 236.5367 | 0 | 236.7986 | 0 | 230.78 | 0.0011299 | 236.7986 | 0 | 236.7986 | 0 | 236.7986 | 5.7873e-06 | 230.78 | 0.0011162 | 236.7986 | 0 | 339.8108 | 1.0657e-05 | 236.7986 | 0 | 236.7986 | 0.00023959 | 236.5367 | 0 | 526.3395 | 0.00202 | 236.5367 | 0 | 525.0564 | 0 | 526.3395 | 0.00399 | 236.5367 | 0 | 236.7986 | 1.4927e-05
| 339.7026 | 0 | 236.7415 | -0.00093836 | 339.7026 | 0 | 236.7415 | 0 | 230.221 | 0 | 236.7415 | 0 | 237.0044 | 0 | 230.98 | -0.0024789 | 237.0044 | 0 | 237.0044 | 0 | 237.0044 | 0 | 230.98 | 0.0017988 | 237.0044 | 0 | 339.9206 | 1.0926e-05 | 237.0044 | 0 | 237.0044 | 0 | 236.7415 | 0 | 526.4946 | 0.00139 | 236.7415 | 0 | 525.2127 | 3.0002e-05 | 526.4946 | 0.00415 | 236.7415 | 0 | 237.0044 | 2.9452e-06
| 339.8163 | 0 | 236.9463 | 0.00076282 | 339.8163 | 0 | 236.9463 | 0 | 230.4283 | 0 | 236.9463 | 0 | 237.2101 | 0 | 231.19 | 0.0001855 | 237.2101 | 0 | 237.2101 | 0 | 237.2101 | 9.0276e-06 | 231.19 | 0.00069354 | 237.2101 | 0 | 340.0304 | 9.3452e-06 | 237.2101 | 0 | 237.2101 | 0.00024539 | 236.9463 | 0 | 526.6498 | 0.00269 | 236.9463 | 0 | 525.3689 | 6.6672e-06 | 526.6498 | 0.00392 | 236.9463 | 0 | 237.2101 | 1.4672e-05
| 339.9301 | 0 | 237.1511 | -0.00065665 | 339.9301 | 0.00091902 | 237.1511 | 0 | 230.6357 | 0 | 237.1511 | 0 | 237.4159 | 0 | 231.39 | 0.00062396 | 237.4159 | 0 | 237.4159 | 0 | 237.4159 | 0 | 231.39 | -0.00086692 | 237.4159 | 0 | 340.1402 | 9.4389e-06 | 237.4159 | 0 | 237.4159 | 0 | 237.1511 | 0 | 526.8049 | 0.00024618 | 237.1511 | 0 | 525.5252 | 0 | 526.8049 | 0.00408 | 237.1511 | 0 | 237.4159 | 4.5815e-06
| 340.0438 | 0.00039592 | 237.3559 | 9.254e-05 | 340.0438 | 3.4765e-05 | 237.3559 | 0 | 230.843 | 0 | 237.3559 | 0 | 237.6217 | 0 | 231.6 | -0.00079259 | 237.6217 | 0 | 237.6217 | 0 | 237.6217 | 6.9936e-06 | 231.6 | 0.00059601 | 237.6217 | 0 | 340.25 | 8.0922e-06 | 237.6217 | 0 | 237.6217 | 0.0002042 | 237.3559 | 0 | 526.9601 | 0.00304 | 237.3559 | 0 | 525.6814 | 6.6672e-06 | 526.9601 | 0.0039 | 237.3559 | 0 | 237.6217 | 1.5804e-05
| 340.1576 | 0.00046416 | 237.5608 | -0.00016765 | 340.1576 | 0.00084967 | 237.5608 | 0 | 231.0504 | 0 | 237.5608 | 0 | 237.8275 | 0 | 231.81 | -0.0010624 | 237.8275 | 0 | 237.8275 | 0 | 237.8275 | 0 | 231.81 | -0.0008344 | 237.8275 | 0 | 340.3598 | 8.4552e-06 | 237.8275 | 0 | 237.8275 | 0 | 237.5608 | 0 | 527.1153 | 0.00234 | 237.5608 | 0 | 525.8377 | 0 | 527.1153 | 0.00408 | 237.5608 | 0 | 237.8275 | 2.3338e-06
| 340.2713 | 1.7997e-05 | 237.7656 | 6.7901e-05 | 340.2713 | 0 | 237.7656 | 0 | 231.2577 | 0 | 237.7656 | 0 | 238.0333 | 0 | 232.01 | -0.00082632 | 238.0333 | 0 | 238.0333 | 0 | 238.0333 | 1.3226e-05 | 232.01 | -0.0008344 | 238.0333 | 0 | 340.4696 | 7.7174e-06 | 238.0333 | 0 | 238.0333 | 0.00025836 | 237.7656 | 0 | 527.2705 | 0.00253 | 237.7656 | 0 | 525.994 | 6.6672e-06 | 527.2705 | 0.00393 | 237.7656 | 0 | 238.0333 | 1.4259e-05
| 340.385 | 0.00108 | 237.9705 | 0.00021981 | 340.385 | 0 | 237.9705 | 0 | 231.4651 | 0 | 237.9705 | 0 | 238.2392 | 0 | 232.22 | 0.00089378 | 238.2392 | 0 | 238.2392 | 0 | 238.2392 | 0 | 232.22 | -0.0017771 | 238.2392 | 0 | 340.5794 | 9.2164e-06 | 238.2392 | 0 | 238.2392 | 0 | 237.9705 | 0 | 527.4257 | 0.00186 | 237.9705 | 0 | 526.1503 | 3.0002e-05 | 527.4257 | 0.00401 | 237.9705 | 0 | 238.2392 | 4.8094e-06
| 340.4987 | 0.00016197 | 238.1754 | 0.00018241 | 340.4987 | 0 | 238.1754 | 0 | 231.6725 | 0 | 238.1754 | 0 | 238.445 | 0 | 232.42 | -0.00021923 | 238.445 | 0 | 238.445 | 0 | 238.445 | 8.3487e-06 | 232.42 | -0.0011595 | 238.445 | 0 | 340.6893 | 1.02e-05 | 238.445 | 0 | 238.445 | 0.0001581 | 238.1754 | 0 | 527.5809 | 0.00248 | 238.1754 | 0 | 526.3065 | 6.6672e-06 | 527.5809 | 0.00379 | 238.1754 | 0 | 238.445 | 1.3636e-05
| 340.6125 | 0.00030245 | 238.3803 | -0.00046998 | 340.6125 | 0.00146 | 238.3803 | 0 | 231.8799 | 0 | 238.3803 | 0 | 238.6509 | 0 | 232.63 | 0.00045532 | 238.6509 | 0 | 238.6509 | 0 | 238.6509 | 0 | 232.63 | -0.0038253 | 238.6509 | 0 | 340.7991 | 1.102e-05 | 238.6509 | 0 | 238.6509 | 0 | 238.3803 | 0 | 527.7361 | 0.00096712 | 238.3803 | 0 | 526.4628 | 1.0001e-05 | 527.7361 | 0.00393 | 238.3803 | 0 | 238.6509 | 3.8568e-06
| 340.7262 | 0 | 238.5853 | 8.9063e-05 | 340.7262 | 0 | 238.5853 | 0 | 232.0874 | 0 | 238.5853 | 0 | 238.8568 | 0 | 232.83 | 0.0021416 | 238.8568 | 0 | 238.8568 | 0 | 238.8568 | 7.5626e-06 | 232.83 | -0.00037928 | 238.8568 | 0 | 340.9089 | 9.5443e-06 | 238.8568 | 0 | 238.8568 | 0.00035033 | 238.5853 | 0 | 527.8913 | 0.00171 | 238.5853 | 0 | 526.6191 | 0 | 527.8913 | 0.00379 | 238.5853 | 0 | 238.8568 | 1.5702e-05
| 340.8399 | 0 | 238.7902 | 0.0010433 | 340.8399 | 0.00091902 | 238.7902 | 0 | 232.2948 | 0 | 238.7902 | 0 | 239.0627 | 0 | 233.04 | 0.00015177 | 239.0627 | 0 | 239.0627 | 0 | 239.0627 | 4.7713e-06 | 233.04 | -0.0021023 | 239.0627 | 0 | 341.0188 | 1.0985e-05 | 239.0627 | 0 | 239.0627 | 0 | 238.7902 | 0 | 528.0466 | 0.00132 | 238.7902 | 0 | 526.7755 | 0 | 528.0466 | 0.00404 | 238.7902 | 0 | 239.0627 | 5.2822e-06
| 340.9536 | 0.00055789 | 238.9952 | 0.00042255 | 340.9536 | 0 | 238.9952 | 0 | 232.5023 | 0 | 238.9952 | 0 | 239.2686 | 0 | 233.24 | 0.00015177 | 239.2686 | 0 | 239.2686 | 0 | 239.2686 | 1.093e-05 | 233.24 | 0.0030016 | 239.2686 | 0 | 341.1286 | 1.0247e-05 | 239.2686 | 0 | 239.2686 | 0.0003101 | 238.9952 | 0 | 528.2018 | 0.00318 | 238.9952 | 0 | 526.9318 | 6.6672e-06 | 528.2018 | 0.00385 | 238.9952 | 0 | 239.2686 | 1.4939e-05
| 341.0674 | 0 | 239.2002 | -0.00062079 | 341.0674 | 0.00024276 | 239.2002 | 0 | 232.7097 | 0 | 239.2002 | 0 | 239.4746 | 0 | 233.45 | 0.00038786 | 239.4746 | 0 | 239.4746 | 0 | 239.4746 | 0 | 233.45 | 0.00030341 | 239.4746 | 0 | 341.2385 | 1.0469e-05 | 239.4746 | 0 | 239.4746 | 0 | 239.2002 | 0 | 528.3571 | 0.00178 | 239.2002 | 0 | 527.0881 | 5.0004e-05 | 528.3571 | 0.00403 | 239.2002 | 0 | 239.4746 | 6.1044e-06
| 341.1811 | 0.0004859 | 239.4052 | 0.00028272 | 341.1811 | 0 | 239.4052 | 0 | 232.9172 | 0 | 239.4052 | 0 | 239.6805 | 0 | 233.65 | -0.00042159 | 239.6805 | 0 | 239.6805 | 0 | 239.6805 | 1.1818e-05 | 233.65 | 0.0015712 | 239.6805 | 0 | 341.3483 | 8.2912e-06 | 239.6805 | 0 | 239.6805 | 0.00038376 | 239.4052 | 0 | 528.5123 | 0.00376 | 239.4052 | 0 | 527.2445 | 0 | 528.5123 | 0.00377 | 239.4052 | 0 | 239.6805 | 1.4957e-05
| 341.2948 | 0 | 239.6102 | -0.00023947 | 341.2948 | 0.00065893 | 239.6102 | 0 | 233.1247 | 0 | 239.6102 | 0 | 239.8865 | 0 | 233.86 | -0.00285 | 239.8865 | 0 | 239.8865 | 0 | 239.8865 | 0 | 233.86 | -0.0027199 | 239.8865 | 0 | 341.4582 | 9.1578e-06 | 239.8865 | 0 | 239.8865 | 0 | 239.6102 | 0 | 528.6676 | 0.00215 | 239.6102 | 0 | 527.4008 | 1.0001e-05 | 528.6676 | 0.00395 | 239.6102 | 0 | 239.8865 | 3.8991e-06
| 341.4085 | 0 | 239.8153 | 0.00042646 | 341.4085 | 0.00027809 | 239.8153 | 0 | 233.3322 | 0 | 239.8153 | 0 | 240.0925 | 0 | 234.07 | -0.00089378 | 240.0925 | 0 | 240.0925 | 0 | 240.0925 | 9.6198e-06 | 234.07 | 0.00036844 | 240.0925 | 0 | 341.5681 | 1.0223e-05 | 240.0925 | 0 | 240.0925 | 0.00015234 | 239.8153 | 0 | 528.8229 | 0.00272 | 239.8153 | 0 | 527.5571 | 6.6672e-06 | 528.8229 | 0.00378 | 239.8153 | 0 | 240.0925 | 1.5447e-05
| 341.5222 | 0.0005001 | 240.0204 | -0.00094213 | 341.5222 | 0 | 240.0204 | 0 | 233.5397 | 0 | 240.0204 | 0 | 240.2985 | 0 | 234.27 | -0.00089378 | 240.2985 | 0 | 240.2985 | 0 | 240.2985 | 0 | 234.27 | 0.00020589 | 240.2985 | 0 | 341.678 | 1.1617e-05 | 240.2985 | 0 | 240.2985 | 0 | 240.0204 | 0 | 528.9782 | 0.00038685 | 240.0204 | 0 | 527.7135 | 0 | 528.9782 | 0.00395 | 240.0204 | 0 | 240.2985 | 3.3283e-06
| 341.6359 | 0 | 240.2254 | 0.00038421 | 341.6359 | 0 | 240.2254 | 0 | 233.7473 | 0 | 240.2254 | 0 | 240.5045 | 0 | 234.48 | -0.00028669 | 240.5045 | 0 | 240.5045 | 0 | 240.5045 | 7.7611e-06 | 234.48 | 0.0009536 | 240.5045 | 0 | 341.7878 | 1.1231e-05 | 240.5045 | 0 | 240.5045 | 0.00028058 | 240.2254 | 0 | 529.1335 | 0.0032 | 240.2254 | 0 | 527.8699 | 6.6672e-06 | 529.1335 | 0.00375 | 240.2254 | 0 | 240.5045 | 1.554e-05
| 341.7496 | 0 | 240.4305 | -1.2345e-05 | 341.7496 | 0.00052021 | 240.4305 | 0 | 233.9548 | 0 | 240.4305 | 0 | 240.7106 | 0 | 234.68 | 0.00011805 | 240.7106 | 0 | 240.7106 | 0 | 240.7106 | 0 | 234.68 | 1.0836e-05 | 240.7106 | 0 | 341.8977 | 1.0528e-05 | 240.7106 | 0 | 240.7106 | 0 | 240.4305 | 0 | 529.2888 | 0.00183 | 240.4305 | 0 | 528.0262 | 3.0002e-05 | 529.2888 | 0.00391 | 240.4305 | 0 | 240.7106 | 4.8232e-06
| 341.8633 | 0 | 240.6357 | 0.00036618 | 341.8633 | 0 | 240.6357 | 0 | 234.1624 | 0 | 240.6357 | 0 | 240.9166 | 0 | 234.89 | 0.0015684 | 240.9166 | 0 | 240.9166 | 0 | 240.9166 | 1.0966e-05 | 234.89 | -0.00015171 | 240.9166 | 0 | 342.0076 | 9.5092e-06 | 240.9166 | 0 | 240.9166 | 0.00024733 | 240.6356 | 0 | 529.4441 | 0.00214 | 240.6357 | 0 | 528.1826 | 0 | 529.4441 | 0.00375 | 240.6356 | 0 | 240.9166 | 1.2893e-05
| 341.977 | 0 | 240.8408 | -0.0010604 | 341.977 | 0 | 240.8408 | 0 | 234.37 | 0 | 240.8408 | 0 | 241.1227 | 0 | 235.09 | 0.00089378 | 241.1227 | 0 | 241.1227 | 0 | 241.1227 | 0 | 235.09 | -0.00034676 | 241.1227 | 0 | 342.1175 | 9.6848e-06 | 241.1227 | 0 | 241.1227 | 0 | 240.8408 | 0 | 529.5994 | 0.00287 | 240.8408 | 0 | 528.339 | 0 | 529.5994 | 0.00396 | 240.8408 | 0 | 241.1227 | -1.8932e-06
| 342.0907 | 0.00012598 | 241.0459 | 0.00054714 | 342.0907 | 0 | 241.0459 | 0 | 234.5776 | 0 | 241.0459 | 0 | 241.3288 | 0 | 235.3 | 0.0010287 | 241.3288 | 0 | 241.3288 | 0 | 241.3288 | 1.0372e-05 | 235.3 | 0.00066102 | 241.3288 | 0 | 342.2274 | 8.7831e-06 | 241.3288 | 0 | 241.3288 | 0.00027965 | 241.046 | 0 | 529.7547 | 0.00288 | 241.0459 | 0 | 528.4954 | 0 | 529.7547 | 0.00383 | 241.046 | 0 | 241.3288 | 1.6302e-05
| 342.2044 | 0 | 241.2511 | -0.00075933 | 342.2044 | 0.00019074 | 241.2511 | 0 | 234.7852 | 0 | 241.2511 | 0 | 241.5349 | 0 | 235.51 | -0.0019393 | 241.5349 | 0 | 241.5349 | 0 | 241.5349 | 0 | 235.51 | -0.00080189 | 241.5349 | 0 | 342.3374 | 8.2561e-06 | 241.5349 | 0 | 241.5349 | 0 | 241.2511 | 0 | 529.9101 | 0.00111 | 241.2511 | 0 | 528.6518 | 1.0001e-05 | 529.9101 | 0.00403 | 241.2511 | 0 | 241.5349 | 3.5244e-06
| 342.318 | 0 | 241.4563 | 0.00076906 | 342.318 | 0.00022595 | 241.4563 | 0 | 234.9928 | 0 | 241.4563 | 0 | 241.741 | 0 | 235.71 | -0.0011973 | 241.741 | 0 | 241.741 | 0 | 241.741 | 1.1532e-05 | 235.71 | 0.002189 | 241.741 | 0 | 342.4473 | 7.694e-06 | 241.741 | 0 | 241.741 | 0.00020344 | 241.4563 | 0 | 530.0654 | 0.00367 | 241.4563 | 0 | 528.8082 | 6.6672e-06 | 530.0654 | 0.00385 | 241.4563 | 0 | 241.741 | 1.3954e-05
| 342.4317 | 0 | 241.6615 | -0.00067944 | 342.4317 | 0.00012138 | 241.6615 | 0 | 235.2004 | 0 | 241.6615 | 0 | 241.9472 | 0 | 235.92 | -0.00011805 | 241.9472 | 0 | 241.9472 | 0 | 241.9472 | 0 | 235.92 | -0.0028175 | 241.9472 | 0 | 342.5572 | 9.1344e-06 | 241.9472 | 0 | 241.9472 | 0 | 241.6615 | 0 | 530.2208 | 0.00114 | 241.6615 | 0 | 528.9646 | 0 | 530.2208 | 0.00401 | 241.6615 | 0 | 241.9472 | 3.6176e-06
| 342.5454 | 0 | 241.8667 | 0.00077345 | 342.5454 | 0 | 241.8667 | 0 | 235.4081 | 0 | 241.8667 | 0 | 242.1533 | 0 | 236.12 | -0.00021923 | 242.1533 | 0 | 242.1533 | 0 | 242.1533 | 1.3548e-05 | 236.12 | -0.00073687 | 242.1533 | 0 | 342.6671 | 1.068e-05 | 242.1533 | 0 | 242.1533 | 0.00035813 | 241.8667 | 0 | 530.3761 | 0.00343 | 241.8667 | 0 | 529.121 | 0 | 530.3761 | 0.00382 | 241.8667 | 0 | 242.1533 | 1.9062e-05
| 342.6591 | 0 | 242.072 | -0.00061462 | 342.6591 | 0.00046818 | 242.072 | 0 | 235.6158 | 0 | 242.072 | 0 | 242.3595 | 0 | 236.33 | -0.0010624 | 242.3595 | 0 | 242.3595 | 0 | 242.3595 | 0 | 236.33 | -0.00018422 | 242.3595 | 0 | 342.7771 | 1.0879e-05 | 242.3595 | 0 | 242.3595 | 0 | 242.072 | 0 | 530.5315 | 0.00111 | 242.072 | 0 | 529.2775 | 1.0001e-05 | 530.5315 | 0.00402 | 242.072 | 0 | 242.3595 | 4.1722e-06
| 342.7727 | 0 | 242.2773 | 0.000795 | 342.7727 | 0 | 242.2773 | 0 | 235.8234 | 0 | 242.2773 | 0 | 242.5657 | 0 | 236.53 | -0.0020068 | 242.5657 | 0 | 242.5657 | 0 | 242.5657 | 8.9212e-06 | 236.53 | 0.00046596 | 242.5657 | 0 | 342.887 | 9.5911e-06 | 242.5657 | 0 | 242.5657 | 0.00026967 | 242.2773 | 0 | 530.6869 | 0.00186 | 242.2773 | 0 | 529.4339 | 6.6672e-06 | 530.6869 | 0.00379 | 242.2773 | 0 | 242.5657 | 1.6912e-05
| 342.8864 | 0 | 242.4825 | -0.00043282 | 342.8864 | 0.00013872 | 242.4825 | 0 | 236.0311 | 0 | 242.4825 | 0 | 242.7719 | 0 | 236.74 | -0.0011973 | 242.7719 | 0 | 242.7719 | 0 | 242.7719 | 0 | 236.74 | -0.00024923 | 242.7719 | 0 | 342.997 | 8.7479e-06 | 242.7719 | 0 | 242.7719 | 0 | 242.4825 | 0 | 530.8423 | 0.0008792 | 242.4825 | 0 | 529.5903 | 3.0002e-05 | 530.8423 | 0.00391 | 242.4825 | 0 | 242.7719 | 5.5299e-06
| 343.0001 | 0 | 242.6878 | 0.0009527 | 343.0001 | 0 | 242.6878 | 0 | 236.2388 | 0 | 242.6878 | 0 | 242.9781 | 0 | 236.95 | 0.00062396 | 242.9781 | 0 | 242.9781 | 0 | 242.9781 | 1.7785e-05 | 236.95 | -0.00073687 | 242.9781 | 0 | 343.1069 | 8.5957e-06 | 242.9781 | 0 | 242.9781 | 0.00044583 | 242.6878 | 0 | 530.9977 | 0.00301 | 242.6878 | 0 | 529.7468 | 6.6672e-06 | 530.9977 | 0.00373 | 242.6878 | 0 | 242.9781 | 1.5669e-05
| 343.1138 | 8.684e-05 | 242.8932 | -0.00031269 | 343.1138 | 0.00108 | 242.8932 | 0 | 236.4465 | 0 | 242.8932 | 0 | 243.1844 | 0 | 237.15 | 0.00048905 | 243.1844 | 0 | 243.1844 | 0 | 243.1844 | 0 | 237.15 | -0.0016797 | 243.1844 | 0 | 343.2169 | 9.0173e-06 | 243.1844 | 0 | 243.1844 | 0 | 242.8931 | 0 | 531.1531 | 0.00091437 | 242.8932 | 0 | 529.9032 | 1.0001e-05 | 531.1531 | 0.00395 | 242.8931 | 0 | 243.1844 | 4.6203e-06
| 343.2274 | 0.00023396 | 243.0985 | 0.00020242 | 343.2274 | 0 | 243.0985 | 0 | 236.6543 | 0 | 243.0985 | 0 | 243.3906 | 0 | 237.36 | -0.00062396 | 243.3906 | 0 | 243.3906 | 0 | 243.3906 | 1.0316e-05 | 237.36 | -0.0013871 | 243.3906 | 0 | 343.3269 | 9.7668e-06 | 243.3906 | 0 | 243.3906 | 0.00028018 | 243.0985 | 0 | 531.3085 | 0.00295 | 243.0985 | 0 | 530.0597 | 0 | 531.3085 | 0.0038 | 243.0985 | 0 | 243.3906 | 1.5446e-05
| 343.3411 | 0.001 | 243.3038 | -0.00083674 | 343.3411 | 0.00027745 | 243.3038 | 0 | 236.862 | 0 | 243.3038 | 0 | 243.5969 | 0 | 237.56 | 0.0005565 | 243.5969 | 0 | 243.5969 | 0 | 243.5969 | 0 | 237.56 | -0.00021673 | 243.5969 | 0 | 343.4368 | 1.0598e-05 | 243.5969 | 0 | 243.5969 | 0 | 243.3038 | 0 | 531.4639 | 0.00267 | 243.3038 | 0 | 530.2162 | 3.0002e-05 | 531.4639 | 0.00401 | 243.3038 | 0 | 243.5969 | 3.8395e-06
| 343.4547 | 0 | 243.5092 | -0.00047771 | 343.4547 | 8.6901e-05 | 243.5092 | 0 | 237.0698 | 0 | 243.5092 | 0 | 243.8032 | 0 | 237.77 | -0.00072515 | 243.8032 | 0 | 243.8032 | 0 | 243.8032 | 3.9116e-06 | 237.77 | -0.00093193 | 243.8032 | 0 | 343.5468 | 1.0001e-05 | 243.8032 | 0 | 243.8032 | 0.00020262 | 243.5092 | 0 | 531.6194 | 0.00297 | 243.5092 | 0 | 530.3727 | 0 | 531.6194 | 0.00381 | 243.5092 | 0 | 243.8032 | 1.413e-05
| 343.5684 | 0 | 243.7146 | -0.0002978 | 343.5684 | 0.0006936 | 243.7146 | 0 | 237.2775 | 0 | 243.7146 | 0 | 244.0095 | 0 | 237.98 | -0.00052277 | 244.0095 | 0 | 244.0095 | 0 | 244.0095 | 0 | 237.98 | -0.0024923 | 244.0095 | 0 | 343.6568 | 8.666e-06 | 244.0095 | 0 | 244.0095 | 0 | 243.7146 | 0 | 531.7748 | 0.00176 | 243.7146 | 0 | 530.5292 | 3.0002e-05 | 531.7748 | 0.00398 | 243.7146 | 0 | 244.0095 | 2.2874e-06
| 343.682 | 0 | 243.92 | 0.0004101 | 343.682 | 0 | 243.92 | 0 | 237.4853 | 0 | 243.92 | 0 | 244.2158 | 0 | 238.18 | -0.00025296 | 244.2158 | 0 | 244.2158 | 0 | 244.2158 | 5.0589e-06 | 238.18 | -0.001062 | 244.2158 | 0 | 343.7668 | 7.5183e-06 | 244.2158 | 0 | 244.2158 | 0.00018186 | 243.92 | 0 | 531.9303 | 0.00329 | 243.92 | 0 | 530.6857 | 6.6672e-06 | 531.9303 | 0.00377 | 243.92 | 0 | 244.2158 | 1.3989e-05
| 343.7957 | 0 | 244.1254 | -0.00058077 | 343.7957 | 0.00027745 | 244.1254 | 0 | 237.6931 | 0 | 244.1254 | 0 | 244.4221 | 0 | 238.39 | -0.0005565 | 244.4221 | 0 | 244.4221 | 0 | 244.4221 | 0 | 238.39 | -0.00060684 | 244.4221 | 0 | 343.8768 | 9.029e-06 | 244.4221 | 0 | 244.4221 | 0 | 244.1254 | 0 | 532.0857 | 0.00158 | 244.1254 | 0 | 530.8421 | 1.0001e-05 | 532.0857 | 0.00396 | 244.1254 | 0 | 244.4221 | 5.62e-06
| 343.9093 | 0 | 244.3309 | -0.00042603 | 343.9093 | 0.00015642 | 244.3309 | 0 | 237.9009 | 0 | 244.3309 | 0 | 244.6285 | 0 | 238.59 | -0.00045532 | 244.6285 | 0 | 244.6285 | 0 | 244.6285 | 4.8708e-06 | 238.59 | 0.0014088 | 244.6285 | 0 | 343.9868 | 9.8371e-06 | 244.6285 | 0 | 244.6285 | 0.00029719 | 244.3309 | 0 | 532.2412 | 0.00244 | 244.3309 | 0 | 530.9987 | 0 | 532.2412 | 0.00378 | 244.3309 | 0 | 244.6285 | 1.2615e-05
| 344.023 | 0 | 244.5363 | 0.0005651 | 344.023 | 0.0003468 | 244.5363 | 0 | 238.1088 | 0 | 244.5363 | 0 | 244.8349 | 0 | 238.8 | -0.0013322 | 244.8349 | 0 | 244.8349 | 0 | 244.8349 | 0 | 238.8 | 0.0017988 | 244.8349 | 0 | 344.0968 | 1.0821e-05 | 244.8349 | 0 | 244.8349 | 0 | 244.5363 | 0 | 532.3967 | 0.00244 | 244.5363 | 0 | 531.1552 | 3.0002e-05 | 532.3967 | 0.00392 | 244.5363 | 0 | 244.8349 | 4.3986e-06
| 344.1366 | 0.00035993 | 244.7418 | -0.00012309 | 344.1366 | 0 | 244.7418 | 0 | 238.3166 | 0 | 244.7418 | 0 | 245.0413 | 0 | 239.01 | 0.0020742 | 245.0413 | 0 | 245.0413 | 0 | 245.0413 | 6.8246e-06 | 239.01 | 0.00088859 | 245.0413 | 0 | 344.2068 | 1.0844e-05 | 245.0413 | 0 | 245.0413 | 0.00022033 | 244.7418 | 0 | 532.5522 | 0.00309 | 244.7418 | 0 | 531.3117 | 0 | 532.5522 | 0.00368 | 244.7418 | 0 | 245.0413 | 1.5996e-05
| 344.2502 | 0 | 244.9473 | 0.00023311 | 344.2502 | 0.00065893 | 244.9473 | 0 | 238.5244 | 0 | 244.9473 | 0 | 245.2477 | 0 | 239.21 | -8.4319e-05 | 245.2477 | 0 | 245.2477 | 0 | 245.2477 | 0 | 239.21 | 0.00062851 | 245.2477 | 0 | 344.3169 | 1.1184e-05 | 245.2477 | 0 | 245.2477 | 0 | 244.9473 | 0 | 532.7077 | 0.00206 | 244.9473 | 0 | 531.4682 | 1.0001e-05 | 532.7077 | 0.00392 | 244.9473 | 0 | 245.2477 | 1.7639e-06
| 344.3639 | 0.00023396 | 245.1528 | 0.0010904 | 344.3639 | 0 | 245.1528 | 0 | 238.7323 | 0 | 245.1528 | 0 | 245.4541 | 0 | 239.42 | 0.00042159 | 245.4541 | 0 | 245.4541 | 0 | 245.4541 | 1.6499e-05 | 239.42 | -0.0015171 | 245.4541 | 0 | 344.4269 | 1.0961e-05 | 245.4541 | 0 | 245.4541 | 0.00037126 | 245.1528 | 0 | 532.8632 | 0.00294 | 245.1528 | 0 | 531.6248 | 0 | 532.8632 | 0.00373 | 245.1528 | 0 | 245.4541 | 1.4579e-05
| 344.4775 | 0 | 245.3584 | -0.0015052 | 344.4775 | 0.0012 | 245.3584 | 0 | 238.9402 | 0 | 245.3584 | 0 | 245.6605 | 0 | 239.62 | -8.4319e-05 | 245.6605 | 0 | 245.6605 | 0 | 245.6605 | 0 | 239.62 | -0.00089942 | 245.6605 | 0 | 344.5369 | 9.7082e-06 | 245.6605 | 0 | 245.6605 | 0 | 245.3584 | 0 | 533.0187 | 0.00144 | 245.3584 | 0 | 531.7813 | 1.0001e-05 | 533.0187 | 0.00398 | 245.3584 | 0 | 245.6605 | 4.0332e-06
| 344.5911 | 0 | 245.5639 | -0.00014594 | 344.5911 | 0.00053879 | 245.5639 | 0 | 239.1481 | 0 | 245.5639 | 0 | 245.867 | 0 | 239.83 | 0.00059023 | 245.867 | 0 | 245.867 | 0 | 245.867 | 1.0359e-05 | 239.83 | 0.00062851 | 245.867 | 0 | 344.647 | 8.9705e-06 | 245.867 | 0 | 245.867 | 0.00027486 | 245.5639 | 0 | 533.1742 | 0.00353 | 245.5639 | 0 | 531.9379 | 0 | 533.1742 | 0.00375 | 245.5639 | 0 | 245.867 | 1.5115e-05
| 344.7048 | 0.00014075 | 245.7695 | -9.9351e-05 | 344.7048 | 0.00076297 | 245.7695 | 0 | 239.356 | 0 | 245.7695 | 0 | 246.0734 | 0 | 240.04 | 0.00089378 | 246.0734 | 0 | 246.0734 | 0 | 246.0734 | 0 | 240.04 | -0.0020047 | 246.0734 | 0 | 344.757 | 9.6497e-06 | 246.0734 | 0 | 246.0734 | 0 | 245.7695 | 0 | 533.3297 | 0.00146 | 245.7695 | 0 | 532.0944 | 0 | 533.3297 | 0.00397 | 245.7695 | 0 | 246.0734 | 4.5558e-06
| 344.8184 | 0 | 245.9751 | 7.3794e-05 | 344.8184 | 0 | 245.9751 | 0 | 239.5639 | 0 | 245.9751 | 0 | 246.2799 | 0 | 240.24 | 0.0025465 | 246.2799 | 0 | 246.2799 | 0 | 246.2799 | 1.1207e-05 | 240.24 | -0.0014196 | 246.2799 | 0 | 344.8671 | 1.0797e-05 | 246.2799 | 0 | 246.2799 | 0.00022272 | 245.9751 | 0 | 533.4853 | 0.00383 | 245.9751 | 0 | 532.251 | 0 | 533.4853 | 0.00376 | 245.9751 | 0 | 246.2799 | 1.6528e-05
| 344.932 | 0.0005001 | 246.1807 | -0.00013211 | 344.932 | 0.00065893 | 246.1807 | 0 | 239.7719 | 0 | 246.1807 | 0 | 246.4864 | 0 | 240.45 | 0.00086005 | 246.4864 | 0 | 246.4864 | 0 | 246.4864 | 0 | 240.45 | -0.0017121 | 246.4864 | 0 | 344.9771 | 1.0575e-05 | 246.4864 | 0 | 246.4864 | 0 | 246.1807 | 0 | 533.6408 | 0.00181 | 246.1807 | 0 | 532.4076 | 1.0001e-05 | 533.6408 | 0.00398 | 246.1807 | 0 | 246.4864 | 3.4019e-06
| 345.0456 | 7.1987e-05 | 246.3863 | -0.00015569 | 345.0456 | 0 | 246.3863 | 0 | 239.9798 | 0 | 246.3863 | 0 | 246.693 | 0 | 240.65 | 5.0592e-05 | 246.6929 | 0 | 246.693 | 0 | 246.6929 | 1.4094e-05 | 240.65 | -0.0010945 | 246.693 | 0 | 345.0872 | 1.0469e-05 | 246.693 | 0 | 246.6929 | 0.00027011 | 246.3863 | 0 | 533.7964 | 0.0029 | 246.3863 | 0 | 532.5642 | 0 | 533.7964 | 0.00377 | 246.3863 | 0 | 246.6929 | 1.4766e-05
| 345.1592 | 0 | 246.5919 | -0.00049722 | 345.1592 | 0.00022542 | 246.5919 | 0 | 240.1878 | 0 | 246.5919 | 0 | 246.8995 | 0 | 240.86 | -0.00015177 | 246.8995 | 0 | 246.8995 | 0 | 246.8995 | 0 | 240.86 | -0.00067186 | 246.8995 | 0 | 345.1972 | 1.0551e-05 | 246.8995 | 0 | 246.8995 | 0 | 246.5919 | 0 | 533.9519 | 0.00273 | 246.5919 | 0 | 532.7207 | 1.0001e-05 | 533.9519 | 0.00389 | 246.5919 | 0 | 246.8995 | 4.0959e-06
| 345.2729 | 0 | 246.7976 | 0.00039187 | 345.2729 | 0 | 246.7976 | 0 | 240.3958 | 0 | 246.7976 | 0 | 247.106 | 0 | 241.07 | 0.0012648 | 247.106 | 0 | 247.106 | 0 | 247.106 | 1.3503e-05 | 241.07 | -0.00073687 | 247.106 | 0 | 345.3073 | 1.0516e-05 | 247.106 | 0 | 247.106 | 0.00021816 | 246.7976 | 0 | 534.1075 | 0.00292 | 246.7976 | 0 | 532.8773 | 2.6669e-05 | 534.1075 | 0.00369 | 246.7976 | 0 | 247.106 | 1.8739e-05
| 345.3865 | 0 | 247.0033 | -0.00052326 | 345.3865 | 5.2025e-05 | 247.0033 | 0 | 240.6037 | 0 | 247.0033 | 0 | 247.3126 | 0 | 241.27 | -0.0015008 | 247.3126 | 0 | 247.3126 | 0 | 247.3126 | 0 | 241.27 | -0.0008344 | 247.3126 | 0 | 345.4174 | 1.0657e-05 | 247.3126 | 0 | 247.3126 | 0 | 247.0033 | 0 | 534.2631 | 0.00368 | 247.0033 | 0 | 533.0339 | 1.0001e-05 | 534.2631 | 0.00387 | 247.0033 | 0 | 247.3126 | 2.675e-06
| 345.5001 | 0 | 247.209 | 0.0002995 | 345.5001 | 0.00060832 | 247.209 | 0 | 240.8117 | 0 | 247.209 | 0 | 247.5192 | 0 | 241.48 | -0.00025296 | 247.5192 | 0 | 247.5192 | 0 | 247.5192 | 1.6448e-05 | 241.48 | 0.00020589 | 247.5192 | 0 | 345.5275 | 9.111e-06 | 247.5192 | 0 | 247.5192 | 0.00026818 | 247.2089 | 0 | 534.4187 | 0.00185 | 247.209 | 0 | 533.1906 | 0 | 534.4187 | 0.00374 | 247.2089 | 0 | 247.5192 | 1.6845e-05
| 345.6137 | 0 | 247.4147 | 8.5496e-05 | 345.6137 | 0.00039883 | 247.4147 | 0 | 241.0198 | 0 | 247.4147 | 0 | 247.7258 | 0 | 241.69 | -0.0012985 | 247.7258 | 0 | 247.7258 | 0 | 247.7258 | 0 | 241.69 | -0.00093193 | 247.7258 | 0 | 345.6376 | 9.8956e-06 | 247.7258 | 0 | 247.7258 | 0 | 247.4147 | 0 | 534.5743 | 0.00257 | 247.4147 | 0 | 533.3472 | 3.0002e-05 | 534.5743 | 0.00389 | 247.4147 | 0 | 247.7258 | 8.8664e-06
| 345.7273 | 8.9983e-05 | 247.6204 | 0.00074213 | 345.7273 | 0 | 247.6204 | 0 | 241.2278 | 0 | 247.6204 | 0 | 247.9324 | 0 | 241.89 | 0.0001855 | 247.9324 | 0 | 247.9324 | 0 | 247.9324 | 1.6248e-05 | 241.89 | -0.0012895 | 247.9324 | 0 | 345.7477 | 1.0388e-05 | 247.9324 | 0 | 247.9324 | 0.00029391 | 247.6204 | 0 | 534.7299 | 0.00049221 | 247.6204 | 0 | 533.5038 | 2.6669e-05 | 534.7299 | 0.00372 | 247.6204 | 0 | 247.9324 | 1.6207e-05
| 345.8409 | 5.091e-05 | 247.8261 | -0.00051748 | 345.8409 | 0.0006936 | 247.8261 | 0 | 241.4358 | 0 | 247.8261 | 0 | 248.139 | 0 | 242.1 | -0.0012648 | 248.139 | 0 | 248.139 | 0 | 248.139 | 0 | 242.1 | -0.00067186 | 248.139 | 0 | 345.8578 | 1.1617e-05 | 248.139 | 0 | 248.139 | 0 | 247.8261 | 0 | 534.8855 | 0.00179 | 247.8261 | 0 | 533.6604 | 3.0002e-05 | 534.8855 | 0.00398 | 247.8261 | 0 | 248.139 | 7.0377e-06
| 345.9545 | 0.00023396 | 248.0319 | -0.00012075 | 345.9545 | 0 | 248.0319 | 0 | 241.6439 | 0 | 248.0319 | 0 | 248.3457 | 0 | 242.3 | -0.00035414 | 248.3457 | 0 | 248.3457 | 0 | 248.3457 | 1.6967e-06 | 242.3 | 0.0012462 | 248.3457 | 0 | 345.9679 | 1.1781e-05 | 248.3457 | 0 | 248.3457 | 0.00028337 | 248.0319 | 0 | 535.0411 | 0.00229 | 248.0319 | 0 | 533.8171 | 6.6672e-06 | 535.0411 | 0.00379 | 248.0319 | 0 | 248.3457 | 1.6368e-05
| 346.0681 | 0.00024855 | 248.2377 | -0.00055478 | 346.0681 | 0.0006936 | 248.2377 | 0 | 241.852 | 0 | 248.2377 | 0 | 248.5524 | 0 | 242.51 | 0.0012648 | 248.5524 | 0 | 248.5524 | 0 | 248.5524 | 0 | 242.51 | -0.0018422 | 248.5524 | 0 | 346.078 | 1.0821e-05 | 248.5524 | 0 | 248.5523 | 0 | 248.2377 | 0 | 535.1967 | 0.00080887 | 248.2377 | 0 | 533.9737 | 3.0002e-05 | 535.1967 | 0.00398 | 248.2377 | 0 | 248.5524 | 6.6288e-06
| 346.1816 | 0 | 248.4435 | -0.00017846 | 346.1816 | 0.00029547 | 248.4435 | 0 | 242.06 | 0 | 248.4435 | 0 | 248.759 | 0 | 242.72 | -1.6864e-05 | 248.759 | 0 | 248.759 | 0 | 248.759 | 1.2082e-05 | 242.72 | -0.001257 | 248.759 | 0 | 346.1881 | 1.0141e-05 | 248.759 | 0 | 248.7591 | 0.00025879 | 248.4435 | 0 | 535.3524 | 0.00216 | 248.4435 | 0 | 534.1304 | 6.6672e-06 | 535.3524 | 0.00374 | 248.4435 | 0 | 248.759 | 1.5579e-05
| 346.2952 | 0 | 248.6493 | -0.00028239 | 346.2952 | 6.9356e-05 | 248.6493 | 0 | 242.2681 | 0 | 248.6493 | 0 | 248.9657 | 0 | 242.92 | -0.0020742 | 248.9657 | 0 | 248.9657 | 0 | 248.9657 | 0 | 242.92 | -0.0021673 | 248.9657 | 0 | 346.2983 | 9.6263e-06 | 248.9657 | 0 | 248.9657 | 0 | 248.6493 | 0 | 535.508 | 0.00215 | 248.6493 | 0 | 534.287 | 0 | 535.508 | 0.00395 | 248.6493 | 0 | 248.9657 | 6.4895e-06
| 346.4088 | 0 | 248.8551 | 0.00026732 | 346.4088 | 0 | 248.8551 | 0 | 242.4763 | 0 | 248.8551 | 0 | 249.1725 | 0 | 243.13 | 0.0009275 | 249.1725 | 0 | 249.1725 | 0 | 249.1725 | 1.2633e-05 | 243.13 | 0.00062851 | 249.1725 | 0 | 346.4084 | 9.111e-06 | 249.1725 | 0 | 249.1724 | 0.0003988 | 248.8551 | 0 | 535.6637 | 0.0032 | 248.8551 | 0 | 534.4437 | 6.6672e-06 | 535.6637 | 0.00376 | 248.8551 | 0 | 249.1725 | 1.7325e-05
| 346.5224 | 0 | 249.061 | -0.00022586 | 346.5224 | 0.0003468 | 249.061 | 0 | 242.6844 | 0 | 249.061 | 0 | 249.3792 | 0 | 243.34 | -0.0017032 | 249.3792 | 0 | 249.3792 | 0 | 249.3792 | 0 | 243.34 | -0.001322 | 249.3792 | 0 | 346.5185 | 8.666e-06 | 249.3792 | 0 | 249.3792 | 0 | 249.061 | 0 | 535.8194 | 0.00215 | 249.061 | 0 | 534.6004 | 1.0001e-05 | 535.8194 | 0.00397 | 249.061 | 0 | 249.3792 | 6.4381e-06
| 346.636 | 1.7997e-05 | 249.2669 | -7.6511e-05 | 346.636 | 0 | 249.2669 | 0 | 242.8925 | 0 | 249.2669 | 0 | 249.5859 | 0 | 243.54 | 0.00028669 | 249.5859 | 0 | 249.5859 | 0 | 249.5859 | 1.0059e-05 | 243.54 | 0.0012137 | 249.5859 | 0 | 346.6287 | 8.1039e-06 | 249.5859 | 0 | 249.5859 | 0.00010898 | 249.2669 | 0 | 535.9751 | 0.00248 | 249.2669 | 0 | 534.7571 | 6.6672e-06 | 535.9751 | 0.00379 | 249.2669 | 0 | 249.5859 | 1.6865e-05
| 346.7496 | 0 | 249.4728 | -0.001371 | 346.7496 | 0 | 249.4728 | 0 | 243.1007 | 0 | 249.4728 | 0 | 249.7927 | 0 | 243.75 | 0.00045532 | 249.7927 | 0 | 249.7927 | 0 | 249.7927 | 0 | 243.75 | 0.00066102 | 249.7927 | 0 | 346.7388 | 8.3498e-06 | 249.7927 | 0 | 249.7927 | 0 | 249.4728 | 0 | 536.1307 | 0.00223 | 249.4728 | 0 | 534.9137 | 1.0001e-05 | 536.1307 | 0.00395 | 249.4728 | 0 | 249.7927 | 4.6733e-06
| 346.8631 | 0.00062987 | 249.6787 | -0.00037885 | 346.8631 | 0 | 249.6787 | 0 | 243.3089 | 0 | 249.6787 | 0 | 249.9995 | 0 | 243.96 | -0.0009275 | 249.9995 | 0 | 249.9995 | 0 | 249.9995 | 8.5671e-06 | 243.96 | -0.0012245 | 249.9995 | 0 | 346.849 | 9.2164e-06 | 249.9995 | 0 | 249.9995 | 0.00015925 | 249.6787 | 0 | 536.2864 | 0.00207 | 249.6787 | 0 | 535.0704 | 6.6672e-06 | 536.2864 | 0.0037 | 249.6787 | 0 | 249.9995 | 1.6028e-05
| 346.9767 | 0 | 249.8846 | -0.0003203 | 346.9767 | 0.0013 | 249.8846 | 0 | 243.517 | 0 | 249.8846 | 0 | 250.2063 | 0 | 244.16 | -0.0021416 | 250.2063 | 0 | 250.2063 | 0 | 250.2063 | 0 | 244.16 | -0.0024923 | 250.2063 | 0 | 346.9592 | 9.4857e-06 | 250.2063 | 0 | 250.2063 | 0 | 249.8846 | 0 | 536.4421 | 0.00193 | 249.8846 | 0 | 535.2271 | 1.0001e-05 | 536.4421 | 0.00385 | 249.8846 | 0 | 250.2063 | 6.3277e-06
| 347.0903 | 0 | 250.0905 | 7.8454e-05 | 347.0903 | 0 | 250.0905 | 0 | 243.7252 | 0 | 250.0905 | 0 | 250.4131 | 0 | 244.37 | 0.00042159 | 250.4131 | 0 | 250.4131 | 0 | 250.4131 | 9.5327e-06 | 244.37 | -0.0016147 | 250.4131 | 0 | 347.0693 | 9.9542e-06 | 250.4131 | 0 | 250.4131 | 0.00042285 | 250.0905 | 0 | 536.5978 | 0.00353 | 250.0905 | 0 | 535.3839 | 0 | 536.5978 | 0.0036 | 250.0905 | 0 | 250.4131 | 1.7098e-05
| 347.2038 | 8.684e-05 | 250.2965 | -8.6455e-05 | 347.2038 | 0.00017341 | 250.2965 | 0 | 243.9334 | 0 | 250.2965 | 0 | 250.6199 | 0 | 244.58 | 0.0019731 | 250.6199 | 0 | 250.6199 | 0 | 250.6199 | 0 | 244.58 | -0.00037928 | 250.6199 | 0 | 347.1795 | 1.061e-05 | 250.6199 | 0 | 250.6199 | 0 | 250.2965 | 0 | 536.7536 | 0.00309 | 250.2965 | 0 | 535.5406 | 0 | 536.7536 | 0.00383 | 250.2965 | 0 | 250.6199 | 3.9409e-06
| 347.3174 | 0 | 250.5025 | -6.1843e-05 | 347.3174 | 0 | 250.5025 | 0 | 244.1416 | 0 | 250.5025 | 0 | 250.8268 | 0 | 244.78 | 0.0029174 | 250.8268 | 0 | 250.8268 | 0 | 250.8268 | 8.2582e-06 | 244.78 | 0.00053099 | 250.8268 | 0 | 347.2897 | 1.0762e-05 | 250.8268 | 0 | 250.8268 | 0.00031987 | 250.5025 | 0 | 536.9093 | 0.00281 | 250.5025 | 0 | 535.6973 | 6.6672e-06 | 536.9093 | 0.00367 | 250.5025 | 0 | 250.8268 | 1.66e-05
| 347.431 | 0.00087741 | 250.7085 | -0.00064788 | 347.431 | 0.00015606 | 250.7085 | 0 | 244.3499 | 0 | 250.7085 | 0 | 251.0336 | 0 | 244.99 | -0.0010624 | 251.0336 | 0 | 251.0336 | 0 | 251.0336 | 0 | 244.99 | -0.00050931 | 251.0336 | 0 | 347.3999 | 1.0469e-05 | 251.0336 | 0 | 251.0336 | 0 | 250.7085 | 0 | 537.065 | 0.00232 | 250.7085 | 0 | 535.854 | 1.0001e-05 | 537.065 | 0.00392 | 250.7085 | 0 | 251.0336 | 5.5462e-06
| 347.5445 | 0 | 250.9145 | 0.00017157 | 347.5445 | 0 | 250.9145 | 0 | 244.5581 | 0 | 250.9145 | 0 | 251.2405 | 0 | 245.19 | 0.0011636 | 251.2405 | 0 | 251.2405 | 0 | 251.2405 | 6.064e-06 | 245.19 | 0.00066102 | 251.2405 | 0 | 347.5101 | 8.9353e-06 | 251.2405 | 0 | 251.2405 | 0.0001469 | 250.9145 | 0 | 537.2208 | 0.00302 | 250.9145 | 0 | 536.0108 | 6.6672e-06 | 537.2208 | 0.0037 | 250.9145 | 0 | 251.2405 | 1.3306e-05
| 347.6581 | 0 | 251.1205 | 0.0004095 | 347.6581 | 8.6698e-05 | 251.1205 | 0 | 244.7664 | 0 | 251.1205 | 0 | 251.4474 | 0 | 245.4 | 0.00065769 | 251.4474 | 0 | 251.4474 | 0 | 251.4474 | 0 | 245.4 | -0.0024598 | 251.4474 | 0 | 347.6203 | 9.4389e-06 | 251.4474 | 0 | 251.4474 | 0 | 251.1205 | 0 | 537.3765 | 0.0019 | 251.1205 | 0 | 536.1675 | 3.0002e-05 | 537.3765 | 0.00382 | 251.1205 | 0 | 251.4474 | 5.2051e-06
| 347.7716 | 0 | 251.3266 | -0.00064786 | 347.7716 | 0.00019118 | 251.3266 | 0 | 244.9747 | 0 | 251.3266 | 0 | 251.6543 | 0 | 245.61 | -0.0010624 | 251.6543 | 0 | 251.6543 | 0 | 251.6543 | 1.9326e-06 | 245.61 | -0.0029475 | 251.6543 | 0 | 347.7305 | 9.5911e-06 | 251.6543 | 0 | 251.6543 | 0.00032018 | 251.3266 | 0 | 537.5323 | 0.00285 | 251.3266 | 0 | 536.3243 | 6.6672e-06 | 537.5323 | 0.00359 | 251.3266 | 0 | 251.6543 | 1.5984e-05
| 347.8852 | 0 | 251.5326 | -0.00013885 | 347.8852 | 6.9356e-05 | 251.5326 | 0 | 245.183 | 0 | 251.5326 | 0 | 251.8613 | 0 | 245.81 | -0.001602 | 251.8613 | 0 | 251.8613 | 0 | 251.8613 | 0 | 245.81 | -0.0031751 | 251.8613 | 0 | 347.8407 | 1.1231e-05 | 251.8613 | 0 | 251.8613 | 0 | 251.5326 | 0 | 537.688 | 0.00207 | 251.5326 | 0 | 536.481 | 1.0001e-05 | 537.688 | 0.00374 | 251.5326 | 0 | 251.8613 | 6.1752e-06
| 347.9987 | 0.00080984 | 251.7387 | 0.00081549 | 347.9987 | 0.00029547 | 251.7387 | 0 | 245.3913 | 0 | 251.7387 | 0 | 252.0682 | 0 | 246.02 | -0.00048905 | 252.0682 | 0 | 252.0682 | 0 | 252.0682 | 1.6027e-05 | 246.02 | -0.00054182 | 252.0682 | 0 | 347.9509 | 1.1008e-05 | 252.0682 | 0 | 252.0682 | 0.00033072 | 251.7387 | 0 | 537.8438 | 0.00403 | 251.7387 | 0 | 536.6378 | 0 | 537.8438 | 0.00358 | 251.7387 | 0 | 252.0682 | 1.6675e-05
| 348.1123 | 0.00037433 | 251.9448 | -0.00057157 | 348.1123 | 0.00091902 | 251.9448 | 0 | 245.5996 | 0 | 251.9448 | 0 | 252.2752 | 0 | 246.23 | 0.00069142 | 252.2752 | 0 | 252.2752 | 0 | 252.2752 | 0 | 246.23 | 7.5855e-05 | 252.2752 | 0 | 348.0611 | 1.0411e-05 | 252.2752 | 0 | 252.2752 | 0 | 251.9448 | 0 | 537.9996 | 0.00174 | 251.9448 | 0 | 536.7946 | 3.0002e-05 | 537.9996 | 0.00373 | 251.9448 | 0 | 252.2752 | 6.805e-06
| 348.2258 | 0 | 252.1509 | 0.00074057 | 348.2258 | 0.00059094 | 252.1509 | 0 | 245.8079 | 0 | 252.1509 | 0 | 252.4821 | 0 | 246.43 | 0.00042159 | 252.4821 | 0 | 252.4821 | 0 | 252.4821 | 1.3826e-05 | 246.43 | -0.00060684 | 252.4821 | 0 | 348.1713 | 9.2632e-06 | 252.4821 | 0 | 252.4821 | 0.00037691 | 252.1509 | 0 | 538.1554 | 0.00339 | 252.1509 | 0 | 536.9514 | 0 | 538.1554 | 0.00356 | 252.1509 | 0 | 252.4821 | 1.7547e-05
| 348.3394 | 0 | 252.3571 | 0.00018856 | 348.3394 | 0 | 252.3571 | 0 | 246.0163 | 0 | 252.3571 | 0 | 252.6891 | 0 | 246.64 | -0.00045532 | 252.6891 | 0 | 252.6891 | 0 | 252.6891 | 0 | 246.64 | -0.0014521 | 252.6891 | 0 | 348.2816 | 8.9939e-06 | 252.6891 | 0 | 252.6891 | 0 | 252.3571 | 0 | 538.3112 | 0.00063303 | 252.3571 | 0 | 537.1081 | 3.0002e-05 | 538.3112 | 0.0038 | 252.3571 | 0 | 252.6891 | 5.1163e-06
| 348.4529 | 0 | 252.5632 | 0.00055767 | 348.4529 | 0.00033023 | 252.5632 | 0 | 246.2246 | 0 | 252.5632 | 0 | 252.8961 | 0 | 246.85 | -0.001366 | 252.8961 | 0 | 252.8961 | 0 | 252.8961 | 9.2514e-06 | 246.85 | 0.0010186 | 252.8961 | 0 | 348.3918 | 9.111e-06 | 252.8961 | 0 | 252.8961 | 0.00023126 | 252.5633 | 0 | 538.467 | 0.00339 | 252.5632 | 0 | 537.2649 | 6.6672e-06 | 538.467 | 0.00362 | 252.5633 | 0 | 252.8961 | 1.6431e-05
| 348.5664 | 0 | 252.7694 | -0.00014498 | 348.5664 | 6.9356e-05 | 252.7694 | 0 | 246.433 | 0 | 252.7694 | 0 | 253.1032 | 0 | 247.05 | -0.0029174 | 253.1032 | 0 | 253.1032 | 0 | 253.1032 | 0 | 247.05 | -0.0040204 | 253.1032 | 0 | 348.502 | 9.4038e-06 | 253.1032 | 0 | 253.1032 | 0 | 252.7694 | 0 | 538.6228 | 0.00123 | 252.7694 | 0 | 537.4217 | 3.0002e-05 | 538.6228 | 0.00375 | 252.7694 | 0 | 253.1032 | 3.0833e-06
| 348.68 | 0 | 252.9756 | 0.00061825 | 348.68 | 0 | 252.9756 | 0 | 246.6414 | 0 | 252.9756 | 0 | 253.3102 | 0 | 247.26 | 0.0005565 | 253.3102 | 0 | 253.3102 | 0 | 253.3102 | 1.3252e-05 | 247.26 | 0.0013112 | 253.3102 | 0 | 348.6123 | 8.8885e-06 | 253.3102 | 0 | 253.3102 | 0.00043703 | 252.9756 | 0 | 538.7787 | 0.00422 | 252.9756 | 0 | 537.5785 | 2.6669e-05 | 538.7787 | 0.00351 | 252.9756 | 0 | 253.3102 | 1.6738e-05
| 348.7935 | 0.00057197 | 253.1818 | 0.0001705 | 348.7935 | 0 | 253.1818 | 0 | 246.8498 | 0 | 253.1818 | 0 | 253.5173 | 0 | 247.47 | -0.0010287 | 253.5173 | 0 | 253.5173 | 0 | 253.5173 | 0 | 247.47 | -0.00018422 | 253.5173 | 0 | 348.7226 | 8.666e-06 | 253.5173 | 0 | 253.5173 | 0 | 253.1818 | 0 | 538.9345 | 0.00167 | 253.1818 | 0 | 537.7354 | 1.0001e-05 | 538.9345 | 0.00371 | 253.1818 | 0 | 253.5173 | 5.3735e-06
| 348.907 | 0 | 253.3881 | -0.00027724 | 348.907 | 0.00027809 | 253.3881 | 0 | 247.0582 | 0 | 253.3881 | 0 | 253.7243 | 0 | 247.67 | -0.00052277 | 253.7243 | 0 | 253.7243 | 0 | 253.7243 | 4.824e-06 | 247.67 | -0.00070437 | 253.7243 | 0 | 348.8328 | 8.9705e-06 | 253.7243 | 0 | 253.7243 | 0.00019346 | 253.388 | 0 | 539.0904 | 0.00346 | 253.3881 | 0 | 537.8922 | 2.6669e-05 | 539.0904 | 0.00362 | 253.388 | 0 | 253.7243 | 1.5541e-05
| 349.0205 | 0 | 253.5943 | -0.00055132 | 349.0205 | 0.00057222 | 253.5943 | 0 | 247.2666 | 0 | 253.5943 | 0 | 253.9314 | 0 | 247.88 | -0.00048905 | 253.9314 | 0 | 253.9314 | 0 | 253.9314 | 0 | 247.88 | 1.0836e-05 | 253.9314 | 0 | 348.9431 | 9.7317e-06 | 253.9314 | 0 | 253.9314 | 0 | 253.5943 | 0 | 539.2462 | 0.00248 | 253.5943 | 0 | 538.049 | 3.0002e-05 | 539.2462 | 0.00374 | 253.5943 | 0 | 253.9314 | 4.1559e-06
| 349.1341 | 0.00030594 | 253.8006 | 0.0006893 | 349.1341 | 0.00045189 | 253.8006 | 0 | 247.4751 | 0 | 253.8006 | 0 | 254.1385 | 0 | 248.09 | 0.00069142 | 254.1385 | 0 | 254.1385 | 0 | 254.1385 | 1.2421e-05 | 248.09 | 0.00059601 | 254.1385 | 0 | 349.0534 | 9.4272e-06 | 254.1385 | 0 | 254.1385 | 0.00043223 | 253.8006 | 0 | 539.4021 | 0.00404 | 253.8006 | 0 | 538.2059 | 0 | 539.4021 | 0.00359 | 253.8006 | 0 | 254.1385 | 1.7534e-05
| 349.2476 | 0 | 254.0068 | -0.00041051 | 349.2476 | 0.00041617 | 254.0068 | 0 | 247.6835 | 0 | 254.0068 | 0 | 254.3457 | 0 | 248.3 | 0.00042159 | 254.3457 | 0 | 254.3457 | 0 | 254.3457 | 0 | 248.3 | -0.0017446 | 254.3457 | 0 | 349.1637 | 9.6497e-06 | 254.3457 | 0 | 254.3457 | 0 | 254.0068 | 0 | 539.558 | 0.00218 | 254.0068 | 0 | 538.3627 | 1.0001e-05 | 539.558 | 0.00376 | 254.0068 | 0 | 254.3457 | 2.6537e-06
| 349.3611 | 0.00014397 | 254.2131 | 0.00075891 | 349.3611 | 0 | 254.2131 | 0 | 247.892 | 0 | 254.2131 | 0 | 254.5528 | 0 | 248.5 | 0.00045532 | 254.5528 | 0 | 254.5528 | 0 | 254.5528 | 1.1029e-05 | 248.5 | 0.0019939 | 254.5528 | 0 | 349.2739 | 9.5443e-06 | 254.5528 | 0 | 254.5528 | 0.00034647 | 254.2131 | 0 | 539.7138 | 0.0026 | 254.2131 | 0 | 538.5196 | 6.6672e-06 | 539.7138 | 0.00362 | 254.2131 | 0 | 254.5528 | 1.4978e-05
| 349.4746 | 0.00106 | 254.4195 | -7.2625e-05 | 349.4746 | 0.00064159 | 254.4195 | 0 | 248.1004 | 0 | 254.4195 | 0 | 254.76 | 0 | 248.71 | -0.0012648 | 254.76 | 0 | 254.76 | 0 | 254.76 | 0 | 248.71 | -0.0019397 | 254.76 | 0 | 349.3842 | 1.0282e-05 | 254.76 | 0 | 254.76 | 0 | 254.4195 | 0 | 539.8697 | 0.00144 | 254.4195 | 0 | 538.6764 | 1.0001e-05 | 539.8697 | 0.0038 | 254.4195 | 0 | 254.76 | 2.1054e-06
| 349.5881 | 0 | 254.6258 | -0.0010676 | 349.5881 | 0 | 254.6258 | 0 | 248.3089 | 0 | 254.6258 | 0 | 254.9671 | 0 | 248.92 | 0.0028838 | 254.9671 | 0 | 254.9671 | 0 | 254.9671 | 1.2393e-05 | 248.92 | 0.00043346 | 254.9671 | 0 | 349.4945 | 9.6497e-06 | 254.9671 | 0 | 254.9671 | 0.00012565 | 254.6258 | 0 | 540.0256 | 0.00276 | 254.6258 | 0 | 538.8333 | 6.6672e-06 | 540.0256 | 0.00359 | 254.6258 | 0 | 254.9671 | 1.6686e-05
| 349.7016 | 0.00024855 | 254.8321 | -0.00058551 | 349.7016 | 0 | 254.8321 | 0 | 248.5175 | 0 | 254.8321 | 0 | 255.1743 | 0 | 249.12 | -0.0015346 | 255.1743 | 0 | 255.1743 | 0 | 255.1743 | 0 | 249.12 | -5.4182e-05 | 255.1743 | 0 | 349.6048 | 9.9307e-06 | 255.1743 | 0 | 255.1743 | 0 | 254.8321 | 0 | 540.1815 | 0.00049235 | 254.8321 | 0 | 538.9902 | 1.0001e-05 | 540.1815 | 0.00379 | 254.8321 | 0 | 255.1743 | 5.1461e-06
| 349.8151 | 0.00017997 | 255.0385 | 0.00031878 | 349.8151 | 0 | 255.0385 | 0 | 248.726 | 0 | 255.0385 | 0 | 255.3815 | 0 | 249.33 | -0.001231 | 255.3815 | 0 | 255.3815 | 0 | 255.3815 | 6.1985e-06 | 249.33 | 0.00036844 | 255.3815 | 0 | 349.7151 | 9.4038e-06 | 255.3815 | 0 | 255.3815 | 0.0003024 | 255.0385 | 0 | 540.3374 | 0.00406 | 255.0385 | 0 | 539.1471 | 6.6672e-06 | 540.3374 | 0.00356 | 255.0385 | 0 | 255.3815 | 1.4744e-05
| 349.9286 | 0 | 255.2449 | -0.000224 | 349.9286 | 0 | 255.2449 | 0 | 248.9345 | 0 | 255.2449 | 0 | 255.5888 | 0 | 249.54 | -0.0010961 | 255.5888 | 0 | 255.5888 | 0 | 255.5888 | 0 | 249.54 | -0.0010945 | 255.5888 | 0 | 349.8254 | 1.0083e-05 | 255.5888 | 0 | 255.5888 | 0 | 255.2449 | 0 | 540.4934 | 0.00236 | 255.2449 | 0 | 539.3039 | 1.0001e-05 | 540.4934 | 0.00373 | 255.2449 | 0 | 255.5888 | 5.5354e-06
| 350.0421 | 0 | 255.4513 | 0.00012875 | 350.0421 | 0 | 255.4513 | 0 | 249.1431 | 0 | 255.4513 | 0 | 255.796 | 0 | 249.74 | 0.00079259 | 255.796 | 0 | 255.796 | 0 | 255.796 | 7.3106e-06 | 249.74 | 0.00062851 | 255.796 | 0 | 349.9358 | 9.9307e-06 | 255.796 | 0 | 255.796 | 0.00028707 | 255.4513 | 0 | 540.6493 | 0.00206 | 255.4513 | 0 | 539.4608 | 0 | 540.6493 | 0.0035 | 255.4513 | 0 | 255.796 | 1.6113e-05
| 350.1556 | 0.00062587 | 255.6577 | 0.00011164 | 350.1556 | 0.00019074 | 255.6577 | 0 | 249.3516 | 0 | 255.6577 | 0 | 256.0032 | 0 | 249.95 | 0.0005565 | 256.0032 | 0 | 256.0032 | 0 | 256.0032 | 0 | 249.95 | -0.0019397 | 256.0032 | 0 | 350.0461 | 1.0657e-05 | 256.0032 | 0 | 256.0032 | 0 | 255.6577 | 0 | 540.8053 | 0.00178 | 255.6577 | 0 | 539.6178 | 3.0002e-05 | 540.8053 | 0.00373 | 255.6577 | 0 | 256.0032 | 3.9297e-06
| 350.2691 | 0 | 255.8642 | 0.0013578 | 350.2691 | 0 | 255.8642 | 0 | 249.5602 | 0 | 255.8642 | 0 | 256.2105 | 0 | 250.16 | 0.0016358 | 256.2105 | 0 | 256.2105 | 0 | 256.2105 | 1.9997e-05 | 250.16 | -0.0001192 | 256.2105 | 0 | 350.1564 | 9.6263e-06 | 256.2105 | 0 | 256.2105 | 0.00028534 | 255.8642 | 0 | 540.9612 | 0.00232 | 255.8642 | 0 | 539.7747 | 0 | 540.9612 | 0.0036 | 255.8642 | 0 | 256.2105 | 1.3982e-05
| 350.3826 | 0.00030245 | 256.0706 | -0.00066236 | 350.3826 | 0.00104 | 256.0706 | 0 | 249.7688 | 0 | 256.0706 | 0 | 256.4178 | 0 | 250.36 | -0.0015684 | 256.4178 | 0 | 256.4178 | 0 | 256.4178 | 0 | 250.36 | -0.0022973 | 256.4178 | 0 | 350.2668 | 9.4857e-06 | 256.4178 | 0 | 256.4178 | 0 | 256.0706 | 0 | 541.1172 | 0.00271 | 256.0706 | 0 | 539.9316 | 3.0002e-05 | 541.1172 | 0.00379 | 256.0706 | 0 | 256.4178 | 4.0255e-06
| 350.4961 | 0.00093582 | 256.2771 | -0.00023275 | 350.4961 | 0 | 256.2771 | 0 | 249.9774 | 0 | 256.2771 | 0 | 256.6251 | 0 | 250.57 | 0.00082632 | 256.6251 | 0 | 256.6251 | 0 | 256.6251 | 6.3435e-06 | 250.57 | 0.00088859 | 256.6251 | 0 | 350.3771 | 8.5606e-06 | 256.6251 | 0 | 256.6251 | 0.00026669 | 256.2771 | 0 | 541.2731 | 0.00383 | 256.2771 | 0 | 540.0885 | 0 | 541.2731 | 0.00357 | 256.2771 | 0 | 256.6251 | 1.6141e-05
| 350.6096 | 0.00042823 | 256.4836 | -6.0596e-05 | 350.6096 | 0 | 256.4836 | 0 | 250.186 | 0 | 256.4836 | 0 | 256.8324 | 0 | 250.78 | -0.0012648 | 256.8324 | 0 | 256.8324 | 0 | 256.8324 | 0 | 250.78 | -0.0016797 | 256.8324 | 0 | 350.4875 | 9.5911e-06 | 256.8324 | 0 | 256.8324 | 0 | 256.4836 | 0 | 541.4291 | 0.00262 | 256.4836 | 0 | 540.2454 | 3.0002e-05 | 541.4291 | 0.00374 | 256.4836 | 0 | 256.8324 | 5.7662e-06
| 350.7231 | 0.00066587 | 256.6901 | 0.00066246 | 350.7231 | 0 | 256.6901 | 0 | 250.3946 | 0 | 256.6901 | 0 | 257.0398 | 0 | 250.99 | 0.0029849 | 257.0398 | 0 | 257.0398 | 0 | 257.0398 | 9.9941e-06 | 250.99 | -0.0013871 | 257.0398 | 0 | 350.5978 | 1.0388e-05 | 257.0398 | 0 | 257.0398 | 0.0001989 | 256.6901 | 0 | 541.5851 | 0.00329 | 256.6901 | 0 | 540.4024 | 2.6669e-05 | 541.5851 | 0.00356 | 256.6901 | 0 | 257.0398 | 1.743e-05
| 350.8366 | 0.00108 | 256.8966 | -0.00043767 | 350.8366 | 0.00057222 | 256.8966 | 0 | 250.6033 | 0 | 256.8966 | 0 | 257.2471 | 0 | 251.19 | -0.0011636 | 257.2471 | 0 | 257.2471 | 0 | 257.2471 | 0 | 251.19 | -0.0018422 | 257.2471 | 0 | 350.7082 | 1.2296e-05 | 257.2471 | 0 | 257.2471 | 0 | 256.8966 | 0 | 541.7411 | 0.00345 | 256.8966 | 0 | 540.5593 | 1.0001e-05 | 541.7411 | 0.00376 | 256.8966 | 0 | 257.2471 | 5.9221e-06
| 350.9501 | 0 | 257.1032 | 2.0965e-05 | 350.9501 | 0 | 257.1032 | 0 | 250.8119 | 0 | 257.1032 | 0 | 257.4545 | 0 | 251.4 | -5.0592e-05 | 257.4545 | 0 | 257.4545 | 0 | 257.4545 | 1.675e-05 | 251.4 | 0.0019614 | 257.4545 | 0 | 350.8186 | 1.1722e-05 | 257.4545 | 0 | 257.4545 | 0.00042366 | 257.1032 | 0 | 541.8971 | 0.00262 | 257.1032 | 0 | 540.7163 | 0 | 541.8971 | 0.00356 | 257.1032 | 0 | 257.4545 | 1.6046e-05
| 351.0635 | 0.00033839 | 257.3098 | -0.0009633 | 351.0635 | 0.00032946 | 257.3098 | 0 | 251.0206 | 0 | 257.3098 | 0 | 257.6619 | 0 | 251.61 | -0.001366 | 257.6619 | 0 | 257.6619 | 0 | 257.6619 | 0 | 251.61 | -0.00034676 | 257.6619 | 0 | 350.9289 | 1.1371e-05 | 257.6619 | 0 | 257.6619 | 0 | 257.3098 | 0 | 542.0531 | 0.00181 | 257.3098 | 0 | 540.8732 | 0 | 542.0531 | 0.00381 | 257.3098 | 0 | 257.6619 | 5.9652e-06
| 351.177 | 0.00070186 | 257.5163 | 3.6071e-05 | 351.177 | 0.00013905 | 257.5163 | 0 | 251.2293 | 0 | 257.5163 | 0 | 257.8693 | 0 | 251.81 | 0.0014334 | 257.8693 | 0 | 257.8693 | 0 | 257.8693 | 9.0088e-06 | 251.81 | 0.0017988 | 257.8693 | 0 | 351.0393 | 9.4389e-06 | 257.8693 | 0 | 257.8693 | 0.00033392 | 257.5163 | 0 | 542.2091 | 0.00411 | 257.5163 | 0 | 541.0302 | 2.6669e-05 | 542.2091 | 0.0036 | 257.5163 | 0 | 257.8693 | 1.7119e-05
| 351.2905 | 0.0004462 | 257.7229 | 0.00010543 | 351.2905 | 0.00086701 | 257.7229 | 0 | 251.438 | 0 | 257.7229 | 0 | 258.0767 | 0 | 252.02 | -0.00086005 | 258.0767 | 0 | 258.0767 | 0 | 258.0767 | 0 | 252.02 | -0.0011595 | 258.0767 | 0 | 351.1497 | 1.0083e-05 | 258.0767 | 0 | 258.0767 | 0 | 257.7229 | 0 | 542.3651 | 0.00278 | 257.7229 | 0 | 541.1872 | 0 | 542.3651 | 0.00372 | 257.7229 | 0 | 258.0767 | 3.9164e-06
| 351.404 | 0.00098981 | 257.9296 | -0.00074859 | 351.404 | 0.00143 | 257.9296 | 0 | 251.6467 | 0 | 257.9296 | 0 | 258.2841 | 0 | 252.23 | -0.00069142 | 258.2841 | 0 | 258.2841 | 0 | 258.2841 | 6.7062e-06 | 252.23 | 0.0019939 | 258.2841 | 0 | 351.2601 | 9.7551e-06 | 258.2841 | 0 | 258.2841 | 0.00045185 | 257.9296 | 0 | 542.5212 | 0.00216 | 257.9296 | 0 | 541.3442 | 6.6672e-06 | 542.5212 | 0.00344 | 257.9296 | 0 | 258.2841 | 1.6128e-05
| 351.5174 | 0.00089539 | 258.1362 | 0.00045789 | 351.5174 | 0.00041617 | 258.1362 | 0 | 251.8554 | 0 | 258.1362 | 0 | 258.4916 | 0 | 252.44 | 0.00021923 | 258.4916 | 0 | 258.4916 | 0 | 258.4916 | 0 | 252.44 | 0.0012137 | 258.4916 | 0 | 351.3705 | 1.1125e-05 | 258.4916 | 0 | 258.4916 | 0 | 258.1362 | 0 | 542.6772 | 0.0016 | 258.1362 | 0 | 541.5012 | 1.0001e-05 | 542.6772 | 0.00355 | 258.1362 | 0 | 258.4916 | 7.7429e-06
| 351.6309 | 0.00057588 | 258.3428 | -0.00032765 | 351.6309 | 0 | 258.3428 | 0 | 252.0642 | 0 | 258.3428 | 0 | 258.699 | 0 | 252.64 | 0.0005565 | 258.699 | 0 | 258.699 | 0 | 258.699 | 7.634e-06 | 252.64 | 0.00017338 | 258.699 | 0 | 351.4809 | 9.6497e-06 | 258.699 | 0 | 258.699 | 0.00029252 | 258.3428 | 0 | 542.8333 | 0.00213 | 258.3428 | 0 | 541.6581 | 4.667e-05 | 542.8333 | 0.00341 | 258.3428 | 0 | 258.699 | 1.4745e-05
| 351.7444 | 0.00084148 | 258.5495 | -2.5482e-05 | 351.7444 | 0 | 258.5495 | 0 | 252.2729 | 0 | 258.5495 | 0 | 258.9065 | 0 | 252.85 | -0.0012648 | 258.9065 | 0 | 258.9065 | 0 | 258.9065 | 0 | 252.85 | 0.00027091 | 258.9065 | 0 | 351.5913 | 1.0013e-05 | 258.9065 | 0 | 258.9065 | 0 | 258.5495 | 0 | 542.9893 | 0.00164 | 258.5495 | 0 | 541.8152 | 0 | 542.9893 | 0.00365 | 258.5495 | 0 | 258.9065 | 7.2297e-06
| 351.8578 | 0.00055789 | 258.7562 | 0.00016484 | 351.8578 | 0.00019118 | 258.7562 | 0 | 252.4817 | 0 | 258.7562 | 0 | 259.114 | 0 | 253.06 | 0.00015177 | 259.114 | 0 | 259.114 | 0 | 259.114 | 7.048e-06 | 253.06 | -0.00018422 | 259.114 | 0 | 351.7017 | 9.9776e-06 | 259.114 | 0 | 259.114 | 0.00032739 | 258.7562 | 0 | 543.1454 | 0.00294 | 258.7562 | 0 | 541.9722 | 0 | 543.1454 | 0.00356 | 258.7562 | 0 | 259.114 | 1.6695e-05
| 351.9713 | 0.00062587 | 258.9629 | -0.00041441 | 351.9713 | 0.00038148 | 258.9629 | 0 | 252.6904 | 0 | 258.9629 | 0 | 259.3215 | 0 | 253.26 | 0.0026476 | 259.3215 | 0 | 259.3215 | 0 | 259.3215 | 0 | 253.26 | -0.0016147 | 259.3215 | 0 | 351.8121 | 9.919e-06 | 259.3215 | 0 | 259.3215 | 0 | 258.9629 | 0 | 543.3015 | 0.00294 | 258.9629 | 0 | 542.1292 | 0 | 543.3015 | 0.00378 | 258.9629 | 0 | 259.3215 | 5.3954e-06
| 352.0847 | 0.00052189 | 259.1696 | 0.00012346 | 352.0847 | 0 | 259.1696 | 0 | 252.8992 | 0 | 259.1696 | 0 | 259.5291 | 0 | 253.47 | 0.00075887 | 259.5291 | 0 | 259.5291 | 0 | 259.5291 | 1.3005e-05 | 253.47 | 0.00043346 | 259.5291 | 0 | 351.9225 | 9.6848e-06 | 259.5291 | 0 | 259.529 | 0.00027518 | 259.1696 | 0 | 543.4575 | 0.00459 | 259.1696 | 0 | 542.2862 | 2.6669e-05 | 543.4575 | 0.00356 | 259.1696 | 0 | 259.5291 | 1.3661e-05
| 352.1982 | 0.00094928 | 259.3764 | 0.00040384 | 352.1982 | 0 | 259.3764 | 0 | 253.108 | 0 | 259.3764 | 0 | 259.7366 | 0 | 253.68 | -0.00038786 | 259.7366 | 0 | 259.7366 | 0 | 259.7366 | 0 | 253.68 | -0.0016472 | 259.7366 | 0 | 352.033 | 9.3218e-06 | 259.7366 | 0 | 259.7366 | 0 | 259.3764 | 0 | 543.6136 | 0.00227 | 259.3764 | 0 | 542.4432 | 1.0001e-05 | 543.6136 | 0.00368 | 259.3764 | 0 | 259.7366 | 6.7224e-06
| 352.3116 | 0.00119 | 259.5831 | 5.3957e-05 | 352.3116 | 0.00036499 | 259.5831 | 0 | 253.3169 | 0 | 259.5831 | 0 | 259.9442 | 0 | 253.89 | 0.0017032 | 259.9442 | 0 | 259.9442 | 0 | 259.9442 | 1.275e-05 | 253.89 | -0.00057433 | 259.9442 | 0 | 352.1434 | 1.0177e-05 | 259.9442 | 0 | 259.9442 | 0.00037179 | 259.5831 | 0 | 543.7697 | 0.00248 | 259.5831 | 0 | 542.6003 | 0 | 543.7697 | 0.00348 | 259.5831 | 0 | 259.9442 | 1.7123e-05
| 352.4251 | 0.00111 | 259.7899 | -0.00032607 | 352.4251 | 0.00024276 | 259.7899 | 0 | 253.5257 | 0 | 259.7899 | 0 | 260.1517 | 0 | 254.09 | -0.00082632 | 260.1517 | 0 | 260.1517 | 0 | 260.1518 | 0 | 254.09 | -0.0021348 | 260.1517 | 0 | 352.2539 | 8.9939e-06 | 260.1517 | 0 | 260.1518 | 0 | 259.7899 | 0 | 543.9258 | 0.0029 | 259.7899 | 0 | 542.7573 | 1.0001e-05 | 543.9258 | 0.00367 | 259.7899 | 0 | 260.1518 | 5.1896e-06
| 352.5385 | 0.0025 | 259.9967 | -0.00029531 | 352.5385 | 0.00090379 | 259.9967 | 0 | 253.7345 | 0 | 259.9967 | 0 | 260.3593 | 0 | 254.3 | 0.0019057 | 260.3594 | 0 | 260.3593 | 0 | 260.3593 | 7.0805e-06 | 254.3 | -0.00060684 | 260.3593 | 0 | 352.3643 | 8.1273e-06 | 260.3593 | 0 | 260.3593 | 0.00030406 | 259.9967 | 0 | 544.082 | 0.00278 | 259.9967 | 0 | 542.9144 | 0 | 544.082 | 0.00353 | 259.9967 | 0 | 260.3593 | 1.7642e-05
| 352.652 | 0.00197 | 260.2035 | -0.00037873 | 352.652 | 0.00052021 | 260.2035 | 0 | 253.9434 | 0 | 260.2035 | 0 | 260.567 | 0 | 254.51 | -0.0019393 | 260.567 | 0 | 260.567 | 0 | 260.567 | 0 | 254.51 | -2.1673e-05 | 260.567 | 0 | 352.4748 | 8.3498e-06 | 260.567 | 0 | 260.567 | 0 | 260.2035 | 0 | 544.2381 | 0.00269 | 260.2035 | 0 | 543.0714 | 0 | 544.2381 | 0.00365 | 260.2035 | 0 | 260.567 | 4.8284e-06
| 352.7654 | 0.00203 | 260.4103 | 0.00045481 | 352.7654 | 0 | 260.4103 | 0 | 254.1523 | 0 | 260.4103 | 0 | 260.7746 | 0 | 254.72 | 0.00065769 | 260.7746 | 0 | 260.7746 | 0 | 260.7746 | 9.5138e-06 | 254.72 | 0.0016688 | 260.7746 | 0 | 352.5852 | 8.7831e-06 | 260.7746 | 0 | 260.7746 | 0.00028936 | 260.4103 | 0 | 544.3942 | 0.00431 | 260.4103 | 0 | 543.2285 | 2.6669e-05 | 544.3942 | 0.00347 | 260.4103 | 0 | 260.7746 | 1.7679e-05
| 352.8789 | 0.00314 | 260.6172 | -0.00051918 | 352.8789 | 8.6698e-05 | 260.6172 | 0 | 254.3612 | 0 | 260.6172 | 0 | 260.9822 | 0 | 254.92 | -0.00065769 | 260.9822 | 0 | 260.9822 | 0 | 260.9822 | 0 | 254.92 | -0.0010295 | 260.9822 | 0 | 352.6957 | 1.0762e-05 | 260.9822 | 0 | 260.9822 | 0 | 260.6172 | 0 | 544.5504 | 0.00266 | 260.6172 | 0 | 543.3856 | 1.0001e-05 | 544.5504 | 0.00362 | 260.6172 | 0 | 260.9822 | 3.9275e-06
| 352.9923 | 0.00347 | 260.8241 | 0.0007921 | 352.9923 | 0.00060832 | 260.8241 | 0 | 254.5701 | 0 | 260.8241 | 0 | 261.1899 | 0 | 255.13 | -0.00059023 | 261.1899 | 0 | 261.1899 | 0 | 261.1899 | 1.2336e-05 | 255.13 | 0.0010186 | 261.1899 | 0 | 352.8062 | 9.5092e-06 | 261.1899 | 0 | 261.1899 | 0.00022353 | 260.8241 | 0 | 544.7065 | 0.00311 | 260.8241 | 0 | 543.5427 | 6.6672e-06 | 544.7065 | 0.00349 | 260.8241 | 0 | 261.1899 | 1.5613e-05
| 353.1057 | 0.00379 | 261.0309 | -0.00068594 | 353.1057 | 0.00091902 | 261.0309 | 0 | 254.779 | 0 | 261.0309 | 0 | 261.3976 | 0 | 255.34 | 0.00059023 | 261.3976 | 0 | 261.3976 | 0 | 261.3976 | 0 | 255.34 | -0.0017121 | 261.3976 | 0 | 352.9166 | 1.0141e-05 | 261.3976 | 0 | 261.3976 | 0 | 261.0309 | 0 | 544.8627 | 0.00299 | 261.0309 | 0 | 543.6997 | 1.0001e-05 | 544.8627 | 0.00366 | 261.0309 | 0 | 261.3976 | 3.6242e-06
| 353.2192 | 0.00423 | 261.2378 | 0.0014219 | 353.2192 | 0 | 261.2378 | 0 | 254.9879 | 0 | 261.2378 | 0 | 261.6053 | 0 | 255.54 | 0.00062396 | 261.6053 | 0 | 261.6053 | 0 | 261.6053 | 1.9069e-05 | 255.54 | -0.00063934 | 261.6053 | 0 | 353.0271 | 8.7831e-06 | 261.6053 | 0 | 261.6053 | 0.00043169 | 261.2378 | 0 | 545.0189 | 0.00304 | 261.2378 | 0 | 543.8568 | 6.6672e-06 | 545.0189 | 0.00342 | 261.2378 | 0 | 261.6053 | 1.5868e-05
| 353.3326 | 0.00343 | 261.4448 | -1.7922e-05 | 353.3326 | 0.00012138 | 261.4448 | 0 | 255.1969 | 0 | 261.4448 | 0 | 261.813 | 0 | 255.75 | -0.0017032 | 261.813 | 0 | 261.813 | 0 | 261.813 | 0 | 255.75 | 0.0018639 | 261.813 | 0 | 353.1376 | 1.0411e-05 | 261.813 | 0 | 261.813 | 0 | 261.4448 | 0 | 545.175 | 0.00322 | 261.4448 | 0 | 544.014 | 0 | 545.175 | 0.00362 | 261.4448 | 0 | 261.813 | 4.1117e-06
| 353.446 | 0.00452 | 261.6517 | 0.0001308 | 353.446 | 0 | 261.6517 | 0 | 255.4058 | 0 | 261.6517 | 0 | 262.0207 | 0 | 255.96 | 0.0010961 | 262.0207 | 0 | 262.0207 | 0 | 262.0207 | 1.215e-05 | 255.96 | 0.0002384 | 262.0207 | 0 | 353.2481 | 9.5209e-06 | 262.0207 | 0 | 262.0207 | 0.00039939 | 261.6517 | 0 | 545.3312 | 0.00334 | 261.6517 | 0 | 544.1711 | 0 | 545.3312 | 0.00337 | 261.6517 | 0 | 262.0207 | 1.7706e-05
| 353.5594 | 0.00512 | 261.8586 | 0.00037022 | 353.5594 | 0.00057222 | 261.8586 | 0 | 255.6148 | 0 | 261.8586 | 0 | 262.2284 | 0 | 256.17 | 0.00069142 | 262.2284 | 0 | 262.2284 | 0 | 262.2284 | 0 | 256.17 | -0.00054182 | 262.2284 | 0 | 353.3586 | 1.0341e-05 | 262.2284 | 0 | 262.2284 | 0 | 261.8586 | 0 | 545.4874 | 0.00181 | 261.8586 | 0 | 544.3282 | 1.0001e-05 | 545.4874 | 0.00363 | 261.8586 | 0 | 262.2284 | 6.7022e-06
| 353.6729 | 0.0063 | 262.0656 | 0.00050512 | 353.6729 | 0 | 262.0656 | 0 | 255.8238 | 0 | 262.0656 | 0 | 262.4362 | 0 | 256.37 | 0.00065769 | 262.4362 | 0 | 262.4362 | 0 | 262.4362 | 7.2949e-06 | 256.37 | 0.0015712 | 262.4362 | 0 | 353.4691 | 9.8136e-06 | 262.4362 | 0 | 262.4362 | 0.00032268 | 262.0656 | 0 | 545.6436 | 0.00427 | 262.0656 | 0 | 544.4853 | 0 | 545.6436 | 0.00341 | 262.0656 | 0 | 262.4362 | 1.6145e-05
| 353.7863 | 0.00749 | 262.2726 | 2.753e-05 | 353.7863 | 0.00067626 | 262.2726 | 0 | 256.0327 | 0 | 262.2726 | 0 | 262.644 | 0 | 256.58 | -0.0013322 | 262.644 | 0 | 262.644 | 0 | 262.644 | 0 | 256.58 | 1.0836e-05 | 262.644 | 0 | 353.5796 | 1.1067e-05 | 262.644 | 0 | 262.644 | 0 | 262.2726 | 0 | 545.7998 | 0.0026 | 262.2726 | 0 | 544.6424 | 1.0001e-05 | 545.7998 | 0.00365 | 262.2726 | 0 | 262.644 | 4.7094e-06
| 353.8997 | 0.00682 | 262.4796 | -0.00015682 | 353.8997 | 0.00033023 | 262.4796 | 0 | 256.2418 | 0 | 262.4796 | 0 | 262.8518 | 0 | 256.79 | -0.00089378 | 262.8518 | 0 | 262.8518 | 0 | 262.8517 | 6.3017e-06 | 256.79 | 0.0010186 | 262.8518 | 0 | 353.6901 | 1.0903e-05 | 262.8518 | 0 | 262.8517 | 0.00033098 | 262.4796 | 0 | 545.9561 | 0.00146 | 262.4796 | 0 | 544.7996 | 6.6672e-06 | 545.9561 | 0.00338 | 262.4796 | 0 | 262.8517 | 1.7316e-05
| 354.0131 | 0.0102 | 262.6866 | -0.00061927 | 354.0131 | 0.00095371 | 262.6866 | 0 | 256.4508 | 0 | 262.6866 | 0 | 263.0596 | 0 | 257 | -0.0013322 | 263.0596 | 0 | 263.0596 | 0 | 263.0596 | 0 | 257 | 0.0010186 | 263.0596 | 0 | 353.8007 | 1.0165e-05 | 263.0596 | 0 | 263.0596 | 0 | 262.6866 | 0 | 546.1123 | 0.00188 | 262.6866 | 0 | 544.9567 | 0 | 546.1123 | 0.00351 | 262.6866 | 0 | 263.0596 | 4.7959e-06
| 354.1265 | 0.01208 | 262.8937 | 0.00056746 | 354.1265 | 0 | 262.8937 | 0 | 256.6598 | 0 | 262.8937 | 0 | 263.2674 | 0 | 257.2 | -0.0012648 | 263.2674 | 0 | 263.2674 | 0 | 263.2674 | 9.2103e-06 | 257.2 | 0.0009536 | 263.2674 | 0 | 353.9112 | 9.1344e-06 | 263.2674 | 0 | 263.2674 | 0.00036156 | 262.8937 | 0 | 546.2685 | 0.00209 | 262.8937 | 0 | 545.1139 | 6.6672e-06 | 546.2685 | 0.00331 | 262.8937 | 0 | 263.2674 | 1.7524e-05
| 354.2399 | 0.01383 | 263.1007 | 0.00046175 | 354.2399 | 0 | 263.1007 | 0 | 256.8689 | 0 | 263.1007 | 0 | 263.4752 | 0 | 257.41 | -0.00285 | 263.4752 | 0 | 263.4752 | 0 | 263.4752 | 0 | 257.41 | -0.0012245 | 263.4752 | 0 | 354.0217 | 8.6777e-06 | 263.4752 | 0 | 263.4752 | 0 | 263.1007 | 0 | 546.4248 | 0.0025 | 263.1007 | 0 | 545.271 | 3.0002e-05 | 546.4248 | 0.00351 | 263.1007 | 0 | 263.4752 | 6.1199e-06
| 354.3533 | 0.01416 | 263.3078 | 0.00014685 | 354.3533 | 0 | 263.3078 | 0 | 257.0779 | 0 | 263.3078 | 0 | 263.6831 | 0 | 257.62 | -0.0005565 | 263.6831 | 0 | 263.6831 | 0 | 263.6831 | 1.0001e-05 | 257.62 | 0.0013438 | 263.6831 | 0 | 354.1323 | 9.3218e-06 | 263.6831 | 0 | 263.6831 | 0.00028282 | 263.3078 | 0 | 546.581 | 0.00318 | 263.3078 | 0 | 545.4282 | 0 | 546.581 | 0.00343 | 263.3078 | 0 | 263.6831 | 1.3402e-05
| 354.4667 | 0.01588 | 263.5149 | 1.8055e-05 | 354.4667 | 0.00055488 | 263.5149 | 0 | 257.287 | 0 | 263.5149 | 0 | 263.8909 | 0 | 257.83 | -0.0020068 | 263.8909 | 0 | 263.8909 | 0 | 263.891 | 0 | 257.83 | -0.00057433 | 263.8909 | 0 | 354.2428 | 1.0141e-05 | 263.8909 | 0 | 263.891 | 0 | 263.5149 | 0 | 546.7373 | 0.00304 | 263.5149 | 0 | 545.5854 | 3.0002e-05 | 546.7373 | 0.00367 | 263.5149 | 0 | 263.891 | 6.0801e-06
| 354.5802 | 0.01845 | 263.722 | 0.0015811 | 354.5802 | 5.2137e-05 | 263.722 | 0 | 257.4961 | 0 | 263.722 | 0 | 264.0988 | 0 | 258.04 | -0.0009275 | 264.0988 | 0 | 264.0988 | 0 | 264.0988 | 1.4009e-05 | 258.04 | -0.00086692 | 264.0988 | 0 | 354.3534 | 1.0692e-05 | 264.0988 | 0 | 264.0989 | 0.00043577 | 263.722 | 0 | 546.8936 | 0.00343 | 263.722 | 0 | 545.7426 | 0 | 546.8936 | 0.00351 | 263.722 | 0 | 264.0988 | 1.6857e-05
| 354.6936 | 0.02362 | 263.9291 | 0.00041126 | 354.6936 | 0.00027745 | 263.9291 | 0 | 257.7052 | 0 | 263.9291 | 0 | 264.3067 | 0 | 258.24 | -0.0028838 | 264.3067 | 0 | 264.3067 | 0 | 264.3067 | 0 | 258.24 | 0.00030341 | 264.3067 | 0 | 354.4639 | 1.1289e-05 | 264.3067 | 0 | 264.3067 | 0 | 263.9291 | 0 | 547.0498 | 0.00207 | 263.9291 | 0 | 545.8997 | 3.0002e-05 | 547.0498 | 0.00362 | 263.9291 | 0 | 264.3067 | 6.2004e-06
| 354.8069 | 0.02478 | 264.1363 | 0.00094309 | 354.8069 | 0 | 264.1363 | 0 | 257.9143 | 0 | 264.1363 | 0 | 264.5147 | 0 | 258.45 | 0.0018381 | 264.5147 | 0 | 264.5147 | 0 | 264.5146 | 1.5732e-05 | 258.45 | -0.00057433 | 264.5147 | 0 | 354.5745 | 1.006e-05 | 264.5147 | 0 | 264.5147 | 0.00035275 | 264.1363 | 0 | 547.2061 | 0.00378 | 264.1363 | 0 | 546.0569 | 4.667e-05 | 547.2061 | 0.00338 | 264.1363 | 0 | 264.5146 | 1.5721e-05
| 354.9203 | 0.03006 | 264.3434 | -0.00066763 | 354.9203 | 0.0004335 | 264.3434 | 0 | 258.1234 | 0 | 264.3434 | 0 | 264.7226 | 0 | 258.66 | -0.0017032 | 264.7226 | 0 | 264.7226 | 0 | 264.7226 | 0 | 258.66 | 0.00043346 | 264.7226 | 0 | 354.6851 | 1.0633e-05 | 264.7226 | 0 | 264.7226 | 0 | 264.3435 | 0 | 547.3624 | 0.0029 | 264.3434 | 0 | 546.2141 | 3.0002e-05 | 547.3624 | 0.00354 | 264.3435 | 0 | 264.7226 | 6.4794e-06
| 355.0337 | 0.03155 | 264.5506 | 0.00058911 | 355.0337 | 0 | 264.5506 | 0 | 258.3326 | 0 | 264.5506 | 0 | 264.9305 | 0 | 258.87 | -5.0592e-05 | 264.9305 | 0 | 264.9305 | 0 | 264.9305 | 1.7725e-05 | 258.87 | 0.0018314 | 264.9305 | 0 | 354.7956 | 9.4038e-06 | 264.9305 | 0 | 264.9305 | 0.00034289 | 264.5506 | 0 | 547.5187 | 0.00385 | 264.5506 | 0 | 546.3713 | 0 | 547.5187 | 0.00335 | 264.5506 | 0 | 264.9305 | 1.7463e-05
| 355.1471 | 0.03529 | 264.7578 | -0.0011645 | 355.1471 | 0.00139 | 264.7578 | 0 | 258.5417 | 0 | 264.7578 | 0 | 265.1385 | 0 | 259.07 | -0.00025296 | 265.1385 | 0 | 265.1385 | 0 | 265.1385 | 0 | 259.07 | -0.00070437 | 265.1385 | 0 | 354.9062 | 1.1102e-05 | 265.1385 | 0 | 265.1385 | 0 | 264.7578 | 0 | 547.675 | 0.00327 | 264.7578 | 0 | 546.5286 | 0 | 547.675 | 0.00357 | 264.7578 | 0 | 265.1385 | 5.3745e-06
| 355.2605 | 0.04145 | 264.965 | 0.00024028 | 355.2605 | 0.00010428 | 264.965 | 0 | 258.7509 | 0 | 264.965 | 0 | 265.3465 | 0 | 259.28 | 0.0029174 | 265.3465 | 0 | 265.3465 | 0 | 265.3465 | 1.003e-05 | 259.28 | -0.0019722 | 265.3465 | 0 | 355.0168 | 9.7551e-06 | 265.3465 | 0 | 265.3465 | 8.4238e-05 | 264.9651 | 0 | 547.8314 | 0.0032 | 264.965 | 0 | 546.6858 | 6.6672e-06 | 547.8314 | 0.00334 | 264.9651 | 0 | 265.3465 | 1.4805e-05
| 355.3739 | 0.04323 | 265.1723 | -0.0011915 | 355.3739 | 0.00086701 | 265.1723 | 0 | 258.9601 | 0 | 265.1723 | 0 | 265.5545 | 0 | 259.49 | -0.00065769 | 265.5545 | 0 | 265.5545 | 0 | 265.5545 | 0 | 259.49 | -0.0020047 | 265.5545 | 0 | 355.1274 | 1.061e-05 | 265.5545 | 0 | 265.5545 | 0 | 265.1723 | 0 | 547.9877 | 0.0019 | 265.1723 | 0 | 546.843 | 3.0002e-05 | 547.9877 | 0.00348 | 265.1723 | 0 | 265.5545 | 5.6235e-06
| 355.4873 | 0.04774 | 265.3795 | 0.00034 | 355.4873 | 0.00039975 | 265.3795 | 0 | 259.1693 | 0 | 265.3795 | 0 | 265.7625 | 0 | 259.7 | 0.0022428 | 265.7625 | 0 | 265.7625 | 0 | 265.7625 | 5.3402e-06 | 259.7 | -0.00024923 | 265.7625 | 0 | 355.238 | 9.2164e-06 | 265.7625 | 0 | 265.7625 | 0.00012738 | 265.3795 | 0 | 548.144 | 0.00283 | 265.3795 | 0 | 547.0003 | 2.6669e-05 | 548.144 | 0.00325 | 265.3795 | 0 | 265.7625 | 1.8905e-05
| 355.6007 | 0.05406 | 265.5868 | -0.00058772 | 355.6007 | 0.00050287 | 265.5868 | 0 | 259.3785 | 0 | 265.5868 | 0 | 265.9705 | 0 | 259.9 | 5.0592e-05 | 265.9705 | 0 | 265.9705 | 0 | 265.9706 | 0 | 259.9 | -0.00031426 | 265.9705 | 0 | 355.3486 | 9.3452e-06 | 265.9705 | 0 | 265.9706 | 0 | 265.5868 | 0 | 548.3004 | 0.00213 | 265.5868 | 0 | 547.1575 | 5.0004e-05 | 548.3004 | 0.00352 | 265.5868 | 0 | 265.9706 | 3.7911e-06
| 355.714 | 0.05824 | 265.7941 | -1.5345e-05 | 355.714 | 0 | 265.7941 | 0 | 259.5877 | 0 | 265.7941 | 0 | 266.1786 | 0 | 260.11 | -0.00072515 | 266.1786 | 0 | 266.1786 | 0 | 266.1786 | 1.4898e-05 | 260.11 | -0.0016472 | 266.1786 | 0 | 355.4592 | 1.0364e-05 | 266.1786 | 0 | 266.1786 | 0.00033863 | 265.7941 | 0 | 548.4567 | 0.00406 | 265.7941 | 0 | 547.3147 | 6.6672e-06 | 548.4567 | 0.0034 | 265.7941 | 0 | 266.1786 | 1.6126e-05
| 355.8274 | 0.06164 | 266.0014 | -0.00034456 | 355.8274 | 0.00101 | 266.0014 | 0 | 259.797 | 0 | 266.0014 | 0 | 266.3867 | 0 | 260.32 | -0.00035414 | 266.3867 | 0 | 266.3867 | 0 | 266.3867 | 0 | 260.32 | -0.00050931 | 266.3867 | 0 | 355.5698 | 1.102e-05 | 266.3867 | 0 | 266.3867 | 0 | 266.0014 | 0 | 548.6131 | 0.00215 | 266.0014 | 0 | 547.472 | 1.0001e-05 | 548.6131 | 0.0036 | 266.0014 | 0 | 266.3867 | 3.6462e-06
| 355.9408 | 0.06646 | 266.2087 | 5.4397e-05 | 355.9408 | 0 | 266.2087 | 0 | 260.0062 | 0 | 266.2087 | 0 | 266.5947 | 0 | 260.53 | -1.6864e-05 | 266.5947 | 0 | 266.5947 | 0 | 266.5947 | 1.0031e-05 | 260.53 | -2.1673e-05 | 266.5947 | 0 | 355.6805 | 1.061e-05 | 266.5947 | 0 | 266.5947 | 0.00021401 | 266.2087 | 0 | 548.7694 | 0.002 | 266.2087 | 0 | 547.6293 | 0 | 548.7694 | 0.00342 | 266.2087 | 0 | 266.5947 | 1.7458e-05
| 356.0542 | 0.07235 | 266.4161 | 0.00022497 | 356.0542 | 0.00114 | 266.4161 | 0 | 260.2155 | 0 | 266.4161 | 0 | 266.8028 | 0 | 260.74 | -0.0011973 | 266.8028 | 0 | 266.8028 | 0 | 266.8028 | 0 | 260.74 | -0.00080189 | 266.8028 | 0 | 355.7911 | 9.3569e-06 | 266.8028 | 0 | 266.8028 | 0 | 266.416 | 0 | 548.9258 | 0.00232 | 266.4161 | 0 | 547.7865 | 3.0002e-05 | 548.9258 | 0.00356 | 266.416 | 0 | 266.8028 | 6.338e-06
| 356.1675 | 0.07517 | 266.6234 | 0.00039646 | 356.1675 | 0.00034761 | 266.6234 | 0 | 260.4248 | 0 | 266.6234 | 0 | 267.0109 | 0 | 260.94 | 0.00072515 | 267.0109 | 0 | 267.0109 | 0 | 267.011 | 5.6979e-06 | 260.94 | -0.00089942 | 267.0109 | 0 | 355.9017 | 8.9705e-06 | 267.0109 | 0 | 267.011 | 0.00031663 | 266.6234 | 0 | 549.0822 | 0.00223 | 266.6234 | 0 | 547.9438 | 6.6672e-06 | 549.0822 | 0.00334 | 266.6234 | 0 | 267.011 | 1.7362e-05
| 356.2809 | 0.08197 | 266.8308 | -0.0010691 | 356.2809 | 0.00081498 | 266.8308 | 0 | 260.6341 | 0 | 266.8308 | 0 | 267.2191 | 0 | 261.15 | -0.0005565 | 267.2191 | 0 | 267.2191 | 0 | 267.2191 | 0 | 261.15 | -0.0018096 | 267.2191 | 0 | 356.0124 | 8.8651e-06 | 267.2191 | 0 | 267.2191 | 0 | 266.8308 | 0 | 549.2386 | 0.0032 | 266.8308 | 0 | 548.1011 | 1.0001e-05 | 549.2386 | 0.00348 | 266.8308 | 0 | 267.2191 | 4.9428e-06
| 356.3943 | 0.08575 | 267.0382 | 1.7845e-05 | 356.3943 | 0 | 267.0382 | 0 | 260.8434 | 0 | 267.0382 | 0 | 267.4272 | 0 | 261.36 | 0.0018381 | 267.4272 | 0 | 267.4272 | 0 | 267.4272 | 5.5534e-06 | 261.36 | 0.00098612 | 267.4272 | 0 | 356.123 | 9.3569e-06 | 267.4272 | 0 | 267.4272 | 0.00010355 | 267.0382 | 0 | 549.395 | 0.00308 | 267.0382 | 0 | 548.2584 | 0 | 549.395 | 0.0033 | 267.0382 | 0 | 267.4272 | 1.5709e-05
| 356.5076 | 0.09028 | 267.2456 | 0.00011312 | 356.5076 | 0.00065893 | 267.2456 | 0 | 261.0527 | 0 | 267.2456 | 0 | 267.6354 | 0 | 261.57 | -0.003592 | 267.6354 | 0 | 267.6354 | 0 | 267.6354 | 0 | 261.57 | -0.0019722 | 267.6354 | 0 | 356.2336 | 1.1558e-05 | 267.6354 | 0 | 267.6354 | 0 | 267.2456 | 0 | 549.5514 | 0.00359 | 267.2456 | 0 | 548.4157 | 1.0001e-05 | 549.5514 | 0.00351 | 267.2456 | 0 | 267.6354 | 5.6548e-06
| 356.621 | 0.09367 | 267.453 | 0.00048805 | 356.621 | 0.00053879 | 267.453 | 0 | 261.262 | 0 | 267.453 | 0 | 267.8436 | 0 | 261.78 | 0.00042159 | 267.8436 | 0 | 267.8436 | 0 | 267.8436 | 9.8941e-06 | 261.78 | 0.0002384 | 267.8436 | 0 | 356.3443 | 1.0856e-05 | 267.8436 | 0 | 267.8436 | 0.00031106 | 267.453 | 0 | 549.7078 | 0.00364 | 267.453 | 0 | 548.573 | 6.6672e-06 | 549.7078 | 0.00333 | 267.453 | 0 | 267.8436 | 1.8045e-05
| 356.7344 | 0.09855 | 267.6605 | -0.00027224 | 356.7344 | 0.00052021 | 267.6605 | 0 | 261.4713 | 0 | 267.6605 | 0 | 268.0518 | 0 | 261.98 | -0.0009275 | 268.0518 | 0 | 268.0518 | 0 | 268.0518 | 0 | 261.98 | 0.00069354 | 268.0518 | 0 | 356.455 | 1.061e-05 | 268.0518 | 0 | 268.0518 | 0 | 267.6605 | 0 | 549.8643 | 0.00266 | 267.6605 | 0 | 548.7303 | 0 | 549.8643 | 0.00354 | 267.6605 | 0 | 268.0518 | 3.6056e-06
| 356.8477 | 0.1078 | 267.8679 | 0.00040665 | 356.8477 | 0 | 267.8679 | 0 | 261.6807 | 0 | 267.8679 | 0 | 268.26 | 0 | 262.19 | 0.0011973 | 268.26 | 0 | 268.26 | 0 | 268.2599 | 1.4106e-05 | 262.19 | 0.00010836 | 268.26 | 0 | 356.5656 | 7.9867e-06 | 268.26 | 0 | 268.26 | 0.00031711 | 267.8679 | 0 | 550.0207 | 0.00299 | 267.8679 | 0 | 548.8876 | 6.6672e-06 | 550.0207 | 0.00336 | 267.8679 | 0 | 268.2599 | 1.5435e-05
| 356.9611 | 0.10897 | 268.0754 | -0.00084739 | 356.9611 | 0.0018 | 268.0754 | 0 | 261.8901 | 0 | 268.0754 | 0 | 268.4682 | 0 | 262.4 | 0.00025296 | 268.4682 | 0 | 268.4682 | 0 | 268.4682 | 0 | 262.4 | -0.0023624 | 268.4682 | 0 | 356.6763 | 9.4272e-06 | 268.4682 | 0 | 268.4682 | 0 | 268.0754 | 0 | 550.1772 | 0.00318 | 268.0754 | 0 | 549.045 | 0 | 550.1772 | 0.00357 | 268.0754 | 0 | 268.4682 | 2.19e-06
| 357.0744 | 0.11696 | 268.2829 | 0.0012882 | 357.0744 | 0 | 268.2829 | 0 | 262.0995 | 0 | 268.2829 | 0 | 268.6764 | 0 | 262.61 | 0.0010961 | 268.6764 | 0 | 268.6764 | 0 | 268.6764 | 1.4188e-05 | 262.61 | -0.00018422 | 268.6764 | 0 | 356.787 | 8.8651e-06 | 268.6764 | 0 | 268.6764 | 0.00023172 | 268.2829 | 0 | 550.3336 | 0.00325 | 268.2829 | 0 | 549.2023 | 6.6672e-06 | 550.3336 | 0.00334 | 268.2829 | 0 | 268.6764 | 1.6046e-05
| 357.1878 | 0.11919 | 268.4904 | -0.00011687 | 357.1878 | 0 | 268.4904 | 0 | 262.3089 | 0 | 268.4904 | 0 | 268.8847 | 0 | 262.82 | -0.0019731 | 268.8847 | 0 | 268.8847 | 0 | 268.8847 | 0 | 262.82 | -0.0017771 | 268.8847 | 0 | 356.8977 | 9.5911e-06 | 268.8847 | 0 | 268.8847 | 0 | 268.4904 | 0 | 550.4901 | 0.00325 | 268.4904 | 0 | 549.3596 | 3.0002e-05 | 550.4901 | 0.00349 | 268.4904 | 0 | 268.8847 | 5.1695e-06
| 357.3011 | 0.12828 | 268.6979 | 0.00048411 | 357.3011 | 0 | 268.6979 | 0 | 262.5183 | 0 | 268.6979 | 0 | 269.093 | 0 | 263.02 | 0.00035414 | 269.093 | 0 | 269.093 | 0 | 269.093 | 1.0984e-05 | 263.02 | -0.00041178 | 269.093 | 0 | 357.0084 | 9.5443e-06 | 269.093 | 0 | 269.093 | 0.00025058 | 268.6979 | 0 | 550.6465 | 0.00413 | 268.6979 | 0 | 549.517 | 0 | 550.6465 | 0.00327 | 268.6979 | 0 | 269.093 | 1.8016e-05
| 357.4145 | 0.13254 | 268.9055 | -0.0007509 | 357.4145 | 0.00095371 | 268.9055 | 0 | 262.7277 | 0 | 268.9055 | 0 | 269.3013 | 0 | 263.23 | -0.00062396 | 269.3012 | 0 | 269.3013 | 0 | 269.3012 | 0 | 263.23 | -0.0014521 | 269.3013 | 0 | 357.1191 | 1.0165e-05 | 269.3013 | 0 | 269.3012 | 0 | 268.9055 | 0 | 550.803 | 0.00313 | 268.9055 | 0 | 549.6744 | 0 | 550.803 | 0.00346 | 268.9055 | 0 | 269.3012 | 4.9438e-06
| 357.5278 | 0.14205 | 269.113 | 0.00025581 | 357.5278 | 3.4765e-05 | 269.113 | 0 | 262.9371 | 0 | 269.113 | 0 | 269.5096 | 0 | 263.44 | 0.0029849 | 269.5096 | 0 | 269.5096 | 0 | 269.5096 | 1.1425e-05 | 263.44 | 0.0024815 | 269.5096 | 0 | 357.2298 | 1.1289e-05 | 269.5096 | 0 | 269.5095 | 0 | 269.113 | 0 | 550.9595 | 0.00359 | 269.113 | 0 | 549.8317 | 6.6672e-06 | 550.9595 | 0.0033 | 269.113 | 0 | 269.5096 | 1.6453e-05
| 357.6411 | 0.14634 | 269.3206 | -0.00051682 | 357.6411 | 0 | 269.3206 | 0 | 263.1466 | 0 | 269.3206 | 0 | 269.7179 | 0 | 263.65 | -0.0013322 | 269.7179 | 0 | 269.7179 | 0 | 269.7179 | 0 | 263.65 | -0.00080189 | 269.7179 | 0 | 357.3405 | 1.1828e-05 | 269.7179 | 0 | 269.7179 | 0 | 269.3206 | 0 | 551.116 | 0.00193 | 269.3206 | 0 | 549.9891 | 1.0001e-05 | 551.116 | 0.00353 | 269.3206 | 0 | 269.7179 | 6.9868e-06
| 357.7545 | 0.15137 | 269.5282 | 0.0013668 | 357.7545 | 0.00041713 | 269.5282 | 0 | 263.3561 | 0 | 269.5282 | 0 | 269.9262 | 0 | 263.86 | -0.0020068 | 269.9262 | 0 | 269.9262 | 0 | 269.9262 | 1.7014e-05 | 263.86 | 7.5855e-05 | 269.9262 | 0 | 357.4512 | 1.1722e-05 | 269.9262 | 0 | 269.9262 | 0.00047616 | 269.5282 | 0 | 551.2725 | 0.00362 | 269.5282 | 0 | 550.1465 | 6.6672e-06 | 551.2725 | 0.00337 | 269.5282 | 0 | 269.9262 | 1.6979e-05
| 357.8678 | 0.15985 | 269.7359 | -8.933e-05 | 357.8678 | 0.0006936 | 269.7359 | 0 | 263.5656 | 0 | 269.7359 | 0 | 270.1346 | 0 | 264.06 | -0.00086005 | 270.1346 | 0 | 270.1346 | 0 | 270.1346 | 0 | 264.06 | -5.4182e-05 | 270.1346 | 0 | 357.5619 | 1.1043e-05 | 270.1346 | 0 | 270.1346 | 0 | 269.7359 | 0 | 551.429 | 0.00285 | 269.7359 | 0 | 550.3039 | 1.0001e-05 | 551.429 | 0.00358 | 269.7359 | 0 | 270.1346 | 4.0549e-06
| 357.9812 | 0.16801 | 269.9435 | -0.00017591 | 357.9812 | 0 | 269.9435 | 0 | 263.775 | 0 | 269.9435 | 0 | 270.3429 | 0 | 264.27 | 0.00082632 | 270.3429 | 0 | 270.3429 | 0 | 270.3429 | 9.847e-06 | 264.27 | 0.00082357 | 270.3429 | 0 | 357.6726 | 1.0493e-05 | 270.3429 | 0 | 270.3429 | 0.00014785 | 269.9435 | 0 | 551.5855 | 0.00355 | 269.9435 | 0 | 550.4612 | 6.6672e-06 | 551.5855 | 0.00336 | 269.9435 | 0 | 270.3429 | 1.808e-05
| 358.0945 | 0.17376 | 270.1511 | -6.6935e-05 | 358.0945 | 0.00036414 | 270.1511 | 0 | 263.9846 | 0 | 270.1511 | 0 | 270.5513 | 0 | 264.48 | 0.00042159 | 270.5513 | 0 | 270.5513 | 0 | 270.5513 | 0 | 264.48 | -0.00034676 | 270.5513 | 0 | 357.7833 | 1.0223e-05 | 270.5513 | 0 | 270.5513 | 0 | 270.1511 | 0 | 551.7421 | 0.00357 | 270.1511 | 0 | 550.6186 | 1.0001e-05 | 551.7421 | 0.00351 | 270.1511 | 0 | 270.5513 | 5.5932e-06
| 358.2078 | 0.18016 | 270.3588 | 0.00099678 | 358.2078 | 0.00067784 | 270.3588 | 0 | 264.1941 | 0 | 270.3588 | 0 | 270.7597 | 0 | 264.69 | 0.0009275 | 270.7597 | 0 | 270.7597 | 0 | 270.7597 | 8.1107e-06 | 264.69 | -0.00047681 | 270.7597 | 0 | 357.8941 | 9.5092e-06 | 270.7597 | 0 | 270.7597 | 0.00037346 | 270.3588 | 0 | 551.8986 | 0.00397 | 270.3588 | 0 | 550.7761 | 0 | 551.8986 | 0.00334 | 270.3588 | 0 | 270.7597 | 1.588e-05
| 358.3211 | 0.18729 | 270.5665 | 0.00023838 | 358.3211 | 0.00038148 | 270.5665 | 0 | 264.4036 | 0 | 270.5665 | 0 | 270.9681 | 0 | 264.9 | 5.0592e-05 | 270.9681 | 0 | 270.9681 | 0 | 270.9681 | 0 | 264.9 | 0.0011162 | 270.9681 | 0 | 358.0048 | 8.8299e-06 | 270.9681 | 0 | 270.9681 | 0 | 270.5665 | 0 | 552.0552 | 0.00267 | 270.5665 | 0 | 550.9335 | 0 | 552.0552 | 0.0035 | 270.5665 | 0 | 270.9681 | 5.9673e-06
| 358.4345 | 0.19839 | 270.7742 | 9.9502e-05 | 358.4345 | 0 | 270.7742 | 0 | 264.6132 | 0 | 270.7742 | 0 | 271.1766 | 0 | 265.11 | 0.00038786 | 271.1766 | 0 | 271.1766 | 0 | 271.1766 | 9.012e-06 | 265.11 | 0.002124 | 271.1766 | 0 | 358.1156 | 9.2632e-06 | 271.1766 | 0 | 271.1766 | 0.0004246 | 270.7742 | 0 | 552.2117 | 0.00352 | 270.7742 | 0 | 551.0909 | 0 | 552.2117 | 0.00329 | 270.7742 | 0 | 271.1766 | 1.5737e-05
| 358.5478 | 0.20995 | 270.9819 | -0.00080888 | 358.5478 | 0.00064159 | 270.9819 | 0 | 264.8227 | 0 | 270.9819 | 0 | 271.385 | 0 | 265.31 | 0.00079259 | 271.385 | 0 | 271.385 | 0 | 271.385 | 0 | 265.31 | 0.00030341 | 271.385 | 0 | 358.2263 | 1.0493e-05 | 271.385 | 0 | 271.385 | 0 | 270.9819 | 0 | 552.3683 | 0.00106 | 270.9819 | 0 | 551.2483 | 1.0001e-05 | 552.3683 | 0.00336 | 270.9819 | 0 | 271.385 | 5.4654e-06
| 358.6611 | 0.21842 | 271.1897 | 0.00022753 | 358.6611 | 0.00029547 | 271.1897 | 0 | 265.0323 | 0 | 271.1897 | 0 | 271.5935 | 0 | 265.52 | -0.00075887 | 271.5935 | 0 | 271.5935 | 0 | 271.5935 | 1.0173e-05 | 265.52 | -0.001127 | 271.5935 | 0 | 358.3371 | 1.006e-05 | 271.5935 | 0 | 271.5935 | 0.00020406 | 271.1897 | 0 | 552.5248 | 0.00244 | 271.1897 | 0 | 551.4057 | 0 | 552.5248 | 0.00315 | 271.1897 | 0 | 271.5935 | 1.4571e-05
| 358.7744 | 0.22411 | 271.3974 | -0.00056076 | 358.7744 | 0.00022542 | 271.3974 | 0 | 265.2419 | 0 | 271.3974 | 0 | 271.802 | 0 | 265.73 | -0.0023441 | 271.802 | 0 | 271.802 | 0 | 271.802 | 0 | 265.73 | -0.0015822 | 271.802 | 0 | 358.4479 | 1.0001e-05 | 271.802 | 0 | 271.802 | 0 | 271.3974 | 0 | 552.6814 | 0.00297 | 271.3974 | 0 | 551.5632 | 5.0004e-05 | 552.6814 | 0.00338 | 271.3974 | 0 | 271.802 | 7.0056e-06
| 358.8877 | 0.23683 | 271.6052 | 3.3538e-05 | 358.8877 | 0 | 271.6052 | 0 | 265.4515 | 0 | 271.6052 | 0 | 272.0105 | 0 | 265.94 | -0.00035414 | 272.0105 | 0 | 272.0105 | 0 | 272.0105 | 1.2717e-05 | 265.94 | 0.00010836 | 272.0105 | 0 | 358.5586 | 8.1741e-06 | 272.0105 | 0 | 272.0105 | 0.00034615 | 271.6052 | 0 | 552.838 | 0.00239 | 271.6052 | 0 | 551.7206 | 6.6672e-06 | 552.838 | 0.00323 | 271.6052 | 0 | 272.0105 | 1.6728e-05
| 359.0011 | 0.24685 | 271.813 | -0.0013966 | 359.0011 | 0.00113 | 271.813 | 0 | 265.6611 | 0 | 271.813 | 0 | 272.219 | 0 | 266.15 | 0.00011805 | 272.219 | 0 | 272.219 | 0 | 272.219 | 0 | 266.15 | 0.00082357 | 272.219 | 0 | 358.6694 | 8.6777e-06 | 272.219 | 0 | 272.219 | 0 | 271.813 | 0 | 552.9946 | 0.00266 | 271.813 | 0 | 551.8781 | 3.0002e-05 | 552.9946 | 0.00346 | 271.813 | 0 | 272.219 | 5.8064e-06
| 359.1144 | 0.25532 | 272.0208 | -0.00022764 | 359.1144 | 0 | 272.0208 | 0 | 265.8707 | 0 | 272.0208 | 0 | 272.4275 | 0 | 266.35 | -0.00086005 | 272.4275 | 0 | 272.4275 | 0 | 272.4275 | 5.8448e-06 | 266.35 | 0.00014088 | 272.4275 | 0 | 358.7802 | 8.4786e-06 | 272.4275 | 0 | 272.4275 | 0.0002283 | 272.0208 | 0 | 553.1512 | 0.00431 | 272.0208 | 0 | 552.0355 | 0 | 553.1512 | 0.00324 | 272.0208 | 0 | 272.4275 | 1.6927e-05
| 359.2277 | 0.27208 | 272.2286 | -0.00043782 | 359.2277 | 0.00095371 | 272.2286 | 0 | 266.0804 | 0 | 272.2286 | 0 | 272.6361 | 0 | 266.56 | -0.0009275 | 272.6361 | 0 | 272.6361 | 0 | 272.6361 | 0 | 266.56 | -0.0031426 | 272.6361 | 0 | 358.891 | 9.6848e-06 | 272.6361 | 0 | 272.6361 | 0 | 272.2286 | 0 | 553.3078 | 0.00466 | 272.2286 | 0 | 552.193 | 0 | 553.3078 | 0.00339 | 272.2286 | 0 | 272.6361 | 3.7028e-06
| 359.341 | 0.28224 | 272.4365 | 0.00068001 | 359.341 | 0.0002607 | 272.4365 | 0 | 266.29 | 0 | 272.4365 | 0 | 272.8446 | 0 | 266.77 | 0.0010961 | 272.8446 | 0 | 272.8446 | 0 | 272.8446 | 8.6869e-06 | 266.77 | -8.6692e-05 | 272.8446 | 0 | 359.0018 | 1.0118e-05 | 272.8446 | 0 | 272.8446 | 0.00025711 | 272.4365 | 0 | 553.4644 | 0.00431 | 272.4365 | 0 | 552.3505 | 0 | 553.4644 | 0.00314 | 272.4365 | 0 | 272.8446 | 1.7469e-05
| 359.4543 | 0.29253 | 272.6443 | -0.00013172 | 359.4543 | 0.00019074 | 272.6443 | 0 | 266.4997 | 0 | 272.6443 | 0 | 273.0532 | 0 | 266.98 | -0.0013997 | 273.0532 | 0 | 273.0532 | 0 | 273.0532 | 0 | 266.98 | 0.00017338 | 273.0532 | 0 | 359.1126 | 1.0118e-05 | 273.0532 | 0 | 273.0532 | 0 | 272.6443 | 0 | 553.6211 | 0.00125 | 272.6443 | 0 | 552.508 | 1.0001e-05 | 553.6211 | 0.00338 | 272.6443 | 0 | 273.0532 | 6.5937e-06
| 359.5676 | 0.31002 | 272.8522 | 0.00029904 | 359.5676 | 0.00012167 | 272.8522 | 0 | 266.7094 | 0 | 272.8522 | 0 | 273.2618 | 0 | 267.19 | 0.00011805 | 273.2618 | 0 | 273.2618 | 0 | 273.2618 | 1.149e-05 | 267.19 | -0.00015171 | 273.2618 | 0 | 359.2234 | 1.0036e-05 | 273.2618 | 0 | 273.2618 | 0.00043074 | 272.8522 | 0 | 553.7777 | 0.00304 | 272.8522 | 0 | 552.6655 | 0 | 553.7777 | 0.00323 | 272.8522 | 0 | 273.2618 | 1.5363e-05
| 359.6809 | 0.32415 | 273.0601 | -0.00090354 | 359.6809 | 0.00095371 | 273.0601 | 0 | 266.919 | 0 | 273.0601 | 0 | 273.4704 | 0 | 267.4 | -0.0019393 | 273.4704 | 0 | 273.4704 | 0 | 273.4704 | 0 | 267.4 | -0.001257 | 273.4704 | 0 | 359.3342 | 9.9307e-06 | 273.4704 | 0 | 273.4704 | 0 | 273.0601 | 0 | 553.9343 | 0.00299 | 273.0601 | 0 | 552.823 | 3.0002e-05 | 553.9343 | 0.00344 | 273.0601 | 0 | 273.4704 | 6.7874e-06
| 359.7942 | 0.33725 | 273.268 | 0.00044487 | 359.7942 | 0 | 273.268 | 0 | 267.1288 | 0 | 273.268 | 0 | 273.679 | 0 | 267.61 | 0.00028669 | 273.6791 | 0 | 273.679 | 0 | 273.679 | 1.3953e-05 | 267.61 | -0.00024923 | 273.679 | 0 | 359.445 | 9.3803e-06 | 273.679 | 0 | 273.6791 | 0.00035963 | 273.268 | 0 | 554.091 | 0.00336 | 273.268 | 0 | 552.9805 | 6.6672e-06 | 554.091 | 0.0032 | 273.268 | 0 | 273.679 | 1.6848e-05
| 359.9075 | 0.35171 | 273.476 | 0.00016371 | 359.9075 | 0 | 273.476 | 0 | 267.3385 | 0 | 273.476 | 0 | 273.8877 | 0 | 267.81 | 0.00015177 | 273.8877 | 0 | 273.8877 | 0 | 273.8877 | 0 | 267.81 | -0.0022973 | 273.8877 | 0 | 359.5558 | 9.9307e-06 | 273.8877 | 0 | 273.8877 | 0 | 273.476 | 0 | 554.2477 | 0.0035 | 273.476 | 0 | 553.138 | 1.0001e-05 | 554.2477 | 0.00336 | 273.476 | 0 | 273.8877 | 7.7046e-06
| 360.0208 | 0.36634 | 273.6839 | 0.00094681 | 360.0208 | 0 | 273.6839 | 0 | 267.5482 | 0 | 273.6839 | 0 | 274.0963 | 0 | 268.02 | 0.00028669 | 274.0963 | 0 | 274.0963 | 0 | 274.0963 | 1.2993e-05 | 268.02 | -0.0001192 | 274.0963 | 0 | 359.6666 | 1.0013e-05 | 274.0963 | 0 | 274.0963 | 0.00020572 | 273.6839 | 0 | 554.4043 | 0.00396 | 273.6839 | 0 | 553.2955 | 0 | 554.4043 | 0.00321 | 273.6839 | 0 | 274.0963 | 1.5535e-05
| 360.1341 | 0.38829 | 273.8919 | -0.00076735 | 360.1341 | 0 | 273.8919 | 0 | 267.758 | 0 | 273.8919 | 0 | 274.305 | 0 | 268.23 | -0.0019057 | 274.305 | 0 | 274.305 | 0 | 274.305 | 0 | 268.23 | -0.0008344 | 274.305 | 0 | 359.7775 | 1.2085e-05 | 274.305 | 0 | 274.305 | 0 | 273.8919 | 0 | 554.561 | 0.00167 | 273.8919 | 0 | 553.453 | 1.0001e-05 | 554.561 | 0.00344 | 273.8919 | 0 | 274.305 | 6.0281e-06
| 360.2474 | 0.40411 | 274.0999 | 0.00058039 | 360.2474 | 0 | 274.0999 | 0 | 267.9677 | 0 | 274.0999 | 0 | 274.5137 | 0 | 268.44 | 0.0019731 | 274.5137 | 0 | 274.5137 | 0 | 274.5137 | 1.0022e-05 | 268.44 | 0.0010511 | 274.5137 | 0 | 359.8883 | 1.1149e-05 | 274.5137 | 0 | 274.5137 | 0.00038976 | 274.0999 | 0 | 554.7177 | 0.00258 | 274.0999 | 0 | 553.6105 | 6.6672e-06 | 554.7177 | 0.00325 | 274.0999 | 0 | 274.5137 | 1.8113e-05
| 360.3607 | 0.41589 | 274.3079 | -0.00060657 | 360.3607 | 0.00020808 | 274.3079 | 0 | 268.1775 | 0 | 274.3079 | 0 | 274.7224 | 0 | 268.65 | 0.0009275 | 274.7224 | 0 | 274.7224 | 0 | 274.7224 | 0 | 268.65 | -0.00089942 | 274.7224 | 0 | 359.9992 | 1.1594e-05 | 274.7224 | 0 | 274.7224 | 0 | 274.3079 | 0 | 554.8744 | 0.0035 | 274.3079 | 0 | 553.7681 | 3.0002e-05 | 554.8744 | 0.00336 | 274.3079 | 0 | 274.7224 | 5.6096e-06
| 360.4739 | 0.43758 | 274.5159 | 0.0011044 | 360.4739 | 0.00041713 | 274.5159 | 0 | 268.3873 | 0 | 274.5159 | 0 | 274.9311 | 0 | 268.86 | 0.0005565 | 274.9311 | 0 | 274.9311 | 0 | 274.9312 | 2.3795e-05 | 268.86 | 0.0017013 | 274.9311 | 0 | 360.11 | 1.0083e-05 | 274.9311 | 0 | 274.9312 | 0.0004469 | 274.5159 | 0 | 555.0311 | 0.00271 | 274.5159 | 0 | 553.9256 | 0 | 555.0311 | 0.00311 | 274.5159 | 0 | 274.9312 | 1.6168e-05
| 360.5872 | 0.45742 | 274.7239 | -0.00038079 | 360.5872 | 0 | 274.7239 | 0 | 268.5971 | 0 | 274.7239 | 0 | 275.1399 | 0 | 269.06 | -0.00059023 | 275.1399 | 0 | 275.1399 | 0 | 275.1399 | 0 | 269.06 | -0.0014196 | 275.1399 | 0 | 360.2209 | 1.0926e-05 | 275.1399 | 0 | 275.1399 | 0 | 274.7239 | 0 | 555.1878 | 0.00244 | 274.7239 | 0 | 554.0832 | 1.0001e-05 | 555.1878 | 0.0033 | 274.7239 | 0 | 275.1399 | 6.3347e-06
| 360.7005 | 0.46962 | 274.932 | 0.0004104 | 360.7005 | 0 | 274.932 | 0 | 268.8069 | 0 | 274.932 | 0 | 275.3486 | 0 | 269.27 | -0.0011973 | 275.3486 | 0 | 275.3486 | 0 | 275.3486 | 1.2403e-05 | 269.27 | 0.0013438 | 275.3486 | 0 | 360.3317 | 1.0036e-05 | 275.3486 | 0 | 275.3486 | 0.00035039 | 274.932 | 0 | 555.3445 | 0.00503 | 274.932 | 0 | 554.2407 | 6.6672e-06 | 555.3445 | 0.00316 | 274.932 | 0 | 275.3486 | 1.7968e-05
| 360.8138 | 0.48243 | 275.14 | -0.00017622 | 360.8138 | 0 | 275.14 | 0 | 269.0167 | 0 | 275.14 | 0 | 275.5574 | 0 | 269.48 | -0.0030186 | 275.5574 | 0 | 275.5574 | 0 | 275.5574 | 0 | 269.48 | -0.0013546 | 275.5574 | 0 | 360.4426 | 1.0411e-05 | 275.5574 | 0 | 275.5574 | 0 | 275.14 | 0 | 555.5013 | 0.00281 | 275.14 | 0 | 554.3983 | 1.0001e-05 | 555.5013 | 0.00338 | 275.14 | 0 | 275.5574 | 8.627e-06
| 360.9271 | 0.5005 | 275.3481 | 0.00091154 | 360.9271 | 0 | 275.3481 | 0 | 269.2266 | 0 | 275.3481 | 0 | 275.7662 | 0 | 269.69 | 0.0018719 | 275.7662 | 0 | 275.7662 | 0 | 275.7662 | 9.795e-06 | 269.69 | 0.00098612 | 275.7662 | 0 | 360.5535 | 9.4272e-06 | 275.7662 | 0 | 275.7662 | 0.00015047 | 275.3481 | 0 | 555.658 | 0.00378 | 275.3481 | 0 | 554.5559 | 6.6672e-06 | 555.658 | 0.00315 | 275.3481 | 0 | 275.7662 | 1.715e-05
| 361.0403 | 0.5086 | 275.5562 | -0.0016659 | 361.0403 | 5.2025e-05 | 275.5562 | 0 | 269.4364 | 0 | 275.5562 | 0 | 275.975 | 0 | 269.9 | -0.00052277 | 275.975 | 0 | 275.975 | 0 | 275.975 | 0 | 269.9 | -0.001127 | 275.975 | 0 | 360.6643 | 1.0118e-05 | 275.975 | 0 | 275.975 | 0 | 275.5562 | 0 | 555.8147 | 0.00096712 | 275.5562 | 0 | 554.7135 | 3.0002e-05 | 555.8147 | 0.0033 | 275.5562 | 0 | 275.975 | 5.984e-06
| 361.1536 | 0.52112 | 275.7644 | 0.00055005 | 361.1536 | 0 | 275.7644 | 0 | 269.6463 | 0 | 275.7644 | 0 | 276.1838 | 0 | 270.11 | 0.0026139 | 276.1838 | 0 | 276.1838 | 0 | 276.1838 | 1.1115e-05 | 270.11 | -0.0014521 | 276.1838 | 0 | 360.7752 | 1.0036e-05 | 276.1838 | 0 | 276.1838 | 0.00030212 | 275.7644 | 0 | 555.9715 | 0.00309 | 275.7644 | 0 | 554.871 | 6.6672e-06 | 555.9715 | 0.00306 | 275.7644 | 0 | 276.1838 | 1.5468e-05
| 361.2669 | 0.54251 | 275.9725 | -0.00058787 | 361.2669 | 0.00053755 | 275.9725 | 0 | 269.8562 | 0 | 275.9725 | 0 | 276.3926 | 0 | 270.32 | -0.0024789 | 276.3927 | 0 | 276.3926 | 0 | 276.3926 | 0 | 270.32 | -0.0025575 | 276.3926 | 0 | 360.8861 | 1.1395e-05 | 276.3926 | 0 | 276.3926 | 0 | 275.9725 | 0 | 556.1282 | 0.00443 | 275.9725 | 0 | 555.0286 | 0 | 556.1282 | 0.00326 | 275.9725 | 0 | 276.3926 | 4.6267e-06
| 361.3801 | 0.55488 | 276.1807 | 0.00015097 | 361.3801 | 0.00043451 | 276.1807 | 0 | 270.0661 | 0 | 276.1807 | 0 | 276.6015 | 0 | 270.52 | 8.4319e-05 | 276.6015 | 0 | 276.6015 | 0 | 276.6015 | 5.1028e-06 | 270.52 | 0.0013763 | 276.6015 | 0 | 360.997 | 1.1746e-05 | 276.6015 | 0 | 276.6015 | 0.000363 | 276.1807 | 0 | 556.285 | 0.0041 | 276.1807 | 0 | 555.1862 | 0 | 556.285 | 0.00314 | 276.1807 | 0 | 276.6015 | 1.5809e-05
| 361.4934 | 0.56808 | 276.3888 | -0.00037018 | 361.4934 | 0 | 276.3888 | 0 | 270.276 | 0 | 276.3888 | 0 | 276.8104 | 0 | 270.73 | 0.0010961 | 276.8104 | 0 | 276.8104 | 0 | 276.8104 | 0 | 270.73 | -0.0013871 | 276.8104 | 0 | 361.1079 | 1.006e-05 | 276.8104 | 0 | 276.8104 | 0 | 276.3888 | 0 | 556.4418 | 0.00329 | 276.3888 | 0 | 555.3438 | 3.0002e-05 | 556.4418 | 0.00336 | 276.3888 | 0 | 276.8104 | 4.8478e-06
| 361.6067 | 0.58767 | 276.597 | 0.00098636 | 361.6067 | 0 | 276.597 | 0 | 270.4859 | 0 | 276.597 | 0 | 277.0192 | 0 | 270.94 | -0.00025296 | 277.0192 | 0 | 277.0192 | 0 | 277.0193 | 1.1137e-05 | 270.94 | -0.0012895 | 277.0192 | 0 | 361.2188 | 8.8651e-06 | 277.0192 | 0 | 277.0193 | 0.00026063 | 276.597 | 0 | 556.5986 | 0.00267 | 276.597 | 0 | 555.5015 | 6.6672e-06 | 556.5986 | 0.00318 | 276.597 | 0 | 277.0193 | 1.8478e-05
| 361.7199 | 0.60761 | 276.8052 | -0.00053924 | 361.7199 | 0.00090168 | 276.8052 | 0 | 270.6958 | 0 | 276.8052 | 0 | 277.2281 | 0 | 271.15 | 0.0015008 | 277.2282 | 0 | 277.2281 | 0 | 277.2281 | 0 | 271.15 | -0.00070437 | 277.2281 | 0 | 361.3297 | 8.3147e-06 | 277.2281 | 0 | 277.2282 | 0 | 276.8052 | 0 | 556.7554 | 0.00207 | 276.8052 | 0 | 555.6591 | 3.0002e-05 | 556.7554 | 0.00337 | 276.8052 | 0 | 277.2281 | 5.615e-06
| 361.8332 | 0.62194 | 277.0135 | 0.0008751 | 361.8332 | 0 | 277.0135 | 0 | 270.9058 | 0 | 277.0135 | 0 | 277.4371 | 0 | 271.36 | 0.00015177 | 277.4371 | 0 | 277.4371 | 0 | 277.4371 | 1.0805e-05 | 271.36 | -0.00060684 | 277.4371 | 0 | 361.4407 | 8.5137e-06 | 277.4371 | 0 | 277.4371 | 0.00032101 | 277.0135 | 0 | 556.9122 | 0.00364 | 277.0135 | 0 | 555.8167 | 0 | 556.9122 | 0.00318 | 277.0135 | 0 | 277.4371 | 1.7103e-05
| 361.9465 | 0.63901 | 277.2217 | -0.00029863 | 361.9465 | 0 | 277.2217 | 0 | 271.1158 | 0 | 277.2217 | 0 | 277.646 | 0 | 271.57 | -0.00015177 | 277.646 | 0 | 277.646 | 0 | 277.646 | 0 | 271.57 | 0.00017338 | 277.646 | 0 | 361.5516 | 8.4201e-06 | 277.646 | 0 | 277.646 | 0 | 277.2217 | 0 | 557.069 | 0.00178 | 277.2217 | 0 | 555.9743 | 1.0001e-05 | 557.069 | 0.00343 | 277.2217 | 0 | 277.646 | 6.4041e-06
| 362.0597 | 0.65613 | 277.43 | 0.0005278 | 362.0597 | 0 | 277.43 | 0 | 271.3257 | 0 | 277.43 | 0 | 277.8549 | 0 | 271.78 | -0.0009275 | 277.8549 | 0 | 277.8549 | 0 | 277.8549 | 9.8782e-06 | 271.78 | 4.3346e-05 | 277.8549 | 0 | 361.6625 | 9.0524e-06 | 277.8549 | 0 | 277.8549 | 0.00033344 | 277.43 | 0 | 557.2258 | 0.00288 | 277.43 | 0 | 556.132 | 6.6672e-06 | 557.2258 | 0.0032 | 277.43 | 0 | 277.8549 | 1.6452e-05
| 362.173 | 0.67064 | 277.6383 | -0.00045814 | 362.173 | 0.00091902 | 277.6383 | 0 | 271.5357 | 0 | 277.6383 | 0 | 278.0639 | 0 | 271.99 | 0.00096123 | 278.0639 | 0 | 278.0639 | 0 | 278.0639 | 0 | 271.99 | 0.00027091 | 278.0639 | 0 | 361.7734 | 1.1722e-05 | 278.0639 | 0 | 278.0639 | 0 | 277.6383 | 0 | 557.3826 | 0.00267 | 277.6383 | 0 | 556.2897 | 1.0001e-05 | 557.3826 | 0.00336 | 277.6383 | 0 | 278.0639 | 5.776e-06
| 362.2862 | 0.68759 | 277.8465 | 0.00063735 | 362.2862 | 0 | 277.8465 | 0 | 271.7457 | 0 | 277.8465 | 0 | 278.2729 | 0 | 272.19 | -1.6864e-05 | 278.2729 | 0 | 278.2729 | 0 | 278.2729 | 1.1115e-05 | 272.19 | 0.0015062 | 278.2729 | 0 | 361.8844 | 1.1746e-05 | 278.2729 | 0 | 278.2729 | 0.00040755 | 277.8465 | 0 | 557.5394 | 0.00468 | 277.8465 | 0 | 556.4473 | 6.6672e-06 | 557.5394 | 0.00311 | 277.8465 | 0 | 278.2729 | 1.6076e-05
| 362.3995 | 0.70488 | 278.0549 | -0.00063533 | 362.3995 | 0.00058956 | 278.0549 | 0 | 271.9557 | 0 | 278.0549 | 0 | 278.4819 | 0 | 272.4 | 0.00048905 | 278.4819 | 0 | 278.4819 | 0 | 278.4819 | 0 | 272.4 | -0.00089942 | 278.4819 | 0 | 361.9953 | 1.1172e-05 | 278.4819 | 0 | 278.4819 | 0 | 278.0549 | 0 | 557.6963 | 0.00215 | 278.0549 | 0 | 556.605 | 0 | 557.6963 | 0.00326 | 278.0549 | 0 | 278.4819 | 5.0316e-06
| 362.5127 | 0.7143 | 278.2632 | 0.00073446 | 362.5127 | 0.00053879 | 278.2632 | 0 | 272.1657 | 0 | 278.2632 | 0 | 278.6909 | 0 | 272.61 | -0.00059023 | 278.6909 | 0 | 278.6909 | 0 | 278.6909 | 7.2906e-06 | 272.61 | 0.00098612 | 278.6909 | 0 | 362.1063 | 9.3218e-06 | 278.6909 | 0 | 278.6909 | 0.00047943 | 278.2632 | 0 | 557.8532 | 0.00339 | 278.2632 | 0 | 556.7626 | 6.6672e-06 | 557.8532 | 0.00309 | 278.2632 | 0 | 278.6909 | 1.6866e-05
| 362.626 | 0.73016 | 278.4715 | -0.00025436 | 362.626 | 0.00036414 | 278.4715 | 0 | 272.3758 | 0 | 278.4715 | 0 | 278.8999 | 0 | 272.82 | -0.00059023 | 278.8999 | 0 | 278.8999 | 0 | 278.8999 | 0 | 272.82 | -0.00063934 | 278.8999 | 0 | 362.2172 | 9.4857e-06 | 278.8999 | 0 | 278.8999 | 0 | 278.4715 | 0 | 558.01 | 0.00331 | 278.4715 | 0 | 556.9203 | 3.0002e-05 | 558.01 | 0.0032 | 278.4715 | 0 | 278.8999 | 4.7538e-06
| 362.7392 | 0.74136 | 278.6799 | -0.00029368 | 362.7392 | 0.0002607 | 278.6799 | 0 | 272.5858 | 0 | 278.6799 | 0 | 279.109 | 0 | 273.03 | 1.6864e-05 | 279.1089 | 0 | 279.109 | 0 | 279.1089 | 6.1884e-06 | 273.03 | -0.0015822 | 279.109 | 0 | 362.3282 | 9.2984e-06 | 279.109 | 0 | 279.1089 | 0.00030604 | 278.6799 | 0 | 558.1669 | 0.00487 | 278.6799 | 0 | 557.078 | 6.6672e-06 | 558.1669 | 0.0031 | 278.6799 | 0 | 279.1089 | 1.7613e-05
| 362.8524 | 0.75954 | 278.8883 | -0.0006545 | 362.8524 | 1.7342e-05 | 278.8883 | 0 | 272.7959 | 0 | 278.8883 | 0 | 279.318 | 0 | 273.24 | -8.4319e-05 | 279.318 | 0 | 279.318 | 0 | 279.318 | 0 | 273.24 | -5.4182e-05 | 279.318 | 0 | 362.4392 | 1.1008e-05 | 279.318 | 0 | 279.318 | 0 | 278.8883 | 0 | 558.3238 | 0.00234 | 278.8883 | 0 | 557.2357 | 1.0001e-05 | 558.3238 | 0.00326 | 278.8883 | 0 | 279.318 | 6.2265e-06
| 362.9657 | 0.77127 | 279.0967 | 0.00049596 | 362.9657 | 0.0007126 | 279.0967 | 0 | 273.006 | 0 | 279.0967 | 0 | 279.5271 | 0 | 273.45 | 0.00089378 | 279.5271 | 0 | 279.5271 | 0 | 279.5271 | 1.2817e-05 | 273.45 | 0.0010836 | 279.5271 | 0 | 362.5501 | 1.0341e-05 | 279.5271 | 0 | 279.5271 | 0.00018484 | 279.0967 | 0 | 558.4806 | 0.00313 | 279.0967 | 0 | 557.3934 | 0 | 558.4806 | 0.00316 | 279.0967 | 0 | 279.5271 | 1.5988e-05
| 363.0789 | 0.78908 | 279.3051 | -0.00015376 | 363.0789 | 0.00058956 | 279.3051 | 0 | 273.2161 | 0 | 279.3051 | 0 | 279.7362 | 0 | 273.66 | -0.0017032 | 279.7362 | 0 | 279.7362 | 0 | 279.7362 | 0 | 273.66 | -0.00018422 | 279.7362 | 0 | 362.6611 | 1.0528e-05 | 279.7362 | 0 | 279.7362 | 0 | 279.3051 | 0 | 558.6375 | 0.00236 | 279.3051 | 0 | 557.5511 | 3.0002e-05 | 558.6375 | 0.00324 | 279.3051 | 0 | 279.7362 | 7.0012e-06
| 363.1922 | 0.80784 | 279.5135 | -8.7408e-05 | 363.1922 | 0 | 279.5135 | 0 | 273.4262 | 0 | 279.5135 | 0 | 279.9453 | 0 | 273.87 | -0.00062396 | 279.9453 | 0 | 279.9453 | 0 | 279.9453 | 7.4586e-06 | 273.87 | -0.00028175 | 279.9453 | 0 | 362.7721 | 9.0759e-06 | 279.9453 | 0 | 279.9453 | 0.00031557 | 279.5135 | 0 | 558.7944 | 0.00327 | 279.5135 | 0 | 557.7088 | 6.6672e-06 | 558.7944 | 0.00309 | 279.5135 | 0 | 279.9453 | 1.6885e-05
| 363.3054 | 0.82214 | 279.722 | -0.00016786 | 363.3054 | 0.00039883 | 279.722 | 0 | 273.6363 | 0 | 279.722 | 0 | 280.1544 | 0 | 274.07 | -0.0015684 | 280.1544 | 0 | 280.1544 | 0 | 280.1544 | 0 | 274.07 | -0.0018096 | 280.1544 | 0 | 362.8831 | 9.4389e-06 | 280.1544 | 0 | 280.1544 | 0 | 279.722 | 0 | 558.9513 | 0.00276 | 279.722 | 0 | 557.8665 | 0 | 558.9513 | 0.00328 | 279.722 | 0 | 280.1544 | 8.4383e-06
| 363.4186 | 0.83847 | 279.9305 | 0.00026732 | 363.4186 | 0.00036499 | 279.9305 | 0 | 273.8465 | 0 | 279.9305 | 0 | 280.3635 | 0 | 274.28 | -0.00065769 | 280.3635 | 0 | 280.3635 | 0 | 280.3635 | 1.018e-05 | 274.28 | 0.00059601 | 280.3635 | 0 | 362.9941 | 8.7011e-06 | 280.3635 | 0 | 280.3635 | 0.00040465 | 279.9305 | 0 | 559.1082 | 0.00396 | 279.9305 | 0 | 558.0243 | 0 | 559.1082 | 0.00321 | 279.9305 | 0 | 280.3635 | 1.7574e-05
| 363.5319 | 0.85971 | 280.1389 | -0.00067881 | 363.5319 | 0.00052021 | 280.1389 | 0 | 274.0566 | 0 | 280.1389 | 0 | 280.5727 | 0 | 274.49 | -0.0021416 | 280.5727 | 0 | 280.5727 | 0 | 280.5727 | 0 | 274.49 | -0.00070437 | 280.5727 | 0 | 363.1051 | 8.7011e-06 | 280.5727 | 0 | 280.5727 | 0 | 280.1389 | 0 | 559.2652 | 0.00368 | 280.1389 | 0 | 558.182 | 3.0002e-05 | 559.2652 | 0.00338 | 280.1389 | 0 | 280.5727 | 3.3778e-06
| 363.6451 | 0.87455 | 280.3474 | 0.00040636 | 363.6451 | 0.00010428 | 280.3474 | 0 | 274.2668 | 0 | 280.3474 | 0 | 280.7819 | 0 | 274.7 | -0.0019057 | 280.7819 | 0 | 280.7819 | 0 | 280.7819 | 9.8562e-06 | 274.7 | -0.00096444 | 280.7819 | 0 | 363.2161 | 9.3569e-06 | 280.7819 | 0 | 280.7819 | 7.933e-05 | 280.3474 | 0 | 559.4221 | 0.00468 | 280.3474 | 0 | 558.3397 | 6.6672e-06 | 559.4221 | 0.00316 | 280.3474 | 0 | 280.7819 | 1.7186e-05
| 363.7583 | 0.88519 | 280.556 | -0.0012518 | 363.7583 | 6.9356e-05 | 280.556 | 0 | 274.4769 | 0 | 280.556 | 0 | 280.991 | 0 | 274.91 | -5.0592e-05 | 280.991 | 0 | 280.991 | 0 | 280.9911 | 0 | 274.91 | 0.00056349 | 280.991 | 0 | 363.3271 | 9.7082e-06 | 280.991 | 0 | 280.9911 | 0 | 280.556 | 0 | 559.579 | 0.00299 | 280.556 | 0 | 558.4975 | 0 | 559.579 | 0.00331 | 280.556 | 0 | 280.9911 | 3.2973e-06
| 363.8715 | 0.90815 | 280.7645 | 0.0007283 | 363.8715 | 0 | 280.7645 | 0 | 274.6871 | 0 | 280.7645 | 0 | 281.2002 | 0 | 275.12 | -0.00052277 | 281.2002 | 0 | 281.2002 | 0 | 281.2003 | 1.2491e-05 | 275.12 | -0.001192 | 281.2002 | 0 | 363.4381 | 9.1812e-06 | 281.2002 | 0 | 281.2003 | 0.00030992 | 280.7645 | 0 | 559.736 | 0.00299 | 280.7645 | 0 | 558.6552 | 0 | 559.736 | 0.00306 | 280.7645 | 0 | 281.2003 | 1.8926e-05
| 363.9848 | 0.92055 | 280.9731 | 5.4566e-05 | 363.9848 | 0 | 280.9731 | 0 | 274.8973 | 0 | 280.9731 | 0 | 281.4095 | 0 | 275.33 | -0.0019057 | 281.4095 | 0 | 281.4095 | 0 | 281.4095 | 0 | 275.33 | -0.0023624 | 281.4095 | 0 | 363.5492 | 9.4623e-06 | 281.4095 | 0 | 281.4094 | 0 | 280.9731 | 0 | 559.893 | 0.0029 | 280.9731 | 0 | 558.813 | 1.0001e-05 | 559.893 | 0.00323 | 280.9731 | 0 | 281.4095 | 4.603e-06
| 364.098 | 0.93133 | 281.1816 | 0.00062492 | 364.098 | 0 | 281.1816 | 0 | 275.1075 | 0 | 281.1816 | 0 | 281.6187 | 0 | 275.54 | 0.0011636 | 281.6187 | 0 | 281.6187 | 0 | 281.6187 | 8.1564e-06 | 275.54 | 0.0002384 | 281.6187 | 0 | 363.6602 | 8.9353e-06 | 281.6187 | 0 | 281.6187 | 0.00029355 | 281.1816 | 0 | 560.0499 | 0.00415 | 281.1816 | 0 | 558.9707 | 0 | 560.0499 | 0.00301 | 281.1816 | 0 | 281.6187 | 1.937e-05
| 364.2112 | 0.94594 | 281.3902 | 0.00031726 | 364.2112 | 0.00019074 | 281.3902 | 0 | 275.3178 | 0 | 281.3902 | 0 | 281.8279 | 0 | 275.75 | -0.001602 | 281.8279 | 0 | 281.8279 | 0 | 281.8279 | 0 | 275.75 | -0.0023299 | 281.8279 | 0 | 363.7712 | 1.0001e-05 | 281.8279 | 0 | 281.8279 | 0 | 281.3902 | 0 | 560.2069 | 0.00125 | 281.3902 | 0 | 559.1285 | 0 | 560.2069 | 0.00329 | 281.3902 | 0 | 281.8279 | 6.0932e-06
| 364.3244 | 0.96164 | 281.5988 | 0.00064207 | 364.3244 | 0 | 281.5988 | 0 | 275.528 | 0 | 281.5988 | 0 | 282.0372 | 0 | 275.96 | -0.0013997 | 282.0372 | 0 | 282.0372 | 0 | 282.0372 | 1.1439e-05 | 275.96 | -0.00080189 | 282.0372 | 0 | 363.8823 | 7.8579e-06 | 282.0372 | 0 | 282.0372 | 0.00021607 | 281.5988 | 0 | 560.3639 | 0.00348 | 281.5988 | 0 | 559.2863 | 6.6672e-06 | 560.3639 | 0.00311 | 281.5988 | 0 | 282.0372 | 1.3719e-05
| 364.4376 | 0.97177 | 281.8075 | 0.00015257 | 364.4376 | 0.0002601 | 281.8075 | 0 | 275.7383 | 0 | 281.8075 | 0 | 282.2465 | 0 | 276.17 | -0.0018044 | 282.2465 | 0 | 282.2465 | 0 | 282.2465 | 1.5151e-06 | 276.17 | -0.0014846 | 282.2465 | 0 | 363.9933 | 9.3569e-06 | 282.2465 | 0 | 282.2465 | 0 | 281.8075 | 0 | 560.5209 | 0.00125 | 281.8075 | 0 | 559.4441 | 3.0002e-05 | 560.5209 | 0.00334 | 281.8075 | 0 | 282.2465 | 5.8558e-06
| 364.5508 | 0.98194 | 282.0161 | 0.00054939 | 364.5508 | 0.00060832 | 282.0161 | 0 | 275.9485 | 0 | 282.0161 | 0 | 282.4558 | 0 | 276.37 | 0.00011805 | 282.4558 | 0 | 282.4558 | 0 | 282.4558 | 8.012e-06 | 276.37 | -0.00024923 | 282.4558 | 0 | 364.1044 | 8.2912e-06 | 282.4558 | 0 | 282.4558 | 0.0001825 | 282.0161 | 0 | 560.6779 | 0.00281 | 282.0161 | 0 | 559.6019 | 6.6672e-06 | 560.6779 | 0.00308 | 282.0161 | 0 | 282.4558 | 1.6097e-05
| 364.664 | 0.98949 | 282.2247 | -0.0013525 | 364.664 | 0.00058956 | 282.2247 | 0 | 276.1588 | 0 | 282.2247 | 0 | 282.6651 | 0 | 276.58 | -0.0018719 | 282.6651 | 0 | 282.6651 | 0 | 282.6651 | 0 | 276.58 | -0.0010945 | 282.6651 | 0 | 364.2154 | 1.02e-05 | 282.6651 | 0 | 282.6651 | 0 | 282.2247 | 0 | 560.8349 | 0.00248 | 282.2247 | 0 | 559.7597 | 3.0002e-05 | 560.8349 | 0.00327 | 282.2247 | 0 | 282.6651 | 3.7745e-06
| 364.7772 | 0.99281 | 282.4334 | 3.3305e-05 | 364.7772 | 0 | 282.4334 | 0 | 276.3691 | 0 | 282.4334 | 0 | 282.8744 | 0 | 276.79 | 0.0009275 | 282.8744 | 0 | 282.8744 | 0 | 282.8744 | 7.734e-06 | 276.79 | -0.00099695 | 282.8744 | 0 | 364.3265 | 9.4272e-06 | 282.8744 | 0 | 282.8744 | 0.0002693 | 282.4334 | 0 | 560.9919 | 0.00429 | 282.4334 | 0 | 559.9175 | 6.6672e-06 | 560.9919 | 0.00305 | 282.4334 | 0 | 282.8744 | 1.4282e-05
| 364.8904 | 1 | 282.6421 | -0.00093477 | 364.8904 | 0.00139 | 282.6421 | 0 | 276.5794 | 0 | 282.6421 | 0 | 283.0838 | 0 | 277 | -0.0018044 | 283.0838 | 0 | 283.0838 | 0 | 283.0838 | 0 | 277 | -0.0010295 | 283.0838 | 0 | 364.4376 | 1.1289e-05 | 283.0838 | 0 | 283.0838 | 0 | 282.6421 | 0 | 561.1489 | 0.0026 | 282.6421 | 0 | 560.0753 | 5.0004e-05 | 561.1489 | 0.00322 | 282.6421 | 0 | 283.0838 | 5.1707e-06
| 365.0036 | 0.99779 | 282.8508 | 0.00091467 | 365.0036 | 0.00038237 | 282.8508 | 0 | 276.7897 | 0 | 282.8508 | 0 | 283.2931 | 0 | 277.21 | 0.001231 | 283.2931 | 0 | 283.2931 | 0 | 283.2931 | 1.5033e-05 | 277.21 | -0.0016797 | 283.2931 | 0 | 364.5487 | 1.1231e-05 | 283.2931 | 0 | 283.2931 | 0.00023193 | 282.8508 | 0 | 561.3059 | 0.00338 | 282.8508 | 0 | 560.2331 | 0 | 561.3059 | 0.00304 | 282.8508 | 0 | 283.2931 | 1.6904e-05
| 365.1168 | 0.99357 | 283.0596 | -0.00022285 | 365.1168 | 0.00045084 | 283.0596 | 0 | 277.0001 | 0 | 283.0596 | 0 | 283.5025 | 0 | 277.42 | -0.0022428 | 283.5025 | 0 | 283.5025 | 0 | 283.5025 | 0 | 277.42 | -0.0018422 | 283.5025 | 0 | 364.6597 | 1.1371e-05 | 283.5025 | 0 | 283.5025 | 0 | 283.0596 | 0 | 561.463 | 0.0032 | 283.0596 | 0 | 560.391 | 1.0001e-05 | 561.463 | 0.00322 | 283.0596 | 0 | 283.5025 | 6.008e-06
| 365.2301 | 0.9936 | 283.2683 | 0.0010598 | 365.2301 | 0 | 283.2683 | 0 | 277.2104 | 0 | 283.2683 | 0 | 283.7119 | 0 | 277.63 | 0.00015177 | 283.7119 | 0 | 283.7119 | 0 | 283.7119 | 1.2592e-05 | 277.63 | 0.00072604 | 283.7119 | 0 | 364.7708 | 1.068e-05 | 283.7119 | 0 | 283.7119 | 0.00027649 | 283.2683 | 0 | 561.62 | 0.00309 | 283.2683 | 0 | 560.5488 | 0 | 561.62 | 0.00309 | 283.2683 | 0 | 283.7119 | 1.5975e-05
| 365.3433 | 0.99718 | 283.4771 | -0.00049566 | 365.3433 | 0.00151 | 283.4771 | 0 | 277.4208 | 0 | 283.4771 | 0 | 283.9213 | 0 | 277.84 | -0.001366 | 283.9213 | 0 | 283.9213 | 0 | 283.9213 | 0 | 277.84 | 0.0016038 | 283.9213 | 0 | 364.8819 | 9.9307e-06 | 283.9213 | 0 | 283.9213 | 0 | 283.4771 | 0 | 561.7771 | 0.00292 | 283.4771 | 0 | 560.7066 | 3.0002e-05 | 561.7771 | 0.00324 | 283.4771 | 0 | 283.9213 | 7.6773e-06
| 365.4564 | 0.98194 | 283.6858 | 0.0011117 | 365.4564 | 0 | 283.6858 | 0 | 277.6312 | 0 | 283.6858 | 0 | 284.1307 | 0 | 278.05 | 0.0011973 | 284.1307 | 0 | 284.1307 | 0 | 284.1307 | 1.6362e-05 | 278.05 | 0.00053099 | 284.1307 | 0 | 364.993 | 9.8722e-06 | 284.1307 | 0 | 284.1307 | 0.0002951 | 283.6858 | 0 | 561.9341 | 0.00443 | 283.6858 | 0 | 560.8645 | 0 | 561.9341 | 0.00303 | 283.6858 | 0 | 284.1307 | 1.8104e-05
| 365.5696 | 0.97172 | 283.8946 | -0.00012167 | 365.5696 | 0.00027745 | 283.8946 | 0 | 277.8416 | 0 | 283.8946 | 0 | 284.3402 | 0 | 278.26 | 0.00052277 | 284.3402 | 0 | 284.3402 | 0 | 284.3402 | 0 | 278.26 | 4.3346e-05 | 284.3402 | 0 | 365.1041 | 9.5677e-06 | 284.3402 | 0 | 284.3402 | 0 | 283.8946 | 0 | 562.0912 | 0.00165 | 283.8946 | 0 | 561.0223 | 3.0002e-05 | 562.0912 | 0.00312 | 283.8946 | 0 | 284.3402 | 5.777e-06
| 365.6828 | 0.96495 | 284.1034 | -5.6808e-06 | 365.6828 | 0.00041713 | 284.1034 | 0 | 278.052 | 0 | 284.1034 | 0 | 284.5496 | 0 | 278.47 | 0.00082632 | 284.5496 | 0 | 284.5496 | 0 | 284.5496 | 8.1572e-06 | 278.47 | 0.00049847 | 284.5496 | 0 | 365.2152 | 9.4389e-06 | 284.5496 | 0 | 284.5496 | 0.00039384 | 284.1035 | 0 | 562.2483 | 0.00424 | 284.1034 | 0 | 561.1802 | 2.6669e-05 | 562.2483 | 0.00298 | 284.1035 | 0 | 284.5496 | 1.5852e-05
| 365.796 | 0.95215 | 284.3123 | -0.00049004 | 365.796 | 0.00052021 | 284.3123 | 0 | 278.2624 | 0 | 284.3123 | 0 | 284.7591 | 0 | 278.68 | -1.6864e-05 | 284.7591 | 0 | 284.7591 | 0 | 284.7591 | 0 | 278.68 | 0.00098612 | 284.7591 | 0 | 365.3263 | 9.3803e-06 | 284.7591 | 0 | 284.7591 | 0 | 284.3123 | 0 | 562.4054 | 0.00262 | 284.3123 | 0 | 561.3381 | 0 | 562.4054 | 0.00313 | 284.3123 | 0 | 284.7591 | 7.5781e-06
| 365.9092 | 0.93486 | 284.5211 | -0.0012739 | 365.9092 | 0 | 284.5211 | 0 | 278.4728 | 0 | 284.5211 | 0 | 284.9686 | 0 | 278.89 | 0.0020068 | 284.9686 | 0 | 284.9686 | 0 | 284.9686 | 1.0575e-05 | 278.89 | 0.0011812 | 284.9686 | 0 | 365.4375 | 9.0524e-06 | 284.9686 | 0 | 284.9686 | 0.00024853 | 284.5211 | 0 | 562.5625 | 0.00229 | 284.5211 | 0 | 561.496 | 6.6672e-06 | 562.5625 | 0.00297 | 284.5211 | 0 | 284.9686 | 1.593e-05
| 366.0224 | 0.91101 | 284.73 | -0.00011102 | 366.0224 | 0.00139 | 284.73 | 0 | 278.6832 | 0 | 284.73 | 0 | 285.1781 | 0 | 279.09 | -0.00089378 | 285.1781 | 0 | 285.1781 | 0 | 285.1781 | 0 | 279.09 | -0.0008344 | 285.1781 | 0 | 365.5486 | 1.0095e-05 | 285.1781 | 0 | 285.1781 | 0 | 284.73 | 0 | 562.7196 | 0.0026 | 284.73 | 0 | 561.6539 | 1.0001e-05 | 562.7196 | 0.00314 | 284.73 | 0 | 285.1781 | 4.7991e-06
| 366.1356 | 0.89365 | 284.9389 | 0.000179 | 366.1356 | 0 | 284.9389 | 0 | 278.8937 | 0 | 284.9389 | 0 | 285.3876 | 0 | 279.3 | -0.00052277 | 285.3876 | 0 | 285.3876 | 0 | 285.3876 | 8.183e-06 | 279.3 | 0.0013438 | 285.3876 | 0 | 365.6597 | 1.0141e-05 | 285.3876 | 0 | 285.3876 | 0.00029564 | 284.9389 | 0 | 562.8767 | 0.00408 | 284.9389 | 0 | 561.8117 | 0 | 562.8767 | 0.00297 | 284.9389 | 0 | 285.3876 | 1.7948e-05
| 366.2488 | 0.86677 | 285.1478 | -0.00087771 | 366.2488 | 0.00022542 | 285.1478 | 0 | 279.1042 | 0 | 285.1478 | 0 | 285.5971 | 0 | 279.51 | 0.0009275 | 285.5971 | 0 | 285.5971 | 0 | 285.5971 | 0 | 279.51 | 0.002449 | 285.5971 | 0 | 365.7709 | 1.0469e-05 | 285.5971 | 0 | 285.5971 | 0 | 285.1478 | 0 | 563.0338 | 0.00218 | 285.1478 | 0 | 561.9696 | 1.0001e-05 | 563.0338 | 0.00317 | 285.1478 | 0 | 285.5971 | 6.2834e-06
| 366.3619 | 0.84963 | 285.3567 | 0.00059925 | 366.3619 | 0 | 285.3567 | 0 | 279.3146 | 0 | 285.3567 | 0 | 285.8067 | 0 | 279.72 | -0.00038786 | 285.8067 | 0 | 285.8067 | 0 | 285.8067 | 1.3335e-05 | 279.72 | 0.00069354 | 285.8067 | 0 | 365.882 | 9.2984e-06 | 285.8067 | 0 | 285.8067 | 0.00031363 | 285.3567 | 0 | 563.1909 | 0.00431 | 285.3567 | 0 | 562.1276 | 6.6672e-06 | 563.1909 | 0.003 | 285.3567 | 0 | 285.8067 | 1.4949e-05
| 366.4751 | 0.8251 | 285.5656 | -0.00032394 | 366.4751 | 0 | 285.5656 | 0 | 279.5251 | 0 | 285.5656 | 0 | 286.0163 | 0 | 279.93 | 0.00035414 | 286.0163 | 0 | 286.0163 | 0 | 286.0163 | 0 | 279.93 | -0.0019722 | 286.0163 | 0 | 365.9932 | 9.9542e-06 | 286.0163 | 0 | 286.0163 | 0 | 285.5656 | 0 | 563.348 | 0.0028 | 285.5656 | 0 | 562.2855 | 1.0001e-05 | 563.348 | 0.00314 | 285.5656 | 0 | 286.0163 | 5.3248e-06
| 366.5883 | 0.80449 | 285.7746 | -6.446e-05 | 366.5883 | 0.00036499 | 285.7746 | 0 | 279.7357 | 0 | 285.7746 | 0 | 286.2258 | 0 | 280.14 | 8.4319e-05 | 286.2258 | 0 | 286.2258 | 0 | 286.2258 | 6.1656e-06 | 280.14 | 0.00075855 | 286.2258 | 0 | 366.1043 | 9.1812e-06 | 286.2258 | 0 | 286.2258 | 0.00017761 | 285.7746 | 0 | 563.5052 | 0.00336 | 285.7746 | 0 | 562.4434 | 0 | 563.5052 | 0.00296 | 285.7746 | 0 | 286.2258 | 1.5734e-05
| 366.7015 | 0.77745 | 285.9835 | 6.6878e-05 | 366.7015 | 0.00114 | 285.9835 | 0 | 279.9462 | 0 | 285.9835 | 0 | 286.4354 | 0 | 280.35 | 0.00021923 | 286.4354 | 0 | 286.4354 | 0 | 286.4354 | 0 | 280.35 | 0.00072604 | 286.4354 | 0 | 366.2155 | 9.919e-06 | 286.4354 | 0 | 286.4354 | 0 | 285.9835 | 0 | 563.6623 | 0.00306 | 285.9835 | 0 | 562.6013 | 1.0001e-05 | 563.6623 | 0.00302 | 285.9835 | 0 | 286.4354 | 5.3577e-06
| 366.8146 | 0.75608 | 286.1925 | 0.00027236 | 366.8146 | 0.00015642 | 286.1925 | 0 | 280.1567 | 0 | 286.1925 | 0 | 286.645 | 0 | 280.56 | 0.00035414 | 286.6451 | 0 | 286.645 | 0 | 286.6451 | 6.8086e-06 | 280.56 | 0.0013438 | 286.645 | 0 | 366.3266 | 1.02e-05 | 286.645 | 0 | 286.6451 | 0.00032997 | 286.1925 | 0 | 563.8195 | 0.00512 | 286.1925 | 0 | 562.7592 | 0 | 563.8195 | 0.0029 | 286.1925 | 0 | 286.6451 | 1.5525e-05
| 366.9278 | 0.73582 | 286.4015 | -0.00034925 | 366.9278 | 8.6698e-05 | 286.4015 | 0 | 280.3672 | 0 | 286.4015 | 0 | 286.8547 | 0 | 280.77 | 0.0016358 | 286.8547 | 0 | 286.8547 | 0 | 286.8547 | 0 | 280.77 | 0.0009536 | 286.8547 | 0 | 366.4378 | 1.102e-05 | 286.8547 | 0 | 286.8547 | 0 | 286.4015 | 0 | 563.9767 | 0.00324 | 286.4015 | 0 | 562.9172 | 0 | 563.9767 | 0.00308 | 286.4015 | 0 | 286.8547 | 6.6029e-06
| 367.041 | 0.70278 | 286.6105 | 0.00034603 | 367.041 | 0.00081688 | 286.6105 | 0 | 280.5778 | 0 | 286.6105 | 0 | 287.0643 | 0 | 280.98 | -0.00015177 | 287.0643 | 0 | 287.0643 | 0 | 287.0643 | 6.0946e-06 | 280.98 | -0.00057433 | 287.0643 | 0 | 366.549 | 1.0446e-05 | 287.0643 | 0 | 287.0643 | 0.00017477 | 286.6105 | 0 | 564.1339 | 0.00366 | 286.6105 | 0 | 563.0751 | 6.6672e-06 | 564.1339 | 0.003 | 286.6105 | 0 | 287.0643 | 1.9589e-05
| 367.1542 | 0.67775 | 286.8196 | 0.00025604 | 367.1542 | 0 | 286.8196 | 0 | 280.7884 | 0 | 286.8196 | 0 | 287.274 | 0 | 281.19 | -0.00045532 | 287.274 | 0 | 287.274 | 0 | 287.274 | 0 | 281.19 | -0.00060684 | 287.274 | 0 | 366.6602 | 8.1273e-06 | 287.274 | 0 | 287.274 | 0 | 286.8196 | 0 | 564.291 | 0.00397 | 286.8196 | 0 | 563.2331 | 0 | 564.291 | 0.00312 | 286.8196 | 0 | 287.274 | 6.803e-06
| 367.2673 | 0.6701 | 287.0286 | -0.00030738 | 367.2673 | 0.00027809 | 287.0286 | 0 | 280.999 | 0 | 287.0286 | 0 | 287.4837 | 0 | 281.4 | -0.0019731 | 287.4837 | 0 | 287.4837 | 0 | 287.4836 | 3.8487e-06 | 281.4 | 0.0018964 | 287.4837 | 0 | 366.7713 | 7.9633e-06 | 287.4837 | 0 | 287.4836 | 0.000386 | 287.0286 | 0 | 564.4482 | 0.00526 | 287.0286 | 0 | 563.391 | 6.6672e-06 | 564.4482 | 0.00294 | 287.0286 | 0 | 287.4836 | 1.5641e-05
| 367.3805 | 0.64541 | 287.2377 | 0.00038772 | 367.3805 | 0.00058956 | 287.2377 | 0 | 281.2096 | 0 | 287.2377 | 0 | 287.6934 | 0 | 281.61 | 0.00069142 | 287.6934 | 0 | 287.6934 | 0 | 287.6934 | 0 | 281.61 | -0.0043454 | 287.6934 | 0 | 366.8825 | 7.3544e-06 | 287.6934 | 0 | 287.6934 | 0 | 287.2377 | 0 | 564.6054 | 0.00334 | 287.2377 | 0 | 563.549 | 5.0004e-05 | 564.6054 | 0.00313 | 287.2377 | 0 | 287.6934 | 4.4112e-06
| 367.4936 | 0.62615 | 287.4468 | 0.00053695 | 367.4936 | 0.00039975 | 287.4468 | 0 | 281.4202 | 0 | 287.4468 | 0 | 287.9031 | 0 | 281.82 | 0.001231 | 287.9031 | 0 | 287.9031 | 0 | 287.903 | 1.1016e-05 | 281.82 | -0.00024923 | 287.9031 | 0 | 366.9937 | 8.1507e-06 | 287.9031 | 0 | 287.9031 | 0.00013438 | 287.4468 | 0 | 564.7626 | 0.00348 | 287.4468 | 0 | 563.707 | 0 | 564.7626 | 0.00301 | 287.4468 | 0 | 287.903 | 1.7042e-05
| 367.6068 | 0.60473 | 287.6559 | 0.00047514 | 367.6068 | 0 | 287.6559 | 0 | 281.6308 | 0 | 287.6559 | 0 | 288.1128 | 0 | 282.03 | -0.001231 | 288.1128 | 0 | 288.1128 | 0 | 288.1128 | 0 | 282.03 | 0.00066102 | 288.1128 | 0 | 367.1049 | 8.6191e-06 | 288.1128 | 0 | 288.1128 | 0 | 287.6559 | 0 | 564.9198 | 0.00302 | 287.6559 | 0 | 563.865 | 1.0001e-05 | 564.9198 | 0.00315 | 287.6559 | 0 | 288.1128 | 6.2401e-06
| 367.7199 | 0.58602 | 287.865 | 0.0005675 | 367.7199 | 0 | 287.865 | 0 | 281.8415 | 0 | 287.865 | 0 | 288.3225 | 0 | 282.24 | -0.001231 | 288.3225 | 0 | 288.3225 | 0 | 288.3225 | 1.37e-05 | 282.24 | -0.00028175 | 288.3225 | 0 | 367.2162 | 9.7317e-06 | 288.3225 | 0 | 288.3225 | 0.00022848 | 287.865 | 0 | 565.0771 | 0.00388 | 287.865 | 0 | 564.0229 | 6.6672e-06 | 565.0771 | 0.00297 | 287.865 | 0 | 288.3225 | 1.5046e-05
| 367.8331 | 0.56896 | 288.0741 | -0.0003777 | 367.8331 | 0.00027745 | 288.0741 | 0 | 282.0521 | 0 | 288.0741 | 0 | 288.5323 | 0 | 282.45 | -0.00032042 | 288.5323 | 0 | 288.5323 | 0 | 288.5323 | 0 | 282.45 | -0.00067186 | 288.5323 | 0 | 367.3274 | 1.0821e-05 | 288.5323 | 0 | 288.5323 | 0 | 288.0741 | 0 | 565.2343 | 0.00295 | 288.0741 | 0 | 564.1809 | 0 | 565.2343 | 0.00307 | 288.0741 | 0 | 288.5323 | 7.9858e-06
| 367.9463 | 0.55946 | 288.2833 | 0.0009127 | 367.9463 | 0 | 288.2833 | 0 | 282.2628 | 0 | 288.2833 | 0 | 288.742 | 0 | 282.66 | 0.0019393 | 288.7421 | 0 | 288.742 | 0 | 288.742 | 1.609e-05 | 282.66 | 0.0012462 | 288.742 | 0 | 367.4386 | 9.2398e-06 | 288.742 | 0 | 288.742 | 0.00058449 | 288.2833 | 0 | 565.3916 | 0.00323 | 288.2833 | 0 | 564.3389 | 6.6672e-06 | 565.3916 | 0.00288 | 288.2833 | 0 | 288.742 | 1.5255e-05
| 368.0594 | 0.54544 | 288.4925 | -6.7036e-05 | 368.0594 | 0.00072829 | 288.4925 | 0 | 282.4734 | 0 | 288.4925 | 0 | 288.9518 | 0 | 282.87 | -0.00065769 | 288.9518 | 0 | 288.9518 | 0 | 288.9518 | 0 | 282.87 | -0.0015171 | 288.9518 | 0 | 367.5498 | 1.0469e-05 | 288.9518 | 0 | 288.9518 | 0 | 288.4925 | 0 | 565.5488 | 0.00207 | 288.4925 | 0 | 564.4969 | 3.0002e-05 | 565.5488 | 0.00306 | 288.4925 | 0 | 288.9518 | 6.5074e-06
| 368.1726 | 0.53005 | 288.7017 | 0.00055839 | 368.1726 | 0 | 288.7017 | 0 | 282.6841 | 0 | 288.7017 | 0 | 289.1616 | 0 | 283.08 | -0.001231 | 289.1616 | 0 | 289.1616 | 0 | 289.1617 | 9.374e-06 | 283.08 | 0.00033593 | 289.1616 | 0 | 367.661 | 1.0223e-05 | 289.1616 | 0 | 289.1617 | 0.00045316 | 288.7017 | 0 | 565.7061 | 0.00545 | 288.7017 | 0 | 564.655 | 6.6672e-06 | 565.7061 | 0.00295 | 288.7017 | 0 | 289.1617 | 1.7923e-05
| 368.2857 | 0.51376 | 288.9109 | -0.0016726 | 368.2857 | 0.00146 | 288.9109 | 0 | 282.8948 | 0 | 288.9109 | 0 | 289.3715 | 0 | 283.29 | 0.001231 | 289.3715 | 0 | 289.3715 | 0 | 289.3715 | 0 | 283.29 | 0.00020589 | 289.3715 | 0 | 367.7723 | 1.1207e-05 | 289.3715 | 0 | 289.3715 | 0 | 288.9109 | 0 | 565.8633 | 0.0016 | 288.9109 | 0 | 564.813 | 3.0002e-05 | 565.8633 | 0.00314 | 288.9109 | 0 | 289.3715 | 3.0576e-06
| 368.3989 | 0.50637 | 289.1201 | -0.00010534 | 368.3989 | 0.00013905 | 289.1201 | 0 | 283.1056 | 0 | 289.1201 | 0 | 289.5813 | 0 | 283.5 | 0.0016358 | 289.5813 | 0 | 289.5813 | 0 | 289.5813 | 9.1459e-06 | 283.5 | 0.0018964 | 289.5813 | 0 | 367.8835 | 9.4623e-06 | 289.5813 | 0 | 289.5813 | 0.00020555 | 289.1201 | 0 | 566.0206 | 0.00322 | 289.1201 | 0 | 564.971 | 0 | 566.0206 | 0.00295 | 289.1201 | 0 | 289.5813 | 1.6717e-05
| 368.512 | 0.49933 | 289.3293 | 0.0012074 | 368.512 | 0.00072829 | 289.3293 | 0 | 283.3163 | 0 | 289.3293 | 0 | 289.7911 | 0 | 283.7 | -0.00079259 | 289.7911 | 0 | 289.7911 | 0 | 289.7911 | 5.5154e-07 | 283.7 | -0.0025248 | 289.7911 | 0 | 367.9948 | 8.9939e-06 | 289.7911 | 0 | 289.7911 | 0 | 289.3293 | 0 | 566.1779 | 0.0026 | 289.3293 | 0 | 565.1291 | 3.0002e-05 | 566.1779 | 0.00307 | 289.3293 | 0 | 289.7911 | 6.9504e-06
| 368.6252 | 0.49143 | 289.5386 | 0.00063758 | 368.6252 | 0.00048665 | 289.5386 | 0 | 283.527 | 0 | 289.5386 | 0 | 290.001 | 0 | 283.91 | -0.00079259 | 290.001 | 0 | 290.001 | 0 | 290.001 | 8.1861e-06 | 283.91 | -0.0010945 | 290.001 | 0 | 368.106 | 8.8651e-06 | 290.001 | 0 | 290.001 | 0.00029581 | 289.5386 | 0 | 566.3352 | 0.00394 | 289.5386 | 0 | 565.2871 | 0 | 566.3352 | 0.00288 | 289.5386 | 0 | 290.001 | 1.6899e-05
| 368.7383 | 0.47993 | 289.7479 | -0.00064885 | 368.7383 | 0.00050287 | 289.7479 | 0 | 283.7378 | 0 | 289.7479 | 0 | 290.2109 | 0 | 284.12 | 0.0016695 | 290.2109 | 0 | 290.2109 | 0 | 290.2109 | 0 | 284.12 | -0.001127 | 290.2109 | 0 | 368.2173 | 1.0692e-05 | 290.2109 | 0 | 290.2109 | 0 | 289.7479 | 0 | 566.4924 | 0.00197 | 289.7479 | 0 | 565.4451 | 0 | 566.4924 | 0.00304 | 289.7479 | 0 | 290.2109 | 3.9521e-06
| 368.8514 | 0.47343 | 289.9572 | 0.00022059 | 368.8514 | 0.00095592 | 289.9572 | 0 | 283.9486 | 0 | 289.9572 | 0 | 290.4208 | 0 | 284.33 | 0.0016358 | 290.4208 | 0 | 290.4208 | 0 | 290.4208 | 4.8394e-06 | 284.33 | -2.1673e-05 | 290.4208 | 0 | 368.3286 | 1.1371e-05 | 290.4208 | 0 | 290.4208 | 0.00054189 | 289.9572 | 0 | 566.6498 | 0.00376 | 289.9572 | 0 | 565.6032 | 0 | 566.6498 | 0.0029 | 289.9572 | 0 | 290.4208 | 1.5707e-05
| 368.9646 | 0.46336 | 290.1665 | -0.00022859 | 368.9646 | 0.0016 | 290.1665 | 0 | 284.1594 | 0 | 290.1665 | 0 | 290.6307 | 0 | 284.54 | -0.00038786 | 290.6307 | 0 | 290.6307 | 0 | 290.6307 | 0 | 284.54 | 0.00014088 | 290.6307 | 0 | 368.4398 | 1.1722e-05 | 290.6307 | 0 | 290.6307 | 0 | 290.1665 | 0 | 566.8071 | 0.00299 | 290.1665 | 0 | 565.7613 | 3.0002e-05 | 566.8071 | 0.00316 | 290.1665 | 0 | 290.6307 | 4.2606e-06
| 369.0777 | 0.45684 | 290.3758 | 0.00048103 | 369.0777 | 0.00103 | 290.3758 | 0 | 284.3701 | 0 | 290.3758 | 0 | 290.8406 | 0 | 284.75 | -0.00062396 | 290.8406 | 0 | 290.8406 | 0 | 290.8406 | 1.8953e-05 | 284.75 | -0.00073687 | 290.8406 | 0 | 368.5511 | 1.0411e-05 | 290.8406 | 0 | 290.8406 | 0.00044793 | 290.3758 | 0 | 566.9644 | 0.00422 | 290.3758 | 0 | 565.9193 | 6.6672e-06 | 566.9644 | 0.00297 | 290.3758 | 0 | 290.8406 | 1.7203e-05
| 369.1908 | 0.45165 | 290.5851 | 0.0010211 | 369.1908 | 0 | 290.5851 | 0 | 284.581 | 0 | 290.5851 | 0 | 291.0506 | 0 | 284.96 | 0.001602 | 291.0506 | 0 | 291.0506 | 0 | 291.0506 | 3.4419e-06 | 284.96 | -0.00086692 | 291.0506 | 0 | 368.6624 | 1.1582e-05 | 291.0506 | 0 | 291.0506 | 0 | 290.5851 | 0 | 567.1217 | 0.0032 | 290.5851 | 0 | 566.0774 | 3.0002e-05 | 567.1217 | 0.00317 | 290.5851 | 0 | 291.0506 | 5.2521e-06
| 369.304 | 0.44539 | 290.7945 | 0.00029198 | 369.304 | 0.00057355 | 290.7945 | 0 | 284.7918 | 0 | 290.7945 | 0 | 291.2605 | 0 | 285.17 | 0.0014334 | 291.2605 | 0 | 291.2605 | 0 | 291.2605 | 4.4088e-06 | 285.17 | 0.002189 | 291.2605 | 0 | 368.7737 | 1.1395e-05 | 291.2605 | 0 | 291.2605 | 0.00041834 | 290.7945 | 0 | 567.2791 | 0.00432 | 290.7945 | 0 | 566.2355 | 0 | 567.2791 | 0.00285 | 290.7945 | 0 | 291.2605 | 1.5983e-05
| 369.4171 | 0.43695 | 291.0039 | -0.00061092 | 369.4171 | 0.00032946 | 291.0039 | 0 | 285.0026 | 0 | 291.0039 | 0 | 291.4705 | 0 | 285.38 | -0.0027826 | 291.4705 | 0 | 291.4705 | 0 | 291.4705 | 0 | 285.38 | -0.0016147 | 291.4705 | 0 | 368.885 | 1.0844e-05 | 291.4705 | 0 | 291.4705 | 0 | 291.0039 | 0 | 567.4364 | 0.00195 | 291.0039 | 0 | 566.3936 | 1.0001e-05 | 567.4364 | 0.00302 | 291.0039 | 0 | 291.4705 | 5.9138e-06
| 369.5302 | 0.43485 | 291.2133 | 0.001152 | 369.5302 | 0.00041713 | 291.2133 | 0 | 285.2135 | 0 | 291.2133 | 0 | 291.6805 | 0 | 285.59 | 0.001231 | 291.6805 | 0 | 291.6805 | 0 | 291.6805 | 1.2704e-05 | 285.59 | -0.00031426 | 291.6805 | 0 | 368.9963 | 8.947e-06 | 291.6805 | 0 | 291.6805 | 0.00016647 | 291.2133 | 0 | 567.5938 | 0.00388 | 291.2133 | 0 | 566.5517 | 6.6672e-06 | 567.5938 | 0.00283 | 291.2133 | 0 | 291.6805 | 1.7553e-05
| 369.6433 | 0.42883 | 291.4227 | -5.3471e-05 | 369.6433 | 0.00091902 | 291.4227 | 0 | 285.4243 | 0 | 291.4227 | 0 | 291.8905 | 0 | 285.8 | -0.0005565 | 291.8905 | 0 | 291.8905 | 0 | 291.8905 | 0 | 285.8 | -0.0018096 | 291.8905 | 0 | 369.1076 | 8.3966e-06 | 291.8905 | 0 | 291.8905 | 0 | 291.4227 | 0 | 567.7511 | 0.00222 | 291.4227 | 0 | 566.7098 | 3.0002e-05 | 567.7511 | 0.00309 | 291.4227 | 0 | 291.8905 | 7.0772e-06
| 369.7565 | 0.42837 | 291.6321 | 0.00027356 | 369.7565 | 0.00066046 | 291.6321 | 0 | 285.6352 | 0 | 291.6321 | 0 | 292.1005 | 0 | 286.01 | 0.00075887 | 292.1005 | 0 | 292.1005 | 0 | 292.1005 | 7.0343e-06 | 286.01 | -0.00015171 | 292.1005 | 0 | 369.2189 | 7.9399e-06 | 292.1005 | 0 | 292.1005 | 0.00032414 | 291.6321 | 0 | 567.9085 | 0.00366 | 291.6321 | 0 | 566.8679 | 0 | 567.9085 | 0.00288 | 291.6321 | 0 | 292.1005 | 1.8855e-05
| 369.8696 | 0.41711 | 291.8416 | -0.0012583 | 369.8696 | 0.00128 | 291.8416 | 0 | 285.8461 | 0 | 291.8416 | 0 | 292.3106 | 0 | 286.22 | 0.00038786 | 292.3106 | 0 | 292.3106 | 0 | 292.3106 | 0 | 286.22 | -5.4182e-05 | 292.3106 | 0 | 369.3302 | 8.3147e-06 | 292.3106 | 0 | 292.3106 | 0 | 291.8416 | 0 | 568.0659 | 0.0028 | 291.8416 | 0 | 567.026 | 5.0004e-05 | 568.0659 | 0.00308 | 291.8416 | 0 | 292.3106 | 5.7597e-06
| 369.9827 | 0.4168 | 292.051 | 0.00028653 | 369.9827 | 0.00057355 | 292.051 | 0 | 286.057 | 0 | 292.051 | 0 | 292.5206 | 0 | 286.43 | -0.00045532 | 292.5206 | 0 | 292.5206 | 0 | 292.5206 | 1.1377e-05 | 286.43 | 0.00072604 | 292.5206 | 0 | 369.4415 | 7.7642e-06 | 292.5206 | 0 | 292.5206 | 0.00026846 | 292.051 | 0 | 568.2232 | 0.00403 | 292.051 | 0 | 567.1841 | 0 | 568.2232 | 0.00284 | 292.051 | 0 | 292.5206 | 1.7232e-05
| 370.0958 | 0.40639 | 292.2605 | -0.00035554 | 370.0958 | 0.00106 | 292.2605 | 0 | 286.2679 | 0 | 292.2605 | 0 | 292.7307 | 0 | 286.64 | -0.00038786 | 292.7307 | 0 | 292.7307 | 0 | 292.7307 | 0 | 286.64 | -0.00073687 | 292.7307 | 0 | 369.5529 | 8.6191e-06 | 292.7307 | 0 | 292.7307 | 0 | 292.2605 | 0 | 568.3806 | 0.00348 | 292.2605 | 0 | 567.3423 | 1.0001e-05 | 568.3806 | 0.00303 | 292.2605 | 0 | 292.7307 | 5.6179e-06
| 370.209 | 0.39965 | 292.47 | 0.0012479 | 370.209 | 0.00039975 | 292.47 | 0 | 286.4789 | 0 | 292.47 | 0 | 292.9408 | 0 | 286.85 | 0.0021416 | 292.9408 | 0 | 292.9408 | 0 | 292.9408 | 1.2392e-05 | 286.85 | -0.00070437 | 292.9408 | 0 | 369.6642 | 7.8228e-06 | 292.9408 | 0 | 292.9408 | 0.00019679 | 292.47 | 0 | 568.538 | 0.00295 | 292.47 | 0 | 567.5004 | 0 | 568.538 | 0.00284 | 292.47 | 0 | 292.9408 | 1.9264e-05
| 370.3221 | 0.39839 | 292.6795 | -0.00060541 | 370.3221 | 0.00158 | 292.6795 | 0 | 286.6898 | 0 | 292.6795 | 0 | 293.1509 | 0 | 287.06 | -0.00072515 | 293.1509 | 0 | 293.1509 | 0 | 293.1509 | 0 | 287.06 | -0.0016472 | 293.1509 | 0 | 369.7755 | 9.3218e-06 | 293.1509 | 0 | 293.1509 | 0 | 292.6795 | 0 | 568.6955 | 0.00329 | 292.6795 | 0 | 567.6585 | 3.0002e-05 | 568.6955 | 0.00304 | 292.6795 | 0 | 293.1509 | 3.8058e-06
| 370.4352 | 0.3932 | 292.889 | 0.00030101 | 370.4352 | 0.00111 | 292.889 | 0 | 286.9008 | 0 | 292.889 | 0 | 293.361 | 0 | 287.27 | -0.00079259 | 293.361 | 0 | 293.361 | 0 | 293.361 | 6.4827e-06 | 287.27 | -0.00073687 | 293.361 | 0 | 369.8869 | 9.7551e-06 | 293.361 | 0 | 293.361 | 4.4381e-05 | 292.889 | 0 | 568.8529 | 0.00487 | 292.889 | 0 | 567.8167 | 4.667e-05 | 568.8529 | 0.00289 | 292.889 | 0 | 293.361 | 1.8431e-05
| 370.5483 | 0.38563 | 293.0986 | 0.00088525 | 370.5483 | 0.00187 | 293.0986 | 0 | 287.1118 | 0 | 293.0986 | 0 | 293.5711 | 0 | 287.48 | 0.001366 | 293.5711 | 0 | 293.5711 | 0 | 293.5711 | 0 | 287.48 | -0.0021348 | 293.5711 | 0 | 369.9982 | 1.1828e-05 | 293.5711 | 0 | 293.5711 | 0 | 293.0986 | 0 | 569.0103 | 0.00197 | 293.0986 | 0 | 567.9748 | 1.0001e-05 | 569.0103 | 0.00297 | 293.0986 | 0 | 293.5711 | 4.727e-06
| 370.6614 | 0.38097 | 293.3082 | 0.0012632 | 370.6614 | 0.0016 | 293.3082 | 0 | 287.3227 | 0 | 293.3082 | 0 | 293.7813 | 0 | 287.69 | 0.001366 | 293.7813 | 0 | 293.7813 | 0 | 293.7813 | 1.5561e-05 | 287.69 | 0.00027091 | 293.7813 | 0 | 370.1096 | 1.0118e-05 | 293.7813 | 0 | 293.7813 | 0.00031083 | 293.3082 | 0 | 569.1677 | 0.00427 | 293.3082 | 0 | 568.133 | 6.6672e-06 | 569.1677 | 0.00285 | 293.3082 | 0 | 293.7813 | 1.6346e-05
| 370.7745 | 0.37414 | 293.5177 | 0.00034943 | 370.7745 | 0.00191 | 293.5177 | 0 | 287.5337 | 0 | 293.5177 | 0 | 293.9915 | 0 | 287.9 | -0.00025296 | 293.9915 | 0 | 293.9915 | 0 | 293.9915 | 1.3073e-07 | 287.9 | -0.00070437 | 293.9915 | 0 | 370.2209 | 9.2632e-06 | 293.9915 | 0 | 293.9915 | 0 | 293.5177 | 0 | 569.3252 | 0.00355 | 293.5177 | 0 | 568.2912 | 1.0001e-05 | 569.3252 | 0.00302 | 293.5177 | 0 | 293.9915 | 5.2128e-06
| 370.8876 | 0.36988 | 293.7273 | -0.00040937 | 370.8876 | 0.00186 | 293.7273 | 0 | 287.7448 | 0 | 293.7273 | 0 | 294.2016 | 0 | 288.11 | 0.001231 | 294.2016 | 0 | 294.2016 | 0 | 294.2016 | 9.7838e-06 | 288.11 | 0.00027091 | 294.2016 | 0 | 370.3323 | 8.0687e-06 | 294.2016 | 0 | 294.2016 | 0.00022682 | 293.7273 | 0 | 569.4826 | 0.00338 | 293.7273 | 0 | 568.4494 | 0 | 569.4826 | 0.00291 | 293.7273 | 0 | 294.2016 | 1.7301e-05
| 371.0007 | 0.35771 | 293.9369 | -2.9174e-05 | 371.0007 | 0.00125 | 293.9369 | 0 | 287.9557 | 0 | 293.9369 | 0 | 294.4118 | 0 | 288.32 | -0.0021416 | 294.4118 | 0 | 294.4118 | 0 | 294.4118 | 0 | 288.32 | 0.0012787 | 294.4118 | 0 | 370.4437 | 9.1812e-06 | 294.4118 | 0 | 294.4118 | 0 | 293.937 | 0 | 569.6401 | 0.00283 | 293.9369 | 0 | 568.6075 | 3.0002e-05 | 569.6401 | 0.0031 | 293.937 | 0 | 294.4118 | 6.3906e-06
| 371.1138 | 0.35163 | 294.1466 | 0.0005689 | 371.1138 | 0.00188 | 294.1466 | 0 | 288.1668 | 0 | 294.1466 | 0 | 294.622 | 0 | 288.53 | 0.00048905 | 294.6221 | 0 | 294.622 | 0 | 294.622 | 1.009e-05 | 288.53 | -0.0011595 | 294.622 | 0 | 370.5551 | 9.919e-06 | 294.622 | 0 | 294.622 | 0.00041167 | 294.1466 | 0 | 569.7975 | 0.00499 | 294.1466 | 0 | 568.7657 | 0 | 569.7975 | 0.00296 | 294.1466 | 0 | 294.622 | 1.8649e-05
| 371.2269 | 0.34176 | 294.3562 | 0.00020329 | 371.2269 | 0.00243 | 294.3562 | 0 | 288.3778 | 0 | 294.3562 | 0 | 294.8323 | 0 | 288.74 | -0.00038786 | 294.8323 | 0 | 294.8323 | 0 | 294.8323 | 0 | 288.74 | -0.0015171 | 294.8323 | 0 | 370.6664 | 8.5606e-06 | 294.8323 | 0 | 294.8323 | 0 | 294.3562 | 0 | 569.955 | 0.00172 | 294.3562 | 0 | 568.9239 | 1.0001e-05 | 569.955 | 0.00315 | 294.3562 | 0 | 294.8323 | 2.8364e-06
| 371.34 | 0.3361 | 294.5659 | 0.0007415 | 371.34 | 0.00231 | 294.5659 | 0 | 288.5889 | 0 | 294.5659 | 0 | 295.0425 | 0 | 288.95 | 0.00086005 | 295.0425 | 0 | 295.0425 | 0 | 295.0425 | 1.0827e-05 | 288.95 | 0.0009211 | 295.0425 | 0 | 370.7778 | 8.8885e-06 | 295.0425 | 0 | 295.0425 | 0.00023402 | 294.5659 | 0 | 570.1125 | 0.00381 | 294.5659 | 0 | 569.0821 | 0 | 570.1125 | 0.0029 | 294.5659 | 0 | 295.0425 | 1.6391e-05
| 371.4531 | 0.3331 | 294.7756 | -0.00051091 | 371.4531 | 0.00335 | 294.7756 | 0 | 288.8 | 0 | 294.7756 | 0 | 295.2528 | 0 | 289.16 | 0.0016358 | 295.2528 | 0 | 295.2528 | 0 | 295.2528 | 0 | 289.16 | -0.00089942 | 295.2528 | 0 | 370.8892 | 7.9633e-06 | 295.2528 | 0 | 295.2528 | 0 | 294.7756 | 0 | 570.27 | 0.00266 | 294.7756 | 0 | 569.2404 | 0 | 570.27 | 0.00301 | 294.7756 | 0 | 295.2528 | 4.3176e-06
| 371.5662 | 0.32039 | 294.9853 | 0.00026056 | 371.5662 | 0.00249 | 294.9853 | 0 | 289.0111 | 0 | 294.9853 | 0 | 295.4631 | 0 | 289.37 | 0.00028669 | 295.4631 | 0 | 295.4631 | 0 | 295.463 | 1.3186e-05 | 289.37 | 0.00075855 | 295.4631 | 0 | 371.0006 | 9.919e-06 | 295.4631 | 0 | 295.463 | 0.00034624 | 294.9853 | 0 | 570.4275 | 0.00396 | 294.9853 | 0 | 569.3986 | 6.6672e-06 | 570.4275 | 0.00276 | 294.9853 | 0 | 295.463 | 1.7628e-05
| 371.6793 | 0.31125 | 295.195 | 0.00035415 | 371.6793 | 0.00324 | 295.195 | 0 | 289.2222 | 0 | 295.195 | 0 | 295.6733 | 0 | 289.58 | -0.00075887 | 295.6733 | 0 | 295.6733 | 0 | 295.6733 | 0 | 289.58 | -0.0010945 | 295.6733 | 0 | 371.112 | 1.1664e-05 | 295.6733 | 0 | 295.6733 | 0 | 295.195 | 0 | 570.585 | 0.00299 | 295.195 | 0 | 569.5568 | 1.0001e-05 | 570.585 | 0.003 | 295.195 | 0 | 295.6733 | 7.9862e-06
| 371.7924 | 0.30686 | 295.4047 | 0.00036354 | 371.7924 | 0.00269 | 295.4047 | 0 | 289.4333 | 0 | 295.4047 | 0 | 295.8837 | 0 | 289.79 | 0.0013997 | 295.8836 | 0 | 295.8837 | 0 | 295.8836 | 6.4037e-06 | 289.79 | -0.0010295 | 295.8837 | 0 | 371.2234 | 1.1535e-05 | 295.8837 | 0 | 295.8836 | 0.0002691 | 295.4047 | 0 | 570.7425 | 0.00538 | 295.4047 | 0 | 569.715 | 6.6672e-06 | 570.7425 | 0.00281 | 295.4047 | 0 | 295.8836 | 1.7229e-05
| 371.9055 | 0.29612 | 295.6145 | -5.0679e-05 | 371.9055 | 0.0044 | 295.6145 | 0 | 289.6444 | 0 | 295.6145 | 0 | 296.094 | 0 | 290 | -0.00096123 | 296.094 | 0 | 296.094 | 0 | 296.094 | 0 | 290 | -0.00076939 | 296.094 | 0 | 371.3349 | 1.0446e-05 | 296.094 | 0 | 296.094 | 0 | 295.6145 | 0 | 570.9 | 0.00165 | 295.6145 | 0 | 569.8733 | 1.0001e-05 | 570.9 | 0.00297 | 295.6145 | 0 | 296.094 | 4.8081e-06
| 372.0186 | 0.29232 | 295.8242 | 0.00066812 | 372.0186 | 0.00396 | 295.8242 | 0 | 289.8556 | 0 | 295.8242 | 0 | 296.3043 | 0 | 290.21 | 0.00011805 | 296.3043 | 0 | 296.3043 | 0 | 296.3043 | 1.287e-05 | 290.21 | -0.00093193 | 296.3043 | 0 | 371.4463 | 7.6823e-06 | 296.3043 | 0 | 296.3043 | 0.00029453 | 295.8243 | 0 | 571.0575 | 0.00371 | 295.8242 | 0 | 570.0315 | 0 | 571.0575 | 0.00282 | 295.8243 | 0 | 296.3043 | 1.8882e-05
| 372.1317 | 0.28638 | 296.034 | 6.6952e-05 | 372.1317 | 0.0043 | 296.034 | 0 | 290.0667 | 0 | 296.034 | 0 | 296.5147 | 0 | 290.43 | -0.0014334 | 296.5147 | 0 | 296.5147 | 0 | 296.5146 | 0 | 290.43 | -0.00076939 | 296.5147 | 0 | 371.5577 | 8.3147e-06 | 296.5147 | 0 | 296.5147 | 0 | 296.034 | 0 | 571.2151 | 0.00403 | 296.034 | 0 | 570.1898 | 0 | 571.2151 | 0.00301 | 296.034 | 0 | 296.5146 | 4.6192e-06
| 372.2448 | 0.27777 | 296.2438 | -5.8691e-05 | 372.2448 | 0.00527 | 296.2438 | 0 | 290.2779 | 0 | 296.2438 | 0 | 296.725 | 0 | 290.64 | -0.00059023 | 296.725 | 0 | 296.725 | 0 | 296.725 | 4.915e-06 | 290.64 | 0.00066102 | 296.725 | 0 | 371.6691 | 8.947e-06 | 296.725 | 0 | 296.725 | 0.00031395 | 296.2438 | 0 | 571.3726 | 0.0042 | 296.2438 | 0 | 570.348 | 2.6669e-05 | 571.3726 | 0.00284 | 296.2438 | 0 | 296.725 | 1.5105e-05
| 372.3579 | 0.27226 | 296.4537 | -0.00074148 | 372.3579 | 0.00591 | 296.4537 | 0 | 290.4891 | 0 | 296.4537 | 0 | 296.9354 | 0 | 290.85 | -0.0018044 | 296.9354 | 0 | 296.9354 | 0 | 296.9354 | 0 | 290.85 | -0.00099695 | 296.9354 | 0 | 371.7806 | 1.0118e-05 | 296.9354 | 0 | 296.9354 | 0 | 296.4537 | 0 | 571.5302 | 0.00297 | 296.4537 | 0 | 570.5063 | 1.0001e-05 | 571.5302 | 0.00288 | 296.4537 | 0 | 296.9354 | 4.8095e-06
| 372.471 | 0.26572 | 296.6635 | 9.0346e-06 | 372.471 | 0.00655 | 296.6635 | 0 | 290.7003 | 0 | 296.6635 | 0 | 297.1458 | 0 | 291.06 | -0.0021754 | 297.1458 | 0 | 297.1458 | 0 | 297.1458 | 8.1154e-06 | 291.06 | -0.0013871 | 297.1458 | 0 | 371.892 | 1.1289e-05 | 297.1458 | 0 | 297.1458 | 0.00028176 | 296.6635 | 0 | 571.6877 | 0.0039 | 296.6635 | 0 | 570.6646 | 6.6672e-06 | 571.6877 | 0.00273 | 296.6635 | 0 | 297.1458 | 1.8743e-05
| 372.584 | 0.26168 | 296.8733 | -0.00029334 | 372.584 | 0.00711 | 296.8733 | 0 | 290.9115 | 0 | 296.8733 | 0 | 297.3562 | 0 | 291.27 | -0.00082632 | 297.3562 | 0 | 297.3562 | 0 | 297.3562 | 0 | 291.27 | -0.00044429 | 297.3562 | 0 | 372.0035 | 1.1512e-05 | 297.3562 | 0 | 297.3562 | 0 | 296.8733 | 0 | 571.8453 | 0.00215 | 296.8733 | 0 | 570.8229 | 1.0001e-05 | 571.8453 | 0.00297 | 296.8733 | 0 | 297.3562 | 4.7767e-06
| 372.6971 | 0.25334 | 297.0832 | -6.9789e-06 | 372.6971 | 0.00787 | 297.0832 | 0 | 291.1227 | 0 | 297.0832 | 0 | 297.5667 | 0 | 291.48 | 0.0011973 | 297.5667 | 0 | 297.5667 | 0 | 297.5667 | 5.6472e-06 | 291.48 | -5.4182e-05 | 297.5667 | 0 | 372.1149 | 1.2027e-05 | 297.5667 | 0 | 297.5666 | 0.00023625 | 297.0832 | 0 | 572.0029 | 0.00404 | 297.0832 | 0 | 570.9811 | 0 | 572.0029 | 0.00284 | 297.0832 | 0 | 297.5667 | 1.7227e-05
| 372.8102 | 0.24955 | 297.2931 | -0.00014303 | 372.8102 | 0.00931 | 297.2931 | 0 | 291.3339 | 0 | 297.2931 | 0 | 297.7771 | 0 | 291.69 | -0.00011805 | 297.7771 | 0 | 297.7771 | 0 | 297.7771 | 0 | 291.69 | -0.0015171 | 297.7771 | 0 | 372.2264 | 1.0985e-05 | 297.7771 | 0 | 297.7771 | 0 | 297.2931 | 0 | 572.1604 | 0.00304 | 297.2931 | 0 | 571.1394 | 1.0001e-05 | 572.1604 | 0.00295 | 297.2931 | 0 | 297.7771 | 6.167e-06
| 372.9233 | 0.24711 | 297.503 | 0.0010353 | 372.9233 | 0.0085 | 297.503 | 0 | 291.5452 | 0 | 297.503 | 0 | 297.9876 | 0 | 291.9 | -0.00032042 | 297.9876 | 0 | 297.9876 | 0 | 297.9876 | 1.4401e-05 | 291.9 | 0.00020589 | 297.9876 | 0 | 372.3378 | 1.1008e-05 | 297.9876 | 0 | 297.9876 | 0.00029084 | 297.503 | 0 | 572.318 | 0.00452 | 297.503 | 0 | 571.2977 | 0 | 572.318 | 0.00272 | 297.503 | 0 | 297.9876 | 1.6631e-05
| 373.0364 | 0.23812 | 297.7129 | -0.00029635 | 373.0364 | 0.01165 | 297.7129 | 0 | 291.7564 | 0 | 297.7129 | 0 | 298.1981 | 0 | 292.11 | -0.0030861 | 298.1981 | 0 | 298.1981 | 0 | 298.1981 | 0 | 292.11 | -0.0014521 | 298.1981 | 0 | 372.4493 | 9.4623e-06 | 298.1981 | 0 | 298.1981 | 0 | 297.7129 | 0 | 572.4756 | 0.00174 | 297.7129 | 0 | 571.4561 | 1.0001e-05 | 572.4756 | 0.00296 | 297.7129 | 0 | 298.1981 | 6.2848e-06
| 373.1494 | 0.23379 | 297.9229 | 0.00018144 | 373.1494 | 0.01112 | 297.9229 | 0 | 291.9677 | 0 | 297.9229 | 0 | 298.4085 | 0 | 292.32 | 0.00045532 | 298.4085 | 0 | 298.4085 | 0 | 298.4085 | 1.4565e-05 | 292.32 | -0.00015171 | 298.4085 | 0 | 372.5608 | 9.1812e-06 | 298.4085 | 0 | 298.4085 | 0.00034908 | 297.9229 | 0 | 572.6332 | 0.00441 | 297.9229 | 0 | 571.6144 | 0 | 572.6332 | 0.00285 | 297.9229 | 0 | 298.4085 | 1.5548e-05
| 373.2625 | 0.22867 | 298.1328 | -0.00021003 | 373.2625 | 0.0137 | 298.1328 | 0 | 292.179 | 0 | 298.1328 | 0 | 298.6191 | 0 | 292.53 | -0.00099496 | 298.6191 | 0 | 298.6191 | 0 | 298.619 | 0 | 292.53 | -0.00021673 | 298.6191 | 0 | 372.6723 | 8.0219e-06 | 298.6191 | 0 | 298.6191 | 0 | 298.1328 | 0 | 572.7909 | 0.00301 | 298.1328 | 0 | 571.7727 | 0 | 572.7909 | 0.00305 | 298.1328 | 0 | 298.619 | 5.6509e-06
| 373.3756 | 0.22422 | 298.3428 | 0.00028177 | 373.3756 | 0.01422 | 298.3428 | 0 | 292.3903 | 0 | 298.3428 | 0 | 298.8296 | 0 | 292.74 | 0.0020068 | 298.8296 | 0 | 298.8296 | 0 | 298.8296 | 8.9796e-06 | 292.74 | 0.0017988 | 298.8296 | 0 | 372.7838 | 8.7245e-06 | 298.8296 | 0 | 298.8296 | 0.00020465 | 298.3428 | 0 | 572.9485 | 0.00359 | 298.3428 | 0 | 571.931 | 2.6669e-05 | 572.9485 | 0.00279 | 298.3428 | 0 | 298.8296 | 1.4286e-05
| 373.4886 | 0.22019 | 298.5528 | -0.00041239 | 373.4886 | 0.01776 | 298.5528 | 0 | 292.6016 | 0 | 298.5528 | 0 | 299.0401 | 0 | 292.95 | -0.00011805 | 299.0401 | 0 | 299.0401 | 0 | 299.0401 | 0 | 292.95 | -0.00015171 | 299.0401 | 0 | 372.8952 | 9.6497e-06 | 299.0401 | 0 | 299.0401 | 0 | 298.5528 | 0 | 573.1061 | 0.00244 | 298.5528 | 0 | 572.0893 | 1.0001e-05 | 573.1061 | 0.00298 | 298.5528 | 0 | 299.0401 | 3.9328e-06
| 373.6017 | 0.21511 | 298.7628 | 0.00042226 | 373.6017 | 0.01994 | 298.7628 | 0 | 292.8129 | 0 | 298.7628 | 0 | 299.2507 | 0 | 293.16 | 0.0021754 | 299.2507 | 0 | 299.2507 | 0 | 299.2507 | 9.5664e-06 | 293.16 | -0.00298 | 299.2507 | 0 | 373.0068 | 8.8065e-06 | 299.2507 | 0 | 299.2507 | 0.00027305 | 298.7628 | 0 | 573.2638 | 0.00339 | 298.7628 | 0 | 572.2477 | 6.6672e-06 | 573.2638 | 0.0028 | 298.7628 | 0 | 299.2507 | 1.6555e-05
| 373.7148 | 0.21149 | 298.9728 | 0.00073497 | 373.7148 | 0.02145 | 298.9728 | 0 | 293.0243 | 0 | 298.9728 | 0 | 299.4613 | 0 | 293.37 | -0.00045532 | 299.4613 | 0 | 299.4613 | 0 | 299.4612 | 0 | 293.37 | -0.001257 | 299.4613 | 0 | 373.1182 | 9.9307e-06 | 299.4613 | 0 | 299.4612 | 0 | 298.9728 | 0 | 573.4214 | 0.00199 | 298.9728 | 0 | 572.406 | 1.0001e-05 | 573.4214 | 0.00296 | 298.9728 | 0 | 299.4612 | 6.8628e-06
| 373.8278 | 0.21068 | 299.1828 | 6.5007e-05 | 373.8278 | 0.02435 | 299.1828 | 0 | 293.2356 | 0 | 299.1828 | 0 | 299.6718 | 0 | 293.58 | 0.001737 | 299.6718 | 0 | 299.6718 | 0 | 299.6718 | 8.1993e-06 | 293.58 | -0.0024274 | 299.6718 | 0 | 373.2298 | 8.7714e-06 | 299.6718 | 0 | 299.6718 | 0.00022498 | 299.1828 | 0 | 573.5791 | 0.00313 | 299.1828 | 0 | 572.5644 | 0 | 573.5791 | 0.00275 | 299.1828 | 0 | 299.6718 | 1.7037e-05
| 373.9409 | 0.20175 | 299.3929 | -0.0007279 | 373.9409 | 0.0288 | 299.3929 | 0 | 293.447 | 0 | 299.3929 | 0 | 299.8824 | 0 | 293.79 | -0.00079259 | 299.8825 | 0 | 299.8824 | 0 | 299.8824 | 0 | 293.79 | 0.00017338 | 299.8824 | 0 | 373.3413 | 1.0469e-05 | 299.8824 | 0 | 299.8825 | 0 | 299.3929 | 0 | 573.7367 | 0.00397 | 299.3929 | 0 | 572.7228 | 3.0002e-05 | 573.7367 | 0.00285 | 299.3929 | 0 | 299.8824 | 4.691e-06
| 374.0539 | 0.20125 | 299.603 | 0.000427 | 374.0539 | 0.02859 | 299.603 | 0 | 293.6584 | 6.6655e-06 | 299.603 | 0 | 300.0931 | 0 | 294 | 1.6864e-05 | 300.0931 | 0 | 300.0931 | 0 | 300.0931 | 1.4471e-05 | 294 | 0.0013112 | 300.0931 | 0 | 373.4528 | 8.8534e-06 | 300.0931 | 0 | 300.0931 | 0.00026592 | 299.603 | 0 | 573.8944 | 0.00339 | 299.603 | 0 | 572.8811 | 6.6672e-06 | 573.8944 | 0.00269 | 299.603 | 0 | 300.0931 | 1.7712e-05
| 374.167 | 0.19791 | 299.8131 | -0.0013905 | 374.167 | 0.03648 | 299.8131 | 0 | 293.8698 | -5.3664e-06 | 299.8131 | 0 | 300.3037 | 0 | 294.21 | -0.0010624 | 300.3037 | 0 | 300.3037 | 0 | 300.3037 | 0 | 294.21 | -0.0031426 | 300.3037 | 0 | 373.5643 | 9.7317e-06 | 300.3037 | 0 | 300.3037 | 0 | 299.8131 | 0 | 574.0521 | 0.00276 | 299.8131 | 0 | 573.0395 | 0 | 574.0521 | 0.00293 | 299.8131 | 0 | 300.3037 | 4.2907e-06
| 374.2801 | 0.1919 | 300.0232 | 0.0013955 | 374.2801 | 0.0378 | 300.0232 | 0 | 294.0812 | 5.025e-06 | 300.0232 | 0 | 300.5144 | 0 | 294.42 | -0.00035414 | 300.5143 | 0 | 300.5144 | 0 | 300.5143 | 1.6e-05 | 294.42 | -0.00015171 | 300.5144 | 0 | 373.6759 | 8.8885e-06 | 300.5144 | 0 | 300.5143 | 0.00030728 | 300.0232 | 0 | 574.2098 | 0.00348 | 300.0232 | 0 | 573.1979 | 2.6669e-05 | 574.2098 | 0.00282 | 300.0232 | 0 | 300.5143 | 1.6073e-05
| 374.3931 | 0.18763 | 300.2333 | 0.0002168 | 374.3931 | 0.04051 | 300.2333 | 0 | 294.2926 | -3.7058e-06 | 300.2333 | 0 | 300.725 | 0 | 294.63 | -0.00025296 | 300.725 | 0 | 300.725 | 0 | 300.725 | 0 | 294.63 | 0.00059601 | 300.725 | 0 | 373.7874 | 9.6028e-06 | 300.725 | 0 | 300.725 | 0 | 300.2333 | 0 | 574.3675 | 0.0023 | 300.2333 | 0 | 573.3563 | 1.0001e-05 | 574.3675 | 0.00299 | 300.2333 | 0 | 300.725 | 7.7814e-06
| 374.5062 | 0.18203 | 300.4434 | 0.0011128 | 374.5062 | 0.04276 | 300.4434 | 0 | 294.504 | 9.626e-06 | 300.4434 | 0 | 300.9357 | 0 | 294.84 | 0.00052277 | 300.9357 | 0 | 300.9357 | 0 | 300.9357 | 9.461e-06 | 294.84 | 0.0016363 | 300.9357 | 0 | 373.8989 | 8.7479e-06 | 300.9357 | 0 | 300.9357 | 0.00033434 | 300.4434 | 0 | 574.5252 | 0.00415 | 300.4434 | 0 | 573.5147 | 6.6672e-06 | 574.5252 | 0.00271 | 300.4434 | 0 | 300.9357 | 2.0311e-05
| 374.6192 | 0.17635 | 300.6536 | 2.5032e-05 | 374.6192 | 0.05001 | 300.6536 | 0 | 294.7155 | -6.117e-06 | 300.6536 | 0 | 301.1464 | 0 | 295.06 | -0.0024453 | 301.1464 | 0 | 301.1464 | 0 | 301.1464 | 0 | 295.06 | -0.0021998 | 301.1464 | 0 | 374.0105 | 8.9705e-06 | 301.1464 | 0 | 301.1464 | 0 | 300.6536 | 0 | 574.6829 | 0.00438 | 300.6536 | 0 | 573.6731 | 0 | 574.6829 | 0.0028 | 300.6536 | 0 | 301.1464 | 4.7172e-06
| 374.7323 | 0.17271 | 300.8638 | 0.00057515 | 374.7323 | 0.05291 | 300.8638 | 0 | 294.9269 | 7.1587e-06 | 300.8638 | 0 | 301.3571 | 0 | 295.27 | 0.00021923 | 301.3571 | 0 | 301.3571 | 0 | 301.3571 | 8.1631e-06 | 295.27 | -0.00037928 | 301.3571 | 0 | 374.122 | 7.9399e-06 | 301.3571 | 0 | 301.3571 | 0.00014786 | 300.8638 | 0 | 574.8406 | 0.00431 | 300.8638 | 0 | 573.8315 | 0 | 574.8406 | 0.00258 | 300.8638 | 0 | 301.3571 | 1.7239e-05
| 374.8453 | 0.17261 | 301.0739 | 0.00079013 | 374.8453 | 0.05604 | 301.0739 | 0 | 295.1384 | -4.2811e-06 | 301.0739 | 0 | 301.5678 | 0 | 295.48 | -0.0011973 | 301.5678 | 0 | 301.5678 | 0 | 301.5678 | 2.3644e-06 | 295.48 | -0.00054182 | 301.5678 | 0 | 374.2336 | 7.9282e-06 | 301.5678 | 0 | 301.5678 | 0 | 301.074 | 0 | 574.9983 | 0.00267 | 301.0739 | 0 | 573.9899 | 3.0002e-05 | 574.9983 | 0.00279 | 301.074 | 0 | 301.5678 | 5.5792e-06
| 374.9584 | 0.16523 | 301.2842 | 0.00046144 | 374.9584 | 0.06189 | 301.2842 | 0 | 295.3499 | 5.6859e-06 | 301.2842 | 0 | 301.7786 | 0 | 295.69 | -0.0012985 | 301.7786 | 0 | 301.7786 | 0 | 301.7786 | 9.6391e-06 | 295.69 | 0.0010186 | 301.7786 | 0 | 374.3452 | 8.1858e-06 | 301.7786 | 0 | 301.7786 | 0.00014682 | 301.2842 | 0 | 575.1561 | 0.00341 | 301.2842 | 0 | 574.1483 | 6.6672e-06 | 575.1561 | 0.00269 | 301.2842 | 0 | 301.7786 | 1.5896e-05
| 375.0714 | 0.16118 | 301.4944 | -0.00021296 | 375.0714 | 0.06506 | 301.4944 | 0 | 295.5614 | -2.1223e-06 | 301.4944 | 0 | 301.9893 | 0 | 295.9 | 0.0017032 | 301.9893 | 0 | 301.9893 | 0 | 301.9893 | 0 | 295.9 | 0.0020264 | 301.9893 | 0 | 374.4567 | 9.2164e-06 | 301.9893 | 0 | 301.9894 | 0 | 301.4944 | 0 | 575.3138 | 0.00234 | 301.4944 | 0 | 574.3067 | 1.0001e-05 | 575.3138 | 0.00289 | 301.4944 | 0 | 301.9893 | 7.8771e-06
| 375.1845 | 0.16044 | 301.7046 | 0.00051033 | 375.1845 | 0.07378 | 301.7046 | 0 | 295.7729 | 1.0224e-05 | 301.7046 | 0 | 302.2001 | 0 | 296.11 | 0.0001855 | 302.2001 | 0 | 302.2001 | 0 | 302.2001 | 5.2569e-06 | 296.11 | -0.0016147 | 302.2001 | 0 | 374.5683 | 9.4623e-06 | 302.2001 | 0 | 302.2001 | 0.00012602 | 301.7046 | 0 | 575.4715 | 0.0025 | 301.7046 | 0 | 574.4652 | 0 | 575.4715 | 0.00271 | 301.7046 | 0 | 302.2001 | 1.9044e-05
| 375.2975 | 0.15709 | 301.9149 | 0.00023263 | 375.2975 | 0.07829 | 301.9149 | 0 | 295.9844 | -2.2948e-06 | 301.9149 | 0 | 302.4109 | 0 | 296.32 | -0.00099496 | 302.4109 | 0 | 302.4109 | 0 | 302.4109 | 0 | 296.32 | 0.0019939 | 302.4109 | 0 | 374.6799 | 9.6263e-06 | 302.4109 | 0 | 302.4109 | 0 | 301.9149 | 0 | 575.6293 | 0.00408 | 301.9149 | 0 | 574.6236 | 3.0002e-05 | 575.6293 | 0.00295 | 301.9149 | 0 | 302.4109 | 4.2956e-06
| 375.4106 | 0.15043 | 302.1252 | 0.00048763 | 375.4106 | 0.08398 | 302.1252 | 0 | 296.1959 | 9.0504e-06 | 302.1252 | 0 | 302.6217 | 0 | 296.53 | -0.00079259 | 302.6217 | 0 | 302.6217 | 0 | 302.6217 | 7.6512e-06 | 296.53 | 0.0018964 | 302.6217 | 0 | 374.7915 | 9.5677e-06 | 302.6217 | 0 | 302.6217 | 0.00027135 | 302.1252 | 0 | 575.7871 | 0.00359 | 302.1252 | 0 | 574.7821 | 6.6672e-06 | 575.7871 | 0.00277 | 302.1252 | 0 | 302.6217 | 1.6454e-05
| 375.5236 | 0.1457 | 302.3354 | -0.00014381 | 375.5236 | 0.09296 | 302.3354 | 0 | 296.4075 | -9.1916e-06 | 302.3354 | 0 | 302.8325 | 0 | 296.74 | -0.0011973 | 302.8325 | 0 | 302.8325 | 0 | 302.8326 | 0 | 296.74 | -0.00057433 | 302.8325 | 0 | 374.9031 | 1.0247e-05 | 302.8325 | 0 | 302.8326 | 0 | 302.3354 | 0 | 575.9448 | 0.00306 | 302.3354 | 0 | 574.9405 | 3.0002e-05 | 575.9448 | 0.0029 | 302.3354 | 0 | 302.8326 | 5.9995e-06
| 375.6366 | 0.14212 | 302.5458 | 0.0012477 | 375.6366 | 0.09363 | 302.5458 | 0 | 296.619 | 4.9282e-06 | 302.5458 | 0 | 303.0434 | 0 | 296.95 | 0.001231 | 303.0434 | 0 | 303.0434 | 0 | 303.0434 | 1.0907e-05 | 296.95 | 0.0013112 | 303.0434 | 0 | 375.0147 | 8.9705e-06 | 303.0434 | 0 | 303.0434 | 0.00028742 | 302.5457 | 0 | 576.1026 | 0.00202 | 302.5458 | 0 | 575.099 | 6.6672e-06 | 576.1026 | 0.0027 | 302.5457 | 0 | 303.0434 | 1.6716e-05
| 375.7497 | 0.13901 | 302.7561 | -0.00030199 | 375.7497 | 0.09873 | 302.7561 | 0 | 296.8306 | -4.0914e-06 | 302.7561 | 0 | 303.2542 | 0 | 297.16 | -0.0026139 | 303.2542 | 0 | 303.2542 | 0 | 303.2542 | 0 | 297.16 | -0.0018422 | 303.2542 | 0 | 375.1263 | 9.6848e-06 | 303.2542 | 0 | 303.2542 | 0 | 302.7561 | 0 | 576.2604 | 0.0029 | 302.7561 | 0 | 575.2574 | 3.0002e-05 | 576.2604 | 0.00292 | 302.7561 | 0 | 303.2542 | 6.6615e-06
| 375.8627 | 0.13172 | 302.9664 | -0.00019397 | 375.8627 | 0.10128 | 302.9664 | 0 | 297.0422 | 5.2203e-06 | 302.9664 | 0 | 303.4651 | 0 | 297.37 | -0.0016358 | 303.4651 | 0 | 303.4651 | 0 | 303.4651 | 1.9318e-06 | 297.37 | 0.00049847 | 303.4651 | 0 | 375.2379 | 8.7831e-06 | 303.4651 | 0 | 303.4651 | 0.00026442 | 302.9664 | 0 | 576.4182 | 0.0036 | 302.9664 | 0 | 575.4159 | 0 | 576.4182 | 0.00279 | 302.9664 | 0 | 303.4651 | 1.8923e-05
| 375.9757 | 0.12882 | 303.1768 | -0.00056933 | 375.9757 | 0.11197 | 303.1768 | 0 | 297.2538 | -5.7014e-06 | 303.1768 | 0 | 303.676 | 0 | 297.58 | -0.0012648 | 303.676 | 0 | 303.676 | 0 | 303.676 | 0 | 297.58 | 0.00062851 | 303.676 | 0 | 375.3495 | 1.0844e-05 | 303.676 | 0 | 303.676 | 0 | 303.1768 | 0 | 576.576 | 0.00237 | 303.1768 | 0 | 575.5744 | 3.0002e-05 | 576.576 | 0.00283 | 303.1768 | 0 | 303.676 | 4.8782e-06
| 376.0888 | 0.12682 | 303.3872 | 0.00086708 | 376.0888 | 0.11713 | 303.3872 | 0 | 297.4654 | 2.1697e-06 | 303.3872 | 0 | 303.8869 | 0 | 297.79 | -0.00079259 | 303.8869 | 0 | 303.8869 | 0 | 303.8869 | 9.1607e-06 | 297.79 | -0.00093193 | 303.8869 | 0 | 375.4611 | 1.0469e-05 | 303.8869 | 0 | 303.8869 | 0.00038952 | 303.3872 | 0 | 576.7338 | 0.00176 | 303.3872 | 0 | 575.7329 | 0 | 576.7338 | 0.00255 | 303.3872 | 0 | 303.8869 | 1.7205e-05
| 376.2018 | 0.12164 | 303.5975 | -0.0006873 | 376.2018 | 0.12298 | 303.5975 | 0 | 297.6771 | 2.2994e-07 | 303.5975 | 0 | 304.0978 | 0 | 298.01 | -0.00082632 | 304.0978 | 0 | 304.0978 | 0 | 304.0978 | 0 | 298.01 | -0.0015496 | 304.0978 | 0 | 375.5727 | 1.2179e-05 | 304.0978 | 0 | 304.0978 | 0 | 303.5976 | 0 | 576.8916 | 0.00315 | 303.5975 | 0 | 575.8914 | 3.0002e-05 | 576.8916 | 0.0027 | 303.5976 | 0 | 304.0978 | 5.4952e-06
| 376.3148 | 0.11671 | 303.808 | -0.00054069 | 376.3148 | 0.12669 | 303.808 | 0 | 297.8887 | 5.4342e-06 | 303.808 | 0 | 304.3087 | 0 | 298.22 | -5.0592e-05 | 304.3087 | 0 | 304.3087 | 0 | 304.3087 | 1.1399e-05 | 298.22 | -0.0028175 | 304.3087 | 0 | 375.6844 | 1.1676e-05 | 304.3087 | 0 | 304.3087 | 0.0002337 | 303.808 | 0 | 577.0495 | 0.00371 | 303.808 | 0 | 576.0499 | 0 | 577.0495 | 0.00261 | 303.808 | 0 | 304.3087 | 1.787e-05
| 376.4279 | 0.11301 | 304.0184 | 0.00014787 | 376.4279 | 0.13446 | 304.0184 | 0 | 298.1003 | -2.8875e-06 | 304.0184 | 0 | 304.5197 | 0 | 298.43 | -0.0015346 | 304.5197 | 0 | 304.5197 | 0 | 304.5197 | 0 | 298.43 | 0.0010836 | 304.5197 | 0 | 375.796 | 1.1289e-05 | 304.5197 | 0 | 304.5197 | 0 | 304.0184 | 0 | 577.2073 | 0.0038 | 304.0184 | 0 | 576.2084 | 0 | 577.2073 | 0.0028 | 304.0184 | 0 | 304.5197 | 6.2157e-06
| 376.5409 | 0.10782 | 304.2288 | 0.0022321 | 376.5409 | 0.13979 | 304.2288 | 0 | 298.312 | 4.5799e-06 | 304.2288 | 0 | 304.7306 | 0 | 298.64 | -0.0001855 | 304.7306 | 0 | 304.7306 | 0 | 304.7307 | 2.4522e-05 | 298.64 | 0.0009536 | 304.7306 | 0 | 375.9076 | 1.0575e-05 | 304.7306 | 0 | 304.7307 | 0.00038652 | 304.2288 | 0 | 577.3651 | 0.0036 | 304.2288 | 0 | 576.3669 | 0 | 577.3651 | 0.0026 | 304.2288 | 0 | 304.7307 | 1.7962e-05
| 376.6539 | 0.10243 | 304.4393 | -0.00078741 | 376.6539 | 0.14351 | 304.4393 | 0 | 298.5237 | -4.117e-06 | 304.4393 | 0 | 304.9416 | 0 | 298.85 | -0.00072515 | 304.9416 | 0 | 304.9416 | 0 | 304.9416 | 0 | 298.85 | 0.0013438 | 304.9416 | 0 | 376.0193 | 1.0903e-05 | 304.9416 | 0 | 304.9416 | 0 | 304.4393 | 0 | 577.523 | 0.00317 | 304.4393 | 0 | 576.5254 | 3.0002e-05 | 577.523 | 0.00273 | 304.4393 | 0 | 304.9416 | 8.4661e-06
| 376.7669 | 0.09997 | 304.6498 | 0.00017087 | 376.7669 | 0.14954 | 304.6498 | 0 | 298.7354 | 2.5695e-06 | 304.6498 | 0 | 305.1526 | 0 | 299.06 | 0.002715 | 305.1526 | 0 | 305.1526 | 0 | 305.1526 | 8.933e-06 | 299.06 | -0.00057433 | 305.1526 | 0 | 376.1309 | 9.7082e-06 | 305.1526 | 0 | 305.1526 | 0.0004492 | 304.6498 | 0 | 577.6809 | 0.00454 | 304.6498 | 0 | 576.684 | 6.6672e-06 | 577.6809 | 0.0026 | 304.6498 | 0 | 305.1526 | 1.6544e-05
| 376.88 | 0.09488 | 304.8603 | -0.00040906 | 376.88 | 0.15722 | 304.8603 | 0 | 298.9471 | -3.5789e-06 | 304.8603 | 0 | 305.3636 | 0 | 299.27 | 8.4319e-05 | 305.3636 | 0 | 305.3636 | 0 | 305.3636 | 0 | 299.27 | 0.00072604 | 305.3636 | 0 | 376.2426 | 8.7714e-06 | 305.3636 | 0 | 305.3636 | 0 | 304.8603 | 0 | 577.8387 | 0.00295 | 304.8603 | 0 | 576.8425 | 1.0001e-05 | 577.8387 | 0.00276 | 304.8603 | 0 | 305.3636 | 7.2059e-06
| 376.993 | 0.08672 | 305.0708 | 0.00086148 | 376.993 | 0.16518 | 305.0708 | 0 | 299.1588 | 8.5316e-06 | 305.0708 | 0 | 305.5746 | 0 | 299.48 | 0.0005565 | 305.5746 | 0 | 305.5746 | 0 | 305.5746 | 1.2948e-05 | 299.48 | 0.0031967 | 305.5746 | 0 | 376.3543 | 7.5534e-06 | 305.5746 | 0 | 305.5747 | 0.00023418 | 305.0708 | 0 | 577.9966 | 0.00371 | 305.0708 | 0 | 577.001 | 0 | 577.9966 | 0.00263 | 305.0708 | 0 | 305.5746 | 1.9716e-05
| 377.106 | 0.08649 | 305.2813 | -0.00093401 | 377.106 | 0.16914 | 305.2813 | 0 | 299.3705 | -3.4307e-06 | 305.2813 | 0 | 305.7857 | 0 | 299.69 | -0.00065769 | 305.7857 | 0 | 305.7857 | 0 | 305.7857 | 0 | 299.69 | -0.00073687 | 305.7857 | 0 | 376.4659 | 8.4201e-06 | 305.7857 | 0 | 305.7857 | 0 | 305.2813 | 0 | 578.1545 | 0.00318 | 305.2813 | 0 | 577.1596 | 3.0002e-05 | 578.1545 | 0.00274 | 305.2813 | 0 | 305.7857 | 6.696e-06
| 377.219 | 0.08392 | 305.4918 | 0.00055136 | 377.219 | 0.17756 | 305.4918 | 0 | 299.5823 | 7.161e-06 | 305.4918 | 0 | 305.9967 | 0 | 299.9 | -0.00011805 | 305.9967 | 0 | 305.9967 | 0 | 305.9967 | 9.7119e-06 | 299.9 | -0.00047681 | 305.9967 | 0 | 376.5776 | 9.9307e-06 | 305.9967 | 0 | 305.9967 | 0.00027799 | 305.4918 | 0 | 578.3124 | 0.00318 | 305.4918 | 0 | 577.3182 | 0 | 578.3124 | 0.00263 | 305.4918 | 0 | 305.9967 | 1.65e-05
| 377.332 | 0.08096 | 305.7024 | -0.00014652 | 377.332 | 0.18285 | 305.7024 | 0 | 299.794 | -3.9359e-06 | 305.7024 | 0 | 306.2078 | 0 | 300.12 | -0.0026476 | 306.2078 | 0 | 306.2078 | 0 | 306.2078 | 0 | 300.12 | -0.0023299 | 306.2078 | 0 | 376.6893 | 1.1149e-05 | 306.2078 | 0 | 306.2078 | 0 | 305.7024 | 0 | 578.4703 | 0.00244 | 305.7024 | 0 | 577.4767 | 0 | 578.4703 | 0.00283 | 305.7024 | 0 | 306.2078 | 4.9019e-06
| 377.445 | 0.07782 | 305.913 | -0.00029058 | 377.445 | 0.19103 | 305.913 | 0 | 300.0058 | 4.8514e-06 | 305.913 | 0 | 306.4189 | 0 | 300.33 | 0.0016358 | 306.4189 | 0 | 306.4189 | 0 | 306.4189 | 8.1063e-06 | 300.33 | 0.00066102 | 306.4189 | 0 | 376.801 | 1.068e-05 | 306.4189 | 0 | 306.4189 | 0.00025307 | 305.913 | 0 | 578.6282 | 0.00383 | 305.913 | 0 | 577.6353 | 0 | 578.6282 | 0.00272 | 305.913 | 0 | 306.4189 | 1.6458e-05
| 377.5581 | 0.07463 | 306.1236 | -8.0548e-05 | 377.5581 | 0.19801 | 306.1236 | 0 | 300.2176 | -5.268e-06 | 306.1236 | 0 | 306.63 | 0 | 300.54 | -0.0011299 | 306.63 | 0 | 306.63 | 0 | 306.63 | 0 | 300.54 | -0.0020372 | 306.63 | 0 | 376.9126 | 9.6848e-06 | 306.63 | 0 | 306.63 | 0 | 306.1236 | 0 | 578.7861 | 0.00338 | 306.1236 | 0 | 577.7939 | 1.0001e-05 | 578.7861 | 0.00293 | 306.1236 | 0 | 306.63 | 6.3206e-06
| 377.6711 | 0.07283 | 306.3342 | 0.00066329 | 377.6711 | 0.21049 | 306.3342 | 0 | 300.4294 | 1.0288e-05 | 306.3342 | 0 | 306.8411 | 0 | 300.75 | -0.0022428 | 306.8411 | 0 | 306.8411 | 0 | 306.8411 | 8.6318e-06 | 300.75 | 0.00072604 | 306.8411 | 0 | 377.0244 | 7.9867e-06 | 306.8411 | 0 | 306.8411 | 0.00045642 | 306.3342 | 0 | 578.944 | 0.00418 | 306.3342 | 0 | 577.9524 | 0 | 578.944 | 0.00272 | 306.3342 | 0 | 306.8411 | 1.6026e-05
| 377.7841 | 0.06978 | 306.5448 | -0.00022668 | 377.7841 | 0.21278 | 306.5448 | 0 | 300.6412 | -4.1956e-06 | 306.5448 | 0 | 307.0522 | 0 | 300.96 | 0.00099496 | 307.0523 | 0 | 307.0522 | 0 | 307.0522 | 0 | 300.96 | 0.00049847 | 307.0522 | 0 | 377.1361 | 9.2984e-06 | 307.0522 | 0 | 307.0523 | 0 | 306.5448 | 0 | 579.1019 | 0.00338 | 306.5448 | 0 | 578.111 | 3.0002e-05 | 579.1019 | 0.00283 | 306.5448 | 0 | 307.0522 | 5.9543e-06
| 377.8971 | 0.06808 | 306.7554 | 0.0010097 | 377.8971 | 0.2233 | 306.7554 | 0 | 300.853 | 6.1807e-06 | 306.7554 | 0 | 307.2634 | 0 | 301.17 | 0.0015008 | 307.2634 | 0 | 307.2634 | 0 | 307.2634 | 1.0907e-05 | 301.17 | 0.0011487 | 307.2634 | 0 | 377.2478 | 9.8136e-06 | 307.2634 | 0 | 307.2634 | 0.00043834 | 306.7554 | 0 | 579.2599 | 0.00371 | 306.7554 | 0 | 578.2696 | 0 | 579.2599 | 0.00262 | 306.7554 | 0 | 307.2634 | 1.9111e-05
| 378.0101 | 0.06473 | 306.9661 | 0.00019402 | 378.0101 | 0.22958 | 306.9661 | 0 | 301.0649 | 8.7334e-07 | 306.9661 | 0 | 307.4746 | 0 | 301.38 | 0.00059023 | 307.4746 | 0 | 307.4746 | 0 | 307.4745 | 0 | 301.38 | -0.00028175 | 307.4746 | 0 | 377.3595 | 1.0223e-05 | 307.4746 | 0 | 307.4746 | 0 | 306.9661 | 0 | 579.4178 | 0.00287 | 306.9661 | 0 | 578.4282 | 1.0001e-05 | 579.4178 | 0.0027 | 306.9661 | 0 | 307.4745 | 5.8046e-06
| 378.1231 | 0.06209 | 307.1768 | 0.00018214 | 378.1231 | 0.24284 | 307.1768 | 0 | 301.2767 | 5.7094e-06 | 307.1768 | 0 | 307.6857 | 0 | 301.59 | 0.0018044 | 307.6857 | 0 | 307.6857 | 0 | 307.6857 | 5.1752e-06 | 301.59 | 4.3346e-05 | 307.6857 | 0 | 377.4712 | 9.6263e-06 | 307.6857 | 0 | 307.6857 | 0.00033508 | 307.1768 | 0 | 579.5758 | 0.00452 | 307.1768 | 0 | 578.5869 | 2.6669e-05 | 579.5758 | 0.00258 | 307.1768 | 0 | 307.6857 | 1.7022e-05
| 378.2361 | 0.05974 | 307.3875 | 4.6569e-05 | 378.2361 | 0.25571 | 307.3875 | 0 | 301.4886 | -1.7701e-06 | 307.3875 | 0 | 307.8969 | 0 | 301.8 | -0.0030523 | 307.8969 | 0 | 307.8969 | 0 | 307.8969 | 0 | 301.8 | -0.00089942 | 307.8969 | 0 | 377.5829 | 9.6848e-06 | 307.8969 | 0 | 307.8969 | 0 | 307.3875 | 0 | 579.7337 | 0.00371 | 307.3875 | 0 | 578.7455 | 1.0001e-05 | 579.7337 | 0.00268 | 307.3875 | 0 | 307.8969 | 1.0658e-06
| 378.3491 | 0.05843 | 307.5982 | 0.0002763 | 378.3491 | 0.26168 | 307.5982 | 0 | 301.7005 | 6.8493e-07 | 307.5982 | 0 | 308.1081 | 0 | 302.02 | 0.0013322 | 308.1082 | 0 | 308.1081 | 0 | 308.1082 | 7.7967e-06 | 302.02 | 0.00020589 | 308.1081 | 0 | 377.6946 | 1.1067e-05 | 308.1081 | 0 | 308.1082 | 0.00029531 | 307.5982 | 0 | 579.8917 | 0.0052 | 307.5982 | 0 | 578.9041 | 6.6672e-06 | 579.8917 | 0.00262 | 307.5982 | 0 | 308.1082 | 1.5013e-05
| 378.4621 | 0.05633 | 307.8089 | 0.00025456 | 378.4621 | 0.27432 | 307.8089 | 0 | 301.9124 | -4.9117e-07 | 307.8089 | 0 | 308.3194 | 0 | 302.23 | 0.00028669 | 308.3194 | 0 | 308.3194 | 0 | 308.3194 | 0 | 302.23 | -0.00037928 | 308.3194 | 0 | 377.8064 | 1.184e-05 | 308.3194 | 0 | 308.3194 | 0 | 307.8089 | 0 | 580.0497 | 0.0035 | 307.8089 | 0 | 579.0627 | 1.0001e-05 | 580.0497 | 0.0028 | 307.8089 | 0 | 308.3194 | 6.7109e-06
| 378.5751 | 0.05264 | 308.0197 | 0.00020021 | 378.5751 | 0.27863 | 308.0197 | 0 | 302.1242 | 4.8204e-06 | 308.0197 | 0 | 308.5306 | 0 | 302.44 | -1.6864e-05 | 308.5306 | 0 | 308.5306 | 0 | 308.5306 | 8.1543e-06 | 302.44 | -0.0013546 | 308.5306 | 0 | 377.9181 | 1.0856e-05 | 308.5306 | 0 | 308.5306 | 0.00019457 | 308.0197 | 0 | 580.2077 | 0.00527 | 308.0197 | 0 | 579.2214 | 6.6672e-06 | 580.2077 | 0.00267 | 308.0197 | 0 | 308.5306 | 1.6452e-05
| 378.6881 | 0.05191 | 308.2304 | -0.00027632 | 378.6881 | 0.29064 | 308.2304 | 0 | 302.3362 | 1.3113e-06 | 308.2304 | 0 | 308.7419 | 0 | 302.65 | -0.0011973 | 308.7419 | 0 | 308.7419 | 0 | 308.7419 | 0 | 302.65 | -0.00063934 | 308.7419 | 0 | 378.0299 | 9.7317e-06 | 308.7419 | 0 | 308.7419 | 0 | 308.2304 | 0 | 580.3657 | 0.00269 | 308.2304 | 0 | 579.38 | 1.0001e-05 | 580.3657 | 0.00278 | 308.2304 | 0 | 308.7419 | 7.4924e-06
| 378.8011 | 0.05088 | 308.4412 | -0.00011884 | 378.8011 | 0.29974 | 308.4412 | 0 | 302.5481 | 7.2828e-06 | 308.4412 | 0 | 308.9531 | 0 | 302.86 | 8.4319e-05 | 308.9531 | 0 | 308.9531 | 0 | 308.9532 | 6.4113e-06 | 302.86 | -0.00034676 | 308.9531 | 0 | 378.1416 | 8.5957e-06 | 308.9531 | 0 | 308.9532 | 0.00026275 | 308.4412 | 0 | 580.5237 | 0.00473 | 308.4412 | 0 | 579.5386 | 6.6672e-06 | 580.5237 | 0.00259 | 308.4412 | 0 | 308.9532 | 1.6637e-05
| 378.9141 | 0.04603 | 308.652 | -2.4047e-05 | 378.9141 | 0.31601 | 308.652 | 0 | 302.76 | -5.2649e-06 | 308.652 | 0 | 309.1644 | 0 | 303.07 | -0.0020742 | 309.1644 | 0 | 309.1644 | 0 | 309.1644 | 0 | 303.07 | -0.0014196 | 309.1644 | 0 | 378.2534 | 8.7831e-06 | 309.1644 | 0 | 309.1644 | 0 | 308.652 | 0 | 580.6817 | 0.00336 | 308.652 | 0 | 579.6973 | 0 | 580.6817 | 0.00277 | 308.652 | 0 | 309.1644 | 5.9291e-06
| 379.0271 | 0.04451 | 308.8628 | 0.00021318 | 379.0271 | 0.32915 | 308.8628 | 0 | 302.972 | 5.9114e-06 | 308.8628 | 0 | 309.3757 | 0 | 303.28 | 0.0009275 | 309.3757 | 0 | 309.3757 | 0 | 309.3757 | 9.1326e-06 | 303.28 | 1.0836e-05 | 309.3757 | 0 | 378.3651 | 8.8651e-06 | 309.3757 | 0 | 309.3757 | 0.00022643 | 308.8628 | 0 | 580.8397 | 0.00404 | 308.8628 | 0 | 579.856 | 6.6672e-06 | 580.8397 | 0.00261 | 308.8628 | 0 | 309.3757 | 1.8344e-05
| 379.1401 | 0.0445 | 309.0736 | 0.00060766 | 379.1401 | 0.34226 | 309.0736 | 0 | 303.184 | -4.4134e-06 | 309.0736 | 0 | 309.5871 | 0 | 303.49 | -1.6864e-05 | 309.587 | 0 | 309.5871 | 0 | 309.5871 | 0 | 303.49 | 0.00082357 | 309.5871 | 0 | 378.4769 | 8.2561e-06 | 309.5871 | 0 | 309.5871 | 0 | 309.0736 | 0 | 580.9977 | 0.00364 | 309.0736 | 0 | 580.0146 | 1.0001e-05 | 580.9977 | 0.00272 | 309.0736 | 0 | 309.5871 | 8.9163e-06
| 379.2531 | 0.04191 | 309.2845 | 0.00018994 | 379.2531 | 0.35566 | 309.2845 | 0 | 303.3959 | 5.3136e-06 | 309.2845 | 0 | 309.7984 | 0 | 303.71 | 0.0014672 | 309.7984 | 0 | 309.7984 | 0 | 309.7984 | 2.6629e-06 | 303.71 | 0.0026766 | 309.7984 | 0 | 378.5887 | 9.2164e-06 | 309.7984 | 0 | 309.7984 | 0.00011023 | 309.2845 | 0 | 581.1558 | 0.00441 | 309.2845 | 0 | 580.1733 | 0 | 581.1558 | 0.00249 | 309.2845 | 0 | 309.7984 | 1.4389e-05
| 379.3661 | 0.04179 | 309.4953 | -0.00047052 | 379.3661 | 0.36581 | 309.4953 | 0 | 303.6079 | -4.5555e-07 | 309.4953 | 0 | 310.0097 | 0 | 303.92 | -0.00032042 | 310.0097 | 0 | 310.0097 | 0 | 310.0097 | 0 | 303.92 | -0.0018096 | 310.0097 | 0 | 378.7004 | 9.8956e-06 | 310.0097 | 0 | 310.0097 | 0 | 309.4953 | 0 | 581.3138 | 0.00308 | 309.4953 | 0 | 580.332 | 1.0001e-05 | 581.3138 | 0.00265 | 309.4953 | 0 | 310.0097 | 4.0561e-06
| 379.4791 | 0.03932 | 309.7062 | 0.00015632 | 379.4791 | 0.38588 | 309.7062 | 0 | 303.8199 | 3.4723e-06 | 309.7062 | 0 | 310.2211 | 0 | 304.13 | 0.0026139 | 310.2211 | 0 | 310.2211 | 0 | 310.2211 | 6.0815e-06 | 304.13 | 0.0017013 | 310.2211 | 0 | 378.8122 | 9.7082e-06 | 310.2211 | 0 | 310.2211 | 0.00039604 | 309.7062 | 0 | 581.4718 | 0.00524 | 309.7062 | 0 | 580.4907 | 6.6672e-06 | 581.4718 | 0.00253 | 309.7062 | 0 | 310.2211 | 1.7628e-05
| 379.592 | 0.03658 | 309.9171 | 0.00044721 | 379.592 | 0.39882 | 309.9171 | 0 | 304.032 | -9.6889e-07 | 309.9171 | 0 | 310.4325 | 0 | 304.34 | -0.001366 | 310.4325 | 0 | 310.4325 | 0 | 310.4325 | 0 | 304.34 | 0.0009211 | 310.4325 | 0 | 378.924 | 9.9307e-06 | 310.4325 | 0 | 310.4325 | 0 | 309.9171 | 0 | 581.6299 | 0.00345 | 309.9171 | 0 | 580.6494 | 1.0001e-05 | 581.6299 | 0.00268 | 309.9171 | 0 | 310.4325 | 7.4616e-06
| 379.705 | 0.03549 | 310.128 | 0.00095061 | 379.705 | 0.42066 | 310.128 | 0 | 304.244 | 2.0962e-06 | 310.128 | 0 | 310.6439 | 0 | 304.55 | 0.0014334 | 310.6439 | 0 | 310.6439 | 0 | 310.6439 | 1.0916e-05 | 304.55 | -0.0013871 | 310.6439 | 0 | 379.0358 | 9.6731e-06 | 310.6439 | 0 | 310.6439 | 0.0003124 | 310.128 | 0 | 581.788 | 0.00406 | 310.128 | 0 | 580.8081 | 0 | 581.788 | 0.00254 | 310.128 | 0 | 310.6439 | 1.5375e-05
| 379.818 | 0.03273 | 310.3389 | -0.00069743 | 379.818 | 0.42969 | 310.3389 | 0 | 304.456 | -4.2209e-06 | 310.3389 | 0 | 310.8553 | 0 | 304.76 | -0.0005565 | 310.8553 | 0 | 310.8553 | 0 | 310.8553 | 0 | 304.76 | -0.0021673 | 310.8553 | 0 | 379.1476 | 1.1594e-05 | 310.8553 | 0 | 310.8553 | 0 | 310.339 | 0 | 581.946 | 0.00357 | 310.3389 | 0 | 580.9668 | 0 | 581.946 | 0.00272 | 310.339 | 0 | 310.8553 | 5.5759e-06
| 379.931 | 0.03338 | 310.5499 | 1.4094e-05 | 379.931 | 0.44522 | 310.5499 | 0 | 304.6681 | 5.8837e-06 | 310.5499 | 0 | 311.0667 | 0 | 304.97 | -0.0013997 | 311.0667 | 0 | 311.0667 | 0 | 311.0667 | 1.131e-06 | 304.97 | 0.0011487 | 311.0667 | 0 | 379.2594 | 1.0305e-05 | 311.0667 | 0 | 311.0667 | 7.8947e-05 | 310.5499 | 0 | 582.1041 | 0.00496 | 310.5499 | 0 | 581.1255 | 0 | 582.1041 | 0.0026 | 310.5499 | 0 | 311.0667 | 1.7151e-05
| 380.044 | 0.03261 | 310.7609 | -0.00075956 | 380.044 | 0.46173 | 310.7609 | 0 | 304.8802 | -1.3054e-06 | 310.7609 | 0 | 311.2782 | 0 | 305.18 | -0.0029174 | 311.2782 | 0 | 311.2782 | 0 | 311.2782 | 0 | 305.18 | -0.00099695 | 311.2782 | 0 | 379.3712 | 1.0961e-05 | 311.2782 | 0 | 311.2782 | 0 | 310.7609 | 0 | 582.2622 | 0.00417 | 310.7609 | 0 | 581.2842 | 0 | 582.2622 | 0.00274 | 310.7609 | 0 | 311.2782 | 6.8532e-06
| 380.157 | 0.03135 | 310.9718 | -0.00013335 | 380.157 | 0.48074 | 310.9718 | 0 | 305.0923 | 2.8287e-06 | 310.9718 | 0 | 311.4896 | 0 | 305.4 | 0.0016695 | 311.4896 | 0 | 311.4896 | 0 | 311.4896 | 5.3465e-06 | 305.4 | 0.00082357 | 311.4896 | 0 | 379.483 | 9.8371e-06 | 311.4896 | 0 | 311.4896 | 9.424e-06 | 310.9718 | 0 | 582.4203 | 0.00418 | 310.9718 | 0 | 581.443 | 0 | 582.4203 | 0.00256 | 310.9718 | 0 | 311.4896 | 1.6285e-05
| 380.2699 | 0.02973 | 311.1828 | -0.00072299 | 380.2699 | 0.49704 | 311.1828 | 0 | 305.3044 | -6.374e-06 | 311.1828 | 0 | 311.7011 | 0 | 305.61 | -0.0012985 | 311.7011 | 0 | 311.7011 | 0 | 311.7011 | 0 | 305.61 | -0.00324 | 311.7011 | 0 | 379.5949 | 9.1812e-06 | 311.7011 | 0 | 311.7011 | 0 | 311.1828 | 0 | 582.5784 | 0.00441 | 311.1828 | 0 | 581.6017 | 3.0002e-05 | 582.5784 | 0.0027 | 311.1828 | 0 | 311.7011 | 7.1682e-06
| 380.3829 | 0.0287 | 311.3938 | 0.00094645 | 380.3829 | 0.51437 | 311.3938 | 0 | 305.5164 | 7.6039e-06 | 311.3938 | 0 | 311.9126 | 0 | 305.82 | 1.6864e-05 | 311.9126 | 0 | 311.9126 | 0 | 311.9126 | 1.1002e-05 | 305.82 | 0.0002384 | 311.9126 | 0 | 379.7067 | 8.2327e-06 | 311.9126 | 0 | 311.9126 | 0.00034896 | 311.3938 | 0 | 582.7365 | 0.00292 | 311.3938 | 0 | 581.7604 | 6.6672e-06 | 582.7365 | 0.00254 | 311.3938 | 0 | 311.9126 | 1.7505e-05
| 380.4959 | 0.02623 | 311.6049 | -5.0257e-05 | 380.4959 | 0.53494 | 311.6049 | 0 | 305.7286 | -2.358e-06 | 311.6049 | 0 | 312.1241 | 0 | 306.03 | -0.00025296 | 312.1241 | 0 | 312.1241 | 0 | 312.1241 | 0 | 306.03 | -0.001062 | 312.1241 | 0 | 379.8185 | 8.3498e-06 | 312.1241 | 0 | 312.1241 | 0 | 311.6049 | 0 | 582.8946 | 0.00278 | 311.6049 | 0 | 581.9192 | 3.0002e-05 | 582.8946 | 0.0027 | 311.6049 | 0 | 312.1241 | 3.4738e-06
| 380.6089 | 0.02897 | 311.8159 | 0.00072318 | 380.6089 | 0.55682 | 311.8159 | 0 | 305.9407 | 7.2673e-06 | 311.8159 | 0 | 312.3356 | 0 | 306.24 | 1.6864e-05 | 312.3356 | 0 | 312.3356 | 0 | 312.3356 | 9.3154e-06 | 306.24 | -0.00070437 | 312.3356 | 0 | 379.9303 | 8.4786e-06 | 312.3356 | 0 | 312.3356 | 0.00025886 | 311.8159 | 0 | 583.0527 | 0.00538 | 311.8159 | 0 | 582.0779 | 0 | 583.0527 | 0.00254 | 311.8159 | 0 | 312.3356 | 1.9005e-05
| 380.7218 | 0.02636 | 312.027 | 0.0002545 | 380.7218 | 0.57802 | 312.027 | 0 | 306.1529 | -4.2724e-06 | 312.027 | 0 | 312.5471 | 0 | 306.45 | -0.00099496 | 312.5471 | 0 | 312.5471 | 0 | 312.5471 | 0 | 306.45 | -0.00028175 | 312.5471 | 0 | 380.0422 | 8.666e-06 | 312.5471 | 0 | 312.5471 | 0 | 312.027 | 0 | 583.2109 | 0.0028 | 312.027 | 0 | 582.2367 | 6.9993e-05 | 583.2109 | 0.00268 | 312.027 | 0 | 312.5471 | 5.6649e-06
| 380.8348 | 0.02577 | 312.238 | 0.00011745 | 380.8348 | 0.59203 | 312.238 | 0 | 306.365 | 4.2443e-06 | 312.238 | 0 | 312.7587 | 0 | 306.67 | 0.0027488 | 312.7587 | 0 | 312.7587 | 0 | 312.7587 | 1.0501e-05 | 306.67 | 0.00069354 | 312.7587 | 0 | 380.154 | 9.6497e-06 | 312.7587 | 0 | 312.7587 | 0.0003271 | 312.238 | 0 | 583.369 | 0.00399 | 312.238 | 0 | 582.3955 | 0 | 583.369 | 0.00247 | 312.238 | 0 | 312.7587 | 1.5243e-05
| 380.9478 | 0.02664 | 312.4491 | -0.00023588 | 380.9478 | 0.61356 | 312.4491 | 0 | 306.5772 | -3.5174e-06 | 312.4491 | 0 | 312.9703 | 0 | 306.88 | -0.00082632 | 312.9703 | 0 | 312.9703 | 0 | 312.9703 | 0 | 306.88 | -0.001192 | 312.9703 | 0 | 380.2659 | 1.0797e-05 | 312.9703 | 0 | 312.9703 | 0 | 312.4491 | 0 | 583.5272 | 0.00417 | 312.4491 | 0 | 582.5543 | 1.0001e-05 | 583.5272 | 0.00258 | 312.4491 | 0 | 312.9703 | 6.7701e-06
| 381.0607 | 0.02395 | 312.6603 | 0.00044891 | 381.0607 | 0.6316 | 312.6603 | 0 | 306.7894 | 4.6145e-06 | 312.6603 | 0 | 313.1818 | 0 | 307.09 | 0.0015008 | 313.1818 | 0 | 313.1818 | 0 | 313.1819 | 9.2524e-06 | 307.09 | 0.0017013 | 313.1818 | 0 | 380.3777 | 1.0739e-05 | 313.1818 | 0 | 313.1818 | 0.00025627 | 312.6603 | 0 | 583.6853 | 0.00334 | 312.6603 | 0 | 582.713 | 0 | 583.6853 | 0.00246 | 312.6603 | 0 | 313.1819 | 1.7976e-05
| 381.1737 | 0.02229 | 312.8714 | -0.0011216 | 381.1737 | 0.6548 | 312.8714 | 0 | 307.0016 | -1.035e-06 | 312.8714 | 0 | 313.3934 | 0 | 307.3 | -0.00069142 | 313.3934 | 0 | 313.3934 | 0 | 313.3934 | 0 | 307.3 | -0.0034351 | 313.3934 | 0 | 380.4896 | 9.8371e-06 | 313.3934 | 0 | 313.3934 | 0 | 312.8714 | 0 | 583.8435 | 0.00378 | 312.8714 | 0 | 582.8718 | 0 | 583.8435 | 0.00266 | 312.8714 | 0 | 313.3934 | 2.7631e-06
| 381.2867 | 0.02323 | 313.0825 | 0.00020916 | 381.2867 | 0.66791 | 313.0825 | 0 | 307.2138 | 3.4509e-06 | 313.0825 | 0 | 313.6051 | 0 | 307.51 | 0.00086005 | 313.6051 | 0 | 313.6051 | 0 | 313.605 | 9.6866e-06 | 307.51 | -0.00050931 | 313.6051 | 0 | 380.6015 | 9.2398e-06 | 313.6051 | 0 | 313.605 | 0.00040709 | 313.0825 | 0 | 584.0016 | 0.00318 | 313.0825 | 0 | 583.0306 | 0 | 584.0016 | 0.00252 | 313.0825 | 0 | 313.605 | 1.6112e-05
| 381.3997 | 0.0196 | 313.2937 | 9.2103e-06 | 381.3997 | 0.68736 | 313.2937 | 0 | 307.426 | -2.3852e-06 | 313.2937 | 0 | 313.8167 | 0 | 307.72 | -0.00038786 | 313.8167 | 0 | 313.8167 | 0 | 313.8167 | 0 | 307.72 | 0.00030341 | 313.8167 | 0 | 380.7133 | 9.8722e-06 | 313.8167 | 0 | 313.8167 | 0 | 313.2937 | 0 | 584.1598 | 0.00232 | 313.2937 | 0 | 583.1894 | 5.0004e-05 | 584.1598 | 0.00262 | 313.2937 | 0 | 313.8167 | 7.7988e-06
| 381.5126 | 0.02183 | 313.5049 | 0.00089742 | 381.5126 | 0.69445 | 313.5049 | 0 | 307.6383 | 5.7185e-06 | 313.5049 | 0 | 314.0283 | 0 | 307.93 | 0.00065769 | 314.0283 | 0 | 314.0283 | 0 | 314.0283 | 8.8273e-06 | 307.93 | 1.0836e-05 | 314.0283 | 0 | 380.8252 | 9.4623e-06 | 314.0283 | 0 | 314.0283 | 0.00041767 | 313.5049 | 0 | 584.318 | 0.00432 | 313.5049 | 0 | 583.3482 | 0 | 584.318 | 0.00246 | 313.5049 | 0 | 314.0283 | 1.6033e-05
| 381.6256 | 0.01913 | 313.7161 | -0.00046732 | 381.6256 | 0.71899 | 313.7161 | 0 | 307.8505 | -7.3408e-06 | 313.7161 | 0 | 314.24 | 0 | 308.15 | -0.00099496 | 314.24 | 0 | 314.24 | 0 | 314.24 | 0 | 308.15 | -0.00047681 | 314.24 | 0 | 380.9371 | 9.3803e-06 | 314.24 | 0 | 314.24 | 0 | 313.7161 | 0 | 584.4762 | 0.00241 | 313.7161 | 0 | 583.5071 | 1.0001e-05 | 584.4762 | 0.00263 | 313.7161 | 0 | 314.24 | 7.3394e-06
| 381.7385 | 0.01888 | 313.9273 | 0.00064108 | 381.7385 | 0.73304 | 313.9273 | 0 | 308.0628 | 5.1714e-06 | 313.9273 | 0 | 314.4517 | 0 | 308.36 | 0.00086005 | 314.4517 | 0 | 314.4517 | 0 | 314.4517 | 6.1066e-06 | 308.36 | -0.0016147 | 314.4517 | 0 | 381.049 | 8.0687e-06 | 314.4517 | 0 | 314.4517 | 0.00032218 | 313.9273 | 0 | 584.6344 | 0.00313 | 313.9273 | 0 | 583.6659 | 6.6672e-06 | 584.6344 | 0.00253 | 313.9273 | 0 | 314.4517 | 1.6473e-05
| 381.8515 | 0.01881 | 314.1385 | 0.0004409 | 381.8515 | 0.75052 | 314.1385 | 0 | 308.2751 | -6.0003e-07 | 314.1385 | 0 | 314.6633 | 0 | 308.57 | -0.00038786 | 314.6633 | 0 | 314.6633 | 0 | 314.6634 | 0 | 308.57 | 0.00010836 | 314.6633 | 0 | 381.1609 | 9.0993e-06 | 314.6633 | 0 | 314.6634 | 0 | 314.1385 | 0 | 584.7926 | 0.00341 | 314.1385 | 0 | 583.8247 | 3.0002e-05 | 584.7926 | 0.00275 | 314.1385 | 0 | 314.6634 | 7.3033e-06
| 381.9645 | 0.01692 | 314.3497 | -9.8199e-05 | 381.9645 | 0.75834 | 314.3497 | 0 | 308.4874 | 1.1884e-05 | 314.3497 | 0 | 314.8751 | 0 | 308.78 | -0.00072515 | 314.875 | 0 | 314.8751 | 0 | 314.8751 | 0 | 308.78 | -5.4182e-05 | 314.8751 | 0 | 381.2728 | 1.0305e-05 | 314.8751 | 0 | 314.8751 | 0.00015991 | 314.3497 | 0 | 584.9508 | 0.00417 | 314.3497 | 0 | 583.9836 | 0 | 584.9508 | 0.00257 | 314.3497 | 0 | 314.8751 | 2.0294e-05
| 382.0774 | 0.01655 | 314.561 | -0.00056008 | 382.0774 | 0.77906 | 314.561 | 0 | 308.6997 | -4.3194e-06 | 314.561 | 0 | 315.0868 | 0 | 308.99 | 1.6864e-05 | 315.0868 | 0 | 315.0868 | 0 | 315.0868 | 0 | 308.99 | -0.00073687 | 315.0868 | 0 | 381.3847 | 1.0223e-05 | 315.0868 | 0 | 315.0868 | 0 | 314.561 | 0 | 585.109 | 0.00283 | 314.561 | 0 | 584.1424 | 3.0002e-05 | 585.109 | 0.00269 | 314.561 | 0 | 315.0868 | 5.9565e-06
| 382.1904 | 0.01625 | 314.7723 | 0.00069025 | 382.1904 | 0.79283 | 314.7723 | 0 | 308.912 | 5.1113e-06 | 314.7723 | 0 | 315.2985 | 0 | 309.21 | -0.00059023 | 315.2985 | 0 | 315.2985 | 0 | 315.2985 | 1.0908e-05 | 309.21 | -2.1673e-05 | 315.2985 | 0 | 381.4966 | 1.0141e-05 | 315.2985 | 0 | 315.2985 | 0.00038466 | 314.7723 | 0 | 585.2673 | 0.00432 | 314.7723 | 0 | 584.3012 | 6.6672e-06 | 585.2673 | 0.00241 | 314.7723 | 0 | 315.2985 | 1.7941e-05
| 382.3033 | 0.0141 | 314.9836 | 0.00043719 | 382.3033 | 0.81124 | 314.9836 | 0 | 309.1243 | -2.3802e-06 | 314.9836 | 0 | 315.5103 | 0 | 309.42 | -0.0009275 | 315.5103 | 0 | 315.5103 | 0 | 315.5103 | 0 | 309.42 | 1.0836e-05 | 315.5103 | 0 | 381.6085 | 8.8299e-06 | 315.5103 | 0 | 315.5102 | 0 | 314.9836 | 0 | 585.4255 | 0.00239 | 314.9836 | 0 | 584.4601 | 1.0001e-05 | 585.4255 | 0.00254 | 314.9836 | 0 | 315.5103 | 5.9591e-06
| 382.4163 | 0.01098 | 315.1949 | 0.00020301 | 382.4163 | 0.81617 | 315.1949 | 0 | 309.3367 | 6.8969e-06 | 315.1949 | 0 | 315.722 | 0 | 309.63 | -0.00038786 | 315.722 | 0 | 315.722 | 0 | 315.722 | 5.5389e-06 | 309.63 | -2.1673e-05 | 315.722 | 0 | 381.7205 | 9.8956e-06 | 315.722 | 0 | 315.722 | 0.00022539 | 315.1949 | 0 | 585.5838 | 0.00285 | 315.1949 | 0 | 584.619 | 0 | 585.5838 | 0.00238 | 315.1949 | 0 | 315.722 | 1.5733e-05
| 382.5292 | 0.01331 | 315.4062 | -0.00075472 | 382.5292 | 0.83215 | 315.4062 | 0 | 309.549 | -4.8235e-07 | 315.4062 | 0 | 315.9338 | 0 | 309.84 | -0.0023778 | 315.9338 | 0 | 315.9338 | 0 | 315.9338 | 0 | 309.84 | -0.0025899 | 315.9338 | 0 | 381.8324 | 9.193e-06 | 315.9338 | 0 | 315.9338 | 0 | 315.4062 | 0 | 585.742 | 0.00327 | 315.4062 | 0 | 584.7778 | 1.0001e-05 | 585.742 | 0.00258 | 315.4062 | 0 | 315.9338 | 4.6076e-06
| 382.6422 | 0.01168 | 315.6176 | 0.00086456 | 382.6422 | 0.8401 | 315.6176 | 0 | 309.7614 | 2.6102e-06 | 315.6176 | 0 | 316.1456 | 0 | 310.05 | 0.0018719 | 316.1456 | 0 | 316.1456 | 0 | 316.1456 | 1.0974e-05 | 310.05 | -0.00076939 | 316.1456 | 0 | 381.9443 | 8.947e-06 | 316.1456 | 0 | 316.1456 | 0.00028783 | 315.6175 | 0 | 585.9003 | 0.00512 | 315.6176 | 0 | 584.9367 | 6.6672e-06 | 585.9003 | 0.00253 | 315.6175 | 0 | 316.1456 | 1.6908e-05
| 382.7551 | 0.01119 | 315.8289 | 0.00042269 | 382.7551 | 0.85161 | 315.8289 | 0 | 309.9738 | -5.0649e-06 | 315.8289 | 0 | 316.3574 | 0 | 310.26 | 5.0592e-05 | 316.3574 | 0 | 316.3574 | 0 | 316.3574 | 0 | 310.26 | 0.00066102 | 316.3574 | 0 | 382.0563 | 7.7642e-06 | 316.3574 | 0 | 316.3574 | 0 | 315.8289 | 0 | 586.0585 | 0.00313 | 315.8289 | 0 | 585.0956 | 1.0001e-05 | 586.0585 | 0.00266 | 315.8289 | 0 | 316.3574 | 7.0862e-06
| 382.8681 | 0.00977 | 316.0403 | -0.00080045 | 382.8681 | 0.86982 | 316.0403 | 0 | 310.1862 | 8.9145e-06 | 316.0403 | 0 | 316.5692 | 0 | 310.48 | 0.0015684 | 316.5693 | 0 | 316.5692 | 0 | 316.5692 | 1.0999e-05 | 310.48 | 0.00059601 | 316.5692 | 0 | 382.1682 | 8.0922e-06 | 316.5692 | 0 | 316.5692 | 0.00028996 | 316.0403 | 0 | 586.2168 | 0.00308 | 316.0403 | 0 | 585.2545 | 6.6672e-06 | 586.2168 | 0.00253 | 316.0403 | 0 | 316.5692 | 1.6328e-05
| 382.981 | 0.00866 | 316.2517 | -0.0012367 | 382.981 | 0.8788 | 316.2517 | 0 | 310.3986 | -2.5814e-06 | 316.2517 | 0 | 316.7811 | 0 | 310.69 | 5.0592e-05 | 316.7811 | 0 | 316.7811 | 0 | 316.7811 | 0 | 310.69 | -0.0017121 | 316.7811 | 0 | 382.2802 | 1.0692e-05 | 316.7811 | 0 | 316.7811 | 0 | 316.2517 | 0 | 586.3751 | 0.00369 | 316.2517 | 0 | 585.4134 | 0 | 586.3751 | 0.00253 | 316.2517 | 0 | 316.7811 | 6.1099e-06
| 383.094 | 0.00783 | 316.4631 | 0.00018492 | 383.094 | 0.888 | 316.4631 | 0 | 310.611 | 4.7605e-06 | 316.4631 | 0 | 316.9929 | 0 | 310.9 | -0.00038786 | 316.993 | 0 | 316.9929 | 0 | 316.993 | 4.6615e-06 | 310.9 | 0.00059601 | 316.9929 | 0 | 382.3921 | 1.0844e-05 | 316.9929 | 0 | 316.993 | 0.00030736 | 316.4631 | 0 | 586.5334 | 0.00445 | 316.4631 | 0 | 585.5723 | 0 | 586.5334 | 0.0024 | 316.4631 | 0 | 316.993 | 1.7355e-05
| 383.2069 | 0.00882 | 316.6745 | -0.00022963 | 383.2069 | 0.89981 | 316.6745 | 0 | 310.8234 | -2.7521e-06 | 316.6745 | 0 | 317.2048 | 0 | 311.11 | 0.00042159 | 317.2048 | 0 | 317.2048 | 0 | 317.2048 | 0 | 311.11 | 0.0013112 | 317.2048 | 0 | 382.5041 | 1.0879e-05 | 317.2048 | 0 | 317.2048 | 0 | 316.6745 | 0 | 586.6917 | 0.00429 | 316.6745 | 0 | 585.7312 | 3.0002e-05 | 586.6917 | 0.00257 | 316.6745 | 0 | 317.2048 | 4.5995e-06
| 383.3199 | 0.00678 | 316.886 | 0.00047937 | 383.3199 | 0.90675 | 316.886 | 0 | 311.0359 | 7.4886e-06 | 316.886 | 0 | 317.4167 | 0 | 311.32 | 0.0034908 | 317.4167 | 0 | 317.4167 | 0 | 317.4167 | 8.7907e-06 | 311.32 | 0.0020915 | 317.4167 | 0 | 382.616 | 8.2327e-06 | 317.4167 | 0 | 317.4167 | 0.00033723 | 316.886 | 0 | 586.85 | 0.00396 | 316.886 | 0 | 585.8901 | 2.6669e-05 | 586.85 | 0.00247 | 316.886 | 0 | 317.4167 | 1.7014e-05
| 383.4328 | 0.00673 | 317.0974 | -0.00081382 | 383.4328 | 0.90831 | 317.0974 | 0 | 311.2484 | -1.2616e-06 | 317.0974 | 0 | 317.6286 | 0 | 311.54 | -0.0011636 | 317.6286 | 0 | 317.6286 | 0 | 317.6286 | 0 | 311.54 | -0.0024274 | 317.6286 | 0 | 382.728 | 8.9353e-06 | 317.6286 | 0 | 317.6286 | 0 | 317.0974 | 0 | 587.0083 | 0.00283 | 317.0974 | 0 | 586.049 | 0 | 587.0083 | 0.00258 | 317.0974 | 0 | 317.6286 | 5.0246e-06
| 383.5457 | 0.0074 | 317.3089 | 0.00046835 | 383.5457 | 0.91932 | 317.3089 | 0 | 311.4608 | 2.1187e-06 | 317.3089 | 0 | 317.8405 | 0 | 311.75 | 0.0014334 | 317.8405 | 0 | 317.8405 | 0 | 317.8405 | 5.5287e-06 | 311.75 | 0.00079106 | 317.8405 | 0 | 382.84 | 8.0453e-06 | 317.8405 | 0 | 317.8406 | 0.00047515 | 317.3089 | 0 | 587.1667 | 0.00506 | 317.3089 | 0 | 586.2079 | 2.6669e-05 | 587.1667 | 0.00239 | 317.3089 | 0 | 317.8405 | 1.885e-05
| 383.6587 | 0.00618 | 317.5204 | -0.001626 | 383.6587 | 0.91452 | 317.5204 | 0 | 311.6733 | 1.1969e-06 | 317.5204 | 0 | 318.0525 | 0 | 311.96 | 0.00035414 | 318.0525 | 0 | 318.0525 | 0 | 318.0525 | 0 | 311.96 | 0.0017663 | 318.0525 | 0 | 382.952 | 8.7479e-06 | 318.0525 | 0 | 318.0525 | 0 | 317.5204 | 0 | 587.325 | 0.00503 | 317.5204 | 0 | 586.3669 | 1.0001e-05 | 587.325 | 0.00256 | 317.5204 | 0 | 318.0525 | 2.8116e-06
| 383.7716 | 0.00621 | 317.7319 | 0.00067858 | 383.7716 | 0.9306 | 317.7319 | 0 | 311.8858 | 8.2815e-06 | 317.7319 | 0 | 318.2644 | 0 | 312.17 | 0.001737 | 318.2644 | 0 | 318.2644 | 0 | 318.2644 | 6.2313e-06 | 312.17 | -0.00054182 | 318.2644 | 0 | 383.064 | 8.4786e-06 | 318.2644 | 0 | 318.2644 | 0.00052557 | 317.7319 | 0 | 587.4833 | 0.00443 | 317.7319 | 0 | 586.5258 | 6.6672e-06 | 587.4833 | 0.00246 | 317.7319 | 0 | 318.2644 | 1.7255e-05
| 383.8846 | 0.00417 | 317.9434 | 0.00064383 | 383.8846 | 0.92787 | 317.9434 | 0 | 312.0983 | -6.0338e-06 | 317.9434 | 0 | 318.4764 | 0 | 312.38 | 0.0011636 | 318.4764 | 0 | 318.4764 | 0 | 318.4764 | 0 | 312.38 | -0.00070437 | 318.4764 | 0 | 383.176 | 8.5957e-06 | 318.4764 | 0 | 318.4764 | 0 | 317.9434 | 0 | 587.6417 | 0.00457 | 317.9434 | 0 | 586.6848 | 0 | 587.6417 | 0.00261 | 317.9434 | 0 | 318.4764 | 7.6556e-06
| 383.9975 | 0.0059 | 318.155 | -0.00010172 | 383.9975 | 0.93674 | 318.155 | 0 | 312.3109 | 3.8069e-06 | 318.155 | 0 | 318.6884 | 0 | 312.6 | 0.0020405 | 318.6884 | 0 | 318.6884 | 0 | 318.6884 | 4.1947e-06 | 312.6 | 0.00017338 | 318.6884 | 0 | 383.288 | 9.0524e-06 | 318.6884 | 0 | 318.6884 | 0.00017841 | 318.155 | 0 | 587.8 | 0.00554 | 318.155 | 0 | 586.8437 | 2.6669e-05 | 587.8 | 0.00248 | 318.155 | 0 | 318.6884 | 1.714e-05
| 384.1104 | 0.00492 | 318.3665 | 9.9881e-05 | 384.1104 | 0.93831 | 318.3665 | 0 | 312.5234 | -3.1353e-06 | 318.3665 | 0 | 318.9004 | 0 | 312.81 | -0.00038786 | 318.9004 | 0 | 318.9004 | 0 | 318.9004 | 0 | 312.81 | -0.00041178 | 318.9004 | 0 | 383.3999 | 1.0305e-05 | 318.9004 | 0 | 318.9004 | 0 | 318.3665 | 0 | 587.9584 | 0.00297 | 318.3665 | 0 | 587.0027 | 1.0001e-05 | 587.9584 | 0.00254 | 318.3665 | 0 | 318.9004 | 5.0936e-06
| 384.2234 | 0.00416 | 318.5781 | -4.9352e-05 | 384.2234 | 0.94063 | 318.5781 | 0 | 312.7359 | 7.5859e-06 | 318.5781 | 0 | 319.1124 | 0 | 313.02 | 0.00025296 | 319.1124 | 0 | 319.1124 | 0 | 319.1124 | 9.4124e-06 | 313.02 | 0.0010836 | 319.1124 | 0 | 383.512 | 1.1313e-05 | 319.1124 | 0 | 319.1124 | 0.00014535 | 318.5781 | 0 | 588.1168 | 0.00364 | 318.5781 | 0 | 587.1617 | 2.6669e-05 | 588.1168 | 0.0024 | 318.5781 | 0 | 319.1124 | 1.5869e-05
| 384.3363 | 0.00337 | 318.7897 | -4.5332e-06 | 384.3363 | 0.9526 | 318.7897 | 0 | 312.9485 | -7.9391e-06 | 318.7897 | 0 | 319.3244 | 0 | 313.23 | -0.0028838 | 319.3244 | 0 | 319.3244 | 0 | 319.3244 | 0 | 313.23 | -0.0012895 | 319.3244 | 0 | 383.624 | 1.02e-05 | 319.3244 | 0 | 319.3244 | 0 | 318.7897 | 0 | 588.2751 | 0.0038 | 318.7897 | 0 | 587.3206 | 1.0001e-05 | 588.2751 | 0.00249 | 318.7897 | 0 | 319.3244 | 7.0938e-06
| 384.4492 | 0.00403 | 319.0013 | 0.00022392 | 384.4492 | 0.95485 | 319.0013 | 0 | 313.1611 | 2.5581e-06 | 319.0013 | 0 | 319.5365 | 0 | 313.44 | -0.00059023 | 319.5365 | 0 | 319.5365 | 0 | 319.5364 | 4.4832e-06 | 313.44 | 0.002514 | 319.5365 | 0 | 383.736 | 8.7245e-06 | 319.5365 | 0 | 319.5364 | 0.00036228 | 319.0013 | 0 | 588.4335 | 0.00462 | 319.0013 | 0 | 587.4796 | 0 | 588.4335 | 0.0024 | 319.0013 | 0 | 319.5364 | 1.9592e-05
| 384.5622 | 0.00451 | 319.2129 | -0.0003995 | 384.5622 | 0.95939 | 319.2129 | 0 | 313.3737 | -1.7426e-06 | 319.2129 | 0 | 319.7485 | 0 | 313.66 | -0.0019393 | 319.7485 | 0 | 319.7485 | 0 | 319.7485 | 0 | 313.66 | -0.00047681 | 319.7485 | 0 | 383.848 | 8.7831e-06 | 319.7485 | 0 | 319.7485 | 0 | 319.2129 | 0 | 588.5919 | 0.0032 | 319.2129 | 0 | 587.6386 | 0 | 588.5919 | 0.00256 | 319.2129 | 0 | 319.7485 | 6.4897e-06
| 384.6751 | 0.00329 | 319.4246 | 0.00068404 | 384.6751 | 0.94848 | 319.4246 | 0 | 313.5863 | 5.7726e-06 | 319.4246 | 0 | 319.9606 | 0 | 313.87 | 0.0012985 | 319.9606 | 0 | 319.9606 | 0 | 319.9606 | 1.2702e-05 | 313.87 | 0.0023191 | 319.9606 | 0 | 383.9601 | 9.7551e-06 | 319.9606 | 0 | 319.9606 | 0.00041003 | 319.4246 | 0 | 588.7503 | 0.00352 | 319.4246 | 0 | 587.7976 | 6.6672e-06 | 588.7503 | 0.00248 | 319.4246 | 0 | 319.9606 | 2.0015e-05
| 384.788 | 0.00364 | 319.6362 | -0.00049957 | 384.788 | 0.95898 | 319.6362 | 0 | 313.7989 | -3.3565e-06 | 319.6362 | 0 | 320.1727 | 0 | 314.08 | -8.4319e-05 | 320.1727 | 0 | 320.1727 | 0 | 320.1727 | 0 | 314.08 | -0.00099695 | 320.1727 | 0 | 384.0721 | 1.0774e-05 | 320.1727 | 0 | 320.1727 | 0 | 319.6362 | 0 | 588.9087 | 0.00357 | 319.6362 | 0 | 587.9566 | 0 | 588.9087 | 0.00256 | 319.6362 | 0 | 320.1727 | 4.452e-06
| 384.901 | 0.00301 | 319.8479 | -9.4592e-06 | 384.901 | 0.95771 | 319.8479 | 0 | 314.0115 | 6.5567e-06 | 319.8479 | 0 | 320.3848 | 0 | 314.29 | 0.0045363 | 320.3848 | 0 | 320.3848 | 0 | 320.3848 | 8.655e-06 | 314.29 | -0.00060684 | 320.3848 | 0 | 384.1841 | 1.0001e-05 | 320.3848 | 0 | 320.3848 | 0.0002538 | 319.8479 | 0 | 589.0671 | 0.00262 | 319.8479 | 0 | 588.1156 | 6.6672e-06 | 589.0671 | 0.00243 | 319.8479 | 0 | 320.3848 | 1.8013e-05
| 385.0139 | 0.00289 | 320.0596 | -0.00025841 | 385.0139 | 0.96134 | 320.0596 | 0 | 314.2242 | -5.125e-06 | 320.0596 | 0 | 320.5969 | 0 | 314.5 | 0.00032042 | 320.5969 | 0 | 320.5969 | 0 | 320.5969 | 0 | 314.5 | -0.0021348 | 320.5969 | 0 | 384.2962 | 1.068e-05 | 320.5969 | 0 | 320.5969 | 0 | 320.0596 | 0 | 589.2256 | 0.00417 | 320.0596 | 0 | 588.2746 | 3.0002e-05 | 589.2256 | 0.00255 | 320.0596 | 0 | 320.5969 | 6.1159e-06
| 385.1268 | 0.0032 | 320.2713 | 0.00029597 | 385.1268 | 0.96399 | 320.2713 | 0 | 314.4368 | 7.4425e-06 | 320.2713 | 0 | 320.809 | 0 | 314.72 | -0.00035414 | 320.809 | 0 | 320.809 | 0 | 320.809 | 3.9228e-06 | 314.72 | -5.4182e-05 | 320.809 | 0 | 384.4082 | 9.8488e-06 | 320.809 | 0 | 320.809 | 0.0002732 | 320.2713 | 0 | 589.384 | 0.00478 | 320.2713 | 0 | 588.4336 | 6.6672e-06 | 589.384 | 0.00252 | 320.2713 | 0 | 320.809 | 1.6595e-05
| 385.2397 | 0.00255 | 320.483 | -0.00079427 | 385.2397 | 0.96772 | 320.483 | 0 | 314.6495 | -5.4917e-06 | 320.483 | 0 | 321.0212 | 0 | 314.93 | -0.0020405 | 321.0212 | 0 | 321.0212 | 0 | 321.0212 | 0 | 314.93 | -0.00063934 | 321.0212 | 0 | 384.5203 | 1.0797e-05 | 321.0212 | 0 | 321.0212 | 0 | 320.483 | 0 | 589.5424 | 0.00311 | 320.483 | 0 | 588.5927 | 3.0002e-05 | 589.5424 | 0.00259 | 320.483 | 0 | 321.0212 | 5.3968e-06
| 385.3526 | 0.00238 | 320.6948 | 0.000794 | 385.3526 | 0.97007 | 320.6948 | 0 | 314.8622 | 4.9266e-06 | 320.6948 | 0 | 321.2333 | 0 | 315.14 | 0.00042159 | 321.2333 | 0 | 321.2333 | 0 | 321.2333 | 8.0623e-06 | 315.14 | 0.00040094 | 321.2333 | 0 | 384.6323 | 9.8722e-06 | 321.2333 | 0 | 321.2333 | 0.0003026 | 320.6948 | 0 | 589.7009 | 0.00366 | 320.6948 | 0 | 588.7517 | 0 | 589.7009 | 0.00248 | 320.6948 | 0 | 321.2333 | 1.8823e-05
| 385.4656 | 0.00185 | 320.9065 | 0.00056103 | 385.4656 | 0.97105 | 320.9065 | 0 | 315.0749 | -4.8623e-06 | 320.9065 | 0 | 321.4455 | 0 | 315.35 | -0.00079259 | 321.4455 | 0 | 321.4455 | 0 | 321.4455 | 0 | 315.35 | -2.1673e-05 | 321.4455 | 0 | 384.7444 | 1.0926e-05 | 321.4455 | 0 | 321.4455 | 0 | 320.9065 | 0 | 589.8593 | 0.00339 | 320.9065 | 0 | 588.9107 | 3.0002e-05 | 589.8593 | 0.00254 | 320.9065 | 0 | 321.4455 | 6.7856e-06
| 385.5785 | 0.0016 | 321.1183 | 0.000579 | 385.5785 | 0.96482 | 321.1183 | 0 | 315.2876 | 4.4129e-06 | 321.1183 | 0 | 321.6577 | 0 | 315.56 | 0.0013322 | 321.6577 | 0 | 321.6577 | 0 | 321.6577 | 9.9074e-06 | 315.56 | 4.3346e-05 | 321.6577 | 0 | 384.8565 | 9.9776e-06 | 321.6577 | 0 | 321.6577 | 0.00028961 | 321.1183 | 0 | 590.0178 | 0.0032 | 321.1183 | 0 | 589.0698 | 0 | 590.0178 | 0.00239 | 321.1183 | 0 | 321.6577 | 1.668e-05
| 385.6914 | 0.00134 | 321.3301 | -0.00036993 | 385.6914 | 0.97493 | 321.3301 | 0 | 315.5003 | -4.5805e-06 | 321.3301 | 0 | 321.8699 | 0 | 315.78 | -0.0011299 | 321.8699 | 0 | 321.8699 | 0 | 321.8699 | 0 | 315.78 | -0.0021673 | 321.8699 | 0 | 384.9686 | 1.1512e-05 | 321.8699 | 0 | 321.8699 | 0 | 321.3301 | 0 | 590.1763 | 0.00267 | 321.3301 | 0 | 589.2288 | 3.0002e-05 | 590.1763 | 0.00248 | 321.3301 | 0 | 321.8699 | 6.2968e-06
| 385.8043 | 0.00175 | 321.5419 | 0.00026541 | 385.8043 | 0.97553 | 321.5419 | 0 | 315.713 | 6.4288e-06 | 321.5419 | 0 | 322.0822 | 0 | 315.99 | -0.0016695 | 322.0822 | 0 | 322.0822 | 0 | 322.0822 | 9.6821e-06 | 315.99 | -0.0016472 | 322.0822 | 0 | 385.0806 | 1.1395e-05 | 322.0822 | 0 | 322.0822 | 0.00025204 | 321.5419 | 0 | 590.3347 | 0.0055 | 321.5419 | 0 | 589.3879 | 0 | 590.3347 | 0.00234 | 321.5419 | 0 | 322.0822 | 1.9467e-05
| 385.9172 | 0.00102 | 321.7537 | 0.00018365 | 385.9172 | 0.9775 | 321.7537 | 0 | 315.9258 | -3.6012e-06 | 321.7537 | 0 | 322.2944 | 0 | 316.2 | -0.0019393 | 322.2944 | 0 | 322.2944 | 0 | 322.2944 | 0 | 316.2 | -0.00034676 | 322.2944 | 0 | 385.1927 | 1.1289e-05 | 322.2944 | 0 | 322.2944 | 0 | 321.7537 | 0 | 590.4932 | 0.00239 | 321.7537 | 0 | 589.547 | 1.0001e-05 | 590.4932 | 0.0025 | 321.7537 | 0 | 322.2944 | 5.2866e-06
| 386.0301 | 0.00266 | 321.9655 | 1.0643e-05 | 386.0301 | 0.98265 | 321.9655 | 0 | 316.1385 | 7.9188e-06 | 321.9655 | 0 | 322.5067 | 0 | 316.41 | 0.0027488 | 322.5067 | 0 | 322.5067 | 0 | 322.5067 | 4.1009e-06 | 316.41 | 0.00079106 | 322.5067 | 0 | 385.3048 | 9.8371e-06 | 322.5067 | 0 | 322.5066 | 0.00022246 | 321.9655 | 0 | 590.6517 | 0.00316 | 321.9655 | 0 | 589.706 | 0 | 590.6517 | 0.00236 | 321.9655 | 0 | 322.5067 | 1.7197e-05
| 386.1431 | 0.00167 | 322.1774 | -0.00082092 | 386.1431 | 0.98891 | 322.1774 | 0 | 316.3513 | -3.0259e-06 | 322.1774 | 0 | 322.7189 | 0 | 316.63 | -0.0012985 | 322.7189 | 0 | 322.7189 | 0 | 322.7189 | 0 | 316.63 | -0.00096444 | 322.7189 | 0 | 385.4169 | 9.8136e-06 | 322.7189 | 0 | 322.7189 | 0 | 322.1774 | 0 | 590.8102 | 0.00331 | 322.1774 | 0 | 589.8651 | 0 | 590.8102 | 0.00246 | 322.1774 | 0 | 322.7189 | 4.3697e-06
| 386.256 | 0.00196 | 322.3893 | 0.0007272 | 386.256 | 0.98769 | 322.3893 | 0 | 316.5641 | 2.9493e-06 | 322.3893 | 0 | 322.9312 | 0 | 316.84 | 0.0023441 | 322.9312 | 0 | 322.9312 | 0 | 322.9312 | 7.6265e-06 | 316.84 | -0.0008344 | 322.9312 | 0 | 385.529 | 1.0446e-05 | 322.9312 | 0 | 322.9312 | 0.00020934 | 322.3893 | 0 | 590.9687 | 0.00422 | 322.3893 | 0 | 590.0242 | 6.6672e-06 | 590.9687 | 0.00234 | 322.3893 | 0 | 322.9312 | 1.9175e-05
| 386.3689 | 0.00199 | 322.6012 | -0.00085087 | 386.3689 | 0.99463 | 322.6012 | 0 | 316.7769 | -3.8386e-06 | 322.6012 | 0 | 323.1435 | 0 | 317.05 | -0.00285 | 323.1435 | 0 | 323.1435 | 0 | 323.1435 | 0 | 317.05 | 0.00020589 | 323.1435 | 0 | 385.6411 | 1.0715e-05 | 323.1435 | 0 | 323.1435 | 0 | 322.6012 | 0 | 591.1272 | 0.00304 | 322.6012 | 0 | 590.1833 | 1.0001e-05 | 591.1272 | 0.00244 | 322.6012 | 0 | 323.1435 | 5.7754e-06
| 386.4818 | 0.00084583 | 322.8131 | 0.00058401 | 386.4818 | 0.99249 | 322.8131 | 0 | 316.9897 | 5.5939e-06 | 322.8131 | 0 | 323.3558 | 0 | 317.26 | -0.00032042 | 323.3558 | 0 | 323.3558 | 0 | 323.3558 | 6.3113e-06 | 317.26 | -0.00037928 | 323.3558 | 0 | 385.7533 | 9.4389e-06 | 323.3558 | 0 | 323.3558 | 0.00023688 | 322.8131 | 0 | 591.2858 | 0.00475 | 322.8131 | 0 | 590.3424 | 0 | 591.2858 | 0.00239 | 322.8131 | 0 | 323.3558 | 1.7962e-05
| 386.5947 | 0.00149 | 323.025 | -0.00025518 | 386.5947 | 0.99806 | 323.025 | 0 | 317.2025 | 2.0781e-06 | 323.025 | 0 | 323.5682 | 0 | 317.48 | -0.00059023 | 323.5682 | 0 | 323.5682 | 0 | 323.5682 | 0 | 317.48 | 0.0011812 | 323.5682 | 0 | 385.8654 | 9.4038e-06 | 323.5682 | 0 | 323.5682 | 0 | 323.025 | 0 | 591.4443 | 0.0032 | 323.025 | 0 | 590.5015 | 1.0001e-05 | 591.4443 | 0.00249 | 323.025 | 0 | 323.5682 | 7.5772e-06
| 386.7076 | 0.00086383 | 323.2369 | 0.00074923 | 386.7076 | 1 | 323.2369 | 0 | 317.4153 | 7.1999e-06 | 323.2369 | 0 | 323.7805 | 0 | 317.69 | 0.0018381 | 323.7805 | 0 | 323.7805 | 0 | 323.7805 | 8.6907e-06 | 317.69 | -0.00047681 | 323.7805 | 0 | 385.9775 | 9.0173e-06 | 323.7805 | 0 | 323.7805 | 0.00018787 | 323.2369 | 0 | 591.6028 | 0.00207 | 323.2369 | 0 | 590.6606 | 6.6672e-06 | 591.6028 | 0.00237 | 323.2369 | 0 | 323.7805 | 1.8946e-05
| 386.8205 | 0.00136 | 323.4489 | 0.0005728 | 386.8205 | 0.98794 | 323.4489 | 0 | 317.6282 | -3.9093e-07 | 323.4489 | 0 | 323.9929 | 0 | 317.9 | -0.00048905 | 323.9929 | 0 | 323.9929 | 0 | 323.9929 | 0 | 317.9 | -0.00034676 | 323.9929 | 0 | 386.0896 | 9.6028e-06 | 323.9929 | 0 | 323.9929 | 0 | 323.4489 | 0 | 591.7614 | 0.00366 | 323.4489 | 0 | 590.8197 | 3.0002e-05 | 591.7614 | 0.00238 | 323.4489 | 0 | 323.9929 | 7.382e-06
| 386.9334 | 0.00082784 | 323.6608 | 1.7467e-06 | 386.9334 | 0.98596 | 323.6608 | 0 | 317.8411 | 5.1708e-06 | 323.6608 | 0 | 324.2053 | 0 | 318.11 | 0.0015684 | 324.2053 | 0 | 324.2053 | 0 | 324.2053 | 5.3595e-06 | 318.11 | -0.0018747 | 324.2053 | 0 | 386.2018 | 9.5677e-06 | 324.2053 | 0 | 324.2053 | 0.00040232 | 323.6608 | 0 | 591.9199 | 0.0054 | 323.6608 | 0 | 590.9789 | 2.6669e-05 | 591.9199 | 0.0022 | 323.6608 | 0 | 324.2053 | 1.7878e-05
| 387.0463 | 0.00067977 | 323.8728 | -0.00071472 | 387.0463 | 0.98544 | 323.8728 | 0 | 318.0539 | -7.7209e-06 | 323.8728 | 0 | 324.4177 | 0 | 318.33 | -0.0019393 | 324.4177 | 0 | 324.4177 | 0 | 324.4177 | 0 | 318.33 | -0.0035001 | 324.4177 | 0 | 386.3139 | 1.0469e-05 | 324.4177 | 0 | 324.4177 | 0 | 323.8728 | 0 | 592.0785 | 0.0036 | 323.8728 | 0 | 591.138 | 1.0001e-05 | 592.0785 | 0.00233 | 323.8728 | 0 | 324.4177 | 7.146e-06
| 387.1592 | 0 | 324.0848 | 5.97e-05 | 387.1592 | 0.9776 | 324.0848 | 0 | 318.2668 | 7.9021e-06 | 324.0848 | 0 | 324.6301 | 0 | 318.54 | -0.00011805 | 324.6301 | 0 | 324.6301 | 0 | 324.6301 | 2.2284e-06 | 318.54 | -0.00047681 | 324.6301 | 0 | 386.4261 | 1.0341e-05 | 324.6301 | 0 | 324.6301 | 0.00013291 | 324.0848 | 0 | 592.2371 | 0.00468 | 324.0848 | 0 | 591.2971 | 6.6672e-06 | 592.2371 | 0.00224 | 324.0848 | 0 | 324.6301 | 1.8512e-05
| 387.2721 | 0.00104 | 324.2969 | -9.5751e-05 | 387.2721 | 0.97132 | 324.2969 | 0 | 318.4797 | -5.7596e-06 | 324.2969 | 0 | 324.8425 | 0 | 318.75 | 0.0005565 | 324.8425 | 0 | 324.8425 | 0 | 324.8425 | 0 | 318.75 | -0.0016147 | 324.8425 | 0 | 386.5382 | 1.1371e-05 | 324.8425 | 0 | 324.8425 | 0 | 324.2969 | 0 | 592.3956 | 0.00222 | 324.2969 | 0 | 591.4563 | 3.0002e-05 | 592.3956 | 0.00233 | 324.2969 | 0 | 324.8425 | 7.7368e-06
| 387.385 | 0.00175 | 324.5089 | 0.00041016 | 387.385 | 0.96552 | 324.5089 | 0 | 318.6926 | 1.1471e-05 | 324.5089 | 0 | 325.0549 | 0 | 318.96 | 0.00079259 | 325.0549 | 0 | 325.0549 | 0 | 325.0549 | 7.9695e-06 | 318.96 | -2.1673e-05 | 325.0549 | 0 | 386.6504 | 1.0223e-05 | 325.0549 | 0 | 325.0549 | 5.0649e-05 | 324.5089 | 0 | 592.5542 | 0.00438 | 324.5089 | 0 | 591.6154 | 6.6672e-06 | 592.5542 | 0.00218 | 324.5089 | 0 | 325.0549 | 1.5869e-05
| 387.498 | 0.00066181 | 324.7209 | 0.00013594 | 387.498 | 0.9442 | 324.7209 | 4.9276e-05 | 318.9055 | -2.204e-06 | 324.7209 | 0 | 325.2674 | 0 | 319.17 | -0.00086005 | 325.2674 | 0 | 325.2674 | 0 | 325.2674 | 0 | 319.17 | 0.0010511 | 325.2674 | 0 | 386.7625 | 1.1043e-05 | 325.2674 | 0 | 325.2674 | 0 | 324.7209 | 0 | 592.7128 | 0.00322 | 324.7209 | 0 | 591.7746 | 0 | 592.7128 | 0.00228 | 324.7209 | 0 | 325.2674 | 9.8355e-06
| 387.6109 | 0.00071986 | 324.933 | 0.00038088 | 387.6109 | 0.94035 | 324.933 | 0.00080398 | 319.1185 | 6.2318e-06 | 324.933 | 0 | 325.4799 | 0 | 319.39 | 0.00052277 | 325.4799 | 0 | 325.4799 | 0 | 325.4799 | 5.6434e-06 | 319.39 | 0.0018639 | 325.4799 | 0 | 386.8747 | 9.5443e-06 | 325.4799 | 0 | 325.4799 | 0.00030687 | 324.933 | 0 | 592.8714 | 0.00308 | 324.933 | 0 | 591.9338 | 0 | 592.8714 | 0.00222 | 324.933 | 0 | 325.4799 | 1.7734e-05
| 387.7237 | 0.00104 | 325.1451 | 0.00012143 | 387.7237 | 0.92839 | 325.1451 | -0.00023094 | 319.3315 | -5.0132e-06 | 325.1451 | 0 | 325.6924 | 0 | 319.6 | -0.001737 | 325.6923 | 0 | 325.6924 | 0 | 325.6924 | 0 | 319.6 | -0.0017446 | 325.6924 | 0 | 386.9869 | 1.0165e-05 | 325.6924 | 0 | 325.6923 | 0 | 325.1451 | 0 | 593.03 | 0.00535 | 325.1451 | 0 | 592.0929 | 0 | 593.03 | 0.00234 | 325.1451 | 0 | 325.6924 | 7.5653e-06
| 387.8366 | 0 | 325.3572 | 0.001307 | 387.8366 | 0.90893 | 325.3572 | 0.00098288 | 319.5444 | 8.7763e-06 | 325.3572 | 0 | 325.9049 | 0 | 319.81 | -0.0011299 | 325.9049 | 0 | 325.9049 | 0 | 325.9048 | 1.7126e-05 | 319.81 | 0.00062851 | 325.9049 | 0 | 387.0991 | 9.4389e-06 | 325.9049 | 0 | 325.9049 | 0.0003323 | 325.3572 | 0 | 593.1886 | 0.00406 | 325.3572 | 0 | 592.2521 | 0 | 593.1886 | 0.00224 | 325.3572 | 0 | 325.9048 | 1.9539e-05
| 387.9495 | 0.0004462 | 325.5693 | -0.00085004 | 387.9495 | 0.89378 | 325.5693 | -0.0004867 | 319.7574 | -4.4685e-06 | 325.5693 | 0 | 326.1174 | 0 | 320.03 | -0.00075887 | 326.1174 | 0 | 326.1174 | 0 | 326.1174 | 0 | 320.03 | 0.0018964 | 326.1174 | 0 | 387.2113 | 9.7082e-06 | 326.1174 | 0 | 326.1174 | 0 | 325.5693 | 0 | 593.3472 | 0.00413 | 325.5693 | 0 | 592.4113 | 1.0001e-05 | 593.3472 | 0.00236 | 325.5693 | 0 | 326.1174 | 8.5166e-06
| 388.0624 | 0.00059388 | 325.7814 | 0.00068941 | 388.0624 | 0.87319 | 325.7814 | 0.0009059 | 319.9704 | 2.3311e-06 | 325.7814 | 0 | 326.3299 | 0 | 320.24 | 0.0024789 | 326.3299 | 0 | 326.3299 | 0 | 326.3299 | 6.5925e-06 | 320.24 | 0.0010186 | 326.3299 | 0 | 387.3234 | 8.7714e-06 | 326.3299 | 0 | 326.3299 | 0.00027618 | 325.7815 | 0 | 593.5059 | 0.00415 | 325.7814 | 0 | 592.5705 | 0 | 593.5059 | 0.00229 | 325.7815 | 0 | 326.3299 | 1.8956e-05
| 388.1753 | 0.00014075 | 325.9936 | -0.00022112 | 388.1753 | 0.8643 | 325.9936 | -0.00017257 | 320.1834 | -4.67e-06 | 325.9936 | 0 | 326.5425 | 0 | 320.45 | -0.00028669 | 326.5424 | 0 | 326.5425 | 0 | 326.5424 | 0 | 320.45 | -0.00015171 | 326.5425 | 0 | 387.4356 | 8.1273e-06 | 326.5425 | 0 | 326.5424 | 0 | 325.9936 | 0 | 593.6645 | 0.00334 | 325.9936 | 0 | 592.7297 | 1.0001e-05 | 593.6645 | 0.00239 | 325.9936 | 0 | 326.5424 | 7.5546e-06
| 388.2882 | 0.00021596 | 326.2058 | 0.00010848 | 388.2882 | 0.83751 | 326.2058 | 0.00045137 | 320.3964 | 9.6275e-06 | 326.2058 | 0 | 326.755 | 0 | 320.66 | -0.0009275 | 326.755 | 0 | 326.755 | 0 | 326.755 | 7.1354e-06 | 320.66 | -0.00028175 | 326.755 | 0 | 387.5478 | 8.1273e-06 | 326.755 | 0 | 326.755 | 0.00017273 | 326.2058 | 0 | 593.8232 | 0.00461 | 326.2058 | 0 | 592.8889 | 0 | 593.8232 | 0.00225 | 326.2058 | 0 | 326.755 | 1.9387e-05
| 388.4011 | 0.00124 | 326.4179 | 0.00021066 | 388.4011 | 0.82092 | 326.4179 | -0.00042692 | 320.6094 | -5.7659e-06 | 326.4179 | 0 | 326.9676 | 0 | 320.88 | -0.001231 | 326.9676 | 0 | 326.9676 | 0 | 326.9676 | 0 | 320.88 | 0.00069354 | 326.9676 | 0 | 387.66 | 8.7714e-06 | 326.9676 | 0 | 326.9676 | 0 | 326.418 | 0 | 593.9818 | 0.00262 | 326.4179 | 0 | 593.0481 | 0 | 593.9818 | 0.00231 | 326.418 | 0 | 326.9676 | 9.9422e-06
| 388.514 | 0.00062987 | 326.6301 | 0.0005848 | 388.514 | 0.80534 | 326.6301 | 0.00095339 | 320.8224 | 6.5356e-06 | 326.6301 | 0 | 327.1802 | 0 | 321.09 | 0.0005565 | 327.1802 | 0 | 327.1802 | 0 | 327.1802 | 1.442e-05 | 321.09 | -0.00015171 | 327.1802 | 0 | 387.7722 | 9.8488e-06 | 327.1802 | 0 | 327.1802 | 0.00022103 | 326.6302 | 0 | 594.1405 | 0.00387 | 326.6301 | 0 | 593.2073 | 0 | 594.1405 | 0.00223 | 326.6302 | 0 | 327.1802 | 1.8376e-05
| 388.6269 | 0.00012278 | 326.8424 | -0.00042898 | 388.6269 | 0.78384 | 326.8424 | -0.00058888 | 321.0355 | -5.2283e-06 | 326.8424 | 0 | 327.3928 | 0 | 321.3 | -0.00045532 | 327.3928 | 0 | 327.3928 | 0 | 327.3928 | 0 | 321.3 | -0.0030776 | 327.3928 | 0 | 387.8845 | 1.1664e-05 | 327.3928 | 0 | 327.3928 | 0 | 326.8424 | 0 | 594.2991 | 0.00392 | 326.8424 | 0 | 593.3665 | 1.0001e-05 | 594.2991 | 0.00233 | 326.8424 | 0 | 327.3928 | 7.6209e-06
| 388.7398 | 0.00071986 | 327.0546 | 0.00029838 | 388.7398 | 0.76206 | 327.0546 | 0.00040775 | 321.2486 | 6.6262e-06 | 327.0546 | 0 | 327.6054 | 0 | 321.51 | 0.0024453 | 327.6054 | 0 | 327.6054 | 0 | 327.6054 | 6.6349e-06 | 321.51 | -0.00021673 | 327.6054 | 0 | 387.9967 | 1.1582e-05 | 327.6054 | 0 | 327.6054 | 0.00017703 | 327.0546 | 0 | 594.4578 | 0.00517 | 327.0546 | 0 | 593.5258 | 6.6672e-06 | 594.4578 | 0.00224 | 327.0546 | 0 | 327.6054 | 1.8496e-05
| 388.8527 | 0.00037433 | 327.2668 | 0.00035313 | 388.8527 | 0.74479 | 327.2668 | 3.3219e-05 | 321.4617 | -9.8189e-07 | 327.2668 | 0 | 327.8181 | 0 | 321.73 | -0.00032042 | 327.8181 | 0 | 327.8181 | 0 | 327.8181 | 0 | 321.73 | -0.0045405 | 327.8181 | 0 | 388.1089 | 1.2191e-05 | 327.8181 | 0 | 327.8181 | 0 | 327.2668 | 0 | 594.6165 | 0.00364 | 327.2668 | 0 | 593.685 | 0 | 594.6165 | 0.00233 | 327.2668 | 0 | 327.8181 | 7.4884e-06
| 388.9656 | 0.00014397 | 327.4791 | -0.00014314 | 388.9656 | 0.72904 | 327.4791 | 0.0012408 | 321.6747 | 4.9868e-06 | 327.4791 | 0 | 328.0307 | 0 | 321.94 | 0.0005565 | 328.0307 | 0 | 328.0307 | 0 | 328.0307 | 6.6947e-06 | 321.94 | -0.00044429 | 328.0307 | 0 | 388.2212 | 9.6497e-06 | 328.0307 | 0 | 328.0307 | 0.00023729 | 327.4791 | 0 | 594.7752 | 0.00406 | 327.4791 | 0 | 593.8442 | 0 | 594.7752 | 0.00218 | 327.4791 | 0 | 328.0307 | 2.0208e-05
| 389.0784 | 0 | 327.6914 | -0.00060779 | 389.0784 | 0.70623 | 327.6914 | -0.0011647 | 321.8879 | -3.3717e-06 | 327.6914 | 0 | 328.2434 | 0 | 322.15 | -0.0019393 | 328.2434 | 0 | 328.2434 | 0 | 328.2434 | 0 | 322.15 | -0.00089942 | 328.2434 | 0 | 388.3334 | 1.0469e-05 | 328.2434 | 0 | 328.2434 | 0 | 327.6914 | 0 | 594.9339 | 0.00359 | 327.6914 | 0 | 594.0035 | 1.0001e-05 | 594.9339 | 0.00234 | 327.6914 | 0 | 328.2434 | 8.3479e-06
| 389.1913 | 0 | 327.9037 | 0.0003248 | 389.1913 | 0.69242 | 327.9037 | 0.001013 | 322.101 | 2.0259e-06 | 327.9037 | 0 | 328.4561 | 0 | 322.36 | 0.00015177 | 328.4561 | 0 | 328.4561 | 0 | 328.4561 | 6.3722e-06 | 322.36 | 0.00040094 | 328.4561 | 0 | 388.4456 | 9.193e-06 | 328.4561 | 0 | 328.4561 | 0.00020392 | 327.9037 | 0 | 595.0926 | 0.00457 | 327.9037 | 0 | 594.1627 | 6.6672e-06 | 595.0926 | 0.00223 | 327.9037 | 0 | 328.4561 | 1.8904e-05
| 389.3042 | 0 | 328.116 | -0.00045285 | 389.3042 | 0.66572 | 328.116 | -0.00018232 | 322.3141 | -9.7155e-06 | 328.116 | 0 | 328.6688 | 0 | 322.58 | -0.001737 | 328.6688 | 0 | 328.6688 | 0 | 328.6688 | 0 | 322.58 | -0.0025899 | 328.6688 | 0 | 388.5579 | 1.0762e-05 | 328.6688 | 0 | 328.6688 | 0 | 328.116 | 0 | 595.2513 | 0.00348 | 328.116 | 0 | 594.322 | 0 | 595.2513 | 0.00242 | 328.116 | 0 | 328.6688 | 7.5078e-06
| 389.4171 | 0.00062987 | 328.3283 | -0.00012873 | 389.4171 | 0.64843 | 328.3283 | 0.00026965 | 322.5273 | 5.4422e-06 | 328.3283 | 0 | 328.8815 | 0 | 322.79 | 0.0014334 | 328.8815 | 0 | 328.8815 | 0 | 328.8815 | 1.2046e-05 | 322.79 | -0.00037928 | 328.8815 | 0 | 388.6701 | 9.6731e-06 | 328.8815 | 0 | 328.8815 | 0.00033265 | 328.3283 | 0 | 595.41 | 0.00459 | 328.3283 | 0 | 594.4813 | 2.6669e-05 | 595.41 | 0.0022 | 328.3283 | 0 | 328.8815 | 1.886e-05
| 389.53 | 0 | 328.5407 | -0.00041812 | 389.53 | 0.62763 | 328.5407 | -0.00052442 | 322.7404 | -2.062e-06 | 328.5407 | 0 | 329.0942 | 0 | 323 | 0.00035414 | 329.0942 | 0 | 329.0942 | 0 | 329.0942 | 0 | 323 | -0.00076939 | 329.0942 | 0 | 388.7824 | 1.0095e-05 | 329.0942 | 0 | 329.0942 | 0 | 328.5407 | 0 | 595.5687 | 0.00271 | 328.5407 | 0 | 594.6405 | 5.0004e-05 | 595.5687 | 0.00229 | 328.5407 | 0 | 329.0942 | 8.6811e-06
| 389.6429 | 0.0011 | 328.753 | 0.00025743 | 389.6429 | 0.60941 | 328.753 | 0.00099571 | 322.9536 | 7.5685e-06 | 328.753 | 0 | 329.307 | 0 | 323.22 | 0.00048905 | 329.3069 | 0 | 329.307 | 0 | 329.3069 | 6.0759e-06 | 323.22 | 0.0014088 | 329.307 | 0 | 388.8947 | 9.8956e-06 | 329.307 | 0 | 329.3069 | 0.00023513 | 328.753 | 0 | 595.7275 | 0.0035 | 328.753 | 0 | 594.7998 | 0 | 595.7275 | 0.00214 | 328.753 | 0 | 329.3069 | 1.9024e-05
| 389.7557 | 3.2945e-05 | 328.9654 | -0.00072613 | 389.7557 | 0.5982 | 328.9654 | -0.00028075 | 323.1668 | -2.7606e-06 | 328.9654 | 0 | 329.5197 | 0 | 323.43 | -0.0024453 | 329.5197 | 0 | 329.5197 | 0 | 329.5197 | 0 | 323.43 | -0.001257 | 329.5197 | 0 | 389.0069 | 9.9307e-06 | 329.5197 | 0 | 329.5197 | 0 | 328.9654 | 0 | 595.8862 | 0.00366 | 328.9654 | 0 | 594.9591 | 3.0002e-05 | 595.8862 | 0.00228 | 328.9654 | 0 | 329.5197 | 5.1484e-06
| 389.8686 | 0 | 329.1778 | 0.0003534 | 389.8686 | 0.57041 | 329.1778 | 0.00059993 | 323.38 | 5.4202e-06 | 329.1778 | 0 | 329.7325 | 0 | 323.64 | 0.0010287 | 329.7325 | 0 | 329.7325 | 0 | 329.7325 | 1.1093e-05 | 323.64 | -0.00054182 | 329.7325 | 0 | 389.1192 | 9.5209e-06 | 329.7325 | 0 | 329.7325 | 0.00016076 | 329.1778 | 0 | 596.0449 | 0.0051 | 329.1778 | 0 | 595.1184 | 0 | 596.0449 | 0.00222 | 329.1778 | 0 | 329.7325 | 2.0373e-05
| 389.9815 | 0.00116 | 329.3902 | 0.00029841 | 389.9815 | 0.5562 | 329.3902 | -0.0004044 | 323.5932 | 8.781e-07 | 329.3902 | 0 | 329.9453 | 0 | 323.85 | -0.00042159 | 329.9453 | 0 | 329.9453 | 0 | 329.9453 | 0 | 323.85 | -0.001062 | 329.9453 | 0 | 389.2315 | 8.7011e-06 | 329.9453 | 0 | 329.9453 | 0 | 329.3902 | 0 | 596.2037 | 0.00397 | 329.3902 | 0 | 595.2777 | 0 | 596.2037 | 0.00232 | 329.3902 | 0 | 329.9453 | 7.8602e-06
| 390.0944 | 0.00077385 | 329.6027 | 0.00032656 | 390.0944 | 0.5317 | 329.6027 | 0.00028883 | 323.8064 | 5.789e-06 | 329.6027 | 0 | 330.1581 | 0 | 324.07 | 0.0012985 | 330.1581 | 0 | 330.1581 | 0 | 330.1581 | 6.2029e-06 | 324.07 | 0.0017338 | 330.1581 | 0 | 389.3438 | 9.2164e-06 | 330.1581 | 0 | 330.1581 | 0.0002768 | 329.6027 | 0 | 596.3625 | 0.00513 | 329.6027 | 0 | 595.437 | 0 | 596.3625 | 0.00223 | 329.6027 | 0 | 330.1581 | 1.612e-05
| 390.2072 | 0.00019465 | 329.8151 | -0.0006169 | 390.2072 | 0.52766 | 329.8151 | -0.00079128 | 324.0196 | 1.4743e-06 | 329.8151 | 0 | 330.3709 | 0 | 324.28 | -0.00052277 | 330.3709 | 0 | 330.3709 | 0 | 330.3709 | 0 | 324.28 | -0.0020698 | 330.3709 | 0 | 389.4561 | 9.6497e-06 | 330.3709 | 0 | 330.3709 | 0 | 329.8151 | 0 | 596.5212 | 0.00408 | 329.8151 | 0 | 595.5963 | 0 | 596.5212 | 0.0023 | 329.8151 | 0 | 330.3709 | 8.5095e-06
| 390.3201 | 0.00023396 | 330.0276 | -0.00033454 | 390.3201 | 0.50466 | 330.0276 | 0.00075176 | 324.2329 | 6.5486e-06 | 330.0276 | 0 | 330.5837 | 0 | 324.49 | -0.00089378 | 330.5837 | 0 | 330.5837 | 0 | 330.5837 | 8.9878e-06 | 324.49 | -8.6692e-05 | 330.5837 | 0 | 389.5684 | 1.0329e-05 | 330.5837 | 0 | 330.5837 | 0.00014312 | 330.0276 | 0 | 596.68 | 0.0048 | 330.0276 | 0 | 595.7557 | 6.6672e-06 | 596.68 | 0.00222 | 330.0276 | 0 | 330.5837 | 1.9779e-05
| 390.433 | 0 | 330.24 | -0.0002044 | 390.433 | 0.48809 | 330.24 | -0.00076883 | 324.4461 | -6.7607e-06 | 330.24 | 0 | 330.7966 | 0 | 324.71 | -0.00096123 | 330.7966 | 0 | 330.7966 | 0 | 330.7966 | 0 | 324.71 | -0.0024923 | 330.7966 | 0 | 389.6807 | 1.0177e-05 | 330.7966 | 0 | 330.7966 | 0 | 330.24 | 0 | 596.8388 | 0.00304 | 330.24 | 0 | 595.915 | 0 | 596.8388 | 0.00225 | 330.24 | 0 | 330.7966 | 8.3702e-06
| 390.5459 | 0.00077385 | 330.4525 | 0.00052236 | 390.5459 | 0.47768 | 330.4525 | 0.0011469 | 324.6594 | 3.8043e-06 | 330.4525 | 0 | 331.0095 | 0 | 324.92 | -0.0023441 | 331.0095 | 0 | 331.0095 | 0 | 331.0095 | 6.2287e-06 | 324.92 | -0.0011595 | 331.0095 | 0 | 389.793 | 9.7902e-06 | 331.0095 | 0 | 331.0095 | 0.00025055 | 330.4525 | 0 | 596.9976 | 0.00436 | 330.4525 | 0 | 596.0743 | 6.6672e-06 | 596.9976 | 0.00216 | 330.4525 | 0 | 331.0095 | 1.9502e-05
| 390.6587 | 0.00028449 | 330.665 | -0.00040946 | 390.6587 | 0.45969 | 330.665 | -0.00072058 | 324.8727 | -2.1425e-06 | 330.665 | 0 | 331.2223 | 0 | 325.13 | 0.00062396 | 331.2223 | 0 | 331.2223 | 0 | 331.2224 | 0 | 325.13 | -0.0018096 | 331.2223 | 0 | 389.9053 | 9.8722e-06 | 331.2223 | 0 | 331.2224 | 0 | 330.665 | 0 | 597.1564 | 0.00366 | 330.665 | 0 | 596.2337 | 1.0001e-05 | 597.1564 | 0.00227 | 330.665 | 0 | 331.2224 | 7.649e-06
| 390.7716 | 0.00025195 | 330.8776 | -0.00059259 | 390.7716 | 0.45365 | 330.8776 | 0.00064779 | 325.086 | 4.6855e-07 | 330.8776 | 0 | 331.4352 | 0 | 325.34 | 5.0592e-05 | 331.4352 | 0 | 331.4352 | 0 | 331.4352 | 6.4935e-06 | 325.34 | 7.5855e-05 | 331.4352 | 0 | 390.0176 | 9.8956e-06 | 331.4352 | 0 | 331.4352 | 0.00034728 | 330.8776 | 0 | 597.3152 | 0.0029 | 330.8776 | 0 | 596.393 | 6.6672e-06 | 597.3152 | 0.00222 | 330.8776 | 0 | 331.4352 | 1.6227e-05
| 390.8845 | 0.00053603 | 331.0901 | -0.000248 | 390.8845 | 0.44092 | 331.0901 | -0.00033469 | 325.2993 | -1.9373e-06 | 331.0901 | 0 | 331.6481 | 0 | 325.56 | -0.0012648 | 331.6481 | 0 | 331.6481 | 0 | 331.6482 | 0 | 325.56 | -0.00054182 | 331.6481 | 0 | 390.1299 | 9.7551e-06 | 331.6481 | 0 | 331.6482 | 0 | 331.0901 | 0 | 597.474 | 0.00433 | 331.0901 | 0 | 596.5524 | 1.0001e-05 | 597.474 | 0.0023 | 331.0901 | 0 | 331.6482 | 1.0583e-05
| 390.9973 | 0.00053989 | 331.3027 | 0.0011432 | 390.9973 | 0.42956 | 331.3027 | 0.00089618 | 325.5126 | 6.804e-06 | 331.3027 | 0 | 331.8611 | 0 | 325.77 | -5.0592e-05 | 331.8611 | 0 | 331.8611 | 0 | 331.8611 | 1.236e-05 | 325.77 | -0.00063934 | 331.8611 | 0 | 390.2422 | 8.0453e-06 | 331.8611 | 0 | 331.8611 | 0.00019688 | 331.3027 | 0 | 597.6328 | 0.00476 | 331.3027 | 0 | 596.7117 | 6.6672e-06 | 597.6328 | 0.00215 | 331.3027 | 0 | 331.8611 | 1.8316e-05
| 391.1102 | 0 | 331.5152 | -0.00042777 | 391.1102 | 0.42102 | 331.5152 | -0.0010667 | 325.726 | -8.3869e-06 | 331.5152 | 0 | 332.074 | 0 | 325.98 | -0.0025465 | 332.074 | 0 | 332.074 | 0 | 332.074 | 0 | 325.98 | -0.0030125 | 332.074 | 0 | 390.3546 | 7.5183e-06 | 332.074 | 0 | 332.074 | 0 | 331.5152 | 0 | 597.7917 | 0.00317 | 331.5152 | 0 | 596.8711 | 3.0002e-05 | 597.7917 | 0.00229 | 331.5152 | 0 | 332.074 | 8.1932e-06
| 391.2231 | 0.00041391 | 331.7278 | 0.00068238 | 391.2231 | 0.41352 | 331.7278 | 0.00093256 | 325.9393 | 7.5504e-06 | 331.7278 | 0 | 332.287 | 0 | 326.2 | 0.00065769 | 332.287 | 0 | 332.287 | 0 | 332.287 | 7.5202e-06 | 326.2 | 0.00069354 | 332.287 | 0 | 390.4669 | 7.8814e-06 | 332.287 | 0 | 332.287 | 0.00012776 | 331.7278 | 0 | 597.9505 | 0.00494 | 331.7278 | 0 | 597.0305 | 0 | 597.9505 | 0.00218 | 331.7278 | 0 | 332.287 | 1.5921e-05
| 391.336 | 0.00116 | 331.9404 | 0.00053209 | 391.336 | 0.40035 | 331.9404 | 1.3429e-05 | 326.1527 | -3.0104e-06 | 331.9404 | 0 | 332.4999 | 0 | 326.41 | -0.0012985 | 332.5 | 0 | 332.4999 | 0 | 332.4999 | 0 | 326.41 | -0.00024923 | 332.4999 | 0 | 390.5793 | 8.7011e-06 | 332.4999 | 0 | 332.4999 | 0 | 331.9404 | 0 | 598.1094 | 0.00438 | 331.9404 | 0 | 597.1898 | 1.0001e-05 | 598.1094 | 0.00232 | 331.9404 | 0 | 332.4999 | 8.1741e-06
| 391.4488 | 0 | 332.1531 | 0.00089292 | 391.4488 | 0.39217 | 332.1531 | 0.00093817 | 326.3661 | 6.8093e-06 | 332.1531 | 0 | 332.7129 | 0 | 326.62 | -0.00042159 | 332.7129 | 0 | 332.7129 | 0 | 332.7129 | 6.217e-06 | 326.62 | -0.00041178 | 332.7129 | 0 | 390.6916 | 1.0598e-05 | 332.7129 | 0 | 332.7129 | 0.00030987 | 332.1531 | 0 | 598.2682 | 0.00527 | 332.1531 | 0 | 597.3492 | 6.6672e-06 | 598.2682 | 0.00219 | 332.1531 | 0 | 332.7129 | 1.7506e-05
| 391.5617 | 0.00037433 | 332.3657 | 0.0001543 | 391.5617 | 0.38235 | 332.3657 | -0.00062119 | 326.5794 | -6.7682e-06 | 332.3657 | 0 | 332.9259 | 0 | 326.84 | -0.0032547 | 332.9259 | 0 | 332.9259 | 0 | 332.9259 | 0 | 326.84 | -0.0039877 | 332.9259 | 0 | 390.8039 | 1.0938e-05 | 332.9259 | 0 | 332.9259 | 0 | 332.3657 | 0 | 598.4271 | 0.00401 | 332.3657 | 0 | 597.5086 | 3.0002e-05 | 598.4271 | 0.00224 | 332.3657 | 0 | 332.9259 | 9.4103e-06
| 391.6746 | 0 | 332.5784 | 0.00090529 | 391.6746 | 0.37955 | 332.5784 | 0.00042596 | 326.7928 | 4.2874e-06 | 332.5784 | 0 | 333.139 | 0 | 327.05 | 0.0021754 | 333.139 | 0 | 333.139 | 0 | 333.1389 | 8.5291e-06 | 327.05 | 0.00066102 | 333.139 | 0 | 390.9163 | 1.0844e-05 | 333.139 | 0 | 333.139 | 0.00039476 | 332.5784 | 0 | 598.5859 | 0.0033 | 332.5784 | 0 | 597.668 | 0 | 598.5859 | 0.00212 | 332.5784 | 0 | 333.1389 | 1.7673e-05
| 391.7874 | 0.00024855 | 332.791 | 0.00037341 | 391.7874 | 0.37039 | 332.791 | -0.00036197 | 327.0063 | -4.2913e-06 | 332.791 | 0 | 333.352 | 0 | 327.26 | -0.0020742 | 333.352 | 0 | 333.352 | 0 | 333.352 | 0 | 327.26 | -0.0015822 | 333.352 | 0 | 391.0287 | 1.0177e-05 | 333.352 | 0 | 333.352 | 0 | 332.791 | 0 | 598.7448 | 0.00406 | 332.791 | 0 | 597.8274 | 0 | 598.7448 | 0.00216 | 332.791 | 0 | 333.352 | 3.979e-06
| 391.9003 | 0.00089982 | 333.0037 | 0.00074841 | 391.9003 | 0.362 | 333.0037 | 0.00063415 | 327.2197 | 9.1822e-06 | 333.0037 | 0 | 333.565 | 0 | 327.47 | -0.00042159 | 333.565 | 0 | 333.565 | 0 | 333.565 | 9.0556e-06 | 327.47 | 0.00049847 | 333.565 | 0 | 391.141 | 8.7245e-06 | 333.565 | 0 | 333.565 | 0.00018651 | 333.0037 | 0 | 598.9037 | 0.00439 | 333.0037 | 0 | 597.9868 | 0 | 598.9037 | 0.0021 | 333.0037 | 0 | 333.565 | 1.8024e-05
| 392.0131 | 0 | 333.2164 | -0.0002668 | 392.0131 | 0.35936 | 333.2164 | -0.00043118 | 327.4331 | -1.6668e-06 | 333.2164 | 0 | 333.7781 | 0 | 327.69 | -0.0015684 | 333.7781 | 0 | 333.7781 | 0 | 333.7781 | 0 | 327.69 | -0.0010295 | 333.7781 | 0 | 391.2534 | 9.9542e-06 | 333.7781 | 0 | 333.7781 | 0 | 333.2164 | 0 | 599.0626 | 0.00355 | 333.2164 | 0 | 598.1463 | 1.0001e-05 | 599.0626 | 0.00221 | 333.2164 | 0 | 333.7781 | 6.0419e-06
| 392.126 | 0.00019796 | 333.4292 | 0.00025723 | 392.126 | 0.35972 | 333.4292 | 0.00072036 | 327.6466 | 3.9404e-06 | 333.4292 | 0 | 333.9912 | 0 | 327.9 | -0.00015177 | 333.9912 | 0 | 333.9912 | 0 | 333.9912 | 8.1935e-06 | 327.9 | 0.0010511 | 333.9912 | 0 | 391.3658 | 8.3732e-06 | 333.9912 | 0 | 333.9912 | 0.00012707 | 333.4291 | 0 | 599.2215 | 0.00519 | 333.4292 | 0 | 598.3057 | 0 | 599.2215 | 0.00219 | 333.4291 | 0 | 333.9912 | 1.7606e-05
| 392.2389 | 0.00048213 | 333.6419 | -0.00019838 | 392.2389 | 0.35034 | 333.6419 | -0.00035502 | 327.86 | -1.659e-06 | 333.6419 | 0 | 334.2043 | 0 | 328.11 | -0.00072515 | 334.2043 | 0 | 334.2043 | 0 | 334.2043 | 0 | 328.11 | -0.00044429 | 334.2043 | 0 | 391.4782 | 9.919e-06 | 334.2043 | 0 | 334.2043 | 0 | 333.6419 | 0 | 599.3804 | 0.00352 | 333.6419 | 0 | 598.4651 | 3.0002e-05 | 599.3804 | 0.00223 | 333.6419 | 0 | 334.2043 | 7.3674e-06
| 392.3517 | 0.00077385 | 333.8546 | 0.00071043 | 392.3517 | 0.34992 | 333.8546 | 0.00070715 | 328.0735 | 6.8214e-06 | 333.8546 | 0 | 334.4174 | 0 | 328.33 | 0.00032042 | 334.4174 | 0 | 334.4174 | 0 | 334.4174 | 9.9135e-06 | 328.33 | -0.001322 | 334.4174 | 0 | 391.5906 | 9.5911e-06 | 334.4174 | 0 | 334.4174 | 0.00043433 | 333.8546 | 0 | 599.5393 | 0.00367 | 333.8546 | 0 | 598.6245 | 0 | 599.5393 | 0.00208 | 333.8546 | 0 | 334.4174 | 2.2302e-05
| 392.4646 | 0.00039229 | 334.0674 | -0.00093361 | 392.4646 | 0.34646 | 334.0674 | -0.00048058 | 328.287 | -4.3809e-06 | 334.0674 | 0 | 334.6305 | 0 | 328.54 | -0.0016695 | 334.6305 | 0 | 334.6305 | 0 | 334.6305 | 0 | 328.54 | -0.00070437 | 334.6305 | 0 | 391.703 | 1.232e-05 | 334.6305 | 0 | 334.6305 | 0 | 334.0674 | 0 | 599.6982 | 0.00276 | 334.0674 | 0 | 598.784 | 3.0002e-05 | 599.6982 | 0.00214 | 334.0674 | 0 | 334.6305 | 6.4263e-06
| 392.5774 | 0.00041391 | 334.2802 | -0.0008103 | 392.5774 | 0.34439 | 334.2802 | 0.00043037 | 328.5005 | 3.3738e-06 | 334.2802 | 0 | 334.8436 | 0 | 328.75 | 0.00099496 | 334.8436 | 0 | 334.8436 | 0 | 334.8436 | 2.1713e-06 | 328.75 | 0.00069354 | 334.8436 | 0 | 391.8154 | 1.1805e-05 | 334.8436 | 0 | 334.8436 | 0.00031256 | 334.2802 | 0 | 599.8572 | 0.00508 | 334.2802 | 0 | 598.9434 | 6.6672e-06 | 599.8572 | 0.00213 | 334.2802 | 0 | 334.8436 | 1.8533e-05
| 392.6903 | 0.00026652 | 334.493 | 0.00053805 | 392.6903 | 0.33713 | 334.493 | 0.00010595 | 328.714 | -4.6317e-06 | 334.493 | 0 | 335.0568 | 0 | 328.97 | -0.0015684 | 335.0568 | 0 | 335.0568 | 0 | 335.0568 | 0 | 328.97 | -0.0013871 | 335.0568 | 0 | 391.9278 | 1.1594e-05 | 335.0568 | 0 | 335.0568 | 0 | 334.493 | 0 | 600.0161 | 0.00262 | 334.493 | 0 | 599.1029 | 1.0001e-05 | 600.0161 | 0.00229 | 334.493 | 0 | 335.0568 | 9.6898e-06
| 392.8031 | 1.7997e-05 | 334.7058 | 0.00074479 | 392.8031 | 0.3323 | 334.7058 | 0.0008008 | 328.9276 | 4.4268e-06 | 334.7058 | 0 | 335.27 | 0 | 329.18 | -0.0001855 | 335.27 | 0 | 335.27 | 0 | 335.27 | 1.1328e-05 | 329.18 | -0.0013871 | 335.27 | 0 | 392.0402 | 9.0524e-06 | 335.27 | 0 | 335.27 | 0.00027872 | 334.7058 | 0 | 600.175 | 0.00503 | 334.7058 | 0 | 599.2623 | 6.6672e-06 | 600.175 | 0.00222 | 334.7058 | 0 | 335.27 | 2.0614e-05
| 392.916 | 0 | 334.9187 | 3.2941e-05 | 392.916 | 0.33756 | 334.9187 | -0.00045828 | 329.1411 | -2.9979e-06 | 334.9187 | 0 | 335.4831 | 0 | 329.39 | -0.0001855 | 335.4832 | 0 | 335.4831 | 0 | 335.4832 | 0 | 329.39 | -0.0014196 | 335.4831 | 0 | 392.1526 | 9.2984e-06 | 335.4831 | 0 | 335.4832 | 0 | 334.9187 | 0 | 600.334 | 0.00517 | 334.9187 | 0 | 599.4218 | 0 | 600.334 | 0.00234 | 334.9187 | 0 | 335.4832 | 9.8329e-06
| 393.0288 | 0.00091782 | 335.1315 | 0.0025344 | 393.0288 | 0.33035 | 335.1315 | 0.002045 | 329.3546 | 5.6155e-06 | 335.1315 | 0 | 335.6963 | 0 | 329.61 | -1.6864e-05 | 335.6963 | 0 | 335.6963 | 0 | 335.6964 | 2.7009e-05 | 329.61 | 0.0020915 | 335.6963 | 0 | 392.265 | 9.0759e-06 | 335.6963 | 0 | 335.6963 | 0.00052287 | 335.1315 | 0 | 600.4929 | 0.00482 | 335.1315 | 0 | 599.5813 | 6.6672e-06 | 600.4929 | 0.00224 | 335.1315 | 0 | 335.6964 | 1.8811e-05
| 393.1417 | 0.00010482 | 335.3444 | 0.00036425 | 393.1417 | 0.32459 | 335.3444 | -1.7172e-05 | 329.5682 | -2.7089e-06 | 335.3444 | 0 | 335.9096 | 0 | 329.82 | -0.00062396 | 335.9096 | 0 | 335.9096 | 0 | 335.9096 | 0 | 329.82 | -0.00037928 | 335.9096 | 0 | 392.3775 | 1.0259e-05 | 335.9096 | 0 | 335.9096 | 0 | 335.3444 | 0 | 600.6519 | 0.00343 | 335.3444 | 0 | 599.7408 | 3.0002e-05 | 600.6519 | 0.00234 | 335.3444 | 0 | 335.9096 | 8.1426e-06
| 393.2545 | 0.00041391 | 335.5573 | 0.00033192 | 393.2545 | 0.31957 | 335.5573 | 0.00033519 | 329.7818 | 4.8168e-06 | 335.5573 | 0 | 336.1228 | 0 | 330.03 | 0.00086005 | 336.1228 | 0 | 336.1228 | 0 | 336.1228 | 6.9327e-06 | 330.03 | -0.00057433 | 336.1228 | 0 | 392.4899 | 1.0961e-05 | 336.1228 | 0 | 336.1228 | 0.00027744 | 335.5573 | 0 | 600.8109 | 0.0029 | 335.5573 | 0 | 599.9003 | 6.6672e-06 | 600.8109 | 0.00217 | 335.5573 | 0 | 336.1228 | 1.7607e-05
| 393.3674 | 0.00076961 | 335.7702 | -2.9713e-05 | 393.3674 | 0.31982 | 335.7702 | -0.00054566 | 329.9954 | -1.1838e-07 | 335.7702 | 0 | 336.336 | 0 | 330.25 | 0.0011973 | 336.336 | 0 | 336.336 | 0 | 336.336 | 0 | 330.25 | 0.0017338 | 336.336 | 0 | 392.6023 | 1.0469e-05 | 336.336 | 0 | 336.336 | 0 | 335.7702 | 0 | 600.9698 | 0.00369 | 335.7702 | 0 | 600.0598 | 1.0001e-05 | 600.9698 | 0.00225 | 335.7702 | 0 | 336.336 | 7.7436e-06
| 393.4802 | 0 | 335.9831 | 0.00081298 | 393.4802 | 0.31799 | 335.9831 | 0.00044188 | 330.209 | 6.7152e-06 | 335.9831 | 0 | 336.5493 | 0 | 330.46 | 0.0019057 | 336.5493 | 0 | 336.5493 | 0 | 336.5493 | 7.0911e-06 | 330.46 | 0.00036844 | 336.5493 | 0 | 392.7148 | 1.02e-05 | 336.5493 | 0 | 336.5493 | 0.00033978 | 335.9831 | 0 | 601.1288 | 0.00522 | 335.9831 | 0 | 600.2193 | 0 | 601.1288 | 0.00213 | 335.9831 | 0 | 336.5493 | 1.7416e-05
| 393.5931 | 0 | 336.196 | 0.00031939 | 393.5931 | 0.31347 | 336.196 | -0.00044 | 330.4226 | -3.9107e-06 | 336.196 | 0 | 336.7626 | 0 | 330.67 | 0.00025296 | 336.7626 | 0 | 336.7626 | 0 | 336.7626 | 0 | 330.67 | -0.00076939 | 336.7626 | 0 | 392.8272 | 1.0305e-05 | 336.7626 | 0 | 336.7626 | 0 | 336.196 | 0 | 601.2878 | 0.00357 | 336.196 | 0 | 600.3788 | 0 | 601.2878 | 0.0022 | 336.196 | 0 | 336.7626 | 8.3044e-06
| 393.7059 | 0 | 336.409 | 0.0009147 | 393.7059 | 0.30666 | 336.409 | 0.0013201 | 330.6363 | 7.0463e-06 | 336.409 | 0 | 336.9759 | 0 | 330.89 | 0.0010961 | 336.9759 | 0 | 336.9759 | 0 | 336.9759 | 9.3914e-06 | 330.89 | 0.00049847 | 336.9759 | 0 | 392.9397 | 1.0879e-05 | 336.9759 | 0 | 336.9759 | 0.00035026 | 336.409 | 0 | 601.4468 | 0.00413 | 336.409 | 0 | 600.5383 | 0 | 601.4468 | 0.00207 | 336.409 | 0 | 336.9759 | 1.954e-05
| 393.8188 | 0 | 336.6219 | 0.00018857 | 393.8188 | 0.30482 | 336.6219 | 1.708e-05 | 330.8499 | -1.7513e-06 | 336.6219 | 0 | 337.1892 | 0 | 331.1 | 0.00079259 | 337.1892 | 0 | 337.1892 | 0 | 337.1892 | 0 | 331.1 | 0.0010836 | 337.1892 | 0 | 393.0521 | 1.0388e-05 | 337.1892 | 0 | 337.1892 | 0 | 336.6219 | 0 | 601.6059 | 0.00415 | 336.6219 | 0 | 600.6978 | 1.0001e-05 | 601.6059 | 0.00216 | 336.6219 | 0 | 337.1892 | 7.5655e-06
| 393.9316 | 0 | 336.8349 | 0.00046575 | 393.9316 | 0.29844 | 336.8349 | 0.00066763 | 331.0635 | 5.0466e-06 | 336.8349 | 0 | 337.4025 | 0 | 331.31 | -0.00082632 | 337.4025 | 0 | 337.4025 | 0 | 337.4025 | 8.7269e-06 | 331.31 | -0.0010295 | 337.4025 | 0 | 393.1646 | 9.029e-06 | 337.4025 | 0 | 337.4025 | 0.00042996 | 336.8349 | 0 | 601.7649 | 0.00469 | 336.8349 | 0 | 600.8573 | 0 | 601.7649 | 0.00209 | 336.8349 | 0 | 337.4025 | 1.9663e-05
| 394.0445 | 0.0006079 | 337.0479 | 0.00020059 | 394.0445 | 0.29145 | 337.0479 | -0.00030352 | 331.2772 | -3.9109e-06 | 337.0479 | 0 | 337.6158 | 0 | 331.53 | -0.0014334 | 337.6158 | 0 | 337.6158 | 0 | 337.6158 | 0 | 331.53 | -0.00080189 | 337.6158 | 0 | 393.2771 | 8.8299e-06 | 337.6158 | 0 | 337.6158 | 0 | 337.0479 | 0 | 601.9239 | 0.00266 | 337.0479 | 0 | 601.0169 | 1.0001e-05 | 601.9239 | 0.00219 | 337.0479 | 0 | 337.6158 | 6.096e-06
| 394.1573 | 0 | 337.2609 | 0.0012461 | 394.1573 | 0.28735 | 337.2609 | 0.00066393 | 331.4909 | 6.52e-06 | 337.2609 | 0 | 337.8292 | 0 | 331.74 | 0.00086005 | 337.8292 | 0 | 337.8292 | 0 | 337.8292 | 1.0031e-05 | 331.74 | 0.0015387 | 337.8292 | 0 | 393.3895 | 8.7714e-06 | 337.8292 | 0 | 337.8292 | 0.00045987 | 337.2609 | 0 | 602.0829 | 0.00413 | 337.2609 | 0 | 601.1764 | 6.6672e-06 | 602.0829 | 0.00209 | 337.2609 | 0 | 337.8292 | 1.9257e-05
| 394.2702 | 0 | 337.4739 | 0.00046348 | 394.2702 | 0.28264 | 337.4739 | 0.00028556 | 331.7046 | -2.6528e-06 | 337.4739 | 0 | 338.0425 | 0 | 331.95 | -0.0018719 | 338.0425 | 0 | 338.0425 | 0 | 338.0425 | 0 | 331.95 | 0.0016038 | 338.0425 | 0 | 393.502 | 1.0141e-05 | 338.0425 | 0 | 338.0425 | 0 | 337.4739 | 0 | 602.242 | 0.00454 | 337.4739 | 0 | 601.336 | 1.0001e-05 | 602.242 | 0.00215 | 337.4739 | 0 | 338.0425 | 7.2632e-06
| 394.383 | 0.00032394 | 337.687 | 0.00096069 | 394.383 | 0.27918 | 337.687 | 0.001052 | 331.9183 | 6.893e-06 | 337.687 | 0 | 338.2559 | 0 | 332.17 | -0.00052277 | 338.2559 | 0 | 338.2559 | 0 | 338.2559 | 1.0326e-05 | 332.17 | -0.00021673 | 338.2559 | 0 | 393.6145 | 9.919e-06 | 338.2559 | 0 | 338.2559 | 0.00043049 | 337.687 | 0 | 602.401 | 0.00663 | 337.687 | 0 | 601.4955 | 4.667e-05 | 602.401 | 0.00204 | 337.687 | 0 | 338.2559 | 1.7903e-05
| 394.4959 | 0 | 337.9 | 0.00013181 | 394.4959 | 0.27359 | 337.9 | -0.00063543 | 332.132 | -5.0553e-07 | 337.9 | 0 | 338.4693 | 0 | 332.38 | 0.00096123 | 338.4693 | 0 | 338.4693 | 0 | 338.4693 | 0 | 332.38 | -0.001062 | 338.4693 | 0 | 393.727 | 9.6848e-06 | 338.4693 | 0 | 338.4693 | 0 | 337.9 | 0 | 602.5601 | 0.00218 | 337.9 | 0 | 601.6551 | 0 | 602.5601 | 0.0022 | 337.9 | 0 | 338.4693 | 7.9286e-06
| 394.6087 | 0.00019796 | 338.1131 | 0.00083116 | 394.6087 | 0.26486 | 338.1131 | 0.00047142 | 332.3458 | 6.7888e-06 | 338.1131 | 0 | 338.6827 | 0 | 332.59 | 0.0027488 | 338.6827 | 0 | 338.6827 | 0 | 338.6827 | 3.9185e-06 | 332.59 | 0.0017338 | 338.6827 | 0 | 393.8395 | 8.0219e-06 | 338.6827 | 0 | 338.6827 | 0.00033018 | 338.1131 | 0 | 602.7191 | 0.00483 | 338.1131 | 0 | 601.8146 | 6.6672e-06 | 602.7191 | 0.00213 | 338.1131 | 0 | 338.6827 | 1.8887e-05
| 394.7215 | 0 | 338.3262 | 0.00078819 | 394.7215 | 0.26208 | 338.3262 | -0.00031667 | 332.5595 | -2.046e-06 | 338.3262 | 0 | 338.8961 | 0 | 332.81 | 0.00096123 | 338.8961 | 0 | 338.8961 | 0 | 338.8961 | 0 | 332.81 | -0.0023949 | 338.8961 | 0 | 393.952 | 8.1507e-06 | 338.8961 | 0 | 338.8961 | 0 | 338.3262 | 0 | 602.8782 | 0.00485 | 338.3262 | 0 | 601.9742 | 0 | 602.8782 | 0.00224 | 338.3262 | 0 | 338.8961 | 7.8786e-06
| 394.8344 | 0 | 338.5393 | 0.0013076 | 394.8344 | 0.25549 | 338.5393 | 0.0011835 | 332.7733 | 7.7046e-06 | 338.5393 | 0 | 339.1096 | 0 | 333.02 | -8.4319e-05 | 339.1096 | 0 | 339.1096 | 0 | 339.1096 | 1.395e-05 | 333.02 | 0.00020589 | 339.1096 | 0 | 394.0645 | 8.6777e-06 | 339.1096 | 0 | 339.1096 | 0.00038336 | 338.5393 | 0 | 603.0373 | 0.00672 | 338.5393 | 0 | 602.1338 | 6.6672e-06 | 603.0373 | 0.00205 | 338.5393 | 0 | 339.1096 | 1.9895e-05
| 394.9472 | 6.8875e-05 | 338.7524 | 0.000916 | 394.9472 | 0.25147 | 338.7524 | -0.00010475 | 332.987 | -4.7949e-06 | 338.7524 | 0 | 339.323 | 0 | 333.24 | -0.0023104 | 339.323 | 0 | 339.323 | 0 | 339.323 | 0 | 333.24 | 0.00085607 | 339.323 | 0 | 394.177 | 9.3218e-06 | 339.323 | 0 | 339.323 | 0 | 338.7525 | 0 | 603.1963 | 0.00348 | 338.7524 | 0 | 602.2934 | 0 | 603.1963 | 0.00217 | 338.7525 | 0 | 339.323 | 6.8053e-06
| 395.06 | 0 | 338.9656 | 0.0012207 | 395.06 | 0.24499 | 338.9656 | 0.00089011 | 333.2008 | 4.7582e-06 | 338.9656 | 0 | 339.5365 | 0 | 333.45 | 0.00075887 | 339.5365 | 0 | 339.5365 | 0 | 339.5365 | 4.6453e-06 | 333.45 | 0.00027091 | 339.5365 | 0 | 394.2895 | 9.4272e-06 | 339.5365 | 0 | 339.5365 | 0.00030493 | 338.9656 | 0 | 603.3554 | 0.00543 | 338.9656 | 0 | 602.453 | 0 | 603.3554 | 0.00209 | 338.9656 | 0 | 339.5365 | 2.2558e-05
| 395.1729 | 0 | 339.1787 | -0.00056293 | 395.1729 | 0.23746 | 339.1787 | -0.0011548 | 333.4146 | -5.9453e-06 | 339.1787 | 0 | 339.75 | 0 | 333.66 | 0.00075887 | 339.75 | 0 | 339.75 | 0 | 339.75 | 0 | 333.66 | -0.00021673 | 339.75 | 0 | 394.402 | 9.0993e-06 | 339.75 | 0 | 339.75 | 0 | 339.1787 | 0 | 603.5145 | 0.00297 | 339.1787 | 0 | 602.6126 | 0 | 603.5145 | 0.00226 | 339.1787 | 0 | 339.75 | 6.2673e-06
| 395.2857 | 0 | 339.3919 | 0.00018386 | 395.2857 | 0.23582 | 339.3919 | 0.00047512 | 333.6284 | 3.4072e-06 | 339.3919 | 0 | 339.9635 | 0 | 333.88 | -0.00059023 | 339.9635 | 0 | 339.9635 | 0 | 339.9635 | 1.6501e-06 | 333.88 | 0.0011487 | 339.9635 | 0 | 394.5146 | 9.0993e-06 | 339.9635 | 0 | 339.9635 | 0.00014078 | 339.3919 | 0 | 603.6736 | 0.00519 | 339.3919 | 0 | 602.7722 | 6.6672e-06 | 603.6736 | 0.00216 | 339.3919 | 0 | 339.9635 | 1.9291e-05
| 395.3986 | 0.00039229 | 339.6051 | 0.0013918 | 395.3986 | 0.23033 | 339.6051 | -0.00010311 | 333.8423 | -4.9752e-06 | 339.6051 | 0 | 340.177 | 0 | 334.09 | 0.00015177 | 340.177 | 0 | 340.177 | 0 | 340.177 | 0 | 334.09 | -0.00089942 | 340.177 | 0 | 394.6271 | 1.0165e-05 | 340.177 | 0 | 340.177 | 0 | 339.6051 | 0 | 603.8328 | 0.00339 | 339.6051 | 0 | 602.9318 | 3.0002e-05 | 603.8328 | 0.00226 | 339.6051 | 0 | 340.177 | 8.0239e-06
| 395.5114 | 0.00025195 | 339.8183 | 0.00072723 | 395.5114 | 0.22301 | 339.8183 | 0.00046881 | 334.0561 | 9.9422e-06 | 339.8183 | 0 | 340.3905 | 0 | 334.3 | 0.00086005 | 340.3905 | 0 | 340.3905 | 0 | 340.3905 | 5.7921e-06 | 334.3 | -0.00021673 | 340.3905 | 0 | 394.7396 | 1.0095e-05 | 340.3905 | 0 | 340.3905 | 0.00035524 | 339.8183 | 0 | 603.9919 | 0.00401 | 339.8183 | 0 | 603.0914 | 0 | 603.9919 | 0.00211 | 339.8183 | 0 | 340.3905 | 1.8538e-05
| 395.6242 | 0 | 340.0315 | 0.00082351 | 395.6242 | 0.21771 | 340.0315 | 0.00012194 | 334.2699 | -2.804e-06 | 340.0315 | 0 | 340.6041 | 0 | 334.52 | -0.0010287 | 340.6041 | 0 | 340.6041 | 0 | 340.6041 | 0 | 334.52 | -0.0025575 | 340.6041 | 0 | 394.8522 | 1.0177e-05 | 340.6041 | 0 | 340.6041 | 0 | 340.0315 | 0 | 604.151 | 0.00322 | 340.0315 | 0 | 603.251 | 1.0001e-05 | 604.151 | 0.00224 | 340.0315 | 0 | 340.6041 | 5.486e-06
| 395.7371 | 0 | 340.2448 | 0.0007223 | 395.7371 | 0.21155 | 340.2448 | 0.0010848 | 334.4838 | 4.8244e-06 | 340.2448 | 0 | 340.8176 | 0 | 334.73 | 0.00096123 | 340.8177 | 0 | 340.8176 | 0 | 340.8177 | 6.2895e-06 | 334.73 | 0.0012787 | 340.8176 | 0 | 394.9647 | 9.2164e-06 | 340.8176 | 0 | 340.8177 | 0.00034441 | 340.2448 | 0 | 604.3101 | 0.00476 | 340.2448 | 0 | 603.4107 | 0 | 604.3101 | 0.00211 | 340.2448 | 0 | 340.8177 | 2.0296e-05
| 395.8499 | 0.00094928 | 340.458 | 0.00063523 | 395.8499 | 0.20942 | 340.458 | -0.00018525 | 334.6977 | -7.015e-07 | 340.458 | 0 | 341.0312 | 0 | 334.94 | 0.00086005 | 341.0312 | 0 | 341.0312 | 0 | 341.0312 | 0 | 334.94 | -0.0023949 | 341.0312 | 0 | 395.0773 | 9.8488e-06 | 341.0312 | 0 | 341.0312 | 0 | 340.458 | 0 | 604.4693 | 0.00397 | 340.458 | 0 | 603.5703 | 1.0001e-05 | 604.4693 | 0.00226 | 340.458 | 0 | 341.0312 | 9.1799e-06
| 395.9627 | 0.00037793 | 340.6713 | 0.0013189 | 395.9627 | 0.19829 | 340.6713 | 0.00060615 | 334.9116 | 4.9985e-06 | 340.6713 | 0 | 341.2448 | 0 | 335.16 | 0.00015177 | 341.2448 | 0 | 341.2448 | 0 | 341.2448 | 8.9799e-06 | 335.16 | -0.00057433 | 341.2448 | 0 | 395.1898 | 1.0095e-05 | 341.2448 | 0 | 341.2448 | 0.00016847 | 340.6713 | 0 | 604.6284 | 0.00552 | 340.6713 | 0 | 603.7299 | 0 | 604.6284 | 0.00209 | 340.6713 | 0 | 341.2448 | 1.9919e-05
| 396.0756 | 0 | 340.8846 | 3.0026e-05 | 396.0756 | 0.19572 | 340.8846 | -0.00044046 | 335.1255 | -1.5623e-06 | 340.8846 | 0 | 341.4584 | 0 | 335.37 | -0.00042159 | 341.4584 | 0 | 341.4584 | 0 | 341.4584 | 0 | 335.37 | -0.0022323 | 341.4584 | 0 | 395.3024 | 1.0364e-05 | 341.4584 | 0 | 341.4584 | 0 | 340.8846 | 0 | 604.7876 | 0.00448 | 340.8846 | 0 | 603.8896 | 1.0001e-05 | 604.7876 | 0.00212 | 340.8846 | 0 | 341.4584 | 7.8164e-06
| 396.1884 | 0 | 341.0979 | 0.00099296 | 396.1884 | 0.18966 | 341.0979 | 0.00052063 | 335.3394 | 1.0137e-05 | 341.0979 | 0 | 341.672 | 0 | 335.59 | 0.00015177 | 341.672 | 0 | 341.672 | 0 | 341.672 | 5.5553e-06 | 335.59 | 7.5855e-05 | 341.672 | 0 | 395.415 | 1.0095e-05 | 341.672 | 0 | 341.672 | 0.00027758 | 341.0979 | 0 | 604.9467 | 0.00633 | 341.0979 | 0 | 604.0492 | 0 | 604.9467 | 0.002 | 341.0979 | 0 | 341.672 | 1.9119e-05
| 396.3012 | 0 | 341.3112 | -0.00020664 | 396.3012 | 0.18778 | 341.3112 | -0.00038032 | 335.5533 | -5.2678e-06 | 341.3112 | 0 | 341.8857 | 0 | 335.8 | 0.0010287 | 341.8857 | 0 | 341.8857 | 0 | 341.8857 | 0 | 335.8 | -0.00076939 | 341.8857 | 0 | 395.5275 | 1.0305e-05 | 341.8857 | 0 | 341.8857 | 0 | 341.3112 | 0 | 605.1059 | 0.00317 | 341.3112 | 0 | 604.2089 | 3.0002e-05 | 605.1059 | 0.00211 | 341.3112 | 0 | 341.8857 | 5.5973e-06
| 396.414 | 0 | 341.5246 | -3.8092e-05 | 396.414 | 0.18131 | 341.5246 | 0.00073521 | 335.7672 | 8.7489e-06 | 341.5246 | 0 | 342.0993 | 0 | 336.01 | -0.00052277 | 342.0993 | 0 | 342.0993 | 0 | 342.0993 | 1.0111e-05 | 336.01 | 0.00072604 | 342.0993 | 0 | 395.6401 | 1.006e-05 | 342.0993 | 0 | 342.0993 | 0.00029909 | 341.5245 | 0 | 605.2651 | 0.00584 | 341.5246 | 0 | 604.3686 | 0 | 605.2651 | 0.00213 | 341.5245 | 0 | 342.0993 | 1.7939e-05
| 396.5269 | 0 | 341.7379 | 0.00028141 | 396.5269 | 0.17895 | 341.7379 | -0.00045055 | 335.9812 | 1.2709e-07 | 341.7379 | 0 | 342.313 | 0 | 336.23 | 0.00069142 | 342.313 | 0 | 342.313 | 0 | 342.313 | 0 | 336.23 | -0.00073687 | 342.313 | 0 | 395.7527 | 1.0305e-05 | 342.313 | 0 | 342.313 | 0 | 341.7379 | 0 | 605.4243 | 0.00411 | 341.7379 | 0 | 604.5282 | 3.0002e-05 | 605.4243 | 0.00222 | 341.7379 | 0 | 342.313 | 6.3247e-06
| 396.6397 | 0 | 341.9513 | 0.00025131 | 396.6397 | 0.17448 | 341.9513 | 0.0010542 | 336.1951 | 7.3716e-06 | 341.9513 | 0 | 342.5267 | 0 | 336.44 | -0.0018719 | 342.5267 | 0 | 342.5267 | 0 | 342.5267 | 5.1997e-06 | 336.44 | 7.5855e-05 | 342.5267 | 0 | 395.8653 | 9.1578e-06 | 342.5267 | 0 | 342.5267 | 0.00030665 | 341.9513 | 0 | 605.5835 | 0.00559 | 341.9513 | 0 | 604.6879 | 0 | 605.5835 | 0.00214 | 341.9513 | 0 | 342.5267 | 2.019e-05
| 396.7525 | 5.091e-05 | 342.1647 | 0.00078899 | 396.7525 | 0.17148 | 342.1647 | -0.00013456 | 336.4091 | -5.1325e-06 | 342.1647 | 0 | 342.7404 | 0 | 336.65 | -0.0030186 | 342.7404 | 0 | 342.7404 | 0 | 342.7404 | 0 | 336.65 | 0.0010836 | 342.7404 | 0 | 395.9779 | 9.3452e-06 | 342.7404 | 0 | 342.7404 | 0 | 342.1646 | 0 | 605.7427 | 0.00357 | 342.1647 | 0 | 604.8476 | 1.0001e-05 | 605.7427 | 0.00216 | 342.1646 | 0 | 342.7404 | 9.8699e-06
| 396.8654 | 0 | 342.3781 | 0.00094574 | 396.8654 | 0.16477 | 342.3781 | 0.0011433 | 336.6231 | 6.3771e-06 | 342.3781 | 0 | 342.9541 | 0 | 336.87 | -0.00011805 | 342.9541 | 0 | 342.9541 | 0 | 342.9541 | 9.2498e-06 | 336.87 | -0.001322 | 342.9541 | 0 | 396.0905 | 9.029e-06 | 342.9541 | 0 | 342.9541 | 0.00027705 | 342.378 | 0 | 605.9019 | 0.00513 | 342.3781 | 0 | 605.0073 | 6.6672e-06 | 605.9019 | 0.00203 | 342.378 | 0 | 342.9541 | 1.8594e-05
| 396.9782 | 0.00096726 | 342.5915 | -0.00030408 | 396.9782 | 0.16036 | 342.5915 | -0.00058472 | 336.8371 | -5.1699e-06 | 342.5915 | 0 | 343.1678 | 0 | 337.08 | 0.00042159 | 343.1678 | 0 | 343.1678 | 0 | 343.1678 | 0 | 337.08 | 0.00085607 | 343.1678 | 0 | 396.2031 | 1.0938e-05 | 343.1678 | 0 | 343.1678 | 0 | 342.5915 | 0 | 606.0611 | 0.00366 | 342.5915 | 0 | 605.167 | 5.0004e-05 | 606.0611 | 0.00214 | 342.5915 | 0 | 343.1678 | 9.2732e-06
| 397.091 | 0.00079184 | 342.8049 | 0.00089302 | 397.091 | 0.15526 | 342.8049 | 0.0012362 | 337.0511 | 1.0738e-05 | 342.8049 | 0 | 343.3815 | 0 | 337.3 | -1.6864e-05 | 343.3816 | 0 | 343.3815 | 0 | 343.3816 | 4.4474e-06 | 337.3 | -0.00054182 | 343.3815 | 0 | 396.3157 | 1.1664e-05 | 343.3815 | 0 | 343.3816 | 0.00038462 | 342.8049 | 0 | 606.2203 | 0.00396 | 342.8049 | 0 | 605.3267 | 0 | 606.2203 | 0.00203 | 342.8049 | 0 | 343.3816 | 1.9036e-05
| 397.2038 | 3.2945e-05 | 343.0183 | 0.00025079 | 397.2038 | 0.15544 | 343.0183 | -0.00041553 | 337.2651 | 4.9445e-08 | 343.0183 | 0 | 343.5953 | 0 | 337.51 | -0.001602 | 343.5953 | 0 | 343.5953 | 0 | 343.5953 | 0 | 337.51 | 1.0836e-05 | 343.5953 | 0 | 396.4283 | 1.2507e-05 | 343.5953 | 0 | 343.5953 | 0 | 343.0183 | 0 | 606.3795 | 0.00455 | 343.0183 | 0 | 605.4864 | 3.0002e-05 | 606.3795 | 0.00218 | 343.0183 | 0 | 343.5953 | 7.3584e-06
| 397.3166 | 0 | 343.2318 | 0.0012697 | 397.3166 | 0.14876 | 343.2318 | 0.0012285 | 337.4792 | 5.4332e-06 | 343.2318 | 0 | 343.8091 | 0 | 337.72 | 0.0013322 | 343.8091 | 0 | 343.8091 | 0 | 343.8091 | 1.0855e-05 | 337.72 | 0.0011812 | 343.8091 | 0 | 396.5409 | 1.1289e-05 | 343.8091 | 0 | 343.8091 | 0.00036492 | 343.2318 | 0 | 606.5388 | 0.0028 | 343.2318 | 0 | 605.6461 | 6.6672e-06 | 606.5388 | 0.00203 | 343.2318 | 0 | 343.8091 | 1.7933e-05
| 397.4295 | 0 | 343.4453 | 0.00084038 | 397.4295 | 0.14488 | 343.4453 | -0.00025412 | 337.6932 | -6.3485e-06 | 343.4453 | 0 | 344.0229 | 0 | 337.94 | -0.0021416 | 344.0229 | 0 | 344.0229 | 0 | 344.0229 | 0 | 337.94 | 0.00010836 | 344.0229 | 0 | 396.6535 | 9.7082e-06 | 344.0229 | 0 | 344.0229 | 0 | 343.4453 | 0 | 606.698 | 0.00469 | 343.4453 | 0 | 605.8059 | 3.0002e-05 | 606.698 | 0.00223 | 343.4453 | 0 | 344.0229 | 5.1598e-06
| 397.5423 | 0.00091782 | 343.6588 | 0.0014021 | 397.5423 | 0.13901 | 343.6588 | 0.0014213 | 337.9073 | 5.7345e-06 | 343.6588 | 0 | 344.2367 | 0 | 338.15 | 0.00065769 | 344.2367 | 0 | 344.2367 | 0 | 344.2367 | 1.3217e-05 | 338.15 | -0.001257 | 344.2367 | 0 | 396.7662 | 8.2561e-06 | 344.2367 | 0 | 344.2367 | 0.00045515 | 343.6588 | 0 | 606.8573 | 0.0057 | 343.6588 | 0 | 605.9656 | 0 | 606.8573 | 0.00205 | 343.6588 | 0 | 344.2367 | 1.8875e-05
| 397.6551 | 0.00116 | 343.8723 | 0.00032639 | 397.6551 | 0.14125 | 343.8723 | -0.00052977 | 338.1214 | -4.2818e-06 | 343.8723 | 0 | 344.4505 | 0 | 338.37 | 0.0011636 | 344.4505 | 0 | 344.4505 | 0 | 344.4505 | 0 | 338.37 | -0.0016472 | 344.4505 | 0 | 396.8788 | 8.1039e-06 | 344.4505 | 0 | 344.4505 | 0 | 343.8723 | 0 | 607.0165 | 0.00311 | 343.8723 | 0 | 606.1253 | 0 | 607.0165 | 0.00224 | 343.8723 | 0 | 344.4505 | 7.2207e-06
| 397.7679 | 7.1987e-05 | 344.0858 | 0.00077498 | 397.7679 | 0.13518 | 344.0858 | 0.00059511 | 338.3354 | 2.5149e-06 | 344.0858 | 0 | 344.6643 | 0 | 338.58 | 0.00069142 | 344.6643 | 0 | 344.6643 | 0 | 344.6643 | 8.3495e-06 | 338.58 | 0.0010836 | 344.6643 | 0 | 396.9915 | 8.1858e-06 | 344.6643 | 0 | 344.6643 | 0.00011911 | 344.0858 | 0 | 607.1758 | 0.00485 | 344.0858 | 0 | 606.2851 | 0 | 607.1758 | 0.002 | 344.0858 | 0 | 344.6643 | 1.8338e-05
| 397.8808 | 0 | 344.2994 | 0.0005518 | 397.8808 | 0.13302 | 344.2994 | -0.0001563 | 338.5496 | -4.4219e-06 | 344.2994 | 0 | 344.8782 | 0 | 338.79 | -0.0027826 | 344.8782 | 0 | 344.8782 | 0 | 344.8781 | 0 | 338.79 | -0.00021673 | 344.8782 | 0 | 397.1041 | 8.3498e-06 | 344.8782 | 0 | 344.8781 | 0 | 344.2994 | 0 | 607.3351 | 0.0039 | 344.2994 | 0 | 606.4448 | 1.0001e-05 | 607.3351 | 0.0021 | 344.2994 | 0 | 344.8781 | 6.8076e-06
| 397.9936 | 0.00055789 | 344.5129 | 0.001129 | 397.9936 | 0.13187 | 344.5129 | 0.00060341 | 338.7637 | 3.5916e-06 | 344.5129 | 0 | 345.092 | 0 | 339.01 | 0.0022766 | 345.092 | 0 | 345.092 | 0 | 345.092 | 5.5555e-06 | 339.01 | 0.00010836 | 345.092 | 0 | 397.2167 | 8.0687e-06 | 345.092 | 0 | 345.092 | 0.00022638 | 344.5129 | 0 | 607.4944 | 0.00315 | 344.5129 | 0 | 606.6046 | 0 | 607.4944 | 0.00194 | 344.5129 | 0 | 345.092 | 1.8475e-05
| 398.1064 | 0 | 344.7265 | 8.2289e-06 | 398.1064 | 0.12696 | 344.7265 | -0.00051446 | 338.9778 | -4.6735e-06 | 344.7265 | 0 | 345.3059 | 0 | 339.22 | 0.00048905 | 345.3059 | 0 | 345.3059 | 0 | 345.3059 | 0 | 339.22 | -0.001062 | 345.3059 | 0 | 397.3294 | 9.1344e-06 | 345.3059 | 0 | 345.3059 | 0 | 344.7265 | 0 | 607.6536 | 0.00436 | 344.7265 | 0 | 606.7644 | 5.0004e-05 | 607.6536 | 0.00207 | 344.7265 | 0 | 345.3059 | 6.2161e-06
| 398.2192 | 0.00034194 | 344.9401 | 0.0010818 | 398.2192 | 0.12145 | 344.9401 | 0.0008465 | 339.1919 | 4.9636e-06 | 344.9401 | 0 | 345.5198 | 0 | 339.44 | -8.4319e-05 | 345.5198 | 0 | 345.5198 | 0 | 345.5198 | 8.8228e-06 | 339.44 | 0.00049847 | 345.5198 | 0 | 397.4421 | 1.0001e-05 | 345.5198 | 0 | 345.5198 | 0.00034494 | 344.9401 | 0 | 607.8129 | 0.00445 | 344.9401 | 0 | 606.9241 | 0 | 607.8129 | 0.00197 | 344.9401 | 0 | 345.5198 | 2.0288e-05
| 398.332 | 0 | 345.1537 | 0.0018905 | 398.332 | 0.12407 | 345.1537 | 0.00060734 | 339.4061 | -4.1039e-06 | 345.1537 | 0 | 345.7337 | 0 | 339.65 | -0.00025296 | 345.7337 | 0 | 345.7337 | 0 | 345.7337 | 0 | 339.65 | -0.00093193 | 345.7337 | 0 | 397.5547 | 1.0446e-05 | 345.7337 | 0 | 345.7337 | 0 | 345.1537 | 0 | 607.9723 | 0.00341 | 345.1537 | 0 | 607.0839 | 1.0001e-05 | 607.9723 | 0.00208 | 345.1537 | 0 | 345.7337 | 9.9036e-06
| 398.4448 | 0.00070186 | 345.3673 | 0.0020989 | 398.4448 | 0.1188 | 345.3673 | 0.0015802 | 339.6202 | 8.17e-06 | 345.3673 | 0 | 345.9476 | 0 | 339.86 | 0.0014672 | 345.9476 | 0 | 345.9476 | 0 | 345.9476 | 9.3529e-06 | 339.86 | 0.0020589 | 345.9476 | 0 | 397.6674 | 1.0282e-05 | 345.9476 | 0 | 345.9476 | 0.00023985 | 345.3673 | 0 | 608.1316 | 0.00436 | 345.3673 | 0 | 607.2437 | 6.6672e-06 | 608.1316 | 0.00189 | 345.3673 | 0 | 345.9476 | 1.9187e-05
| 398.5577 | 0.00051807 | 345.581 | 0.00067563 | 398.5577 | 0.11885 | 345.581 | -0.00055682 | 339.8344 | -1.9702e-06 | 345.581 | 0 | 346.1615 | 0 | 340.08 | -0.0017707 | 346.1615 | 0 | 346.1615 | 0 | 346.1615 | 0 | 340.08 | -0.0016147 | 346.1615 | 0 | 397.7801 | 9.919e-06 | 346.1615 | 0 | 346.1615 | 0 | 345.581 | 0 | 608.2909 | 0.00274 | 345.581 | 0 | 607.4035 | 1.0001e-05 | 608.2909 | 0.00199 | 345.581 | 0 | 346.1615 | 7.7922e-06
| 398.6705 | 0 | 345.7946 | 0.0015866 | 398.6705 | 0.11457 | 345.7946 | 0.00070447 | 340.0486 | 5.2074e-06 | 345.7946 | 0 | 346.3755 | 0 | 340.29 | 0.0005565 | 346.3755 | 0 | 346.3755 | 0 | 346.3755 | 6.2719e-06 | 340.29 | -0.001062 | 346.3755 | 0 | 397.8928 | 9.4857e-06 | 346.3755 | 0 | 346.3755 | 0.00022535 | 345.7946 | 0 | 608.4502 | 0.00369 | 345.7946 | 0 | 607.5633 | 0 | 608.4502 | 0.00181 | 345.7946 | 0 | 346.3755 | 1.6325e-05
| 398.7833 | 0.00015871 | 346.0083 | -0.00012116 | 398.7833 | 0.11491 | 346.0083 | -0.00093029 | 340.2628 | -2.6647e-06 | 346.0083 | 0 | 346.5895 | 0 | 340.51 | -0.0013997 | 346.5894 | 0 | 346.5895 | 0 | 346.5894 | 0 | 340.51 | -0.00086692 | 346.5895 | 0 | 398.0054 | 9.9307e-06 | 346.5895 | 0 | 346.5894 | 0 | 346.0083 | 0 | 608.6095 | 0.00443 | 346.0083 | 0 | 607.7231 | 1.0001e-05 | 608.6095 | 0.002 | 346.0083 | 0 | 346.5894 | 8.637e-06
| 398.8961 | 0.0004679 | 346.222 | 0.0013483 | 398.8961 | 0.11024 | 346.222 | 0.00094883 | 340.4771 | 5.9181e-06 | 346.222 | 0 | 346.8034 | 0 | 340.72 | 0.00082632 | 346.8034 | 0 | 346.8034 | 0 | 346.8034 | 1.0962e-05 | 340.72 | -0.0019072 | 346.8034 | 0 | 398.1181 | 9.2984e-06 | 346.8034 | 0 | 346.8034 | 0.00019948 | 346.222 | 0 | 608.7689 | 0.0049 | 346.222 | 0 | 607.8829 | 6.6672e-06 | 608.7689 | 0.002 | 346.222 | 0 | 346.8034 | 2.093e-05
| 399.0089 | 0 | 346.4357 | 0.0012661 | 399.0089 | 0.11016 | 346.4357 | -0.0001851 | 340.6913 | -5.4871e-06 | 346.4357 | 0 | 347.0174 | 0 | 340.93 | -0.0010961 | 347.0174 | 0 | 347.0174 | 0 | 347.0174 | 0 | 340.93 | -0.0035001 | 347.0174 | 0 | 398.2308 | 9.1344e-06 | 347.0174 | 0 | 347.0174 | 0 | 346.4357 | 0 | 608.9282 | 0.00533 | 346.4357 | 0 | 608.0427 | 5.0004e-05 | 608.9282 | 0.00215 | 346.4357 | 0 | 347.0174 | 8.4646e-06
| 399.1217 | 0 | 346.6494 | 0.001615 | 399.1217 | 0.10621 | 346.6494 | 0.0019336 | 340.9055 | 5.8356e-06 | 346.6494 | 0 | 347.2314 | 0 | 341.15 | 0.0005565 | 347.2314 | 0 | 347.2314 | 0 | 347.2314 | 1.3299e-05 | 341.15 | -0.00021673 | 347.2314 | 0 | 398.3435 | 8.8534e-06 | 347.2314 | 0 | 347.2314 | 0.00033302 | 346.6494 | 0 | 609.0876 | 0.00515 | 346.6494 | 0 | 608.2025 | 6.6672e-06 | 609.0876 | 0.00205 | 346.6494 | 0 | 347.2314 | 1.8701e-05
| 399.2346 | 0.00058994 | 346.8632 | 0.00090255 | 399.2346 | 0.10739 | 346.8632 | -0.00035643 | 341.1198 | -2.3782e-06 | 346.8632 | 0 | 347.4455 | 0 | 341.36 | -0.0011299 | 347.4455 | 0 | 347.4455 | 0 | 347.4455 | 0 | 341.36 | -0.0008344 | 347.4455 | 0 | 398.4563 | 1.0341e-05 | 347.4455 | 0 | 347.4455 | 0 | 346.8632 | 0 | 609.2469 | 0.0048 | 346.8632 | 0 | 608.3623 | 0 | 609.2469 | 0.00212 | 346.8632 | 0 | 347.4455 | 8.2684e-06
| 399.3474 | 0 | 347.0769 | 0.0010082 | 399.3474 | 0.10527 | 347.0769 | 0.0013381 | 341.334 | 8.7012e-06 | 347.0769 | 0 | 347.6595 | 0 | 341.58 | 1.6864e-05 | 347.6595 | 0 | 347.6595 | 0 | 347.6595 | 1.0728e-05 | 341.58 | -0.00080189 | 347.6595 | 0 | 398.569 | 1.0493e-05 | 347.6595 | 0 | 347.6595 | 0.00015694 | 347.0769 | 0 | 609.4063 | 0.00561 | 347.0769 | 0 | 608.5222 | 2.6669e-05 | 609.4063 | 0.00201 | 347.0769 | 0 | 347.6595 | 2.0014e-05
| 399.4602 | 0.00051807 | 347.2907 | -0.00014678 | 399.4602 | 0.10723 | 347.2907 | -0.00012647 | 341.5483 | -5.0818e-06 | 347.2907 | 0 | 347.8736 | 0 | 341.79 | -0.0010624 | 347.8736 | 0 | 347.8736 | 0 | 347.8736 | 0 | 341.79 | -0.00018422 | 347.8736 | 0 | 398.6817 | 9.4389e-06 | 347.8736 | 0 | 347.8736 | 0 | 347.2907 | 0 | 609.5657 | 0.00505 | 347.2907 | 0 | 608.682 | 3.0002e-05 | 609.5657 | 0.00211 | 347.2907 | 0 | 347.8736 | 6.3225e-06
| 399.573 | 0 | 347.5045 | 0.0019092 | 399.573 | 0.10168 | 347.5045 | 0.0016141 | 341.7626 | 5.0852e-06 | 347.5045 | 0 | 348.0876 | 0 | 342 | 0.00015177 | 348.0876 | 0 | 348.0876 | 0 | 348.0876 | 1.4075e-05 | 342 | -0.0010945 | 348.0876 | 0 | 398.7944 | 8.8065e-06 | 348.0876 | 0 | 348.0876 | 9.8858e-05 | 347.5045 | 0 | 609.7251 | 0.00622 | 347.5045 | 0 | 608.8419 | 6.6672e-06 | 609.7251 | 0.00194 | 347.5045 | 0 | 348.0876 | 2.1796e-05
| 399.6858 | 0 | 347.7183 | 0.0009843 | 399.6858 | 0.10175 | 347.7183 | -0.0004494 | 341.9769 | -3.6081e-06 | 347.7183 | 0 | 348.3017 | 0 | 342.22 | -0.00086005 | 348.3017 | 0 | 348.3017 | 0 | 348.3017 | 0 | 342.22 | -0.0024274 | 348.3017 | 0 | 398.9071 | 1.0423e-05 | 348.3017 | 0 | 348.3017 | 0 | 347.7183 | 0 | 609.8845 | 0.00352 | 347.7183 | 0 | 609.0017 | 1.0001e-05 | 609.8845 | 0.00201 | 347.7183 | 0 | 348.3017 | 6.6229e-06
| 399.7986 | 0.00026995 | 347.9321 | -0.00035588 | 399.7986 | 0.09912 | 347.9321 | 0.00053549 | 342.1912 | 4.0427e-06 | 347.9321 | 0 | 348.5158 | 0 | 342.43 | 0.0012648 | 348.5158 | 0 | 348.5158 | 0 | 348.5158 | 1.1226e-05 | 342.43 | -8.6692e-05 | 348.5158 | 0 | 399.0199 | 1.0797e-05 | 348.5158 | 0 | 348.5158 | 0.00027025 | 347.9321 | 0 | 610.0438 | 0.00394 | 347.9321 | 0 | 609.1616 | 0 | 610.0438 | 0.00182 | 347.9321 | 0 | 348.5158 | 1.8722e-05
| 399.9114 | 0.00133 | 348.1459 | 0.00077282 | 399.9114 | 0.09671 | 348.1459 | -0.00022793 | 342.4055 | -5.4942e-06 | 348.1459 | 0 | 348.7299 | 0 | 342.65 | -0.0013322 | 348.7299 | 0 | 348.7299 | 0 | 348.7299 | 0 | 342.65 | 7.5855e-05 | 348.7299 | 0 | 399.1326 | 1.1746e-05 | 348.7299 | 0 | 348.7299 | 0 | 348.1459 | 0 | 610.2033 | 0.0039 | 348.1459 | 0 | 609.3214 | 1.0001e-05 | 610.2033 | 0.0019 | 348.1459 | 0 | 348.7299 | 8.724e-06
| 400.0242 | 0.00068386 | 348.3598 | 0.0017913 | 400.0242 | 0.09724 | 348.3598 | 0.0013391 | 342.6199 | 9.2339e-06 | 348.3598 | 0 | 348.9441 | 0 | 342.86 | -0.0021754 | 348.9441 | 0 | 348.9441 | 0 | 348.9441 | 3.5071e-06 | 342.86 | 0.00014088 | 348.9441 | 0 | 399.2453 | 1.006e-05 | 348.9441 | 0 | 348.9441 | 0.00022639 | 348.3598 | 0 | 610.3627 | 0.00541 | 348.3598 | 0 | 609.4813 | 6.6672e-06 | 610.3627 | 0.00177 | 348.3598 | 0 | 348.9441 | 2.2022e-05
| 400.137 | 0 | 348.5736 | 0.0021073 | 400.137 | 0.0948 | 348.5736 | -0.00061568 | 342.8343 | -1.2898e-06 | 348.5736 | 0 | 349.1582 | 0 | 343.08 | -0.00038786 | 349.1582 | 0 | 349.1582 | 0 | 349.1582 | 0 | 343.08 | 0.00088859 | 349.1582 | 0 | 399.3581 | 1.0001e-05 | 349.1582 | 0 | 349.1582 | 0 | 348.5736 | 0 | 610.5221 | 0.00339 | 348.5736 | 0 | 609.6412 | 3.0002e-05 | 610.5221 | 0.00192 | 348.5736 | 0 | 349.1582 | 6.149e-06
| 400.2498 | 0.00064787 | 348.7875 | 0.0014459 | 400.2498 | 0.08989 | 348.7875 | 0.0013434 | 343.0486 | 5.4075e-06 | 348.7875 | 0 | 349.3724 | 0 | 343.29 | 0.00028669 | 349.3723 | 0 | 349.3724 | 0 | 349.3723 | 1.2748e-05 | 343.29 | 0.00066102 | 349.3724 | 0 | 399.4708 | 7.9633e-06 | 349.3724 | 0 | 349.3723 | 0.00036189 | 348.7875 | 0 | 610.6815 | 0.00548 | 348.7875 | 0 | 609.8011 | 6.6672e-06 | 610.6815 | 0.00181 | 348.7875 | 0 | 349.3723 | 2.019e-05
| 400.3626 | 0.000554 | 349.0014 | 0.00145 | 400.3626 | 0.09038 | 349.0014 | -0.00041489 | 343.263 | 1.7022e-07 | 349.0014 | 0 | 349.5865 | 0 | 343.5 | -0.00038786 | 349.5865 | 0 | 349.5865 | 0 | 349.5865 | 0 | 343.5 | 0.00088859 | 349.5865 | 0 | 399.5836 | 8.3381e-06 | 349.5865 | 0 | 349.5865 | 0 | 349.0014 | 0 | 610.8409 | 0.00357 | 349.0014 | 0 | 609.961 | 1.0001e-05 | 610.8409 | 0.00188 | 349.0014 | 0 | 349.5865 | 4.6446e-06
| 400.4754 | 0.00066587 | 349.2153 | 0.00176 | 400.4754 | 0.08861 | 349.2153 | 0.00089662 | 343.4774 | 5.9798e-06 | 349.2153 | 0 | 349.8007 | 0 | 343.72 | 0.00032042 | 349.8007 | 0 | 349.8007 | 0 | 349.8007 | 3.0671e-06 | 343.72 | 0.0013763 | 349.8007 | 0 | 399.6964 | 8.3381e-06 | 349.8007 | 0 | 349.8007 | 0.00021921 | 349.2153 | 0 | 611.0004 | 0.00598 | 349.2153 | 0 | 610.1209 | 0 | 611.0004 | 0.00174 | 349.2153 | 0 | 349.8007 | 1.9559e-05
| 400.5882 | 0.00037433 | 349.4292 | 0.00063035 | 400.5882 | 0.08904 | 349.4292 | 8.4181e-05 | 343.6918 | 8.9201e-07 | 349.4292 | 0 | 350.0149 | 0 | 343.93 | -0.0026139 | 350.0149 | 0 | 350.0149 | 0 | 350.0149 | 0 | 343.93 | -0.0017121 | 350.0149 | 0 | 399.8091 | 9.111e-06 | 350.0149 | 0 | 350.0149 | 0 | 349.4292 | 0 | 611.1598 | 0.00373 | 349.4292 | 0 | 610.2808 | 0 | 611.1598 | 0.00188 | 349.4292 | 0 | 350.0149 | 7.3372e-06
| 400.7011 | 0 | 349.6432 | 0.001056 | 400.7011 | 0.08454 | 349.6432 | 0.0012587 | 343.9062 | 8.8841e-06 | 349.6432 | 0 | 350.2291 | 0 | 344.15 | 0.00062396 | 350.2291 | 0 | 350.2291 | 0 | 350.2291 | 8.3233e-06 | 344.15 | -0.0014521 | 350.2291 | 0 | 399.9219 | 9.2398e-06 | 350.2291 | 0 | 350.2291 | 0.00046857 | 349.6432 | 0 | 611.3193 | 0.00427 | 349.6432 | 0 | 610.4407 | 6.6672e-06 | 611.3193 | 0.0019 | 349.6432 | 0 | 350.2291 | 1.8658e-05
| 400.8139 | 0 | 349.8571 | 0.0022839 | 400.8139 | 0.08344 | 349.8571 | 0.00015104 | 344.1206 | -8.6969e-06 | 349.8571 | 0 | 350.4434 | 0 | 344.36 | -0.0022092 | 350.4434 | 0 | 350.4434 | 0 | 350.4434 | 0 | 344.36 | -0.0020698 | 350.4434 | 0 | 400.0347 | 9.7317e-06 | 350.4434 | 0 | 350.4434 | 0 | 349.8571 | 0 | 611.4787 | 0.00464 | 349.8571 | 0 | 610.6006 | 0 | 611.4787 | 0.00201 | 349.8571 | 0 | 350.4434 | 8.0525e-06
| 400.9267 | 0 | 350.0711 | 0.0010691 | 400.9267 | 0.08084 | 350.0711 | 0.0012238 | 344.3351 | 7.6996e-06 | 350.0711 | 0 | 350.6576 | 0 | 344.58 | 0.0019731 | 350.6576 | 0 | 350.6576 | 0 | 350.6576 | 1.0839e-05 | 344.58 | -0.00037928 | 350.6576 | 0 | 400.1475 | 1.0446e-05 | 350.6576 | 0 | 350.6576 | 0.00026127 | 350.0711 | 0 | 611.6382 | 0.00397 | 350.0711 | 0 | 610.7605 | 0 | 611.6382 | 0.00194 | 350.0711 | 0 | 350.6576 | 1.9354e-05
| 401.0395 | 0 | 350.2851 | 0.0016907 | 401.0395 | 0.08025 | 350.2851 | -0.0003358 | 344.5496 | 7.4032e-07 | 350.2851 | 0 | 350.8719 | 0 | 344.79 | -0.0029512 | 350.8719 | 0 | 350.8719 | 0 | 350.8719 | 0 | 344.79 | -0.0010945 | 350.8719 | 0 | 400.2603 | 9.7668e-06 | 350.8719 | 0 | 350.8719 | 0 | 350.2851 | 0 | 611.7977 | 0.00338 | 350.2851 | 0 | 610.9204 | 0 | 611.7977 | 0.00201 | 350.2851 | 0 | 350.8719 | 8.4689e-06
| 401.1523 | 0.00035993 | 350.4991 | 0.0027496 | 401.1523 | 0.07531 | 350.4991 | 0.00088309 | 344.764 | 7.4951e-06 | 350.4991 | 0 | 351.0862 | 0 | 345 | 5.0592e-05 | 351.0862 | 0 | 351.0862 | 0 | 351.0862 | 0 | 345 | 0.0012462 | 351.0862 | 0 | 400.3731 | 9.6263e-06 | 351.0862 | 0 | 351.0861 | 0.00034976 | 350.4991 | 0 | 611.9572 | 0.00468 | 350.4991 | 0 | 611.0804 | 6.6672e-06 | 611.9572 | 0.00191 | 350.4991 | 0 | 351.0862 | 1.7447e-05
| 401.2651 | 0 | 350.7131 | 0.0020026 | 401.2651 | 0.07449 | 350.7131 | -0.00052948 | 344.9785 | -1.897e-06 | 350.7131 | 0 | 351.3005 | 0 | 345.22 | 0.00079259 | 351.3005 | 0 | 351.3005 | 0 | 351.3004 | 0 | 345.22 | 0.00014088 | 351.3005 | 0 | 400.4859 | 8.7714e-06 | 351.3005 | 0 | 351.3005 | 0 | 350.7131 | 0 | 612.1167 | 0.00281 | 350.7131 | 0 | 611.2403 | 3.0002e-05 | 612.1167 | 0.00202 | 350.7131 | 0 | 351.3004 | 9.5057e-06
| 401.3779 | 0.00028795 | 350.9272 | 0.0042088 | 401.3779 | 0.07119 | 350.9272 | 0.00084239 | 345.193 | 6.619e-06 | 350.9272 | 0 | 351.5148 | 0 | 345.43 | -0.00035414 | 351.5148 | 0 | 351.5148 | 0 | 351.5148 | 1.057e-05 | 345.43 | 0.00030341 | 351.5148 | 0 | 400.5987 | 8.3732e-06 | 351.5148 | 0 | 351.5148 | 0.00028922 | 350.9272 | 0 | 612.2762 | 0.00376 | 350.9272 | 0 | 611.4003 | 6.6672e-06 | 612.2762 | 0.00188 | 350.9272 | 0 | 351.5148 | 1.9643e-05
| 401.4907 | 0 | 351.1412 | 0.0039267 | 401.4907 | 0.0695 | 351.1412 | 0.00030263 | 345.4075 | -2.5524e-06 | 351.1412 | 0 | 351.7291 | 0 | 345.65 | 0.0005565 | 351.7291 | 0 | 351.7291 | 0 | 351.7291 | 0 | 345.65 | -0.00024923 | 351.7291 | 0 | 400.7115 | 8.5372e-06 | 351.7291 | 0 | 351.7291 | 0 | 351.1412 | 0 | 612.4357 | 0.00375 | 351.1412 | 0 | 611.5602 | 0 | 612.4357 | 0.00202 | 351.1412 | 0 | 351.7291 | 1.0303e-05
| 401.6035 | 0.00034194 | 351.3553 | 0.0051007 | 401.6035 | 0.06716 | 351.3553 | 0.0010428 | 345.622 | 7.8759e-06 | 351.3553 | 0 | 351.9434 | 0 | 345.86 | 0.00099496 | 351.9434 | 0 | 351.9434 | 0 | 351.9434 | 1.216e-05 | 345.86 | -0.0021023 | 351.9434 | 0 | 400.8243 | 8.6426e-06 | 351.9434 | 0 | 351.9434 | 0.00016481 | 351.3553 | 0 | 612.5952 | 0.00534 | 351.3553 | 0 | 611.7202 | 6.6672e-06 | 612.5952 | 0.00185 | 351.3553 | 0 | 351.9434 | 1.9379e-05
| 401.7163 | 0 | 351.5694 | 0.0044122 | 401.7163 | 0.06728 | 351.5694 | -0.00010138 | 345.8365 | -3.4028e-06 | 351.5694 | 0 | 352.1578 | 0 | 346.08 | -0.0015684 | 352.1578 | 0 | 352.1578 | 0 | 352.1578 | 0 | 346.08 | 0.00069354 | 352.1578 | 0 | 400.9371 | 1.0469e-05 | 352.1578 | 0 | 352.1578 | 0 | 351.5694 | 0 | 612.7547 | 0.0035 | 351.5694 | 0 | 611.8801 | 1.0001e-05 | 612.7547 | 0.00197 | 351.5694 | 0 | 352.1578 | 5.9949e-06
| 401.8291 | 0.00057588 | 351.7835 | 0.0061463 | 401.8291 | 0.06356 | 351.7835 | 0.00069187 | 346.0511 | 3.3083e-06 | 351.7835 | 0 | 352.3721 | 0 | 346.29 | -0.00038786 | 352.3721 | 0 | 352.3721 | 0 | 352.3721 | 6.233e-06 | 346.29 | 0.00079106 | 352.3721 | 0 | 401.0499 | 9.6263e-06 | 352.3721 | 0 | 352.3721 | 0.00030612 | 351.7835 | 0 | 612.9142 | 0.00575 | 351.7835 | 0 | 612.0401 | 6.6672e-06 | 612.9142 | 0.00181 | 351.7835 | 0 | 352.3721 | 1.9611e-05
| 401.9419 | 0 | 351.9976 | 0.0063883 | 401.9419 | 0.06284 | 351.9976 | -0.00026148 | 346.2657 | -5.728e-07 | 351.9976 | 0 | 352.5865 | 0 | 346.51 | -0.00089378 | 352.5865 | 0 | 352.5865 | 0 | 352.5865 | 0 | 346.51 | -0.00076939 | 352.5865 | 0 | 401.1628 | 1.006e-05 | 352.5865 | 0 | 352.5865 | 0 | 351.9976 | 0 | 613.0738 | 0.00447 | 351.9976 | 0 | 612.2001 | 3.0002e-05 | 613.0738 | 0.00195 | 351.9976 | 0 | 352.5865 | 7.371e-06
| 402.0547 | 0.00044991 | 352.2117 | 0.0083898 | 402.0547 | 0.0588 | 352.2117 | 0.001101 | 346.4802 | 7.2633e-06 | 352.2117 | 0 | 352.8009 | 0 | 346.72 | -0.0005565 | 352.8009 | 0 | 352.8009 | 0 | 352.8009 | 1.1558e-05 | 346.72 | -0.00021673 | 352.8009 | 0 | 401.2756 | 8.3732e-06 | 352.8009 | 0 | 352.8009 | 0.00035604 | 352.2117 | 0 | 613.2333 | 0.00418 | 352.2117 | 0 | 612.3601 | 6.6672e-06 | 613.2333 | 0.00187 | 352.2117 | 0 | 352.8009 | 1.8876e-05
| 402.1675 | 0.00026652 | 352.4259 | 0.0079318 | 402.1675 | 0.05738 | 352.4259 | -0.00021995 | 346.6948 | -3.8693e-06 | 352.4259 | 0 | 353.0153 | 0 | 346.94 | -0.0011299 | 353.0153 | 0 | 353.0153 | 0 | 353.0153 | 0 | 346.94 | -0.0021998 | 353.0153 | 0 | 401.3884 | 9.0759e-06 | 353.0153 | 0 | 353.0153 | 0 | 352.4259 | 0 | 613.3928 | 0.00292 | 352.4259 | 0 | 612.5201 | 1.0001e-05 | 613.3928 | 0.00206 | 352.4259 | 0 | 353.0153 | 6.7671e-06
| 402.2803 | 0 | 352.6401 | 0.010241 | 402.2803 | 0.05602 | 352.6401 | 0.0013725 | 346.9094 | 6.8926e-06 | 352.6401 | 0 | 353.2298 | 0 | 347.15 | -0.00021923 | 353.2298 | 0 | 353.2298 | 0 | 353.2298 | 1.4286e-05 | 347.15 | 0.0022864 | 353.2298 | 0 | 401.5013 | 8.7831e-06 | 353.2298 | 0 | 353.2298 | 0.00032751 | 352.64 | 0 | 613.5524 | 0.00432 | 352.6401 | 0 | 612.6801 | 0 | 613.5524 | 0.00196 | 352.64 | 0 | 353.2298 | 2.0498e-05
| 402.3931 | 0 | 352.8542 | 0.010264 | 402.3931 | 0.05285 | 352.8542 | 0.00051068 | 347.124 | -9.863e-07 | 352.8542 | 0 | 353.4442 | 0 | 347.36 | -0.00069142 | 353.4442 | 0 | 353.4442 | 0 | 353.4442 | 0 | 347.36 | -0.0023624 | 353.4442 | 0 | 401.6141 | 1.0938e-05 | 353.4442 | 0 | 353.4442 | 0 | 352.8542 | 0 | 613.712 | 0.0057 | 352.8542 | 0 | 612.8401 | 1.0001e-05 | 613.712 | 0.00207 | 352.8542 | 0 | 353.4442 | 9.781e-06
| 402.5059 | 0 | 353.0684 | 0.011884 | 402.5059 | 0.05273 | 353.0684 | 0.001808 | 347.3386 | 1.0906e-05 | 353.0684 | 0 | 353.6587 | 0 | 347.58 | 0.0010961 | 353.6587 | 0 | 353.6587 | 0 | 353.6587 | 1.1958e-05 | 347.58 | -0.0016147 | 353.6587 | 0 | 401.727 | 1.0493e-05 | 353.6587 | 0 | 353.6587 | 0.00033288 | 353.0684 | 0 | 613.8715 | 0.00513 | 353.0684 | 0 | 613.0001 | 6.6672e-06 | 613.8715 | 0.00185 | 353.0684 | 0 | 353.6587 | 2.0094e-05
| 402.6186 | 0.0007157 | 353.2826 | 0.011592 | 402.6186 | 0.05037 | 353.2826 | -0.00033874 | 347.5533 | -8.5905e-07 | 353.2826 | 0 | 353.8731 | 0 | 347.79 | -0.00069142 | 353.8731 | 0 | 353.8731 | 0 | 353.8731 | 0 | 347.79 | -0.0026549 | 353.8731 | 0 | 401.8399 | 1.0657e-05 | 353.8731 | 0 | 353.8731 | 0 | 353.2826 | 0 | 614.0311 | 0.00485 | 353.2826 | 0 | 613.1601 | 3.0002e-05 | 614.0311 | 0.00203 | 353.2826 | 0 | 353.8731 | 8.0659e-06
| 402.7314 | 0 | 353.4969 | 0.01373 | 402.7314 | 0.04625 | 353.4969 | 0.0016159 | 347.7679 | 8.1442e-06 | 353.4969 | 0 | 354.0876 | 0 | 348.01 | 0.003457 | 354.0876 | 0 | 354.0876 | 0 | 354.0876 | 7.3631e-06 | 348.01 | 0.0011812 | 354.0876 | 0 | 401.9527 | 9.5443e-06 | 354.0876 | 0 | 354.0876 | 0.00033222 | 353.4969 | 0 | 614.1907 | 0.00494 | 353.4969 | 0 | 613.3201 | 6.6672e-06 | 614.1907 | 0.00191 | 353.4969 | 0 | 354.0876 | 1.8685e-05
| 402.8442 | 0 | 353.7111 | 0.011644 | 402.8442 | 0.04734 | 353.7111 | 0.00019126 | 347.9826 | -9.2737e-06 | 353.7111 | 0 | 354.3021 | 0 | 348.22 | -0.00045532 | 354.3021 | 0 | 354.3021 | 0 | 354.3021 | 0 | 348.22 | -0.0024598 | 354.3021 | 0 | 402.0656 | 9.9307e-06 | 354.3021 | 0 | 354.3021 | 0 | 353.7111 | 0 | 614.3503 | 0.00424 | 353.7111 | 0 | 613.4802 | 1.0001e-05 | 614.3503 | 0.00193 | 353.7111 | 0 | 354.3021 | 1.1499e-05
| 402.957 | 0.00104 | 353.9254 | 0.014187 | 402.957 | 0.04415 | 353.9254 | 0.00073132 | 348.1972 | 8.6465e-06 | 353.9254 | 0 | 354.5166 | 0 | 348.44 | -0.00021923 | 354.5166 | 0 | 354.5166 | 0 | 354.5166 | 1.7764e-06 | 348.44 | -8.6692e-05 | 354.5166 | 0 | 402.1785 | 9.193e-06 | 354.5166 | 0 | 354.5166 | 0.0002125 | 353.9254 | 0 | 614.5099 | 0.00475 | 353.9254 | 0 | 613.6402 | 0 | 614.5099 | 0.00172 | 353.9254 | 0 | 354.5166 | 2.1193e-05
| 403.0698 | 0 | 354.1397 | 0.017008 | 403.0698 | 0.04423 | 354.1397 | 1.9625e-05 | 348.4119 | -5.2137e-06 | 354.1397 | 0 | 354.7312 | 0 | 348.65 | -0.002108 | 354.7312 | 0 | 354.7312 | 0 | 354.7312 | 0 | 348.65 | -0.0013546 | 354.7312 | 0 | 402.2914 | 8.3147e-06 | 354.7312 | 0 | 354.7312 | 0 | 354.1397 | 0 | 614.6695 | 0.0045 | 354.1397 | 0 | 613.8002 | 3.0002e-05 | 614.6695 | 0.00187 | 354.1397 | 0 | 354.7312 | 8.1763e-06
| 403.1826 | 0 | 354.354 | 0.019624 | 403.1826 | 0.04086 | 354.354 | 0.0011432 | 348.6266 | 3.5509e-06 | 354.354 | 0 | 354.9457 | 0 | 348.87 | 0.00021923 | 354.9457 | 0 | 354.9457 | 0 | 354.9457 | 6.0729e-06 | 348.87 | 0.00079106 | 354.9457 | 0 | 402.4042 | 7.3075e-06 | 354.9457 | 0 | 354.9457 | 0.00018091 | 354.354 | 0 | 614.8291 | 0.00438 | 354.354 | 0 | 613.9603 | 0 | 614.8291 | 0.00184 | 354.354 | 0 | 354.9457 | 1.7036e-05
| 403.2954 | 0.00075165 | 354.5683 | 0.019482 | 403.2954 | 0.0398 | 354.5683 | -0.0003047 | 348.8413 | -5.7157e-06 | 354.5683 | 0 | 355.1603 | 0 | 349.08 | 0.00028669 | 355.1603 | 0 | 355.1603 | 0 | 355.1602 | 0 | 349.08 | -0.00070437 | 355.1603 | 0 | 402.5171 | 7.1084e-06 | 355.1603 | 0 | 355.1603 | 0 | 354.5683 | 0 | 614.9887 | 0.0041 | 354.5683 | 0 | 614.1203 | 3.0002e-05 | 614.9887 | 0.00195 | 354.5683 | 0 | 355.1602 | 6.6918e-06
| 403.4082 | 0.00026995 | 354.7826 | 0.022218 | 403.4082 | 0.03615 | 354.7826 | 0.00052461 | 349.056 | 4.244e-06 | 354.7826 | 0 | 355.3748 | 0 | 349.3 | -0.0005565 | 355.3748 | 0 | 355.3748 | 0 | 355.3748 | 8.3372e-06 | 349.3 | 0.00082357 | 355.3748 | 0 | 402.63 | 7.0382e-06 | 355.3748 | 0 | 355.3748 | 0.00018956 | 354.7826 | 0 | 615.1484 | 0.00522 | 354.7826 | 0 | 614.2804 | 4.667e-05 | 615.1484 | 0.00175 | 354.7826 | 0 | 355.3748 | 1.9142e-05
| 403.521 | 0.00032042 | 354.9969 | 0.024635 | 403.521 | 0.03661 | 354.9969 | 0.0001044 | 349.2708 | 1.0574e-06 | 354.9969 | 0 | 355.5894 | 0 | 349.51 | -0.001366 | 355.5894 | 0 | 355.5894 | 0 | 355.5894 | 0 | 349.51 | -0.0023624 | 355.5894 | 0 | 402.7429 | 7.6823e-06 | 355.5894 | 0 | 355.5894 | 0 | 354.9969 | 0 | 615.308 | 0.00352 | 354.9969 | 0 | 614.4405 | 3.0002e-05 | 615.308 | 0.0019 | 354.9969 | 0 | 355.5894 | 8.4176e-06
| 403.6338 | 0 | 355.2113 | 0.026882 | 403.6338 | 0.03379 | 355.2113 | 0.0014537 | 349.4855 | 5.3595e-06 | 355.2113 | 0 | 355.804 | 0 | 349.73 | -0.00038786 | 355.804 | 0 | 355.804 | 0 | 355.804 | 5.3348e-06 | 349.73 | 0.00066102 | 355.804 | 0 | 402.8558 | 8.2327e-06 | 355.804 | 0 | 355.804 | 0.00030688 | 355.2113 | 0 | 615.4676 | 0.00487 | 355.2113 | 0 | 614.6005 | 0 | 615.4676 | 0.0018 | 355.2113 | 0 | 355.804 | 2.2675e-05
| 403.7466 | 0 | 355.4257 | 0.02826 | 403.7466 | 0.03159 | 355.4257 | -0.00042403 | 349.7003 | -3.1718e-06 | 355.4257 | 0 | 356.0186 | 0 | 349.94 | -0.0018719 | 356.0186 | 0 | 356.0186 | 0 | 356.0186 | 0 | 349.94 | -0.0018747 | 356.0186 | 0 | 402.9688 | 9.5092e-06 | 356.0186 | 0 | 356.0186 | 0 | 355.4257 | 0 | 615.6273 | 0.00404 | 355.4257 | 0 | 614.7606 | 1.0001e-05 | 615.6273 | 0.00188 | 355.4257 | 0 | 356.0186 | 8.5054e-06
| 403.8594 | 7.1987e-05 | 355.64 | 0.030795 | 403.8594 | 0.03106 | 355.64 | 0.00071565 | 349.915 | 7.6117e-06 | 355.64 | 0 | 356.2333 | 0 | 350.16 | 0.0011299 | 356.2333 | 0 | 356.2333 | 0 | 356.2333 | 2.6275e-06 | 350.16 | 0.00085607 | 356.2333 | 0 | 403.0817 | 9.0524e-06 | 356.2333 | 0 | 356.2333 | 0.00010407 | 355.64 | 0 | 615.7869 | 0.00622 | 355.64 | 0 | 614.9207 | 6.6672e-06 | 615.7869 | 0.00177 | 355.64 | 0 | 356.2333 | 1.8619e-05
| 403.9721 | 0.00023058 | 355.8545 | 0.034169 | 403.9721 | 0.03087 | 355.8545 | 0.00012165 | 350.1298 | -1.6152e-06 | 355.8545 | 0 | 356.4479 | 0 | 350.37 | 0.00099496 | 356.4479 | 0 | 356.4479 | 0 | 356.4479 | 0 | 350.37 | 0.0019289 | 356.4479 | 0 | 403.1946 | 8.8065e-06 | 356.4479 | 0 | 356.4479 | 0 | 355.8544 | 0 | 615.9466 | 0.00371 | 355.8545 | 0 | 615.0808 | 3.0002e-05 | 615.9466 | 0.00194 | 355.8544 | 0 | 356.4479 | 9.2084e-06
| 404.0849 | 5.399e-05 | 356.0689 | 0.038106 | 404.0849 | 0.0293 | 356.0689 | 0.0022956 | 350.3446 | 7.5329e-06 | 356.0689 | 0 | 356.6626 | 0 | 350.59 | -0.0011299 | 356.6626 | 0 | 356.6626 | 0 | 356.6626 | 1.289e-05 | 350.59 | -0.00089942 | 356.6626 | 0 | 403.3075 | 7.612e-06 | 356.6626 | 0 | 356.6626 | 0.00034681 | 356.0689 | 0 | 616.1063 | 0.00515 | 356.0689 | 0 | 615.2409 | 2.6669e-05 | 616.1063 | 0.00189 | 356.0689 | 0 | 356.6626 | 1.9937e-05
| 404.1977 | 0 | 356.2833 | 0.039799 | 404.1977 | 0.02762 | 356.2833 | 0.00033343 | 350.5594 | -6.4762e-06 | 356.2833 | 0 | 356.8773 | 0 | 350.8 | -0.00062396 | 356.8773 | 0 | 356.8773 | 0 | 356.8773 | 0 | 350.8 | -0.001062 | 356.8773 | 0 | 403.4205 | 8.8065e-06 | 356.8773 | 0 | 356.8773 | 0 | 356.2833 | 0 | 616.2659 | 0.00373 | 356.2833 | 0 | 615.401 | 0 | 616.2659 | 0.00211 | 356.2833 | 0 | 356.8773 | 9.928e-06
| 404.3105 | 0.00025195 | 356.4978 | 0.042083 | 404.3105 | 0.0277 | 356.4978 | 0.00095828 | 350.7743 | 6.6843e-06 | 356.4978 | 0 | 357.092 | 0 | 351.01 | 0.00096123 | 357.092 | 0 | 357.092 | 0 | 357.092 | 1.1956e-05 | 351.01 | 0.0023515 | 357.092 | 0 | 403.5334 | 8.6191e-06 | 357.092 | 0 | 357.092 | 0.00039638 | 356.4978 | 0 | 616.4256 | 0.00475 | 356.4978 | 0 | 615.5611 | 2.6669e-05 | 616.4256 | 0.00198 | 356.4978 | 0 | 357.092 | 1.7247e-05
| 404.4233 | 0 | 356.7122 | 0.046505 | 404.4233 | 0.02611 | 356.7122 | 0.00036558 | 350.9891 | 1.4849e-07 | 356.7122 | 0 | 357.3067 | 0 | 351.23 | -0.0029174 | 357.3067 | 0 | 357.3067 | 0 | 357.3067 | 0 | 351.23 | -0.0015822 | 357.3067 | 0 | 403.6463 | 8.502e-06 | 357.3067 | 0 | 357.3067 | 0 | 356.7122 | 0 | 616.5853 | 0.00366 | 356.7122 | 0 | 615.7212 | 1.0001e-05 | 616.5853 | 0.0021 | 356.7122 | 0 | 357.3067 | 9.2074e-06
| 404.5361 | 0 | 356.9267 | 0.049814 | 404.5361 | 0.02532 | 356.9267 | 0.001008 | 351.2039 | 9.5901e-06 | 356.9267 | 0 | 357.5214 | 0 | 351.44 | -0.00089378 | 357.5214 | 0 | 357.5214 | 0 | 357.5214 | 7.2255e-06 | 351.44 | -0.00067186 | 357.5214 | 0 | 403.7593 | 7.6354e-06 | 357.5214 | 0 | 357.5214 | 0.00016363 | 356.9267 | 0 | 616.745 | 0.00468 | 356.9267 | 0 | 615.8814 | 2.6669e-05 | 616.745 | 0.00182 | 356.9267 | 0 | 357.5214 | 2.0407e-05
| 404.6489 | 0 | 357.1412 | 0.054787 | 404.6489 | 0.02428 | 357.1412 | 0.00027625 | 351.4188 | -4.32e-06 | 357.1412 | 0 | 357.7361 | 0 | 351.66 | -0.0020068 | 357.7361 | 0 | 357.7361 | 0 | 357.7361 | 0 | 351.66 | -0.00015171 | 357.7361 | 0 | 403.8722 | 8.9939e-06 | 357.7361 | 0 | 357.7362 | 0 | 357.1412 | 0 | 616.9047 | 0.00338 | 357.1412 | 0 | 616.0415 | 1.0001e-05 | 616.9047 | 0.00188 | 357.1412 | 0 | 357.7361 | 6.7417e-06
| 404.7617 | 0 | 357.3557 | 0.059238 | 404.7617 | 0.02315 | 357.3557 | 0.0015035 | 351.6337 | 5.0276e-06 | 357.3557 | 0 | 357.9509 | 0 | 351.87 | 0.0025127 | 357.9509 | 0 | 357.9509 | 0 | 357.9509 | 1.2082e-05 | 351.87 | -0.00099695 | 357.9509 | 0 | 403.9852 | 9.6028e-06 | 357.9509 | 0 | 357.9509 | 0.000262 | 357.3557 | 0 | 617.0644 | 0.0071 | 357.3557 | 0 | 616.2016 | 2.6669e-05 | 617.0644 | 0.00179 | 357.3557 | 0 | 357.9509 | 1.8935e-05
| 404.8745 | 0.00048213 | 357.5703 | 0.064172 | 404.8745 | 0.02533 | 357.5703 | -7.7946e-05 | 351.8486 | -3.8507e-06 | 357.5703 | 0 | 358.1657 | 0 | 352.09 | -0.00059023 | 358.1657 | 0 | 358.1657 | 0 | 358.1656 | 0 | 352.09 | -0.00093193 | 358.1657 | 0 | 404.0982 | 9.7317e-06 | 358.1657 | 0 | 358.1657 | 0 | 357.5702 | 0 | 617.2242 | 0.00346 | 357.5703 | 0 | 616.3618 | 0 | 617.2242 | 0.00194 | 357.5702 | 0 | 358.1656 | 7.2687e-06
| 404.9872 | 0.00041391 | 357.7848 | 0.070309 | 404.9872 | 0.01987 | 357.7848 | 0.0014291 | 352.0634 | 6.8951e-06 | 357.7848 | 0 | 358.3804 | 0 | 352.3 | 0.00025296 | 358.3804 | 0 | 358.3804 | 0 | 358.3804 | 7.6724e-06 | 352.3 | 7.5855e-05 | 358.3804 | 0 | 404.2111 | 8.9353e-06 | 358.3804 | 0 | 358.3804 | 0.00032618 | 357.7848 | 0 | 617.3839 | 0.00485 | 357.7848 | 0 | 616.5219 | 6.6672e-06 | 617.3839 | 0.00182 | 357.7848 | 0 | 358.3804 | 1.9556e-05
| 405.1 | 0 | 357.9994 | 0.074853 | 405.1 | 0.02098 | 357.9994 | 0.00023866 | 352.2784 | -3.8208e-06 | 357.9994 | 0 | 358.5952 | 0 | 352.52 | 0.0014672 | 358.5952 | 0 | 358.5952 | 0 | 358.5952 | 0 | 352.52 | -0.001257 | 358.5952 | 0 | 404.3241 | 8.502e-06 | 358.5952 | 0 | 358.5953 | 0 | 357.9994 | 0 | 617.5436 | 0.00334 | 357.9994 | 0 | 616.6821 | 1.0001e-05 | 617.5436 | 0.00188 | 357.9994 | 0 | 358.5952 | 7.4504e-06
| 405.2128 | 0.00079184 | 358.2139 | 0.081928 | 405.2128 | 0.01987 | 358.2139 | 0.00076843 | 352.4933 | 7.1415e-06 | 358.2139 | 0 | 358.81 | 0 | 352.73 | 5.0592e-05 | 358.81 | 0 | 358.81 | 0 | 358.81 | 4.4113e-06 | 352.73 | -0.001192 | 358.81 | 0 | 404.4371 | 8.3498e-06 | 358.81 | 0 | 358.81 | 0.00024576 | 358.2139 | 0 | 617.7034 | 0.00561 | 358.2139 | 0 | 616.8422 | 2.6669e-05 | 617.7034 | 0.00179 | 358.2139 | 0 | 358.81 | 1.9141e-05
| 405.3256 | 0 | 358.4285 | 0.089218 | 405.3256 | 0.02086 | 358.4285 | 0.00071127 | 352.7082 | -4.7606e-07 | 358.4285 | 0 | 359.0249 | 0 | 352.95 | 0.00099496 | 359.0249 | 0 | 359.0249 | 0 | 359.0249 | 0 | 352.95 | -0.0012895 | 359.0249 | 0 | 404.5501 | 6.8508e-06 | 359.0249 | 0 | 359.0249 | 0 | 358.4285 | 0 | 617.8631 | 0.00343 | 358.4285 | 0 | 617.0024 | 0 | 617.8631 | 0.0019 | 358.4285 | 0 | 359.0249 | 1.0797e-05
| 405.4384 | 0 | 358.6431 | 0.098262 | 405.4384 | 0.02067 | 358.6431 | 0.0025528 | 352.9232 | 6.5379e-06 | 358.6431 | 0 | 359.2397 | 0 | 353.16 | -0.00035414 | 359.2397 | 0 | 359.2397 | 0 | 359.2397 | 1.3652e-05 | 353.16 | -0.00063934 | 359.2397 | 0 | 404.6631 | 7.4364e-06 | 359.2397 | 0 | 359.2397 | 0.00032991 | 358.6431 | 0 | 618.0229 | 0.00563 | 358.6431 | 0 | 617.1626 | 6.6672e-06 | 618.0229 | 0.00183 | 358.6431 | 0 | 359.2397 | 2.041e-05
| 405.5512 | 0 | 358.8578 | 0.10439 | 405.5512 | 0.0189 | 358.8578 | 0.00055424 | 353.1381 | -1.5361e-06 | 358.8578 | 0 | 359.4546 | 0 | 353.38 | -0.0019057 | 359.4546 | 0 | 359.4546 | 0 | 359.4546 | 0 | 353.38 | -0.0010295 | 359.4546 | 0 | 404.776 | 8.2561e-06 | 359.4546 | 0 | 359.4546 | 0 | 358.8578 | 0 | 618.1826 | 0.00353 | 358.8578 | 0 | 617.3228 | 3.0002e-05 | 618.1826 | 0.00193 | 358.8578 | 0 | 359.4546 | 7.9116e-06
| 405.6639 | 0 | 359.0724 | 0.11477 | 405.6639 | 0.01907 | 359.0724 | 0.0024883 | 353.3531 | 3.0453e-06 | 359.0724 | 0 | 359.6694 | 0 | 353.59 | 0.0020068 | 359.6694 | 0 | 359.6694 | 0 | 359.6694 | 3.751e-06 | 353.59 | -0.00054182 | 359.6694 | 0 | 404.889 | 8.7245e-06 | 359.6694 | 0 | 359.6694 | 0.00030231 | 359.0724 | 0 | 618.3424 | 0.00626 | 359.0724 | 0 | 617.4829 | 0 | 618.3424 | 0.00186 | 359.0724 | 0 | 359.6694 | 2.0821e-05
| 405.7767 | 0 | 359.2871 | 0.12447 | 405.7767 | 0.01833 | 359.2871 | 0.00094617 | 353.5681 | 1.018e-06 | 359.2871 | 0 | 359.8843 | 0 | 353.81 | -0.0041991 | 359.8843 | 0 | 359.8843 | 0 | 359.8843 | 0 | 353.81 | 0.00088859 | 359.8843 | 0 | 405.002 | 9.4857e-06 | 359.8843 | 0 | 359.8843 | 0 | 359.2871 | 0 | 618.5022 | 0.00357 | 359.2871 | 0 | 617.6431 | 0 | 618.5022 | 0.00196 | 359.2871 | 0 | 359.8843 | 9.0166e-06
| 405.8895 | 0 | 359.5017 | 0.13646 | 405.8895 | 0.01423 | 359.5017 | 0.0020072 | 353.7831 | 9.2139e-06 | 359.5017 | 0 | 360.0992 | 0 | 354.02 | -0.0001855 | 360.0992 | 0 | 360.0992 | 0 | 360.0992 | 1.3309e-05 | 354.02 | -0.00024923 | 360.0992 | 0 | 405.1151 | 7.8462e-06 | 360.0992 | 0 | 360.0992 | 0.000193 | 359.5017 | 0 | 618.662 | 0.00445 | 359.5017 | 0 | 617.8033 | 0 | 618.662 | 0.00186 | 359.5017 | 0 | 360.0992 | 2.1471e-05
| 406.0023 | 0.00057197 | 359.7164 | 0.14532 | 406.0023 | 0.01627 | 359.7164 | 0.00057389 | 353.9981 | -0.0037042 | 359.7164 | 0 | 360.3141 | 0 | 354.24 | -0.00069142 | 360.3141 | 0 | 360.3141 | 0 | 360.3141 | 0 | 354.24 | -0.0023624 | 360.3141 | 0 | 405.2281 | 7.9048e-06 | 360.3141 | 0 | 360.3141 | 0 | 359.7164 | 0 | 618.8218 | 0.00484 | 359.7164 | 0 | 617.9635 | 1.0001e-05 | 618.8218 | 0.00198 | 359.7164 | 0 | 360.3141 | 0.0068161
| 406.1151 | 0.0004859 | 359.9311 | 0.16007 | 406.1151 | 0.01806 | 359.9311 | 0.0026193 | 354.2131 | 0.004724 | 359.9311 | 0 | 360.5291 | 0 | 354.45 | 0.00015177 | 360.5291 | 0 | 360.5291 | 0 | 360.5291 | 1.6807e-05 | 354.45 | 0.00040094 | 360.5291 | 0 | 405.3411 | 5.8554e-06 | 360.5291 | 0 | 360.529 | 0.00029955 | 359.9311 | 0 | 618.9816 | 0.00422 | 359.9311 | 0 | 618.1237 | 0 | 618.9816 | 0.00184 | 359.9311 | 0 | 360.5291 | 0.013558
| 406.2279 | 0 | 360.1458 | 0.17252 | 406.2279 | 0.01602 | 360.1458 | 0.00091096 | 354.4282 | 0.00014585 | 360.1458 | 0 | 360.744 | 0 | 354.67 | -0.0022428 | 360.744 | 0 | 360.744 | 0 | 360.744 | 0 | 354.67 | -0.0020372 | 360.744 | 0 | 405.4541 | 6.5698e-06 | 360.744 | 0 | 360.744 | 0 | 360.1458 | 0 | 619.1414 | 0.00315 | 360.1458 | 0 | 618.284 | 3.0002e-05 | 619.1414 | 0.00188 | 360.1458 | 0 | 360.744 | 0.007001
| 406.3406 | 0 | 360.3606 | 0.18712 | 406.3406 | 0.01656 | 360.3606 | 0.0020988 | 354.6432 | 0.0021317 | 360.3606 | 0 | 360.959 | 0 | 354.88 | -0.0018719 | 360.959 | 0 | 360.959 | 0 | 360.959 | 7.7864e-06 | 354.88 | -0.0011595 | 360.959 | 0 | 405.5672 | 6.8976e-06 | 360.959 | 0 | 360.959 | 0.00024111 | 360.3606 | 0 | 619.3012 | 0.00311 | 360.3606 | 0 | 618.4442 | 0 | 619.3012 | 0.00171 | 360.3606 | 0 | 360.959 | 0.014728
| 406.4534 | 0.00057197 | 360.5753 | 0.20207 | 406.4534 | 0.01776 | 360.5753 | 0.0012868 | 354.8582 | -0.0013391 | 360.5753 | 0 | 361.1739 | 0 | 355.1 | -0.0010624 | 361.1739 | 0 | 361.1739 | 0 | 361.174 | 0 | 355.1 | 0.00098612 | 361.1739 | 0 | 405.6802 | 6.8391e-06 | 361.1739 | 0 | 361.1739 | 0 | 360.5753 | 0 | 619.461 | 0.00461 | 360.5753 | 0 | 618.6044 | 3.0002e-05 | 619.461 | 0.00183 | 360.5753 | 0 | 361.174 | 0.0053675
| 406.5662 | 0 | 360.7901 | 0.21764 | 406.5662 | 0.0141 | 360.7901 | 0.0020022 | 355.0733 | 0.0025518 | 360.7901 | 0 | 361.3889 | 0 | 355.32 | 0.001602 | 361.3889 | 0 | 361.3889 | 0 | 361.3889 | 4.5909e-06 | 355.32 | -0.00076939 | 361.3889 | 0 | 405.7932 | 6.6283e-06 | 361.3889 | 0 | 361.3889 | 0.00033612 | 360.7901 | 0 | 619.6208 | 0.00485 | 360.7901 | 0 | 618.7646 | 6.6672e-06 | 619.6208 | 0.00188 | 360.7901 | 0 | 361.3889 | 0.012877
| 406.679 | 0.00058994 | 361.0049 | 0.23715 | 406.679 | 0.01457 | 361.0049 | 0.0010612 | 355.2884 | 0.0020296 | 361.0049 | 0 | 361.6039 | 0 | 355.53 | 0.0009275 | 361.6039 | 0 | 361.6039 | 0 | 361.6039 | 0 | 355.53 | -0.00028175 | 361.6039 | 0 | 405.9063 | 7.0382e-06 | 361.6039 | 0 | 361.6039 | 0 | 361.0049 | 0 | 619.7807 | 0.00311 | 361.0049 | 0 | 618.9249 | 1.0001e-05 | 619.7807 | 0.002 | 361.0049 | 0 | 361.6039 | 0.0046006
| 406.7918 | 0 | 361.2197 | 0.25838 | 406.7918 | 0.01307 | 361.2197 | 0.0026642 | 355.5035 | 0.0073691 | 361.2197 | 0 | 361.8189 | 0 | 355.75 | 5.0592e-05 | 361.8189 | 0 | 361.8189 | 0 | 361.8189 | 1.1626e-05 | 355.75 | 0.00072604 | 361.8189 | 0 | 406.0193 | 7.0265e-06 | 361.8189 | 0 | 361.8189 | 0.00028619 | 361.2197 | 0 | 619.9405 | 0.00274 | 361.2197 | 0 | 619.0851 | 0 | 619.9405 | 0.00192 | 361.2197 | 0 | 361.8189 | 0.013283
| 406.9045 | 0 | 361.4345 | 0.27802 | 406.9045 | 0.01437 | 361.4345 | 0.00086207 | 355.7186 | -0.0021366 | 361.4345 | 0 | 362.034 | 0 | 355.96 | -0.002108 | 362.034 | 0 | 362.034 | 0 | 362.034 | 0 | 355.96 | -0.0025575 | 362.034 | 0 | 406.1324 | 5.6212e-06 | 362.034 | 0 | 362.034 | 0 | 361.4345 | 0 | 620.1004 | 0.00464 | 361.4345 | 0 | 619.2454 | 5.0004e-05 | 620.1004 | 0.00194 | 361.4345 | 0 | 362.034 | 0.0076604
| 407.0173 | 0 | 361.6493 | 0.30152 | 407.0173 | 0.01064 | 361.6493 | 0.0026614 | 355.9337 | 0.0038892 | 361.6493 | 0 | 362.249 | 0 | 356.18 | -0.00025296 | 362.249 | 0 | 362.249 | 0 | 362.249 | 9.3002e-06 | 356.18 | 0.00059601 | 362.249 | 0 | 406.2454 | 4.7429e-06 | 362.249 | 0 | 362.249 | 0.00033243 | 361.6493 | 0 | 620.2602 | 0.00436 | 361.6493 | 0 | 619.4057 | 6.6672e-06 | 620.2602 | 0.0018 | 361.6493 | 0 | 362.249 | 0.01353
| 407.1301 | 0 | 361.8642 | 0.32407 | 407.1301 | 0.01318 | 361.8642 | 0.0015522 | 356.1489 | -0.0041536 | 361.8642 | 0 | 362.4641 | 0 | 356.39 | 0.00021923 | 362.4641 | 0 | 362.4641 | 0 | 362.4641 | 0 | 356.39 | 0.00059601 | 362.4641 | 0 | 406.3585 | 5.1879e-06 | 362.4641 | 0 | 362.4641 | 0 | 361.8642 | 0 | 620.4201 | 0.00482 | 361.8642 | 0 | 619.5659 | 1.0001e-05 | 620.4201 | 0.0018 | 361.8642 | 0 | 362.4641 | 0.0048785
| 407.2429 | 0 | 362.079 | 0.35238 | 407.2429 | 0.01055 | 362.079 | 0.0033504 | 356.364 | 0.0040078 | 362.079 | 0 | 362.6792 | 0 | 356.61 | 0.0018719 | 362.6792 | 0 | 362.6792 | 0 | 362.6792 | 8.4926e-06 | 356.61 | -0.001062 | 362.6792 | 0 | 406.4716 | 6.1365e-06 | 362.6792 | 0 | 362.6792 | 0.00025171 | 362.079 | 0 | 620.5799 | 0.00466 | 362.079 | 0 | 619.7262 | 0 | 620.5799 | 0.00168 | 362.079 | 0 | 362.6792 | 0.012922
| 407.3557 | 0.00134 | 362.2939 | 0.37642 | 407.3557 | 0.01269 | 362.2939 | 0.0014446 | 356.5792 | -0.00030302 | 362.2939 | 0 | 362.8943 | 0 | 356.82 | -0.0016358 | 362.8943 | 0 | 362.8943 | 0 | 362.8943 | 0 | 356.82 | -0.0015171 | 362.8943 | 0 | 406.5846 | 5.9374e-06 | 362.8943 | 0 | 362.8943 | 0 | 362.2939 | 0 | 620.7398 | 0.00419 | 362.2939 | 0 | 619.8865 | 1.0001e-05 | 620.7398 | 0.00176 | 362.2939 | 0 | 362.8943 | 0.0046397
| 407.4684 | 0 | 362.5088 | 0.40634 | 407.4684 | 0.00949 | 362.5088 | 0.0032757 | 356.7944 | 0.0041308 | 362.5088 | 0 | 363.1094 | 0 | 357.04 | 0.0011299 | 363.1094 | 0 | 363.1094 | 0 | 363.1094 | 8.7083e-06 | 357.04 | 0.00030341 | 363.1094 | 0 | 406.6977 | 5.5275e-06 | 363.1094 | 0 | 363.1094 | 0.00034112 | 362.5088 | 0 | 620.8997 | 0.00445 | 362.5088 | 0 | 620.0468 | 6.6672e-06 | 620.8997 | 0.00169 | 362.5088 | 0 | 363.1094 | 0.012881
| 407.5812 | 0.00151 | 362.7237 | 0.43504 | 407.5812 | 0.01183 | 362.7237 | 0.0024998 | 357.0096 | -0.003763 | 362.7237 | 0 | 363.3245 | 0 | 357.25 | -0.00079259 | 363.3245 | 0 | 363.3245 | 0 | 363.3245 | 0 | 357.25 | -0.00037928 | 363.3245 | 0 | 406.8108 | 5.4572e-06 | 363.3245 | 0 | 363.3245 | 0 | 362.7237 | 0 | 621.0596 | 0.00452 | 362.7237 | 0 | 620.207 | 1.0001e-05 | 621.0596 | 0.00178 | 362.7237 | 0 | 363.3245 | 0.0040271
| 407.694 | 0 | 362.9386 | 0.46854 | 407.694 | 0.00991 | 362.9386 | 0.0036302 | 357.2247 | 0.0059957 | 362.9386 | 0 | 363.5396 | 0 | 357.47 | 0.0010624 | 363.5396 | 0 | 363.5396 | 0 | 363.5396 | 7.5625e-06 | 357.47 | 1.0836e-05 | 363.5396 | 0 | 406.9239 | 5.6914e-06 | 363.5396 | 0 | 363.5396 | 0.0005031 | 362.9386 | 0 | 621.2195 | 0.00529 | 362.9386 | 0 | 620.3673 | 0 | 621.2195 | 0.00172 | 362.9386 | 0 | 363.5396 | 0.0098861
| 407.8068 | 0.00098522 | 363.1536 | 0.50173 | 407.8068 | 0.01004 | 363.1536 | 0.0034561 | 357.4399 | -0.0038173 | 363.1536 | 0 | 363.7548 | 0 | 357.68 | -0.00065769 | 363.7548 | 0 | 363.7548 | 0 | 363.7548 | 0 | 357.68 | -0.00089942 | 363.7548 | 0 | 407.037 | 5.9491e-06 | 363.7548 | 0 | 363.7548 | 0 | 363.1536 | 0 | 621.3794 | 0.00397 | 363.1536 | 0 | 620.5276 | 1.0001e-05 | 621.3794 | 0.00186 | 363.1536 | 0 | 363.7548 | 0.0037229
| 407.9196 | 0 | 363.3685 | 0.53884 | 407.9196 | 0.00798 | 363.3685 | 0.0042923 | 357.6552 | 0.0057927 | 363.3685 | 0 | 363.9699 | 0 | 357.9 | -0.00052277 | 363.9699 | 0 | 363.9699 | 0 | 363.9699 | 1.2236e-05 | 357.9 | -0.00086692 | 363.9699 | 0 | 407.1501 | 6.359e-06 | 363.9699 | 0 | 363.9699 | 0.00018823 | 363.3685 | 0 | 621.5393 | 0.00587 | 363.3685 | 0 | 620.688 | 0 | 621.5393 | 0.00178 | 363.3685 | 0 | 363.9699 | 0.01218
| 408.0323 | 0.00075165 | 363.5835 | 0.57402 | 408.0323 | 0.00933 | 363.5835 | 0.0031819 | 357.8704 | -0.0021386 | 363.5835 | 0 | 364.1851 | 0 | 358.11 | -0.0026813 | 364.1851 | 0 | 364.1851 | 0 | 364.1851 | 0 | 358.11 | -0.0018422 | 364.1851 | 0 | 407.2632 | 6.8976e-06 | 364.1851 | 0 | 364.1851 | 0 | 363.5835 | 0 | 621.6992 | 0.00394 | 363.5835 | 0 | 620.8483 | 3.0002e-05 | 621.6992 | 0.00189 | 363.5835 | 0 | 364.1851 | 0.0056668
| 408.1451 | 0 | 363.7985 | 0.61134 | 408.1451 | 0.00833 | 363.7985 | 0.0050905 | 358.0857 | 0.002988 | 363.7985 | 0 | 364.4003 | 0 | 358.33 | -0.0011636 | 364.4003 | 0 | 364.4003 | 0 | 364.4003 | 1.1448e-05 | 358.33 | -0.001127 | 364.4003 | 0 | 407.3763 | 6.6869e-06 | 364.4003 | 0 | 364.4003 | 0.00032457 | 363.7985 | 0 | 621.8591 | 0.00489 | 363.7985 | 0 | 621.0086 | 0 | 621.8591 | 0.00173 | 363.7985 | 0 | 364.4003 | 0.011068
| 408.2579 | 0.00118 | 364.0135 | 0.64694 | 408.2579 | 0.00784 | 364.0135 | 0.0039852 | 358.3009 | -0.0010652 | 364.0135 | 0 | 364.6155 | 0 | 358.54 | -0.00065769 | 364.6155 | 0 | 364.6155 | 0 | 364.6155 | 0 | 358.54 | -5.4182e-05 | 364.6155 | 0 | 407.4894 | 7.4715e-06 | 364.6155 | 0 | 364.6155 | 0 | 364.0135 | 0 | 622.0191 | 0.00426 | 364.0135 | 0 | 621.1689 | 3.0002e-05 | 622.0191 | 0.00183 | 364.0135 | 0 | 364.6155 | 0.0043516
| 408.3707 | 0 | 364.2285 | 0.68186 | 408.3707 | 0.00494 | 364.2285 | 0.0053518 | 358.5162 | 0.0024146 | 364.2285 | 0 | 364.8307 | 0 | 358.76 | 0.00032042 | 364.8307 | 0 | 364.8307 | 0 | 364.8307 | 1.0972e-05 | 358.76 | -0.0021023 | 364.8307 | 0 | 407.6025 | 7.612e-06 | 364.8307 | 0 | 364.8308 | 0.00027456 | 364.2285 | 0 | 622.179 | 0.00464 | 364.2285 | 0 | 621.3293 | 6.6672e-06 | 622.179 | 0.00178 | 364.2285 | 0 | 364.8307 | 0.010113
| 408.4834 | 0.00046416 | 364.4435 | 0.71574 | 408.4834 | 0.00773 | 364.4435 | 0.0034942 | 358.7315 | -8.6411e-05 | 364.4435 | 0 | 365.046 | 0 | 358.98 | -0.00059023 | 365.046 | 0 | 365.046 | 0 | 365.046 | 0 | 358.98 | -0.00076939 | 365.046 | 0 | 407.7157 | 8.4318e-06 | 365.046 | 0 | 365.046 | 0 | 364.4435 | 0 | 622.339 | 0.0044 | 364.4435 | 0 | 621.4896 | 5.0004e-05 | 622.339 | 0.00196 | 364.4435 | 0 | 365.046 | 0.0048437
| 408.5962 | 0 | 364.6586 | 0.75363 | 408.5962 | 0.00474 | 364.6586 | 0.0056297 | 358.9468 | 0.0054801 | 364.6586 | 0 | 365.2612 | 0 | 359.19 | 0.0016358 | 365.2612 | 0 | 365.2612 | 0 | 365.2612 | 7.6694e-06 | 359.19 | -0.00041178 | 365.2612 | 0 | 407.8288 | 7.4364e-06 | 365.2612 | 0 | 365.2612 | 0.00018745 | 364.6586 | 0 | 622.4989 | 0.0049 | 364.6586 | 0 | 621.65 | 6.6672e-06 | 622.4989 | 0.00186 | 364.6586 | 0 | 365.2612 | 0.0096012
| 408.709 | 0.00115 | 364.8736 | 0.78737 | 408.709 | 0.00718 | 364.8736 | 0.0041886 | 359.1621 | -0.00065455 | 364.8736 | 0 | 365.4765 | 0 | 359.41 | -0.0013322 | 365.4765 | 0 | 365.4765 | 0 | 365.4765 | 0 | 359.41 | 0.00040094 | 365.4765 | 0 | 407.9419 | 6.8742e-06 | 365.4765 | 0 | 365.4765 | 0 | 364.8736 | 0 | 622.6589 | 0.00392 | 364.8736 | 0 | 621.8103 | 1.0001e-05 | 622.6589 | 0.00194 | 364.8736 | 0 | 365.4765 | 0.0036368
| 408.8218 | 0 | 365.0887 | 0.82396 | 408.8218 | 0.00547 | 365.0887 | 0.0069373 | 359.3774 | 0.0018147 | 365.0887 | 0 | 365.6918 | 0 | 359.62 | -0.00048905 | 365.6918 | 0 | 365.6918 | 0 | 365.6918 | 1.134e-05 | 359.62 | -0.0034351 | 365.6918 | 0 | 408.0551 | 5.5392e-06 | 365.6918 | 0 | 365.6918 | 0.00040355 | 365.0887 | 0 | 622.8188 | 0.00397 | 365.0887 | 0 | 621.9707 | 0 | 622.8188 | 0.00177 | 365.0887 | 0 | 365.6918 | 0.0095317
| 408.9345 | 0.00122 | 365.3038 | 0.85715 | 408.9345 | 0.00699 | 365.3038 | 0.0056731 | 359.5927 | -0.0013742 | 365.3038 | 0 | 365.9071 | 0 | 359.84 | -0.0011299 | 365.9071 | 0 | 365.9071 | 0 | 365.9071 | 0 | 359.84 | -0.0029475 | 365.9071 | 0 | 408.1682 | 5.0239e-06 | 365.9071 | 0 | 365.9071 | 0 | 365.3038 | 0 | 622.9788 | 0.00334 | 365.3038 | 0 | 622.131 | 1.0001e-05 | 622.9788 | 0.00183 | 365.3038 | 0 | 365.9071 | 0.0038218
| 409.0473 | 0 | 365.5189 | 0.88709 | 409.0473 | 0.00294 | 365.5189 | 0.0078673 | 359.8081 | 0.0033222 | 365.5189 | 0 | 366.1224 | 0 | 360.05 | 0.0015008 | 366.1224 | 0 | 366.1224 | 0 | 366.1224 | 1.1013e-05 | 360.05 | 4.3346e-05 | 366.1224 | 0 | 408.2813 | 5.0122e-06 | 366.1224 | 0 | 366.1224 | 0.00034797 | 365.5189 | 0 | 623.1388 | 0.00487 | 365.5189 | 0 | 622.2914 | 6.6672e-06 | 623.1388 | 0.00173 | 365.5189 | 0 | 366.1224 | 0.0085708
| 409.1601 | 0.00058994 | 365.7341 | 0.91243 | 409.1601 | 0.00482 | 365.7341 | 0.0068224 | 360.0234 | 0.00069194 | 365.7341 | 0 | 366.3377 | 0 | 360.27 | -0.0023441 | 366.3377 | 0 | 366.3377 | 0 | 366.3377 | 0 | 360.27 | -0.0024923 | 366.3377 | 0 | 408.3945 | 5.0474e-06 | 366.3377 | 0 | 366.3377 | 0 | 365.7341 | 0 | 623.2988 | 0.00311 | 365.7341 | 0 | 622.4518 | 1.0001e-05 | 623.2988 | 0.00177 | 365.7341 | 0 | 366.3377 | 0.0046524
| 409.2729 | 0 | 365.9492 | 0.93968 | 409.2729 | 0.00282 | 365.9492 | 0.0074697 | 360.2388 | 0.0027075 | 365.9492 | 0 | 366.553 | 0 | 360.48 | 0.0023778 | 366.553 | 0 | 366.553 | 0 | 366.553 | 1.1288e-05 | 360.48 | -0.0013546 | 366.553 | 0 | 408.5077 | 4.8014e-06 | 366.553 | 0 | 366.553 | 0.0003709 | 365.9492 | 0 | 623.4588 | 0.00527 | 365.9492 | 0 | 622.6122 | 0 | 623.4588 | 0.00172 | 365.9492 | 0 | 366.553 | 0.0094611
| 409.3856 | 0.00075165 | 366.1644 | 0.95927 | 409.3856 | 0.00539 | 366.1644 | 0.007459 | 360.4542 | -0.0013241 | 366.1644 | 0 | 366.7684 | 0 | 360.7 | -0.0014334 | 366.7684 | 0 | 366.7684 | 0 | 366.7684 | 0 | 360.7 | 0.00033593 | 366.7684 | 0 | 408.6208 | 5.5392e-06 | 366.7684 | 0 | 366.7684 | 0 | 366.1644 | 0 | 623.6188 | 0.00369 | 366.1644 | 0 | 622.7726 | 1.0001e-05 | 623.6188 | 0.00183 | 366.1644 | 0 | 366.7684 | 0.0041182
| 409.4984 | 0 | 366.3795 | 0.97509 | 409.4984 | 0.00276 | 366.3795 | 0.0096209 | 360.6696 | 0.0039928 | 366.3795 | 0 | 366.9838 | 0 | 360.91 | -0.0010624 | 366.9838 | 0 | 366.9838 | 0 | 366.9838 | 1.0304e-05 | 360.91 | 0.00017338 | 366.9838 | 0 | 408.734 | 5.8554e-06 | 366.9838 | 0 | 366.9838 | 0.00038505 | 366.3795 | 0 | 623.7788 | 0.00513 | 366.3795 | 0 | 622.933 | 6.6672e-06 | 623.7788 | 0.00182 | 366.3795 | 0 | 366.9838 | 0.0096354
| 409.6112 | 0 | 366.5947 | 0.98785 | 409.6112 | 0.00486 | 366.5947 | 0.0096347 | 360.885 | -0.00030434 | 366.5947 | 0 | 367.1992 | 0 | 361.13 | -0.00079259 | 367.1992 | 0 | 367.1992 | 0 | 367.1992 | 0 | 361.13 | -0.00080189 | 367.1992 | 0 | 408.8472 | 6.5698e-06 | 367.1992 | 0 | 367.1992 | 0 | 366.5947 | 0 | 623.9388 | 0.00419 | 366.5947 | 0 | 623.0934 | 0 | 623.9388 | 0.00188 | 366.5947 | 0 | 367.1992 | 0.0040566
| 409.724 | 0 | 366.8099 | 0.99191 | 409.724 | 0.0024 | 366.8099 | 0.010692 | 361.1004 | 0.0034413 | 366.8099 | 0 | 367.4146 | 0 | 361.35 | -0.00089378 | 367.4146 | 0 | 367.4146 | 0 | 367.4146 | 6.759e-06 | 361.35 | 0.00098612 | 367.4146 | 0 | 408.9604 | 5.3635e-06 | 367.4146 | 0 | 367.4146 | 0.0001861 | 366.8099 | 0 | 624.0988 | 0.00622 | 366.8099 | 0 | 623.2538 | 0 | 624.0988 | 0.00174 | 366.8099 | 0 | 367.4146 | 0.008285
| 409.8367 | 0.00058994 | 367.0252 | 0.9982 | 409.8367 | 0.00463 | 367.0252 | 0.0095048 | 361.3159 | -0.00068937 | 367.0252 | 0 | 367.63 | 0 | 361.56 | 0.00069142 | 367.63 | 0 | 367.63 | 0 | 367.63 | 0 | 361.56 | -0.0008344 | 367.63 | 0 | 409.0735 | 5.0942e-06 | 367.63 | 0 | 367.63 | 0 | 367.0251 | 0 | 624.2589 | 0.00443 | 367.0252 | 0 | 623.4142 | 1.0001e-05 | 624.2589 | 0.00186 | 367.0251 | 0 | 367.63 | 0.0043869
| 409.9495 | 0 | 367.2404 | 1 | 409.9495 | 0.00097331 | 367.2404 | 0.011837 | 361.5313 | 0.0033543 | 367.2404 | 0 | 367.8454 | 0 | 361.78 | 1.6864e-05 | 367.8454 | 0 | 367.8454 | 0 | 367.8454 | 9.578e-06 | 361.78 | -0.0010945 | 367.8454 | 0 | 409.1867 | 5.4572e-06 | 367.8454 | 0 | 367.8454 | 0.00024601 | 367.2404 | 0 | 624.4189 | 0.00538 | 367.2404 | 0 | 623.5746 | 2.6669e-05 | 624.4189 | 0.00183 | 367.2404 | 0 | 367.8454 | 0.0081296
| 410.0623 | 5.091e-05 | 367.4556 | 0.99762 | 410.0623 | 0.00401 | 367.4556 | 0.012029 | 361.7468 | -0.00092069 | 367.4556 | 0 | 368.0608 | 0 | 361.99 | -5.0592e-05 | 368.0608 | 0 | 368.0608 | 0 | 368.0609 | 0 | 361.99 | -0.0021348 | 368.0608 | 0 | 409.2999 | 5.8905e-06 | 368.0608 | 0 | 368.0609 | 0 | 367.4556 | 0 | 624.5789 | 0.00373 | 367.4556 | 0 | 623.735 | 1.0001e-05 | 624.5789 | 0.00194 | 367.4556 | 0 | 368.0609 | 0.0038798
| 410.175 | 0 | 367.6709 | 0.99227 | 410.175 | 0.00123 | 367.6709 | 0.013706 | 361.9622 | 0.002625 | 367.6709 | 0 | 368.2763 | 0 | 362.21 | 0.00086005 | 368.2763 | 0 | 368.2763 | 0 | 368.2763 | 1.2178e-05 | 362.21 | 0.00049847 | 368.2763 | 0 | 409.4131 | 6.8391e-06 | 368.2763 | 0 | 368.2763 | 0.00041031 | 367.6709 | 0 | 624.739 | 0.00513 | 367.6709 | 0 | 623.8955 | 0 | 624.739 | 0.00174 | 367.6709 | 0 | 368.2763 | 0.007914
| 410.2878 | 0.00178 | 367.8862 | 0.985 | 410.2878 | 0.00376 | 367.8862 | 0.013386 | 362.1777 | 0.00066849 | 367.8862 | 0 | 368.4918 | 0 | 362.42 | -0.00032042 | 368.4918 | 0 | 368.4918 | 0 | 368.4918 | 0 | 362.42 | 0.00010836 | 368.4918 | 0 | 409.5263 | 6.3472e-06 | 368.4918 | 0 | 368.4918 | 0 | 367.8862 | 0 | 624.8991 | 0.00376 | 367.8862 | 0 | 624.0559 | 0 | 624.8991 | 0.0018 | 367.8862 | 0 | 368.4918 | 0.002428
| 410.4006 | 0 | 368.1015 | 0.97509 | 410.4006 | 0.00172 | 368.1015 | 0.015932 | 362.3932 | 0.0025053 | 368.1015 | 0 | 368.7073 | 0 | 362.64 | 0.001231 | 368.7073 | 0 | 368.7073 | 0 | 368.7072 | 8.7525e-06 | 362.64 | -0.0013546 | 368.7073 | 0 | 409.6395 | 6.4644e-06 | 368.7073 | 0 | 368.7072 | 0.00030685 | 368.1015 | 0 | 625.0591 | 0.00316 | 368.1015 | 0 | 624.2164 | 6.6672e-06 | 625.0591 | 0.00171 | 368.1015 | 0 | 368.7072 | 0.0077422
| 410.5134 | 0 | 368.3168 | 0.95684 | 410.5134 | 0.00267 | 368.3168 | 0.014788 | 362.6087 | -0.0011128 | 368.3168 | 0 | 368.9228 | 0 | 362.86 | 0.00011805 | 368.9228 | 0 | 368.9228 | 0 | 368.9228 | 0 | 362.86 | 0.0012787 | 368.9228 | 0 | 409.7528 | 5.3987e-06 | 368.9228 | 0 | 368.9228 | 0 | 368.3168 | 0 | 625.2192 | 0.00385 | 368.3168 | 0 | 624.3768 | 3.0002e-05 | 625.2192 | 0.00192 | 368.3168 | 0 | 368.9228 | 0.0031724
| 410.6261 | 0.00041391 | 368.5321 | 0.93561 | 410.6261 | 0.00095592 | 368.5321 | 0.017709 | 362.8242 | 0.0043408 | 368.5321 | 0 | 369.1383 | 0 | 363.07 | 0.00048905 | 369.1383 | 0 | 369.1383 | 0 | 369.1383 | 6.9848e-06 | 363.07 | 0.0011162 | 369.1383 | 0 | 409.866 | 4.6843e-06 | 369.1383 | 0 | 369.1383 | 0.00031454 | 368.5321 | 0 | 625.3793 | 0.00575 | 368.5321 | 0 | 624.5373 | 6.6672e-06 | 625.3793 | 0.00183 | 368.5321 | 0 | 369.1383 | 0.0079556
| 410.7389 | 0.0004462 | 368.7475 | 0.91058 | 410.7389 | 0.00288 | 368.7475 | 0.017025 | 363.0398 | -0.0015398 | 368.7475 | 0 | 369.3538 | 0 | 363.29 | -0.0024789 | 369.3538 | 0 | 369.3538 | 0 | 369.3538 | 0 | 363.29 | 0.00043346 | 369.3538 | 0 | 409.9792 | 4.4969e-06 | 369.3538 | 0 | 369.3538 | 0 | 368.7475 | 0 | 625.5394 | 0.00401 | 368.7475 | 0 | 624.6977 | 3.0002e-05 | 625.5394 | 0.00187 | 368.7475 | 0 | 369.3538 | 0.003151
| 410.8517 | 0 | 368.9628 | 0.88743 | 410.8517 | 0.00108 | 368.9628 | 0.019777 | 363.2553 | 0.0021097 | 368.9628 | 0 | 369.5694 | 0 | 363.5 | 0.00069142 | 369.5693 | 0 | 369.5694 | 0 | 369.5693 | 9.178e-06 | 363.5 | -0.00067186 | 369.5694 | 0 | 410.0924 | 4.4735e-06 | 369.5694 | 0 | 369.5693 | 0.00020896 | 368.9629 | 0 | 625.6995 | 0.00527 | 368.9628 | 0 | 624.8582 | 2.6669e-05 | 625.6995 | 0.00172 | 368.9629 | 0 | 369.5693 | 0.0075072
| 410.9644 | 0.00035636 | 369.1782 | 0.86942 | 410.9644 | 0.00312 | 369.1782 | 0.02013 | 363.4709 | 0.00067249 | 369.1782 | 0 | 369.7849 | 0 | 363.72 | 0.00096123 | 369.7849 | 0 | 369.7849 | 0 | 369.7849 | 0 | 363.72 | -0.0015171 | 369.7849 | 0 | 410.2057 | 5.1527e-06 | 369.7849 | 0 | 369.7849 | 0 | 369.1782 | 0 | 625.8596 | 0.00369 | 369.1782 | 0 | 625.0187 | 3.0002e-05 | 625.8596 | 0.00179 | 369.1782 | 0 | 369.7849 | 0.0030317
| 411.0772 | 0 | 369.3936 | 0.85372 | 411.0772 | 0.00101 | 369.3936 | 0.022866 | 363.6865 | 0.0028647 | 369.3936 | 0 | 370.0005 | 0 | 363.93 | 5.0592e-05 | 370.0005 | 0 | 370.0005 | 0 | 370.0005 | 5.1863e-06 | 363.93 | 4.3346e-05 | 370.0005 | 0 | 410.3189 | 4.9888e-06 | 370.0005 | 0 | 370.0005 | 0.0002696 | 369.3936 | 0 | 626.0197 | 0.00571 | 369.3936 | 0 | 625.1792 | 0 | 626.0197 | 0.00173 | 369.3936 | 0 | 370.0005 | 0.0069764
| 411.19 | 0 | 369.609 | 0.83198 | 411.19 | 0.00336 | 369.609 | 0.02347 | 363.9021 | -0.00047693 | 369.609 | 0 | 370.2161 | 0 | 364.15 | -0.0032547 | 370.2161 | 0 | 370.2161 | 0 | 370.2161 | 0 | 364.15 | -0.0011595 | 370.2161 | 0 | 410.4321 | 5.586e-06 | 370.2161 | 0 | 370.2161 | 0 | 369.609 | 0 | 626.1798 | 0.00355 | 369.609 | 0 | 625.3397 | 1.0001e-05 | 626.1798 | 0.00179 | 369.609 | 0 | 370.2161 | 0.0036579
| 411.3028 | 0 | 369.8244 | 0.81311 | 411.3028 | 0.0002607 | 369.8244 | 0.025474 | 364.1176 | 0.0018718 | 369.8244 | 0 | 370.4317 | 0 | 364.37 | -0.00025296 | 370.4317 | 0 | 370.4317 | 0 | 370.4317 | 1.1106e-05 | 364.37 | -0.00015171 | 370.4317 | 0 | 410.5454 | 5.3401e-06 | 370.4317 | 0 | 370.4317 | 0.00022756 | 369.8245 | 0 | 626.3399 | 0.00478 | 369.8244 | 0 | 625.5001 | 6.6672e-06 | 626.3399 | 0.00171 | 369.8245 | 0 | 370.4317 | 0.0077001
| 411.4155 | 0.00041025 | 370.0399 | 0.78492 | 411.4155 | 0.00238 | 370.0399 | 0.025948 | 364.3333 | -0.00056263 | 370.0399 | 0 | 370.6473 | 0 | 364.58 | -0.0013997 | 370.6473 | 0 | 370.6473 | 0 | 370.6473 | 0 | 364.58 | -0.0016147 | 370.6473 | 0 | 410.6587 | 5.3635e-06 | 370.6473 | 0 | 370.6473 | 0 | 370.0399 | 0 | 626.5 | 0.00364 | 370.0399 | 0 | 625.6607 | 3.0002e-05 | 626.5 | 0.00188 | 370.0399 | 0 | 370.6473 | 0.0033041
| 411.5283 | 0 | 370.2553 | 0.75545 | 411.5283 | 0.0002607 | 370.2553 | 0.02876 | 364.5489 | 0.0024902 | 370.2553 | 0 | 370.8629 | 0 | 364.8 | 0.001602 | 370.8629 | 0 | 370.8629 | 0 | 370.8629 | 1.3011e-05 | 364.8 | 0.00046596 | 370.8629 | 0 | 410.7719 | 4.7663e-06 | 370.8629 | 0 | 370.8629 | 0.00049358 | 370.2553 | 0 | 626.6602 | 0.00515 | 370.2553 | 0 | 625.8212 | 6.6672e-06 | 626.6602 | 0.00181 | 370.2553 | 0 | 370.8629 | 0.0072905
| 411.6411 | 8.684e-05 | 370.4708 | 0.72657 | 411.6411 | 0.00198 | 370.4708 | 0.030011 | 364.7645 | 0.0011162 | 370.4708 | 0 | 371.0786 | 0 | 365.01 | -0.00038786 | 371.0786 | 0 | 371.0786 | 0 | 371.0786 | 3.8945e-06 | 365.01 | -0.0037928 | 371.0786 | 0 | 410.8852 | 4.8834e-06 | 371.0786 | 0 | 371.0786 | 0 | 370.4708 | 0 | 626.8203 | 0.00362 | 370.4708 | 0 | 625.9817 | 1.0001e-05 | 626.8203 | 0.00188 | 370.4708 | 0 | 371.0786 | 0.0038004
| 411.7538 | 0 | 370.6863 | 0.69865 | 411.7538 | 0 | 370.6863 | 0.031827 | 364.9802 | 0.0037599 | 370.6863 | 0 | 371.2942 | 0 | 365.23 | 0.0018044 | 371.2942 | 0 | 371.2942 | 0 | 371.2943 | 7.3882e-06 | 365.23 | 0.00059601 | 371.2942 | 0 | 410.9984 | 3.8646e-06 | 371.2942 | 0 | 371.2942 | 0.00027125 | 370.6863 | 0 | 626.9805 | 0.00589 | 370.6863 | 0 | 626.1422 | 0 | 626.9805 | 0.00174 | 370.6863 | 0 | 371.2943 | 0.0078979
| 411.8666 | 0.00098522 | 370.9018 | 0.67424 | 411.8666 | 0.00244 | 370.9018 | 0.032713 | 365.1958 | -0.0014364 | 370.9018 | 0 | 371.5099 | 0 | 365.45 | -0.00062396 | 371.5099 | 0 | 371.5099 | 0 | 371.5099 | 0 | 365.45 | -0.00086692 | 371.5099 | 0 | 411.1117 | 4.3681e-06 | 371.5099 | 0 | 371.5099 | 0 | 370.9018 | 0 | 627.1406 | 0.00413 | 370.9018 | 0 | 626.3027 | 1.0001e-05 | 627.1406 | 0.00185 | 370.9018 | 0 | 371.5099 | 0.0033169
| 411.9794 | 0 | 371.1173 | 0.65115 | 411.9794 | 0.00043451 | 371.1173 | 0.03635 | 365.4115 | 0.0039954 | 371.1173 | 0 | 371.7256 | 0 | 365.66 | 0.0005565 | 371.7256 | 0 | 371.7256 | 0 | 371.7256 | 9.682e-06 | 365.66 | 0.00088859 | 371.7256 | 0 | 411.225 | 4.4969e-06 | 371.7256 | 0 | 371.7256 | 0.00033519 | 371.1173 | 0 | 627.3008 | 0.00645 | 371.1173 | 0 | 626.4633 | 0 | 627.3008 | 0.00173 | 371.1173 | 0 | 371.7256 | 0.0065974
| 412.0922 | 0.00039229 | 371.3328 | 0.62506 | 412.0922 | 0.00213 | 371.3328 | 0.037478 | 365.6272 | 0.00044871 | 371.3328 | 0 | 371.9413 | 0 | 365.88 | -0.0019393 | 371.9413 | 0 | 371.9413 | 0 | 371.9413 | 0 | 365.88 | 0.00062851 | 371.9413 | 0 | 411.3383 | 5.8671e-06 | 371.9413 | 0 | 371.9413 | 0 | 371.3329 | 0 | 627.461 | 0.00211 | 371.3328 | 0 | 626.6238 | 5.0004e-05 | 627.461 | 0.00181 | 371.3329 | 0 | 371.9413 | 0.0045425
| 412.2049 | 0 | 371.5484 | 0.60506 | 412.2049 | 0.00015642 | 371.5484 | 0.041442 | 365.8429 | 0.0033926 | 371.5484 | 0 | 372.157 | 0 | 366.09 | 1.6864e-05 | 372.157 | 0 | 372.157 | 0 | 372.157 | 9.7627e-06 | 366.09 | -0.00057433 | 372.157 | 0 | 411.4516 | 6.359e-06 | 372.157 | 0 | 372.157 | 0.00025121 | 371.5484 | 0 | 627.6211 | 0.00394 | 371.5484 | 0 | 626.7843 | 0 | 627.6211 | 0.0017 | 371.5484 | 0 | 372.157 | 0.0067691
| 412.3177 | 0.00145 | 371.764 | 0.58188 | 412.3177 | 0.00253 | 371.764 | 0.041935 | 366.0586 | -0.0010793 | 371.764 | 0 | 372.3728 | 0 | 366.31 | -0.0012985 | 372.3728 | 0 | 372.3728 | 0 | 372.3728 | 0 | 366.31 | -0.0012245 | 372.3728 | 0 | 411.5649 | 5.5626e-06 | 372.3728 | 0 | 372.3728 | 0 | 371.764 | 0 | 627.7813 | 0.00308 | 371.764 | 0 | 626.9449 | 0 | 627.7813 | 0.00182 | 371.764 | 0 | 372.3728 | 0.0034472
| 412.4305 | 0 | 371.9795 | 0.56036 | 412.4305 | 0 | 371.9795 | 0.046152 | 366.2743 | 0.0032754 | 371.9795 | 0 | 372.5885 | 0 | 366.53 | -0.0013997 | 372.5885 | 0 | 372.5885 | 0 | 372.5885 | 4.9217e-06 | 366.53 | 0.0010186 | 372.5885 | 0 | 411.6782 | 4.5555e-06 | 372.5885 | 0 | 372.5885 | 0.00046194 | 371.9795 | 0 | 627.9415 | 0.0057 | 371.9795 | 0 | 627.1055 | 0 | 627.9415 | 0.0017 | 371.9795 | 0 | 372.5885 | 0.0076682
| 412.5432 | 0.00026652 | 372.1951 | 0.5397 | 412.5432 | 0.00166 | 372.1951 | 0.0478 | 366.4901 | -0.00016406 | 372.1951 | 0 | 372.8043 | 0 | 366.74 | -0.0010624 | 372.8043 | 0 | 372.8043 | 0 | 372.8043 | 0 | 366.74 | -0.00050931 | 372.8043 | 0 | 411.7915 | 4.0636e-06 | 372.8043 | 0 | 372.8043 | 0 | 372.1951 | 0 | 628.1017 | 0.0026 | 372.1951 | 0 | 627.266 | 3.0002e-05 | 628.1017 | 0.00185 | 372.1951 | 0 | 372.8043 | 0.0030969
| 412.656 | 0 | 372.4107 | 0.51858 | 412.656 | 6.9519e-05 | 372.4107 | 0.051613 | 366.7058 | 0.0023635 | 372.4107 | 0 | 373.0201 | 0 | 366.96 | 0.00069142 | 373.0201 | 0 | 373.0201 | 0 | 373.0201 | 1.4858e-05 | 366.96 | -0.00021673 | 373.0201 | 0 | 411.9048 | 4.778e-06 | 373.0201 | 0 | 373.0201 | 0.00023736 | 372.4107 | 0 | 628.2619 | 0.00447 | 372.4107 | 0 | 627.4266 | 0 | 628.2619 | 0.00183 | 372.4107 | 0 | 373.0201 | 0.0074925
| 412.7688 | 0.00030245 | 372.6264 | 0.49815 | 412.7688 | 0.00184 | 372.6264 | 0.054745 | 366.9215 | 0.00037458 | 372.6264 | 0 | 373.2358 | 0 | 367.17 | -0.0011299 | 373.2359 | 0 | 373.2358 | 0 | 373.2358 | 0 | 367.17 | -0.0027849 | 373.2358 | 0 | 412.0181 | 4.8483e-06 | 373.2358 | 0 | 373.2358 | 0 | 372.6264 | 0 | 628.4221 | 0.00478 | 372.6264 | 0 | 627.5871 | 5.0004e-05 | 628.4221 | 0.00189 | 372.6264 | 0 | 373.2358 | 0.004027
| 412.8816 | 0 | 372.842 | 0.47577 | 412.8816 | 0 | 372.842 | 0.059128 | 367.1373 | 0.0026294 | 372.842 | 0 | 373.4517 | 0 | 367.39 | -0.00089378 | 373.4517 | 0 | 373.4517 | 0 | 373.4517 | 1.0715e-05 | 367.39 | 0.00043346 | 373.4517 | 0 | 412.1314 | 4.6609e-06 | 373.4517 | 0 | 373.4517 | 0.00028465 | 372.842 | 0 | 628.5823 | 0.00392 | 372.842 | 0 | 627.7477 | 6.6672e-06 | 628.5823 | 0.00175 | 372.842 | 0 | 373.4517 | 0.007328
| 412.9943 | 0 | 373.0577 | 0.4572 | 412.9943 | 0.00215 | 373.0577 | 0.062007 | 367.3531 | -0.00017877 | 373.0577 | 0 | 373.6675 | 0 | 367.61 | -0.0028838 | 373.6675 | 0 | 373.6675 | 0 | 373.6675 | 0 | 367.61 | -0.00024923 | 373.6675 | 0 | 412.2448 | 5.668e-06 | 373.6675 | 0 | 373.6675 | 0 | 373.0577 | 0 | 628.7426 | 0.00346 | 373.0577 | 0 | 627.9083 | 1.0001e-05 | 628.7426 | 0.00175 | 373.0577 | 0 | 373.6675 | 0.0033009
| 413.1071 | 0 | 373.2733 | 0.43898 | 413.1071 | 0 | 373.2733 | 0.065661 | 367.5689 | 0.0028794 | 373.2733 | 0 | 373.8833 | 0 | 367.82 | 0.001231 | 373.8833 | 0 | 373.8833 | 0 | 373.8833 | 4.3476e-06 | 367.82 | -0.00060684 | 373.8833 | 0 | 412.3581 | 5.9725e-06 | 373.8833 | 0 | 373.8833 | 0.00017554 | 373.2733 | 0 | 628.9028 | 0.00469 | 373.2733 | 0 | 628.0689 | 0 | 628.9028 | 0.00168 | 373.2733 | 0 | 373.8833 | 0.0061897
| 413.2199 | 0.0014 | 373.489 | 0.41753 | 413.2199 | 0.00213 | 373.489 | 0.07011 | 367.7847 | 0.00080137 | 373.489 | 0 | 374.0992 | 0 | 368.04 | 0.00052277 | 374.0992 | 0 | 374.0992 | 0 | 374.0992 | 0 | 368.04 | -0.00015171 | 374.0992 | 0 | 412.4714 | 6.1365e-06 | 374.0992 | 0 | 374.0992 | 0 | 373.489 | 0 | 629.063 | 0.00468 | 373.489 | 0 | 628.2295 | 1.0001e-05 | 629.063 | 0.00171 | 373.489 | 0 | 374.0992 | 0.0036473
| 413.3326 | 0 | 373.7047 | 0.40381 | 413.3326 | 0 | 373.7047 | 0.076251 | 368.0005 | 0.0028741 | 373.7047 | 0 | 374.315 | 0 | 368.25 | 8.4319e-05 | 374.315 | 0 | 374.315 | 0 | 374.315 | 1.3186e-05 | 368.25 | 0.0022864 | 374.315 | 0 | 412.5847 | 5.1527e-06 | 374.315 | 0 | 374.315 | 0.00031326 | 373.7047 | 0 | 629.2233 | 0.00489 | 373.7047 | 0 | 628.3901 | 6.6672e-06 | 629.2233 | 0.00161 | 373.7047 | 0 | 374.315 | 0.0073359
| 413.4454 | 3.2945e-05 | 373.9204 | 0.38786 | 413.4454 | 0.00132 | 373.9204 | 0.079412 | 368.2163 | 0.0010649 | 373.9204 | 0 | 374.5309 | 0 | 368.47 | -0.0015684 | 374.5309 | 0 | 374.5309 | 0 | 374.5309 | 0 | 368.47 | 0.00027091 | 374.5309 | 0 | 412.6981 | 6.2184e-06 | 374.5309 | 0 | 374.5309 | 0 | 373.9204 | 0 | 629.3835 | 0.00419 | 373.9204 | 0 | 628.5507 | 1.0001e-05 | 629.3835 | 0.00178 | 373.9204 | 0 | 374.5309 | 0.0035462
| 413.5582 | 0 | 374.1362 | 0.37067 | 413.5582 | 0 | 374.1362 | 0.085671 | 368.4322 | 0.0039714 | 374.1362 | 0 | 374.7468 | 0 | 368.69 | 0.00075887 | 374.7468 | 0 | 374.7468 | 0 | 374.7468 | 8.7948e-06 | 368.69 | 0.00010836 | 374.7468 | 0 | 412.8114 | 5.6212e-06 | 374.7468 | 0 | 374.7468 | 0.00035704 | 374.1362 | 0 | 629.5438 | 0.0039 | 374.1362 | 0 | 628.7114 | 0 | 629.5438 | 0.00177 | 374.1362 | 0 | 374.7468 | 0.0081128
| 413.6709 | 0.00127 | 374.3519 | 0.356 | 413.6709 | 0.00295 | 374.3519 | 0.090673 | 368.6481 | 0.0010614 | 374.3519 | 0 | 374.9627 | 0 | 368.9 | 0.00075887 | 374.9627 | 0 | 374.9627 | 0 | 374.9627 | 0 | 368.9 | -0.00021673 | 374.9627 | 0 | 412.9248 | 6.0779e-06 | 374.9627 | 0 | 374.9627 | 0 | 374.3519 | 0 | 629.7041 | 0.00306 | 374.3519 | 0 | 628.872 | 1.0001e-05 | 629.7041 | 0.00186 | 374.3519 | 0 | 374.9627 | 0.0029357
| 413.7837 | 0 | 374.5677 | 0.34238 | 413.7837 | 0 | 374.5677 | 0.097701 | 368.8639 | 0.0044275 | 374.5677 | 0 | 375.1786 | 0 | 369.12 | 0.0014334 | 375.1786 | 0 | 375.1786 | 0 | 375.1786 | 1.6121e-05 | 369.12 | 0.00049847 | 375.1786 | 0 | 413.0382 | 5.0239e-06 | 375.1786 | 0 | 375.1787 | 0.00045174 | 374.5677 | 0 | 629.8643 | 0.00461 | 374.5677 | 0 | 629.0326 | 6.6672e-06 | 629.8643 | 0.00177 | 374.5677 | 0 | 375.1786 | 0.007197
| 413.8965 | 0.00142 | 374.7835 | 0.32496 | 413.8965 | 0.0017 | 374.7835 | 0.10231 | 369.0798 | -0.0011483 | 374.7835 | 0 | 375.3946 | 0 | 369.33 | -0.00086005 | 375.3946 | 0 | 375.3946 | 0 | 375.3946 | 0 | 369.33 | 0.0028717 | 375.3946 | 0 | 413.1515 | 5.2347e-06 | 375.3946 | 0 | 375.3946 | 0 | 374.7835 | 0 | 630.0246 | 0.00482 | 374.7835 | 0 | 629.1932 | 5.0004e-05 | 630.0246 | 0.00181 | 374.7835 | 0 | 375.3946 | 0.0036811
| 414.0092 | 0 | 374.9993 | 0.31376 | 414.0092 | 0 | 374.9993 | 0.10942 | 369.2957 | 0.0026154 | 374.9993 | 0 | 375.6105 | 0 | 369.55 | -8.4319e-05 | 375.6105 | 0 | 375.6105 | 0 | 375.6105 | 9.814e-06 | 369.55 | 0.00049847 | 375.6105 | 0 | 413.2649 | 5.9491e-06 | 375.6105 | 0 | 375.6105 | 0.00031051 | 374.9993 | 0 | 630.1849 | 0.00429 | 374.9993 | 0 | 629.3539 | 0 | 630.1849 | 0.00179 | 374.9993 | 0 | 375.6105 | 0.0074567
| 414.122 | 0.00032042 | 375.2151 | 0.29773 | 414.122 | 0.00255 | 375.2151 | 0.11647 | 369.5116 | 0.00057652 | 375.2151 | 0 | 375.8265 | 0 | 369.77 | -0.0011299 | 375.8265 | 0 | 375.8265 | 0 | 375.8265 | 0 | 369.77 | -0.0013546 | 375.8265 | 0 | 413.3783 | 5.8905e-06 | 375.8265 | 0 | 375.8265 | 0 | 375.2151 | 0 | 630.3452 | 0.00345 | 375.2151 | 0 | 629.5145 | 1.0001e-05 | 630.3452 | 0.00183 | 375.2151 | 0 | 375.8265 | 0.0032839
| 414.2348 | 0 | 375.4309 | 0.28915 | 414.2348 | 0 | 375.4309 | 0.12551 | 369.7275 | 0.003114 | 375.4309 | 0 | 376.0425 | 0 | 369.98 | 0.0010287 | 376.0425 | 0 | 376.0425 | 0 | 376.0425 | 1.3259e-05 | 369.98 | 0.00030341 | 376.0425 | 0 | 413.4916 | 6.0193e-06 | 376.0425 | 0 | 376.0425 | 0.0002343 | 375.4309 | 0 | 630.5055 | 0.0054 | 375.4309 | 0 | 629.6752 | 6.6672e-06 | 630.5055 | 0.00179 | 375.4309 | 0 | 376.0425 | 0.0069276
| 414.3475 | 0.00067977 | 375.6467 | 0.27793 | 414.3475 | 0.00104 | 375.6467 | 0.13322 | 369.9435 | 0.0012267 | 375.6467 | 0 | 376.2585 | 0 | 370.2 | 0.00011805 | 376.2585 | 0 | 376.2585 | 0 | 376.2585 | 0 | 370.2 | -0.0018747 | 376.2585 | 0 | 413.605 | 5.2816e-06 | 376.2585 | 0 | 376.2585 | 0 | 375.6467 | 0 | 630.6658 | 0.00433 | 375.6467 | 0 | 629.8359 | 0 | 630.6658 | 0.00183 | 375.6467 | 0 | 376.2585 | 0.0040222
| 414.4603 | 0 | 375.8626 | 0.2688 | 414.4603 | 0 | 375.8626 | 0.1429 | 370.1594 | 0.0033751 | 375.8626 | 0 | 376.4745 | 0 | 370.41 | 0.00069142 | 376.4745 | 0 | 376.4745 | 0 | 376.4745 | 1.1037e-05 | 370.41 | -0.00034676 | 376.4745 | 0 | 413.7184 | 5.2347e-06 | 376.4745 | 0 | 376.4745 | 0.00014117 | 375.8626 | 0 | 630.8261 | 0.00411 | 375.8626 | 0 | 629.9965 | 6.6672e-06 | 630.8261 | 0.00173 | 375.8626 | 0 | 376.4745 | 0.0069108
| 414.5731 | 0.00073368 | 376.0785 | 0.25785 | 414.5731 | 0.00102 | 376.0785 | 0.15201 | 370.3754 | 0.0013312 | 376.0785 | 0 | 376.6905 | 0 | 370.63 | -0.00086005 | 376.6905 | 0 | 376.6905 | 0 | 376.6905 | 0 | 370.63 | -0.00099695 | 376.6905 | 0 | 413.8318 | 5.0474e-06 | 376.6905 | 0 | 376.6905 | 0 | 376.0785 | 0 | 630.9864 | 0.0038 | 376.0785 | 0 | 630.1572 | 3.0002e-05 | 630.9864 | 0.00179 | 376.0785 | 0 | 376.6905 | 0.0038315
| 414.6859 | 0 | 376.2944 | 0.24619 | 414.6859 | 0 | 376.2944 | 0.16197 | 370.5913 | 0.0041823 | 376.2944 | 0 | 376.9066 | 0 | 370.85 | -0.00021923 | 376.9065 | 0 | 376.9066 | 0 | 376.9066 | 1.2934e-05 | 370.85 | 0.00062851 | 376.9066 | 0 | 413.9452 | 4.3564e-06 | 376.9066 | 0 | 376.9066 | 0.00043525 | 376.2944 | 0 | 631.1468 | 0.00348 | 376.2944 | 0 | 630.3179 | 6.6672e-06 | 631.1468 | 0.00172 | 376.2944 | 0 | 376.9066 | 0.0060841
| 414.7986 | 0.00122 | 376.5103 | 0.23955 | 414.7986 | 0.00173 | 376.5103 | 0.17219 | 370.8073 | -0.00034607 | 376.5103 | 0 | 377.1226 | 0 | 371.06 | 8.4319e-05 | 377.1226 | 0 | 377.1226 | 0 | 377.1226 | 0 | 371.06 | 0.00040094 | 377.1226 | 0 | 414.0586 | 5.1762e-06 | 377.1226 | 0 | 377.1226 | 0 | 376.5103 | 0 | 631.3071 | 0.00415 | 376.5103 | 0 | 630.4786 | 0 | 631.3071 | 0.00186 | 376.5103 | 0 | 377.1226 | 0.0028514
| 414.9114 | 0 | 376.7262 | 0.23212 | 414.9114 | 0 | 376.7262 | 0.18592 | 371.0233 | 0.0050296 | 376.7262 | 0 | 377.3387 | 0 | 371.28 | -0.00065769 | 377.3387 | 0 | 377.3387 | 0 | 377.3387 | 1.4452e-05 | 371.28 | -0.00096444 | 377.3387 | 0 | 414.172 | 5.4221e-06 | 377.3387 | 0 | 377.3387 | 0.00035351 | 376.7262 | 0 | 631.4674 | 0.00636 | 376.7262 | 0 | 630.6392 | 6.6672e-06 | 631.4674 | 0.00172 | 376.7262 | 0 | 377.3387 | 0.0063864
| 415.0242 | 0.00041025 | 376.9421 | 0.22345 | 415.0242 | 0.00173 | 376.9421 | 0.1958 | 371.2393 | 0.00081886 | 376.9421 | 0 | 377.5548 | 0 | 371.5 | -0.00069142 | 377.5548 | 0 | 377.5548 | 0 | 377.5547 | 0 | 371.5 | -0.0017121 | 377.5548 | 0 | 414.2854 | 6.7103e-06 | 377.5548 | 0 | 377.5548 | 0 | 376.9421 | 0 | 631.6278 | 0.00484 | 376.9421 | 0 | 630.7999 | 0 | 631.6278 | 0.00183 | 376.9421 | 0 | 377.5547 | 0.0033847
| 415.1369 | 0 | 377.1581 | 0.21614 | 415.1369 | 0 | 377.1581 | 0.2113 | 371.4553 | 0.0058658 | 377.1581 | 0 | 377.7709 | 0 | 371.71 | -0.00079259 | 377.7709 | 0 | 377.7709 | 0 | 377.7708 | 1.502e-05 | 371.71 | 0.0009536 | 377.7709 | 0 | 414.3988 | 5.3635e-06 | 377.7709 | 0 | 377.7708 | 0.00028972 | 377.1581 | 0 | 631.7881 | 0.00584 | 377.1581 | 0 | 630.9606 | 6.6672e-06 | 631.7881 | 0.00167 | 377.1581 | 0 | 377.7708 | 0.0068063
| 415.2497 | 0.00147 | 377.374 | 0.21005 | 415.2497 | 0.00128 | 377.374 | 0.22462 | 371.6714 | 0.0022974 | 377.374 | 0 | 377.987 | 0 | 371.93 | -0.00086005 | 377.987 | 0 | 377.987 | 0 | 377.987 | 0 | 371.93 | -0.0010945 | 377.987 | 0 | 414.5123 | 5.6095e-06 | 377.987 | 0 | 377.987 | 0 | 377.374 | 0 | 631.9485 | 0.00448 | 377.374 | 0 | 631.1214 | 3.0002e-05 | 631.9485 | 0.00186 | 377.374 | 0 | 377.987 | 0.0031278
| 415.3625 | 0 | 377.59 | 0.20255 | 415.3625 | 0 | 377.59 | 0.2387 | 371.8874 | 0.0035624 | 377.59 | 0 | 378.2031 | 0 | 372.15 | 0.0009275 | 378.2031 | 0 | 378.2031 | 0 | 378.2031 | 7.8002e-06 | 372.15 | -2.1673e-05 | 378.2031 | 0 | 414.6257 | 4.4384e-06 | 378.2031 | 0 | 378.2031 | 0.00017402 | 377.59 | 0 | 632.1089 | 0.00536 | 377.59 | 0 | 631.2821 | 2.6669e-05 | 632.1089 | 0.00165 | 377.59 | 0 | 378.2031 | 0.0060464
| 415.4752 | 0.00046416 | 377.806 | 0.19865 | 415.4752 | 0.00121 | 377.806 | 0.25769 | 372.1035 | 0.0025135 | 377.806 | 0 | 378.4192 | 0 | 372.36 | -0.0018044 | 378.4192 | 0 | 378.4192 | 0 | 378.4193 | 0 | 372.36 | -0.0047354 | 378.4192 | 0 | 414.7391 | 4.8834e-06 | 378.4192 | 0 | 378.4192 | 0 | 377.806 | 0 | 632.2693 | 0.00408 | 377.806 | 0 | 631.4428 | 1.0001e-05 | 632.2693 | 0.00181 | 377.806 | 0 | 378.4193 | 0.0031688
| 415.588 | 0 | 378.022 | 0.19133 | 415.588 | 0 | 378.022 | 0.27733 | 372.3195 | 0.0046432 | 378.022 | 0 | 378.6354 | 0.004765 | 372.58 | 0.00025296 | 378.6354 | 0.00986 | 378.6354 | 0.0056524 | 378.6354 | 0.0057853 | 372.58 | -0.00073687 | 378.6354 | 0.0043153 | 414.8526 | 4.0285e-06 | 378.6354 | 0.0043431 | 378.6354 | 0.00022997 | 378.022 | 0 | 632.4296 | 0.00612 | 378.022 | 0 | 631.6035 | 0 | 632.4296 | 0.00161 | 378.022 | 0 | 378.6354 | 0.0063562
| 415.7008 | 0.00041025 | 378.2381 | 0.18443 | 415.7008 | 0.00114 | 378.2381 | 0.28602 | 372.5356 | 0.0028295 | 378.2381 | 0 | 378.8516 | 0 | 372.79 | -0.00069142 | 378.8516 | 0.00177 | 378.8516 | 0 | 378.8516 | 0 | 372.79 | -0.0013546 | 378.8516 | 0 | 414.966 | 4.7663e-06 | 378.8516 | 0 | 378.8516 | 0 | 378.2381 | 0 | 632.59 | 0.00311 | 378.2381 | 0 | 631.7643 | 1.0001e-05 | 632.59 | 0.00181 | 378.2381 | 0 | 378.8516 | 0.003308
| 415.8135 | 0 | 378.4541 | 0.17639 | 415.8135 | 0 | 378.4541 | 0.29987 | 372.7517 | 0.0047183 | 378.4541 | 0 | 379.0677 | 0.0046017 | 373.01 | 0.0018381 | 379.0677 | 0.00832 | 379.0677 | 0.0074287 | 379.0677 | 0.0041379 | 373.01 | 0.0019289 | 379.0677 | 0.0015699 | 415.0795 | 6.1833e-06 | 379.0677 | 0.0034824 | 379.0677 | 0.00021564 | 378.4541 | 0 | 632.7504 | 0.0049 | 378.4541 | 0 | 631.925 | 0 | 632.7504 | 0.00163 | 378.4541 | 0 | 379.0677 | 0.0070623
| 415.9263 | 0.0005001 | 378.6702 | 0.16788 | 415.9263 | 0.00101 | 378.6702 | 0.31425 | 372.9678 | 0.0022474 | 378.6702 | 0 | 379.2839 | 0 | 373.23 | 0.00028669 | 379.284 | 0 | 379.2839 | 0 | 379.2839 | 0 | 373.23 | -0.0023624 | 379.2839 | 0 | 415.1929 | 7.2255e-06 | 379.2839 | 0 | 379.2839 | 0 | 378.6702 | 0 | 632.9108 | 0.00364 | 378.6702 | 0 | 632.0857 | 1.0001e-05 | 632.9108 | 0.00171 | 378.6702 | 0 | 379.2839 | 0.0025543
| 416.0391 | 0 | 378.8862 | 0.16772 | 416.0391 | 5.2137e-05 | 378.8862 | 0.33731 | 373.1839 | 0.0049018 | 378.8862 | 0 | 379.5002 | 0.0034356 | 373.44 | 0.0014672 | 379.5002 | 0.00905 | 379.5002 | 0.0076292 | 379.5002 | 0.0047056 | 373.44 | 0.0010836 | 379.5002 | 0.0016154 | 415.3064 | 7.2724e-06 | 379.5002 | 0.0033393 | 379.5002 | 5.5566e-05 | 378.8862 | 0 | 633.0712 | 0.00614 | 378.8862 | 0 | 632.2465 | 0 | 633.0712 | 0.00164 | 378.8862 | 0 | 379.5002 | 0.0064869
| 416.1518 | 0.00075165 | 379.1023 | 0.16576 | 416.1518 | 0.00108 | 379.1023 | 0.36316 | 373.4001 | 0.0025021 | 379.1023 | 0 | 379.7164 | 0 | 373.66 | -0.00082632 | 379.7164 | 0.00055652 | 379.7164 | 0 | 379.7164 | 0.00095777 | 373.66 | 0.00075855 | 379.7164 | 0 | 415.4198 | 6.6049e-06 | 379.7164 | 0 | 379.7164 | 0 | 379.1023 | 0 | 633.2317 | 0.00359 | 379.1023 | 0 | 632.4072 | 1.0001e-05 | 633.2317 | 0.00176 | 379.1023 | 0 | 379.7164 | 0.0028113
| 416.2646 | 0 | 379.3184 | 0.16391 | 416.2646 | 0 | 379.3184 | 0.39007 | 373.6162 | 0.0053872 | 379.3184 | 0 | 379.9326 | 0.0038767 | 373.88 | 0.0011636 | 379.9326 | 0.00894 | 379.9326 | 0.0054145 | 379.9326 | 0.0031767 | 373.88 | 0.00043346 | 379.9326 | 0.0019757 | 415.5333 | 7.085e-06 | 379.9326 | 0.0035846 | 379.9326 | 0.0001833 | 379.3184 | 0 | 633.3921 | 0.00517 | 379.3184 | 0 | 632.568 | 6.6672e-06 | 633.3921 | 0.00172 | 379.3184 | 0 | 379.9326 | 0.0058027
| 416.3774 | 0.00058994 | 379.5345 | 0.16075 | 416.3774 | 0.00137 | 379.5345 | 0.4138 | 373.8323 | 0.0028344 | 379.5345 | 0 | 380.1489 | 0 | 374.09 | 0.0005565 | 380.1489 | 0.00195 | 380.1489 | 0 | 380.1489 | 0.00049026 | 374.09 | -0.00034676 | 380.1489 | 0 | 415.6468 | 6.1013e-06 | 380.1489 | 0 | 380.1489 | 0 | 379.5345 | 0 | 633.5525 | 0.00302 | 379.5345 | 0 | 632.7288 | 1.0001e-05 | 633.5525 | 0.00177 | 379.5345 | 0 | 380.1489 | 0.002679
| 416.4901 | 0 | 379.7507 | 0.15735 | 416.4901 | 0 | 379.7507 | 0.44266 | 374.0485 | 0.0067211 | 379.7507 | 0 | 380.3652 | 0.0046626 | 374.31 | 0.00079259 | 380.3652 | 0.00627 | 380.3652 | 0.005154 | 380.3652 | 0.0021642 | 374.31 | 0.0016038 | 380.3652 | 0.0042859 | 415.7603 | 5.6914e-06 | 380.3652 | 0.00082463 | 380.3652 | 5.6725e-05 | 379.7507 | 0 | 633.713 | 0.00483 | 379.7507 | 0 | 632.8896 | 6.6672e-06 | 633.713 | 0.0017 | 379.7507 | 0 | 380.3652 | 0.004538
| 416.6029 | 0.00224 | 379.9668 | 0.15489 | 416.6029 | 0.00060691 | 379.9668 | 0.47036 | 374.2647 | 0.0032021 | 379.9668 | 0 | 380.5814 | 0 | 374.53 | -0.00052277 | 380.5814 | 0 | 380.5814 | 0 | 380.5815 | 0 | 374.53 | -0.00054182 | 380.5814 | 0 | 415.8737 | 5.0122e-06 | 380.5814 | 0 | 380.5815 | 0 | 379.9668 | 0 | 633.8734 | 0.00411 | 379.9668 | 0 | 633.0503 | 3.0002e-05 | 633.8734 | 0.00174 | 379.9668 | 0 | 380.5815 | 0.0030451
| 416.7157 | 0 | 380.183 | 0.15357 | 416.7157 | 0 | 380.183 | 0.49872 | 374.4809 | 0.0056357 | 380.183 | 0 | 380.7977 | 0.0039041 | 374.74 | 0.001602 | 380.7977 | 0.00724 | 380.7977 | 0.0043083 | 380.7977 | 0.004855 | 374.74 | -0.0010295 | 380.7977 | 0.0033091 | 415.9872 | 5.6914e-06 | 380.7977 | 0.0045207 | 380.7977 | 0.00022704 | 380.183 | 0 | 634.0339 | 0.00492 | 380.183 | 0 | 633.2111 | 0 | 634.0339 | 0.00168 | 380.183 | 0 | 380.7977 | 0.0059939
| 416.8284 | 0.00131 | 380.3992 | 0.14945 | 416.8284 | 0.00206 | 380.3992 | 0.52823 | 374.6971 | 0.0037098 | 380.3992 | 0 | 381.0141 | 0 | 374.96 | -0.0018381 | 381.0141 | 0 | 381.0141 | 0 | 381.0141 | 0 | 374.96 | -0.00080189 | 381.0141 | 0 | 416.1007 | 7.003e-06 | 381.0141 | 0 | 381.0141 | 0 | 380.3992 | 0 | 634.1943 | 0.00466 | 380.3992 | 0 | 633.3719 | 0 | 634.1943 | 0.00175 | 380.3992 | 0 | 381.0141 | 0.0034235
| 416.9412 | 0 | 380.6154 | 0.14762 | 416.9412 | 0 | 380.6154 | 0.56235 | 374.9133 | 0.0063768 | 380.6154 | 0 | 381.2304 | 0.0035098 | 375.18 | 0.00075887 | 381.2304 | 0.00551 | 381.2304 | 0.0063611 | 381.2304 | 0.0017506 | 375.18 | 0.0010836 | 381.2304 | 0.00093445 | 416.2142 | 7.612e-06 | 381.2304 | 0.0016046 | 381.2304 | 0.00022252 | 380.6154 | 0 | 634.3548 | 0.00635 | 380.6154 | 0 | 633.5327 | 6.6672e-06 | 634.3548 | 0.00172 | 380.6154 | 0 | 381.2304 | 0.005769
| 417.054 | 0.00069774 | 380.8316 | 0.14508 | 417.054 | 0.00156 | 380.8316 | 0.59784 | 375.1295 | 0.0050249 | 380.8316 | 0 | 381.4467 | 0 | 375.39 | -0.00089378 | 381.4467 | 0 | 381.4467 | 0 | 381.4467 | 0 | 375.39 | -0.0022973 | 381.4467 | 0 | 416.3277 | 7.6823e-06 | 381.4467 | 0 | 381.4467 | 0 | 380.8316 | 0 | 634.5153 | 0.00468 | 380.8316 | 0 | 633.6935 | 1.0001e-05 | 634.5153 | 0.00175 | 380.8316 | 0 | 381.4467 | 0.0027693
| 417.1668 | 0 | 381.0478 | 0.14365 | 417.1668 | 0 | 381.0478 | 0.63303 | 375.3458 | 0.0072435 | 381.0478 | 0.011958 | 381.6631 | 0.0038674 | 375.61 | 0.0005565 | 381.6631 | 0.00665 | 381.6631 | 0.0091733 | 381.6631 | 0.0027906 | 375.61 | 1.0836e-05 | 381.6631 | 0.0037331 | 416.4412 | 6.0193e-06 | 381.6631 | 0.0049064 | 381.6631 | 0.00039471 | 381.0478 | 0.00601 | 634.6757 | 0.00478 | 381.0478 | -0.0010145 | 633.8543 | 0 | 634.6757 | 0.00168 | 381.0478 | 0.00655 | 381.6631 | 0.0052536
| 417.2795 | 0.00076961 | 381.2641 | 0.14056 | 417.2795 | 0.00113 | 381.2641 | 0.63945 | 375.562 | 0.0049133 | 381.2641 | 0.0041187 | 381.8795 | 0 | 375.83 | -0.00099496 | 381.8795 | 0 | 381.8795 | 0 | 381.8795 | 0 | 375.83 | 0.00020589 | 381.8795 | 0 | 416.5547 | 5.6914e-06 | 381.8795 | 0 | 381.8795 | 0 | 381.264 | -0.0085 | 634.8362 | 0.0036 | 381.2641 | 0.00032925 | 634.0152 | 1.0001e-05 | 634.8362 | 0.00172 | 381.264 | -0.00513 | 381.8795 | 0.0021144
| 417.3923 | 0 | 381.4803 | 0.14037 | 417.3923 | 0 | 381.4803 | 0.64652 | 375.7783 | 0.0069355 | 381.4803 | 0.012486 | 382.0958 | 0.0024163 | 376.04 | 0.0010624 | 382.0958 | 0.00444 | 382.0958 | 0.0047771 | 382.0959 | 0.0029319 | 376.04 | -0.0008344 | 382.0958 | 0.0033181 | 416.6683 | 4.8834e-06 | 382.0958 | 0.0020235 | 382.0959 | 0.0003141 | 381.4803 | 0.00377 | 634.9967 | 0.00464 | 381.4803 | 0.0090974 | 634.176 | 0 | 634.9967 | 0.00173 | 381.4803 | 0.00743 | 382.0959 | 0.0049143
| 417.5051 | 0.00015871 | 381.6966 | 0.13904 | 417.5051 | 0.0017 | 381.6966 | 0.68206 | 375.9946 | 0.0052522 | 381.6966 | 0.0047519 | 382.3122 | 0 | 376.26 | -0.0013322 | 382.3123 | 0 | 382.3122 | 0 | 382.3123 | 0 | 376.26 | 0.00033593 | 382.3122 | 0 | 416.7818 | 5.586e-06 | 382.3122 | 0 | 382.3123 | 0 | 381.6966 | -0.00471 | 635.1572 | 0.00373 | 381.6966 | -0.0061764 | 634.3368 | 1.0001e-05 | 635.1572 | 0.00179 | 381.6966 | -0.00233 | 382.3123 | 0.0019672
| 417.6178 | 0 | 381.9129 | 0.13986 | 417.6178 | 0 | 381.9129 | 0.71968 | 376.2108 | 0.0070079 | 381.9129 | 0.014452 | 382.5287 | 0.0046523 | 376.48 | 0.0015346 | 382.5287 | 0.00484 | 382.5287 | 0.0045885 | 382.5287 | 0.0025756 | 376.48 | 0.00069354 | 382.5287 | 0.0021347 | 416.8953 | 6.277e-06 | 382.5287 | 0.002631 | 382.5287 | 0.00022462 | 381.9129 | 0.00401 | 635.3177 | 0.00524 | 381.9129 | 0.0031841 | 634.4977 | 0 | 635.3177 | 0.00176 | 381.9129 | 0.00708 | 382.5287 | 0.0049699
| 417.7306 | 0.00042823 | 382.1292 | 0.13893 | 417.7306 | 0.00031212 | 382.1292 | 0.74376 | 376.4272 | 0.0063137 | 382.1292 | 0.0067676 | 382.7451 | 0 | 376.69 | 0.00079259 | 382.7451 | 0 | 382.7451 | 0 | 382.7451 | 0 | 376.69 | -0.0008344 | 382.7451 | 0 | 417.0088 | 7.3661e-06 | 382.7451 | 0 | 382.7451 | 0 | 382.1292 | -0.0055 | 635.4782 | 0.00258 | 382.1292 | -0.022583 | 634.6585 | 3.0002e-05 | 635.4782 | 0.00179 | 382.1292 | -0.00147 | 382.7451 | 0.0024661
| 417.8434 | 0 | 382.3455 | 0.14006 | 417.8434 | 0 | 382.3455 | 0.75776 | 376.6435 | 0.0087553 | 382.3455 | 0.01536 | 382.9615 | 0.0017154 | 376.91 | -5.0592e-05 | 382.9615 | 0.00707 | 382.9615 | 0.0047758 | 382.9615 | 0.0043837 | 376.91 | -0.00057433 | 382.9615 | 0.0037621 | 417.1224 | 7.4481e-06 | 382.9615 | 0.0024748 | 382.9615 | 0.00019071 | 382.3455 | 0.00646 | 635.6387 | 0.00548 | 382.3455 | 0.014174 | 634.8193 | 6.6672e-06 | 635.6387 | 0.00169 | 382.3455 | 0.00506 | 382.9615 | 0.0052148
| 417.9561 | 1.4969e-05 | 382.5618 | 0.13577 | 417.9561 | 0.00109 | 382.5618 | 0.75386 | 376.8598 | 0.0077473 | 382.5618 | 0.0085273 | 383.178 | 0 | 377.13 | -0.0013997 | 383.178 | 0 | 383.178 | 0 | 383.178 | 0 | 377.13 | -0.0012245 | 383.178 | 0 | 417.2359 | 7.3075e-06 | 383.178 | 0 | 383.178 | 0 | 382.5618 | -0.00396 | 635.7993 | 0.00285 | 382.5618 | -0.0014615 | 634.9802 | 3.0002e-05 | 635.7993 | 0.00172 | 382.5618 | -0.00059422 | 383.178 | 0.0024962
| 418.0689 | 0 | 382.7782 | 0.13456 | 418.0689 | 0 | 382.7782 | 0.79062 | 377.0761 | 0.010212 | 382.7782 | 0.015532 | 383.3945 | 0.0025416 | 377.34 | -0.00021923 | 383.3945 | 0.00375 | 383.3945 | 0.0045228 | 383.3945 | 0.0018997 | 377.34 | 0.0016688 | 383.3945 | 0.0019375 | 417.3495 | 5.9374e-06 | 383.3945 | 0.002093 | 383.3945 | 0.00014019 | 382.7782 | 0.00245 | 635.9598 | 0.00436 | 382.7782 | -0.0049134 | 635.1411 | 6.6672e-06 | 635.9598 | 0.00163 | 382.7782 | 0.00373 | 383.3945 | 0.0049217
| 418.1817 | 0.00064383 | 382.9945 | 0.13196 | 418.1817 | 0.00149 | 382.9945 | 0.78924 | 377.2925 | 0.0077089 | 382.9945 | 0.010371 | 383.611 | 0 | 377.56 | 0.0015684 | 383.611 | 0 | 383.611 | 0 | 383.611 | 0 | 377.56 | 0.0014413 | 383.611 | 0 | 417.463 | 5.9491e-06 | 383.611 | 0 | 383.611 | 0 | 382.9946 | -0.00286 | 636.1204 | 0.00411 | 382.9945 | -0.0028719 | 635.3019 | 3.0002e-05 | 636.1204 | 0.00171 | 382.9946 | -0.00159 | 383.611 | 0.0025349
| 418.2945 | 0 | 383.2109 | 0.12855 | 418.2945 | 0 | 383.2109 | 0.81259 | 377.5089 | 0.009959 | 383.2109 | 0.016355 | 383.8275 | 0.0024121 | 377.78 | 0.0010961 | 383.8275 | 0.00395 | 383.8275 | 0.00289 | 383.8275 | 0.0017102 | 377.78 | -0.00021673 | 383.8275 | 0.00016741 | 417.5766 | 4.9654e-06 | 383.8275 | 0.002217 | 383.8274 | 0.00011964 | 383.2109 | 0.00396 | 636.2809 | 0.00455 | 383.2109 | 0.003445 | 635.4628 | 0 | 636.2809 | 0.00169 | 383.2109 | 0.00292 | 383.8275 | 0.0046071
| 418.4072 | 0.00076961 | 383.4273 | 0.12677 | 418.4072 | 0.00076297 | 383.4273 | 0.82504 | 377.7252 | 0.0094516 | 383.4273 | 0.01158 | 384.044 | 0 | 377.99 | -0.0011636 | 384.044 | 0 | 384.044 | 3.1229e-05 | 384.044 | 0 | 377.99 | 0.0012462 | 384.044 | 0 | 417.6901 | 6.2419e-06 | 384.044 | 0 | 384.044 | 0 | 383.4273 | -0.0055 | 636.4415 | 0.00419 | 383.4273 | -0.00087209 | 635.6237 | 1.0001e-05 | 636.4415 | 0.00181 | 383.4273 | -0.00081608 | 384.044 | 0.0025746
| 418.52 | 0 | 383.6437 | 0.12455 | 418.52 | 0 | 383.6437 | 0.86484 | 377.9416 | 0.010915 | 383.6437 | 0.017909 | 384.2605 | 0.0032968 | 378.21 | 0.0025127 | 384.2605 | 0.00443 | 384.2605 | 0.00084295 | 384.2605 | 0.0029496 | 378.21 | 0.00040094 | 384.2605 | 0.00013029 | 417.8037 | 6.1833e-06 | 384.2605 | 0.0024674 | 384.2605 | 0.00028105 | 383.6437 | 0.00287 | 636.602 | 0.00439 | 383.6437 | 0.0079424 | 635.7846 | 0 | 636.602 | 0.00179 | 383.6437 | 0.00271 | 384.2605 | 0.00397
| 418.6328 | 0.00064383 | 383.8602 | 0.12162 | 418.6328 | 0.00298 | 383.8602 | 0.87661 | 378.158 | 0.010033 | 383.8602 | 0.013419 | 384.4771 | 0 | 378.43 | -0.00062396 | 384.4771 | 0 | 384.4771 | 0 | 384.4771 | 0 | 378.43 | -0.0026549 | 384.4771 | 0 | 417.9173 | 7.7174e-06 | 384.4771 | 0 | 384.4771 | 0 | 383.8602 | -0.0044 | 636.7626 | 0.00368 | 383.8602 | -0.0017545 | 635.9455 | 3.0002e-05 | 636.7626 | 0.00182 | 383.8602 | -0.00136 | 384.4771 | 0.0020548
| 418.7455 | 0 | 384.0766 | 0.12064 | 418.7455 | 0 | 384.0766 | 0.91909 | 378.3744 | 0.012157 | 384.0766 | 0.020658 | 384.6936 | 0.0026107 | 378.64 | 0.00062396 | 384.6936 | 0.00411 | 384.6936 | 0.0026843 | 384.6936 | 0.0032995 | 378.64 | 7.5855e-05 | 384.6936 | 0.0023537 | 418.0308 | 7.1084e-06 | 384.6936 | 0.0028883 | 384.6936 | 0.0003787 | 384.0766 | 0.00202 | 636.9231 | 0.00457 | 384.0766 | 0.0019565 | 636.1064 | 0 | 636.9231 | 0.00171 | 384.0766 | 0.00391 | 384.6936 | 0.0044902
| 418.8583 | 0.00089539 | 384.2931 | 0.11899 | 418.8583 | 0.00168 | 384.2931 | 0.92431 | 378.5909 | 0.010786 | 384.2931 | 0.015551 | 384.9102 | 0 | 378.86 | -0.0009275 | 384.9102 | 0 | 384.9102 | 0 | 384.9102 | 0 | 378.86 | -0.0010295 | 384.9102 | 0 | 418.1444 | 7.2255e-06 | 384.9102 | 0 | 384.9102 | 0 | 384.2931 | -0.00424 | 637.0837 | 0.00433 | 384.2931 | -0.0003963 | 636.2673 | 1.0001e-05 | 637.0837 | 0.00169 | 384.2931 | -0.00456 | 384.9102 | 0.0019805
| 418.9711 | 0 | 384.5095 | 0.11642 | 418.9711 | 0 | 384.5095 | 0.9498 | 378.8073 | 0.013518 | 384.5095 | 0.023093 | 385.1268 | 0.0042006 | 379.08 | 0.00075887 | 385.1268 | 0.00403 | 385.1268 | 0.0042743 | 385.1268 | 0.0027338 | 379.08 | 0.0015712 | 385.1268 | 0.00070125 | 418.258 | 5.4221e-06 | 385.1268 | 0.00096847 | 385.1268 | 0.00023907 | 384.5095 | 0.0013 | 637.2443 | 0.00471 | 384.5095 | -0.00097561 | 636.4282 | 6.6672e-06 | 637.2443 | 0.00155 | 384.5095 | 0.0029 | 385.1268 | 0.0040797
| 419.0838 | 0 | 384.726 | 0.11454 | 419.0838 | 0.00172 | 384.726 | 0.96275 | 379.0237 | 0.012535 | 384.726 | 0.019312 | 385.3434 | 0 | 379.29 | -0.0020068 | 385.3434 | 0 | 385.3434 | 0.0008049 | 385.3434 | 0.0010043 | 379.29 | -0.00063934 | 385.3434 | 0 | 418.3716 | 5.832e-06 | 385.3434 | 0 | 385.3434 | 0 | 384.726 | -0.0021 | 637.4049 | 0.00373 | 384.726 | -0.013624 | 636.5891 | 1.0001e-05 | 637.4049 | 0.00167 | 384.726 | -0.00189 | 385.3434 | 0.0019095
| 419.1966 | 0 | 384.9425 | 0.11203 | 419.1966 | 0 | 384.9425 | 0.97565 | 379.2402 | 0.015064 | 384.9425 | 0.02512 | 385.56 | 0.0019104 | 379.51 | -0.00021923 | 385.56 | 0.00571 | 385.56 | 0.0021849 | 385.56 | 0.0031622 | 379.51 | 0.0022864 | 385.56 | 0.0015489 | 418.4852 | 5.0239e-06 | 385.56 | 0.0036101 | 385.56 | 0.00034805 | 384.9425 | 0.00132 | 637.5655 | 0.00506 | 384.9425 | 0.011707 | 636.75 | 6.6672e-06 | 637.5655 | 0.00163 | 384.9425 | 0.0035 | 385.56 | 0.0038613
| 419.3094 | 8.684e-05 | 385.159 | 0.10562 | 419.3094 | 0.00265 | 385.159 | 0.97302 | 379.4567 | 0.013482 | 385.159 | 0.020228 | 385.7766 | 0 | 379.73 | 0.00079259 | 385.7766 | 2.8542e-05 | 385.7766 | 0 | 385.7766 | 0 | 379.73 | 0.00010836 | 385.7766 | 0 | 418.5988 | 6.4292e-06 | 385.7766 | 0 | 385.7766 | 0 | 385.159 | -0.00265 | 637.7261 | 0.00447 | 385.159 | -0.0070639 | 636.9109 | 0 | 637.7261 | 0.00174 | 385.159 | -0.00171 | 385.7766 | 0.0020896
| 419.4222 | 0 | 385.3756 | 0.10667 | 419.4222 | 0 | 385.3756 | 0.98122 | 379.6732 | 0.016415 | 385.3756 | 0.028498 | 385.9933 | 0.0010909 | 379.94 | 0.0010961 | 385.9933 | 0.00404 | 385.9933 | 0.0036271 | 385.9933 | 0.0019535 | 379.94 | -0.00070437 | 385.9933 | 0.0004817 | 418.7124 | 5.9491e-06 | 385.9933 | 0.0030283 | 385.9933 | 0.00044299 | 385.3756 | 0.00213 | 637.8867 | 0.00545 | 385.3756 | -0.0039034 | 637.0719 | 0 | 637.8867 | 0.00158 | 385.3756 | 0.00484 | 385.9933 | 0.0035656
| 419.5349 | 0 | 385.5921 | 0.10322 | 419.5349 | 0.00079764 | 385.5921 | 0.9835 | 379.8896 | 0.015921 | 385.5921 | 0.023858 | 386.2099 | 0 | 380.16 | -0.0030861 | 386.2099 | 0 | 386.2099 | 0 | 386.2099 | 0 | 380.16 | -0.001062 | 386.2099 | 0 | 418.826 | 6.5932e-06 | 386.2099 | 0 | 386.2099 | 0 | 385.5921 | -0.00377 | 638.0474 | 0.00348 | 385.5921 | -0.0046945 | 637.2328 | 1.0001e-05 | 638.0474 | 0.00173 | 385.5921 | -0.00519 | 386.2099 | 0.0021191
| 419.6477 | 0 | 385.8087 | 0.1004 | 419.6477 | 0 | 385.8087 | 1 | 380.1062 | 0.018517 | 385.8087 | 0.031778 | 386.4266 | 0.0043915 | 380.38 | 0.00075887 | 386.4266 | 0.00428 | 386.4266 | 0.0043286 | 386.4266 | 0.0032522 | 380.38 | 4.3346e-05 | 386.4266 | 0.0010028 | 418.9396 | 6.8391e-06 | 386.4266 | 0.00358 | 386.4266 | 0.00035773 | 385.8087 | 0.00272 | 638.208 | 0.00529 | 385.8087 | 0.0023629 | 637.3938 | 0 | 638.208 | 0.00172 | 385.8087 | 0.00427 | 386.4266 | 0.0037966
| 419.7605 | 0.00075165 | 386.0253 | 0.099575 | 419.7605 | 0.00163 | 386.0253 | 0.97474 | 380.3227 | 0.017127 | 386.0253 | 0.027104 | 386.6433 | 0 | 380.6 | -0.0011299 | 386.6433 | 0 | 386.6433 | 0 | 386.6433 | 0 | 380.6 | 0.00043346 | 386.6433 | 0 | 419.0532 | 8.2327e-06 | 386.6433 | 0 | 386.6433 | 0 | 386.0253 | -0.00248 | 638.3686 | 0.00434 | 386.0253 | -0.0060269 | 637.5547 | 3.0002e-05 | 638.3686 | 0.00177 | 386.0253 | -0.01284 | 386.6433 | 0.0019211
| 419.8733 | 0 | 386.2419 | 0.097781 | 419.8733 | 0 | 386.2419 | 0.96404 | 380.5392 | 0.019859 | 386.2419 | 0.033342 | 386.86 | 0.0022021 | 380.81 | -0.00062396 | 386.86 | 0.00302 | 386.86 | 0.0023319 | 386.86 | 0.0023411 | 380.81 | 0.0031967 | 386.86 | 0.0018982 | 419.1669 | 8.0102e-06 | 386.86 | 0.0029496 | 386.86 | 0.00023579 | 386.2419 | 0.00118 | 638.5293 | 0.00473 | 386.2419 | 0.0016852 | 637.7157 | 2.6669e-05 | 638.5293 | 0.00167 | 386.2419 | 0.01323 | 386.86 | 0.0032904
| 419.986 | 0.00046416 | 386.4585 | 0.095079 | 419.986 | 0.00173 | 386.4585 | 0.95028 | 380.7558 | 0.020048 | 386.4585 | 0.030553 | 387.0767 | 0 | 381.03 | -0.00069142 | 387.0767 | 0 | 387.0767 | 0 | 387.0767 | 0 | 381.03 | 0.0018964 | 387.0767 | 0 | 419.2805 | 7.6354e-06 | 387.0767 | 0 | 387.0767 | 0 | 386.4585 | -0.00333 | 638.6899 | 0.00382 | 386.4585 | -0.0030287 | 637.8766 | 5.0004e-05 | 638.6899 | 0.00171 | 386.4585 | 0.00039354 | 387.0767 | 0.0014674
| 420.0988 | 0 | 386.6751 | 0.093953 | 420.0988 | 0 | 386.6751 | 0.95182 | 380.9724 | 0.022652 | 386.6751 | 0.036145 | 387.2935 | 0.0011963 | 381.25 | -8.4319e-05 | 387.2935 | 0.00373 | 387.2935 | 0.00022812 | 387.2935 | 0.0013768 | 381.25 | -0.00093193 | 387.2935 | 0 | 419.3941 | 6.4409e-06 | 387.2935 | 0.000992 | 387.2935 | 0.00012082 | 386.6751 | 0.00113 | 638.8506 | 0.00599 | 386.6751 | -0.00073575 | 638.0376 | 6.6672e-06 | 638.8506 | 0.00167 | 386.6751 | 0.00348 | 387.2935 | 0.0038124
| 420.2116 | 0.0004462 | 386.8917 | 0.091448 | 420.2116 | 0.00175 | 386.8917 | 0.90473 | 381.1889 | 0.021982 | 386.8917 | 0.032042 | 387.5102 | 0 | 381.46 | -0.0034908 | 387.5102 | 0 | 387.5102 | 0 | 387.5102 | 0 | 381.46 | 0.00085607 | 387.5102 | 0 | 419.5078 | 6.113e-06 | 387.5102 | 0 | 387.5102 | 0 | 386.8917 | -0.00081263 | 639.0112 | 0.00477 | 386.8917 | -0.0053486 | 638.1986 | 1.0001e-05 | 639.0112 | 0.00168 | 386.8917 | -0.00308 | 387.5102 | 0.0019345
| 420.3243 | 0 | 387.1084 | 0.088756 | 420.3243 | 0 | 387.1084 | 0.89528 | 381.4055 | 0.025038 | 387.1084 | 0.039435 | 387.727 | 0.0024749 | 381.68 | 0.00032042 | 387.727 | 0.00347 | 387.727 | 0.004484 | 387.727 | 0.0022551 | 381.68 | -0.0015171 | 387.727 | 0.0007099 | 419.6214 | 5.9491e-06 | 387.727 | 0.0011095 | 387.727 | 0.00013906 | 387.1084 | 0.00263 | 639.1719 | 0.00675 | 387.1084 | 0.0044357 | 638.3596 | 0 | 639.1719 | 0.0016 | 387.1084 | 0.0058 | 387.727 | 0.0036846
| 420.4371 | 0.00051807 | 387.3251 | 0.087132 | 420.4371 | 0.00027745 | 387.3251 | 0.87746 | 381.6221 | 0.025345 | 387.3251 | 0.036764 | 387.9437 | 0 | 381.9 | 0.00042159 | 387.9437 | 0 | 387.9437 | 0 | 387.9437 | 0 | 381.9 | -0.0018422 | 387.9437 | 0 | 419.7351 | 6.113e-06 | 387.9437 | 0 | 387.9437 | 0 | 387.3251 | -0.00197 | 639.3326 | 0.00273 | 387.3251 | -0.0075774 | 638.5205 | 1.0001e-05 | 639.3326 | 0.0017 | 387.3251 | -0.00113 | 387.9437 | 0.0022535
| 420.5499 | 0 | 387.5417 | 0.086409 | 420.5499 | 0 | 387.5417 | 0.88786 | 381.8387 | 0.028256 | 387.5417 | 0.045117 | 388.1605 | 0.0028418 | 382.11 | -0.00096123 | 388.1605 | 0.00474 | 388.1605 | 0.0038271 | 388.1605 | 0.0032 | 382.11 | -5.4182e-05 | 388.1605 | 0.001907 | 419.8487 | 7.0616e-06 | 388.1605 | 0.0024973 | 388.1605 | 0.00027633 | 387.5417 | 0.00161 | 639.4932 | 0.0048 | 387.5417 | -0.0009868 | 638.6815 | 6.6672e-06 | 639.4932 | 0.00166 | 387.5417 | 0.00272 | 388.1605 | 0.0039215
| 420.6627 | 0.00109 | 387.7584 | 0.084157 | 420.6627 | 0.00020808 | 387.7584 | 0.84508 | 382.0553 | 0.027869 | 387.7584 | 0.041068 | 388.3773 | 0 | 382.33 | -0.0020068 | 388.3773 | 0 | 388.3773 | 0 | 388.3773 | 0.0011806 | 382.33 | -0.0018422 | 388.3773 | 0 | 419.9624 | 7.2255e-06 | 388.3773 | 0 | 388.3773 | 0 | 387.7584 | -0.0015 | 639.6539 | 0.00329 | 387.7584 | 0.0020326 | 638.8425 | 0 | 639.6539 | 0.0018 | 387.7584 | -0.00264 | 388.3773 | 0.0024321
| 420.7754 | 0 | 387.9752 | 0.082493 | 420.7754 | 0 | 387.9752 | 0.84459 | 382.272 | 0.030792 | 387.9752 | 0.048422 | 388.5941 | 0.0022343 | 382.55 | 5.0592e-05 | 388.5941 | 0.00346 | 388.5941 | 0.0030044 | 388.5941 | 0.0028667 | 382.55 | -0.0017446 | 388.5941 | 0.0020438 | 420.076 | 7.3309e-06 | 388.5941 | 0.0019525 | 388.5942 | 0.00010247 | 387.9752 | 0.00198 | 639.8146 | 0.00643 | 387.9752 | 0.0078391 | 639.0035 | 0 | 639.8146 | 0.00163 | 387.9752 | 0.0054 | 388.5941 | 0.0037984
| 420.8882 | 0.000554 | 388.1919 | 0.078897 | 420.8882 | 0.00118 | 388.1919 | 0.80972 | 382.4886 | 0.032171 | 388.1919 | 0.045797 | 388.811 | 0 | 382.77 | -0.0010287 | 388.811 | 0 | 388.811 | 0 | 388.811 | 0 | 382.77 | -0.00060684 | 388.811 | 0 | 420.1897 | 7.53e-06 | 388.811 | 0 | 388.811 | 0 | 388.1919 | -0.00331 | 639.9753 | 0.00329 | 388.1919 | -0.00033196 | 639.1645 | 1.0001e-05 | 639.9753 | 0.00178 | 388.1919 | -0.0014 | 388.811 | 0.0016887
| 421.001 | 0 | 388.4086 | 0.077588 | 421.001 | 0 | 388.4086 | 0.79674 | 382.7053 | 0.034466 | 388.4086 | 0.053797 | 389.0278 | 0.0029629 | 382.98 | 0.00065769 | 389.0278 | 0.00443 | 389.0278 | 0.0022412 | 389.0278 | 0.0014601 | 382.98 | 0.00085607 | 389.0278 | 0.0016614 | 420.3034 | 6.9328e-06 | 389.0278 | 0.0023443 | 389.0278 | 0.000222 | 388.4086 | 0.00292 | 640.136 | 0.0048 | 388.4086 | 0.00322 | 639.3256 | 0 | 640.136 | 0.00166 | 388.4086 | 0.0051 | 389.0278 | 0.003516
| 421.1138 | 0 | 388.6254 | 0.074754 | 421.1138 | 0.00146 | 388.6254 | 0.76801 | 382.9219 | 0.034477 | 388.6254 | 0.051417 | 389.2447 | 0 | 383.2 | -0.0019731 | 389.2447 | 0 | 389.2447 | 0 | 389.2447 | 0 | 383.2 | 0.00056349 | 389.2447 | 0 | 420.4171 | 7.003e-06 | 389.2447 | 0 | 389.2447 | 0 | 388.6254 | -0.00206 | 640.2968 | 0.00311 | 388.6254 | -0.0032471 | 639.4866 | 1.0001e-05 | 640.2968 | 0.00179 | 388.6254 | -0.00083622 | 389.2447 | 0.0018568
| 421.2265 | 0 | 388.8422 | 0.07389 | 421.2265 | 0 | 388.8422 | 0.75664 | 383.1386 | 0.038325 | 388.8422 | 0.058669 | 389.4616 | 0.0021819 | 383.42 | 0.00035414 | 389.4616 | 0.00363 | 389.4616 | 0.0017542 | 389.4615 | 0.0018643 | 383.42 | 7.5855e-05 | 389.4616 | 0.0017896 | 420.5307 | 5.7031e-06 | 389.4616 | 0.0013762 | 389.4615 | 0.0004051 | 388.8422 | 0.0014 | 640.4575 | 0.00309 | 388.8422 | -0.0023886 | 639.6476 | 0 | 640.4575 | 0.00167 | 388.8422 | 0.00175 | 389.4615 | 0.0034088
| 421.3393 | 0.00125 | 389.059 | 0.071517 | 421.3393 | 0.0014 | 389.059 | 0.7327 | 383.3553 | 0.039233 | 389.059 | 0.057673 | 389.6784 | 0 | 383.63 | -0.0013997 | 389.6784 | 0 | 389.6784 | 0 | 389.6784 | 0 | 383.63 | 0.0002384 | 389.6784 | 0 | 420.6444 | 5.8085e-06 | 389.6784 | 0 | 389.6784 | 0 | 389.059 | -0.00397 | 640.6182 | 0.00232 | 389.059 | -0.0020836 | 639.8087 | 0 | 640.6182 | 0.00179 | 389.059 | -0.00076249 | 389.6784 | 0.0017235
| 421.4521 | 0 | 389.2758 | 0.07274 | 421.4521 | 0 | 389.2758 | 0.73671 | 383.572 | 0.043822 | 389.2758 | 0.068012 | 389.8954 | 0.0038614 | 383.85 | 0.0012985 | 389.8954 | 0.00441 | 389.8954 | 0.0044155 | 389.8954 | 0.0035849 | 383.85 | -0.00070437 | 389.8954 | 0.0029581 | 420.7581 | 5.2933e-06 | 389.8954 | 0.0020602 | 389.8954 | 0.00065736 | 389.2758 | 0.00215 | 640.779 | 0.00432 | 389.2758 | 0.00031896 | 639.9697 | 6.6672e-06 | 640.779 | 0.00173 | 389.2758 | 0.00407 | 389.8954 | 0.0035821
| 421.5649 | 0.00080555 | 389.4926 | 0.06828 | 421.5649 | 0.00163 | 389.4926 | 0.71456 | 383.7887 | 0.043316 | 389.4926 | 0.067166 | 390.1123 | 0 | 384.07 | -0.0027488 | 390.1123 | 0.00012895 | 390.1123 | 0 | 390.1123 | 0 | 384.07 | -0.00021673 | 390.1123 | 0 | 420.8718 | 6.9328e-06 | 390.1123 | 0 | 390.1123 | 0 | 389.4926 | -0.00179 | 640.9397 | 0.00338 | 389.4926 | 0.00040379 | 640.1308 | 0 | 640.9397 | 0.00179 | 389.4926 | -0.00015348 | 390.1123 | 0.0013429
| 421.6777 | 0 | 389.7094 | 0.06812 | 421.6777 | 0 | 389.7094 | 0.71276 | 384.0055 | 0.04821 | 389.7094 | 0.077528 | 390.3292 | 0.0032619 | 384.29 | -0.001231 | 390.3292 | 0.00445 | 390.3292 | 0.0029346 | 390.3292 | 0.0024699 | 384.29 | -0.0015171 | 390.3292 | 0.0014315 | 420.9855 | 6.2184e-06 | 390.3292 | 0.0022826 | 390.3292 | 0.00015048 | 389.7094 | 0.0024 | 641.1004 | 0.00663 | 389.7094 | -0.0037369 | 640.2918 | 6.6672e-06 | 641.1004 | 0.0016 | 389.7094 | 0.00102 | 390.3292 | 0.0032722
| 421.7904 | 0.00125 | 389.9263 | 0.065975 | 421.7904 | 0.00109 | 389.9263 | 0.68605 | 384.2222 | 0.049309 | 389.9263 | 0.077054 | 390.5461 | 0 | 384.5 | 0.00038786 | 390.5462 | 0 | 390.5461 | 0 | 390.5461 | 0 | 384.5 | 0.0012787 | 390.5461 | 0 | 421.0992 | 6.0193e-06 | 390.5461 | 0 | 390.5461 | 0 | 389.9263 | -0.00274 | 641.2612 | 0.00343 | 389.9263 | 0.00050435 | 640.4529 | 3.0002e-05 | 641.2612 | 0.0017 | 389.9263 | -0.00178 | 390.5461 | 0.0018675
| 421.9032 | 0 | 390.1432 | 0.065233 | 421.9032 | 0 | 390.1432 | 0.66802 | 384.439 | 0.05414 | 390.1432 | 0.085494 | 390.7631 | 0.0028413 | 384.72 | 0.0016695 | 390.7631 | 0.00201 | 390.7631 | 0.002796 | 390.7631 | 0.0018656 | 384.72 | 0.0015712 | 390.7631 | 0.0016442 | 421.2129 | 5.1762e-06 | 390.7631 | 0.0017065 | 390.7631 | 0.000179 | 390.1432 | -0.00083955 | 641.422 | 0.00522 | 390.1432 | 0.0011197 | 640.6139 | 0 | 641.422 | 0.00161 | 390.1432 | 0.00395 | 390.7631 | 0.0035332
| 422.016 | 0 | 390.36 | 0.062886 | 422.016 | 0.00057222 | 390.36 | 0.6435 | 384.6557 | 0.055515 | 390.36 | 0.085325 | 390.9801 | 0 | 384.94 | -0.0010624 | 390.9801 | 0 | 390.9801 | 0 | 390.9801 | 0 | 384.94 | -0.00063934 | 390.9801 | 0 | 421.3266 | 5.3752e-06 | 390.9801 | 0 | 390.9801 | 0 | 390.36 | -0.0028 | 641.5827 | 0.00431 | 390.36 | -0.0048896 | 640.775 | 3.0002e-05 | 641.5827 | 0.00175 | 390.36 | 0.00038554 | 390.9801 | 0.0019934
| 422.1288 | 0 | 390.5769 | 0.061927 | 422.1288 | 0 | 390.5769 | 0.62757 | 384.8725 | 0.05958 | 390.5769 | 0.093716 | 391.1971 | 0.0027333 | 385.15 | -0.00035414 | 391.1971 | 0.00367 | 391.1971 | 0.0029406 | 391.1971 | 0.0012404 | 385.15 | 4.3346e-05 | 391.1971 | 0.00033313 | 421.4404 | 5.8085e-06 | 391.1971 | 0.0021533 | 391.1971 | 7.7622e-05 | 390.5769 | 0.00078674 | 641.7435 | 0.00589 | 390.5769 | 0.0029626 | 640.9361 | 6.6672e-06 | 641.7435 | 0.00159 | 390.5769 | 0.0018 | 391.1971 | 0.0034262
| 422.2415 | 1.4969e-05 | 390.7939 | 0.060319 | 422.2415 | 0.00132 | 390.7939 | 0.58523 | 385.0893 | 0.061925 | 390.7939 | 0.092716 | 391.4141 | 0 | 385.37 | -0.00035414 | 391.4141 | 0 | 391.4141 | 0 | 391.4141 | 0 | 385.37 | -0.001257 | 391.4141 | 0 | 421.5541 | 4.9302e-06 | 391.4141 | 0 | 391.4141 | 0 | 390.7939 | -0.00257 | 641.9043 | 0.0057 | 390.7939 | -0.0072005 | 641.0972 | 1.0001e-05 | 641.9043 | 0.00173 | 390.7939 | -0.00024249 | 391.4141 | 0.0018039
| 422.3543 | 0 | 391.0108 | 0.059141 | 422.3543 | 0 | 391.0108 | 0.57641 | 385.3061 | 0.06678 | 391.0108 | 0.10202 | 391.6311 | 0.002652 | 385.59 | 0.00015177 | 391.6311 | 0.00329 | 391.6311 | 0.0025123 | 391.6311 | 0.002458 | 385.59 | 0.0022864 | 391.6311 | 0.0019756 | 421.6678 | 6.6283e-06 | 391.6311 | 0.001652 | 391.6311 | 0.00038404 | 391.0108 | 0.00058399 | 642.0651 | 0.00513 | 391.0108 | 0.0091625 | 641.2582 | 6.6672e-06 | 642.0651 | 0.00163 | 391.0108 | 0.00283 | 391.6311 | 0.0037661
| 422.4671 | 0.00102 | 391.2277 | 0.057825 | 422.4671 | 0.00147 | 391.2277 | 0.54002 | 385.5229 | 0.067877 | 391.2277 | 0.10045 | 391.8481 | 0 | 385.81 | 0.0010287 | 391.8481 | 0 | 391.8481 | 0 | 391.8481 | 0 | 385.81 | -0.0024274 | 391.8481 | 0 | 421.7816 | 7.4715e-06 | 391.8481 | 0 | 391.8481 | 0 | 391.2277 | -0.00328 | 642.2259 | 0.00274 | 391.2277 | -0.0035969 | 641.4193 | 1.0001e-05 | 642.2259 | 0.00176 | 391.2277 | -0.00132 | 391.8481 | 0.0017979
| 422.5799 | 0 | 391.4447 | 0.056525 | 422.5799 | 0 | 391.4447 | 0.52696 | 385.7398 | 0.07414 | 391.4447 | 0.11079 | 392.0652 | 0.0030468 | 386.02 | -0.00015177 | 392.0652 | 0.00303 | 392.0652 | 0.0031217 | 392.0652 | 0.0022725 | 386.02 | 0.0011487 | 392.0652 | 0.001691 | 421.8953 | 8.9939e-06 | 392.0652 | 0.0017236 | 392.0652 | 0.00036496 | 391.4447 | 0.00272 | 642.3867 | 0.00501 | 391.4447 | 5.6487e-05 | 641.5804 | 0 | 642.3867 | 0.00162 | 391.4447 | 0.00416 | 392.0652 | 0.0037338
| 422.6926 | 0.00104 | 391.6617 | 0.054758 | 422.6926 | 0.00114 | 391.6617 | 0.49963 | 385.9566 | 0.075751 | 391.6617 | 0.11166 | 392.2822 | 0 | 386.24 | 0.0015008 | 392.2822 | 0 | 392.2822 | 0 | 392.2822 | 0 | 386.24 | -0.00099695 | 392.2822 | 0 | 422.0091 | 8.2327e-06 | 392.2822 | 0 | 392.2822 | 0 | 391.6617 | -0.00193 | 642.5475 | 0.00375 | 391.6617 | -0.00017348 | 641.7415 | 0 | 642.5475 | 0.0017 | 391.6617 | -0.00080401 | 392.2822 | 0.001742
| 422.8054 | 0 | 391.8787 | 0.054107 | 422.8054 | 0 | 391.8787 | 0.48918 | 386.1735 | 0.081395 | 391.8787 | 0.12338 | 392.4993 | 0.0019431 | 386.46 | 0.00028669 | 392.4993 | 0.00238 | 392.4993 | 0.0028632 | 392.4993 | 0.0021503 | 386.46 | -0.0010295 | 392.4993 | 0.00073905 | 422.1228 | 8.6191e-06 | 392.4993 | 0.0018406 | 392.4993 | 0.00039009 | 391.8786 | 0.0016 | 642.7083 | 0.00441 | 391.8787 | -8.7306e-05 | 641.9027 | 0 | 642.7083 | 0.0016 | 391.8786 | 0.00451 | 392.4993 | 0.0032764
| 422.9182 | 0.00084148 | 392.0957 | 0.052446 | 422.9182 | 0.00091902 | 392.0957 | 0.45996 | 386.3903 | 0.084403 | 392.0957 | 0.12273 | 392.7164 | 0 | 386.68 | -0.0011299 | 392.7164 | 0 | 392.7164 | 0 | 392.7164 | 0 | 386.68 | 0.00098612 | 392.7164 | 0 | 422.2366 | 7.8228e-06 | 392.7164 | 0 | 392.7164 | 0 | 392.0957 | -0.00301 | 642.8691 | 0.00436 | 392.0957 | -0.0044218 | 642.0638 | 3.0002e-05 | 642.8691 | 0.00172 | 392.0957 | -0.01116 | 392.7164 | 0.0019387
| 423.031 | 0 | 392.3127 | 0.050621 | 423.031 | 0 | 392.3127 | 0.44603 | 386.6072 | 0.090379 | 392.3127 | 0.13259 | 392.9335 | 0.0013611 | 386.89 | 0.0012648 | 392.9335 | 0.0035 | 392.9335 | 0.0026014 | 392.9335 | 0.0010963 | 386.89 | -0.00028175 | 392.9335 | 0.0013633 | 422.3503 | 7.003e-06 | 392.9335 | 0.00071136 | 392.9335 | 0.00027609 | 392.3127 | 0.00149 | 643.0299 | 0.00483 | 392.3127 | 0.002881 | 642.2249 | 0 | 643.0299 | 0.00165 | 392.3127 | 0.01067 | 392.9335 | 0.0034811
| 423.1438 | 0.0014 | 392.5297 | 0.049214 | 423.1438 | 0.00161 | 392.5297 | 0.42299 | 386.8241 | 0.093754 | 392.5297 | 0.13336 | 393.1506 | 0 | 387.11 | -0.001737 | 393.1506 | 0 | 393.1506 | 0 | 393.1506 | 0 | 387.11 | -0.0013546 | 393.1506 | 0 | 422.4641 | 6.9562e-06 | 393.1506 | 0 | 393.1506 | 0 | 392.5297 | -0.00142 | 643.1908 | 0.0041 | 392.5297 | -0.0062663 | 642.386 | 0 | 643.1908 | 0.00179 | 392.5297 | -5.8148e-06 | 393.1506 | 0.0019866
| 423.2565 | 0.00106 | 392.7468 | 0.048152 | 423.2565 | 0 | 392.7468 | 0.40419 | 387.041 | 0.10101 | 392.7468 | 0.14278 | 393.3678 | 0.0033 | 387.33 | -0.00035414 | 393.3678 | 0.00294 | 393.3678 | 0.0025852 | 393.3678 | 0.00179 | 387.33 | 0.00075855 | 393.3678 | 0.0015972 | 422.5779 | 7.7994e-06 | 393.3678 | 0.002367 | 393.3678 | 0.00019068 | 392.7468 | 0.00319 | 643.3516 | 0.00489 | 392.7468 | 0.0019408 | 642.5472 | 0 | 643.3516 | 0.00168 | 392.7468 | 0.00229 | 393.3678 | 0.0036214
| 423.3693 | 0 | 392.9638 | 0.046483 | 423.3693 | 0.00137 | 392.9638 | 0.3828 | 387.2579 | 0.10355 | 392.9638 | 0.14392 | 393.5849 | 0 | 387.55 | -0.00082632 | 393.5849 | 0 | 393.5849 | 0 | 393.5849 | 0 | 387.55 | 0.0027091 | 393.5849 | 0 | 422.6916 | 9.193e-06 | 393.5849 | 0 | 393.5849 | 0 | 392.9638 | -0.00297 | 643.5125 | 0.00315 | 392.9638 | -0.0036763 | 642.7083 | 1.0001e-05 | 643.5125 | 0.00186 | 392.9638 | 0.0013 | 393.5849 | 0.002005
| 423.4821 | 0 | 393.1809 | 0.046422 | 423.4821 | 0 | 393.1809 | 0.37167 | 387.4749 | 0.11013 | 393.1809 | 0.1536 | 393.8021 | 0.0021766 | 387.76 | -0.00052277 | 393.8021 | 0.00221 | 393.8021 | 0.0024219 | 393.8021 | 0.0015863 | 387.76 | 0.00066102 | 393.8021 | 0.0016351 | 422.8054 | 9.0173e-06 | 393.8021 | 0.0012405 | 393.8021 | 0.00049513 | 393.1809 | 0.00058179 | 643.6733 | 0.00334 | 393.1809 | 0.0041649 | 642.8695 | 0 | 643.6733 | 0.00173 | 393.1809 | 0.00434 | 393.8021 | 0.003578
| 423.5949 | 0.00084148 | 393.398 | 0.044878 | 423.5949 | 0.00079764 | 393.398 | 0.35075 | 387.6918 | 0.11437 | 393.398 | 0.1566 | 394.0192 | 0 | 387.98 | 0.001231 | 394.0192 | 0 | 394.0192 | 0 | 394.0193 | 0 | 387.98 | -0.0010295 | 394.0192 | 0 | 422.9192 | 9.6848e-06 | 394.0192 | 0 | 394.0193 | 0 | 393.398 | -0.00246 | 643.8342 | 0.00313 | 393.398 | -0.005474 | 643.0306 | 3.0002e-05 | 643.8342 | 0.00182 | 393.398 | 0.00026435 | 394.0193 | 0.002192
| 423.7077 | 0.00037793 | 393.6151 | 0.044704 | 423.7077 | 0 | 393.6151 | 0.34023 | 387.9088 | 0.12344 | 393.6151 | 0.16863 | 394.2364 | 0.0034967 | 388.2 | -0.0019393 | 394.2364 | 0.0041 | 394.2364 | 0.0048257 | 394.2364 | 0.0025623 | 388.2 | 0.0015712 | 394.2364 | 0 | 423.033 | 8.3498e-06 | 394.2364 | 0.0020814 | 394.2364 | 0.00042072 | 393.6151 | 0.00082686 | 643.9951 | 0.00584 | 393.6151 | 0.0020379 | 643.1918 | 0 | 643.9951 | 0.00163 | 393.6151 | 0.00303 | 394.2364 | 0.0033211
| 423.8204 | 0.00084148 | 393.8322 | 0.042453 | 423.8204 | 0.00091902 | 393.8322 | 0.32442 | 388.1257 | 0.12728 | 393.8322 | 0.17244 | 394.4536 | 0 | 388.42 | -0.0019731 | 394.4536 | 0 | 394.4536 | 0 | 394.4536 | 0 | 388.42 | -0.00096444 | 394.4536 | 0 | 423.1468 | 7.9399e-06 | 394.4536 | 0 | 394.4536 | 0 | 393.8322 | -0.00213 | 644.1559 | 0.00401 | 393.8322 | 0.0027302 | 643.3529 | 1.0001e-05 | 644.1559 | 0.00174 | 393.8322 | -6.4337e-05 | 394.4536 | 0.0018814
| 423.9332 | 0 | 394.0494 | 0.042565 | 423.9332 | 0 | 394.0494 | 0.31974 | 388.3427 | 0.13543 | 394.0494 | 0.18523 | 394.6709 | 0.0029617 | 388.63 | -0.0020742 | 394.6708 | 0.00288 | 394.6709 | 0.002314 | 394.6708 | 0.002443 | 388.63 | 0.0014088 | 394.6709 | 0.0010069 | 423.2606 | 6.9562e-06 | 394.6709 | 0.0016064 | 394.6708 | 0.00036524 | 394.0494 | 0.00338 | 644.3168 | 0.00568 | 394.0494 | 0.006369 | 643.5141 | 6.6672e-06 | 644.3168 | 0.00162 | 394.0494 | 0.00136 | 394.6708 | 0.003453
| 424.046 | 0.00012278 | 394.2665 | 0.040543 | 424.046 | 0.00022542 | 394.2665 | 0.30109 | 388.5597 | 0.14103 | 394.2665 | 0.19118 | 394.8881 | 0 | 388.85 | 0.0005565 | 394.8881 | 0 | 394.8881 | 0 | 394.8881 | 0 | 388.85 | 0.0020589 | 394.8881 | 0 | 423.3744 | 7.5534e-06 | 394.8881 | 0 | 394.8881 | 0 | 394.2665 | -0.003 | 644.4777 | 0.00434 | 394.2665 | 0.0034678 | 643.6753 | 3.0002e-05 | 644.4777 | 0.00174 | 394.2665 | 8.2591e-05 | 394.8881 | 0.001897
| 424.1588 | 0 | 394.4837 | 0.040261 | 424.1588 | 0 | 394.4837 | 0.29845 | 388.7767 | 0.1494 | 394.4837 | 0.20727 | 395.1053 | 0.0018391 | 389.07 | -0.0023441 | 395.1053 | 0.00246 | 395.1053 | 0.0025501 | 395.1053 | 0.0012216 | 389.07 | -0.0015822 | 395.1053 | 0.0021244 | 423.4882 | 7.8579e-06 | 395.1053 | 0.0007478 | 395.1053 | 0.00031531 | 394.4837 | 3.5948e-05 | 644.6386 | 0.00563 | 394.4837 | 0.00074825 | 643.8365 | 2.6669e-05 | 644.6386 | 0.00164 | 394.4837 | 0.00246 | 395.1053 | 0.0038459
| 424.2716 | 0.00080555 | 394.7009 | 0.039591 | 424.2716 | 0.00163 | 394.7009 | 0.28299 | 388.9937 | 0.15361 | 394.7009 | 0.21139 | 395.3226 | 0 | 389.29 | -0.001602 | 395.3226 | 0 | 395.3226 | 0.00094158 | 395.3226 | 0.00052283 | 389.29 | -0.0021023 | 395.3226 | 0 | 423.602 | 9.2164e-06 | 395.3226 | 0 | 395.3226 | 0 | 394.7009 | -0.00241 | 644.7995 | 0.00364 | 394.7009 | -0.0054465 | 643.9977 | 3.0002e-05 | 644.7995 | 0.00173 | 394.7009 | -6.0373e-06 | 395.3226 | 0.0023905
| 424.3844 | 0 | 394.9181 | 0.038292 | 424.3844 | 0 | 394.9181 | 0.27636 | 389.2107 | 0.16211 | 394.9181 | 0.22626 | 395.5399 | 0.0027301 | 389.5 | -0.0013997 | 395.5399 | 0.00308 | 395.5399 | 0.0023962 | 395.5399 | 0.0021831 | 389.5 | 0.0012787 | 395.5399 | 0.00036194 | 423.7158 | 9.1578e-06 | 395.5399 | 0.0014739 | 395.5399 | 0.00039556 | 394.9181 | 0.00126 | 644.9604 | 0.00476 | 394.9181 | 0.0014751 | 644.1589 | 0 | 644.9604 | 0.00159 | 394.9181 | 0.00488 | 395.5399 | 0.0039341
| 424.4971 | 0.00073368 | 395.1353 | 0.036514 | 424.4971 | 0.00097105 | 395.1353 | 0.26834 | 389.4277 | 0.16895 | 395.1353 | 0.23344 | 395.7572 | 0 | 389.72 | -0.0019057 | 395.7572 | 0 | 395.7572 | 0 | 395.7571 | 0 | 389.72 | 0.0010511 | 395.7572 | 0 | 423.8296 | 1.0141e-05 | 395.7572 | 0 | 395.7571 | 0 | 395.1353 | -0.00354 | 645.1213 | 0.00387 | 395.1353 | -0.0076817 | 644.3201 | 0 | 645.1213 | 0.00166 | 395.1353 | -0.00127 | 395.7571 | 0.0025672
| 424.6099 | 0 | 395.3525 | 0.035986 | 424.6099 | 0 | 395.3525 | 0.26071 | 389.6448 | 0.17947 | 395.3525 | 0.24954 | 395.9745 | 0.0020516 | 389.94 | -0.00065769 | 395.9745 | 0.0032 | 395.9745 | 0.0026082 | 395.9745 | 0.0021779 | 389.94 | 0.0014088 | 395.9745 | 0.0029569 | 423.9435 | 7.9867e-06 | 395.9745 | 0.0010972 | 395.9745 | 0.00034943 | 395.3525 | 0.00051457 | 645.2823 | 0.00447 | 395.3525 | 0.0010984 | 644.4813 | 0 | 645.2823 | 0.00163 | 395.3525 | 0.00499 | 395.9745 | 0.0038607
| 424.7227 | 0.00093132 | 395.5698 | 0.034493 | 424.7227 | 0.00022542 | 395.5698 | 0.24719 | 389.8618 | 0.18603 | 395.5698 | 0.25769 | 396.1918 | 0 | 390.16 | -0.0015684 | 396.1918 | 0.00025823 | 396.1918 | 0 | 396.1918 | 0 | 390.16 | 0.00098612 | 396.1918 | 0 | 424.0573 | 8.9119e-06 | 396.1918 | 0 | 396.1918 | 0 | 395.5698 | -0.00143 | 645.4432 | 0.00468 | 395.5698 | -0.0023739 | 644.6425 | 1.0001e-05 | 645.4432 | 0.00175 | 395.5698 | 0.00042576 | 396.1918 | 0.0021865
| 424.8355 | 0 | 395.787 | 0.035395 | 424.8355 | 0 | 395.787 | 0.23995 | 390.0789 | 0.19732 | 395.787 | 0.27507 | 396.4091 | 0.0031546 | 390.37 | 0.00045532 | 396.4091 | 0.00418 | 396.4091 | 0.0030233 | 396.4091 | 0.0019236 | 390.37 | -0.00060684 | 396.4091 | 0.0015663 | 424.1711 | 6.5932e-06 | 396.4091 | 0.00092289 | 396.4091 | 0.00043056 | 395.7871 | 0.00212 | 645.6041 | 0.00448 | 395.787 | 0.0061148 | 644.8037 | 0 | 645.6041 | 0.00166 | 395.7871 | 0.00382 | 396.4091 | 0.0040795
| 424.9483 | 0.00073368 | 396.0043 | 0.033003 | 424.9483 | 0.0002601 | 396.0043 | 0.23 | 390.296 | 0.20519 | 396.0043 | 0.28546 | 396.6265 | 0 | 390.59 | -0.0017707 | 396.6264 | 0 | 396.6265 | 0 | 396.6265 | 0 | 390.59 | -0.00044429 | 396.6265 | 0 | 424.285 | 6.9211e-06 | 396.6265 | 0 | 396.6265 | 0 | 396.0043 | -0.00299 | 645.7651 | 0.00339 | 396.0043 | -0.0026701 | 644.9649 | 0 | 645.7651 | 0.00173 | 396.0043 | 0.00087931 | 396.6265 | 0.0023649
| 425.0611 | 0 | 396.2216 | 0.033035 | 425.0611 | 0 | 396.2216 | 0.22816 | 390.5131 | 0.21679 | 396.2216 | 0.30238 | 396.8438 | 0.0025722 | 390.81 | -0.00048905 | 396.8438 | 0.00246 | 396.8438 | 0.0029333 | 396.8438 | 0.0019352 | 390.81 | 0.00010836 | 396.8438 | 0 | 424.3988 | 5.8905e-06 | 396.8438 | 0.0024429 | 396.8438 | 0.0003273 | 396.2216 | 0.00286 | 645.926 | 0.00385 | 396.2216 | 0.00058564 | 645.1262 | 0 | 645.926 | 0.00167 | 396.2216 | 0.00376 | 396.8438 | 0.004298
| 425.1739 | 0.00048213 | 396.4389 | 0.032428 | 425.1739 | 0.00116 | 396.4389 | 0.21503 | 390.7302 | 0.22599 | 396.4389 | 0.31284 | 397.0612 | 0 | 391.03 | -0.00099496 | 397.0612 | 0 | 397.0612 | 0 | 397.0612 | 0 | 391.03 | -0.0015171 | 397.0612 | 0 | 424.5127 | 7.0616e-06 | 397.0612 | 0 | 397.0612 | 0 | 396.4389 | -0.00498 | 646.087 | 0.00542 | 396.4389 | -0.0016431 | 645.2874 | 3.0002e-05 | 646.087 | 0.00175 | 396.4389 | -0.00075958 | 397.0612 | 0.002471
| 425.2866 | 0 | 396.6562 | 0.032514 | 425.2866 | 0 | 396.6562 | 0.21298 | 390.9474 | 0.24003 | 396.6562 | 0.33214 | 397.2786 | 0.0029343 | 391.24 | 0.00045532 | 397.2786 | 0.00434 | 397.2786 | 0.0021748 | 397.2786 | 0.001091 | 391.24 | 0.0025791 | 397.2786 | 0.00089471 | 424.6265 | 8.0687e-06 | 397.2786 | 0.0022455 | 397.2786 | 0.00022228 | 396.6562 | 0.00117 | 646.2479 | 0.00487 | 396.6562 | 0.0058458 | 645.4487 | 2.6669e-05 | 646.2479 | 0.00161 | 396.6562 | 0.00388 | 397.2786 | 0.004314
| 425.3994 | 0.00136 | 396.8736 | 0.031565 | 425.3994 | 0.0012 | 396.8736 | 0.20477 | 391.1645 | 0.24844 | 396.8736 | 0.3441 | 397.496 | 0 | 391.46 | -0.00065769 | 397.496 | 0 | 397.496 | 0 | 397.496 | 0 | 391.46 | -0.0014521 | 397.496 | 0 | 424.7404 | 8.3498e-06 | 397.496 | 0 | 397.496 | 0 | 396.8736 | -0.00233 | 646.4089 | 0.00366 | 396.8736 | -0.0044776 | 645.6099 | 1.0001e-05 | 646.4089 | 0.00179 | 396.8736 | -0.00011738 | 397.496 | 0.002603
| 425.5122 | 0 | 397.0909 | 0.031446 | 425.5122 | 0 | 397.0909 | 0.19883 | 391.3816 | 0.26188 | 397.0909 | 0.36332 | 397.7134 | 0.0015047 | 391.68 | 0.0013997 | 397.7134 | 0.00394 | 397.7134 | 0.0028486 | 397.7134 | 0.0015377 | 391.68 | -0.00018422 | 397.7134 | 0.00077386 | 424.8543 | 7.9633e-06 | 397.7134 | 0.0023173 | 397.7134 | 0.0002552 | 397.0909 | 0.0028 | 646.5699 | 0.00473 | 397.0909 | 0.0019499 | 645.7712 | 6.6672e-06 | 646.5699 | 0.00168 | 397.0909 | 0.00363 | 397.7134 | 0.0042702
| 425.625 | 0.00125 | 397.3083 | 0.029717 | 425.625 | 0.00084967 | 397.3083 | 0.18591 | 391.5988 | 0.2724 | 397.3083 | 0.37633 | 397.9308 | 0 | 391.9 | -0.00035414 | 397.9308 | 0 | 397.9308 | 0 | 397.9308 | 0 | 391.9 | -8.6692e-05 | 397.9308 | 0 | 424.9681 | 8.5372e-06 | 397.9308 | 0 | 397.9308 | 0 | 397.3083 | -0.00317 | 646.7309 | 0.00441 | 397.3083 | -0.0033217 | 645.9324 | 1.0001e-05 | 646.7309 | 0.00184 | 397.3083 | -0.00114 | 397.9308 | 0.0024059
| 425.7378 | 0 | 397.5257 | 0.030807 | 425.7378 | 0 | 397.5257 | 0.18872 | 391.8159 | 0.28662 | 397.5257 | 0.39713 | 398.1483 | 0.0024771 | 392.11 | 0.00082632 | 398.1483 | 0.00274 | 398.1483 | 0.0023774 | 398.1483 | 0.0032281 | 392.11 | 0.0020915 | 398.1483 | 0.0015063 | 425.082 | 7.9399e-06 | 398.1483 | 0.0015262 | 398.1483 | 0.0003801 | 397.5257 | 0.00165 | 646.8918 | 0.00406 | 397.5257 | 0.0078048 | 646.0937 | 6.6672e-06 | 646.8918 | 0.00162 | 397.5257 | 0.00327 | 398.1483 | 0.0041545
| 425.8506 | 0.000554 | 397.7431 | 0.029383 | 425.8506 | 0.00172 | 397.7431 | 0.17753 | 392.0331 | 0.29766 | 397.7431 | 0.40847 | 398.3657 | 0 | 392.33 | -0.0016695 | 398.3657 | 0 | 398.3657 | 0.00014289 | 398.3657 | 0 | 392.33 | -0.0018422 | 398.3657 | 0 | 425.1959 | 8.5372e-06 | 398.3657 | 0 | 398.3657 | 0 | 397.7431 | -0.00192 | 647.0528 | 0.00299 | 397.7431 | -0.00030239 | 646.255 | 1.0001e-05 | 647.0528 | 0.00178 | 397.7431 | -0.00065561 | 398.3657 | 0.0029582
| 425.9634 | 0 | 397.9605 | 0.028938 | 425.9634 | 0 | 397.9605 | 0.17206 | 392.2503 | 0.31416 | 397.9605 | 0.42898 | 398.5832 | 0.0030343 | 392.55 | 0.00048905 | 398.5832 | 0.00427 | 398.5832 | 0.00229 | 398.5832 | 0.002702 | 392.55 | 0.00062851 | 398.5832 | 0.0020438 | 425.3098 | 7.249e-06 | 398.5832 | 0.0016194 | 398.5832 | 0.00018159 | 397.9605 | 0.00218 | 647.2138 | 0.00432 | 397.9605 | 0.0039131 | 646.4162 | 6.6672e-06 | 647.2138 | 0.00161 | 397.9605 | 0.00603 | 398.5832 | 0.004407
| 426.0762 | 0.00219 | 398.1779 | 0.028129 | 426.0762 | 0.00045084 | 398.1779 | 0.15631 | 392.4676 | 0.32362 | 398.1779 | 0.44 | 398.8007 | 0 | 392.77 | -0.00059023 | 398.8007 | 0 | 398.8007 | 0 | 398.8007 | 0 | 392.77 | -0.00093193 | 398.8007 | 0 | 425.4237 | 7.9399e-06 | 398.8007 | 0 | 398.8007 | 0 | 398.1779 | -0.00297 | 647.3749 | 0.00294 | 398.1779 | 0.00073396 | 646.5775 | 5.0004e-05 | 647.3749 | 0.00171 | 398.1779 | -0.00813 | 398.8007 | 0.0029128
| 426.1889 | 0 | 398.3954 | 0.028204 | 426.1889 | 0 | 398.3954 | 0.15926 | 392.6848 | 0.34235 | 398.3954 | 0.46364 | 399.0182 | 0.0025307 | 392.99 | 0.00099496 | 399.0182 | 0.00389 | 399.0182 | 0.0019407 | 399.0182 | 0.0022475 | 392.99 | -0.0012245 | 399.0182 | 0.00063243 | 425.5376 | 7.4481e-06 | 399.0182 | 0.0022495 | 399.0182 | 0.00025865 | 398.3954 | 0.00108 | 647.5359 | 0.00374 | 398.3954 | -0.0031717 | 646.7388 | 6.6672e-06 | 647.5359 | 0.00158 | 398.3954 | 0.0146 | 399.0182 | 0.0046828
| 426.3017 | 0.00012278 | 398.6128 | 0.025481 | 426.3017 | 0.00083232 | 398.6128 | 0.14534 | 392.902 | 0.35607 | 398.6128 | 0.4764 | 399.2357 | 0 | 393.2 | -0.001366 | 399.2357 | 0 | 399.2357 | 0 | 399.2357 | 0 | 393.2 | -0.00054182 | 399.2357 | 0 | 425.6515 | 8.584e-06 | 399.2357 | 0 | 399.2357 | 0 | 398.6128 | -0.00194 | 647.6969 | 0.00408 | 398.6128 | -0.0071489 | 646.9001 | 3.0002e-05 | 647.6969 | 0.0017 | 398.6128 | 0.00077724 | 399.2357 | 0.0030549
| 426.4145 | 0 | 398.8303 | 0.026882 | 426.4145 | 0 | 398.8303 | 0.14631 | 393.1192 | 0.37224 | 398.8303 | 0.49719 | 399.4532 | 0.0030444 | 393.42 | 0.0001855 | 399.4532 | 0.00252 | 399.4532 | 0.0021088 | 399.4532 | 0.0022934 | 393.42 | -0.00073687 | 399.4532 | 0.00095598 | 425.7654 | 7.6589e-06 | 399.4532 | 0.0030245 | 399.4533 | 0.00031069 | 398.8303 | 0.00088913 | 647.8579 | 0.00545 | 398.8303 | -0.00195 | 647.0614 | 6.6672e-06 | 647.8579 | 0.00162 | 398.8303 | 0.00607 | 399.4532 | 0.004778
| 426.5273 | 0.00109 | 399.0478 | 0.026063 | 426.5273 | 0.00135 | 399.0478 | 0.13559 | 393.3365 | 0.38536 | 399.0478 | 0.5128 | 399.6708 | 0 | 393.64 | -0.00089378 | 399.6708 | 0 | 399.6708 | 0 | 399.6708 | 0 | 393.64 | -0.0019072 | 399.6708 | 0 | 425.8793 | 8.502e-06 | 399.6708 | 0 | 399.6708 | 0 | 399.0478 | -0.0032 | 648.0189 | 0.00431 | 399.0478 | -0.001676 | 647.2227 | 1.0001e-05 | 648.0189 | 0.00175 | 399.0478 | 0.00124 | 399.6708 | 0.0029624
| 426.6401 | 0 | 399.2653 | 0.025872 | 426.6401 | 0 | 399.2653 | 0.13857 | 393.5538 | 0.40624 | 399.2653 | 0.53823 | 399.8883 | 0.0019664 | 393.86 | 0.00069142 | 399.8884 | 0.00294 | 399.8883 | 0.0021233 | 399.8883 | 0.0020847 | 393.86 | 0.0034243 | 399.8883 | 0.0012217 | 425.9932 | 7.2841e-06 | 399.8883 | 0.0015953 | 399.8883 | 0.0004037 | 399.2653 | 0.00104 | 648.18 | 0.00526 | 399.2653 | 0.0013429 | 647.384 | 6.6672e-06 | 648.18 | 0.00164 | 399.2653 | 0.00417 | 399.8883 | 0.0043338
| 426.7529 | 0 | 399.4828 | 0.024734 | 426.7529 | 0.00116 | 399.4828 | 0.12597 | 393.7711 | 0.41894 | 399.4828 | 0.55356 | 400.1059 | 0 | 394.07 | 0.00035414 | 400.1059 | 0 | 400.1059 | 0 | 400.1059 | 0 | 394.07 | -0.0018096 | 400.1059 | 0 | 426.1071 | 8.666e-06 | 400.1059 | 0 | 400.1059 | 0 | 399.4828 | -0.00398 | 648.341 | 0.00346 | 399.4828 | -0.0043218 | 647.5454 | 0 | 648.341 | 0.00169 | 399.4828 | 0.00275 | 400.1059 | 0.0032213
| 426.8657 | 0 | 399.7003 | 0.025415 | 426.8657 | 0 | 399.7003 | 0.12597 | 393.9883 | 0.43898 | 399.7003 | 0.57868 | 400.3235 | 0.0017817 | 394.29 | -0.00062396 | 400.3235 | 0.00211 | 400.3235 | 0.0016368 | 400.3235 | 0.0015865 | 394.29 | 0.0019289 | 400.3235 | 0.0009036 | 426.221 | 7.53e-06 | 400.3235 | 0.0018133 | 400.3235 | 0.00028796 | 399.7003 | 0.00211 | 648.5021 | 0.00448 | 399.7003 | 0.0040795 | 647.7067 | 6.6672e-06 | 648.5021 | 0.00157 | 399.7003 | 0.00522 | 400.3235 | 0.004931
| 426.9785 | 0.0017 | 399.9179 | 0.024503 | 426.9785 | 0.00206 | 399.9179 | 0.12056 | 394.2057 | 0.45504 | 399.9179 | 0.59477 | 400.5411 | 0 | 394.51 | -0.0014334 | 400.5411 | 0 | 400.5411 | 0 | 400.5411 | 0 | 394.51 | 7.5855e-05 | 400.5411 | 0 | 426.3349 | 8.2327e-06 | 400.5411 | 0 | 400.5411 | 0 | 399.9179 | -0.00427 | 648.6631 | 0.00375 | 399.9179 | 0.0015396 | 647.868 | 1.0001e-05 | 648.6631 | 0.00168 | 399.9179 | 0.00104 | 400.5411 | 0.0030893
| 427.0913 | 0 | 400.1354 | 0.0255 | 427.0913 | 0 | 400.1354 | 0.12137 | 394.423 | 0.47811 | 400.1354 | 0.62069 | 400.7587 | 0.0020498 | 394.73 | 0.0010961 | 400.7587 | 0.00317 | 400.7587 | 0.0020436 | 400.7587 | 0.002314 | 394.73 | -0.0024923 | 400.7587 | 0.0018389 | 426.4489 | 7.8462e-06 | 400.7587 | 0.0019724 | 400.7587 | 0.00031896 | 400.1354 | 0.00488 | 648.8242 | 0.00833 | 400.1354 | 0.0021679 | 648.0294 | 6.6672e-06 | 648.8242 | 0.0017 | 400.1354 | 0.00595 | 400.7587 | 0.0046873
| 427.2041 | 0.00024855 | 400.353 | 0.024404 | 427.2041 | 0.00072829 | 400.353 | 0.11372 | 394.6403 | 0.49452 | 400.353 | 0.64097 | 400.9764 | 0 | 394.95 | -0.00079259 | 400.9764 | 0 | 400.9764 | 0 | 400.9763 | 0 | 394.95 | -0.0023299 | 400.9764 | 0 | 426.5628 | 9.7551e-06 | 400.9764 | 0 | 400.9764 | 0 | 400.353 | -0.00096759 | 648.9853 | 0.00403 | 400.353 | 0.0017303 | 648.1907 | 0 | 648.9853 | 0.00179 | 400.353 | 0.00146 | 400.9763 | 0.0034662
| 427.3169 | 0 | 400.5706 | 0.023893 | 427.3169 | 0 | 400.5706 | 0.11126 | 394.8576 | 0.51501 | 400.5706 | 0.66059 | 401.194 | 0.002261 | 395.16 | 0.00082632 | 401.194 | 0.00157 | 401.194 | 0.0025205 | 401.194 | 0.0026003 | 395.16 | 0.00027091 | 401.194 | 0.00036079 | 426.6768 | 9.2749e-06 | 401.194 | 0.0014884 | 401.194 | 0.00042399 | 400.5706 | 0.00142 | 649.1464 | 0.00534 | 400.5706 | -0.00017151 | 648.3521 | 6.6672e-06 | 649.1464 | 0.00169 | 400.5706 | 0.004 | 401.194 | 0.0048219
| 427.4297 | 0.00124 | 400.7882 | 0.020944 | 427.4297 | 0.00132 | 400.7882 | 0.1044 | 395.075 | 0.53293 | 400.7882 | 0.67502 | 401.4117 | 0.00028726 | 395.38 | -0.0014672 | 401.4117 | 0 | 401.4117 | 0 | 401.4117 | 0 | 395.38 | -0.00093193 | 401.4117 | 0 | 426.7907 | 9.6263e-06 | 401.4117 | 0 | 401.4117 | 0 | 400.7882 | -0.00046559 | 649.3075 | 0.00469 | 400.7882 | -0.0041053 | 648.5134 | 0 | 649.3075 | 0.00174 | 400.7882 | 0.00087079 | 401.4117 | 0.0032329
| 427.5425 | 0 | 401.0058 | 0.022207 | 427.5425 | 0 | 401.0058 | 0.10168 | 395.2924 | 0.55278 | 401.0058 | 0.69136 | 401.6293 | 0.0026362 | 395.6 | 0.0020068 | 401.6293 | 0.00296 | 401.6293 | 0.0020049 | 401.6293 | 0.0014123 | 395.6 | 0.00088859 | 401.6293 | 0.0010561 | 426.9047 | 8.4786e-06 | 401.6293 | 0.0012808 | 401.6293 | 0.000188 | 401.0058 | 0.00104 | 649.4686 | 0.00673 | 401.0058 | 0.0031735 | 648.6748 | 6.6672e-06 | 649.4686 | 0.00163 | 401.0058 | 0.00513 | 401.6293 | 0.0048841
| 427.6553 | 0.00032042 | 401.2235 | 0.022687 | 427.6553 | 0.00194 | 401.2235 | 0.097813 | 395.5097 | 0.57099 | 401.2235 | 0.71315 | 401.847 | 0.00062672 | 395.82 | -0.0019393 | 401.847 | 5.366e-05 | 401.847 | 0 | 401.847 | 0.00029904 | 395.82 | -0.00086692 | 401.847 | 0 | 427.0186 | 8.5372e-06 | 401.847 | 0 | 401.847 | 0 | 401.2235 | -0.00322 | 649.6296 | 0.00397 | 401.2235 | 0.0054249 | 648.8361 | 3.0002e-05 | 649.6296 | 0.00175 | 401.2235 | 0.00272 | 401.847 | 0.0038475
| 427.7681 | 0 | 401.4411 | 0.021695 | 427.7681 | 0 | 401.4411 | 0.097431 | 395.7271 | 0.59611 | 401.4411 | 0.73259 | 402.0647 | 0.0020847 | 396.04 | 0.0021416 | 402.0647 | 0.00282 | 402.0647 | 0.0020581 | 402.0647 | 0.0016466 | 396.04 | 0.00088859 | 402.0647 | 0.0010527 | 427.1326 | 8.502e-06 | 402.0647 | 0.0016583 | 402.0647 | 0.00045029 | 401.4411 | 0.00282 | 649.7908 | 0.00605 | 401.4411 | 0.0059729 | 648.9975 | 0 | 649.7908 | 0.00162 | 401.4411 | 0.00652 | 402.0647 | 0.0051232
| 427.8809 | 0 | 401.6588 | 0.020815 | 427.8809 | 0.00083232 | 401.6588 | 0.08828 | 395.9445 | 0.61646 | 401.6588 | 0.75075 | 402.2824 | 0 | 396.25 | -0.0026139 | 402.2824 | 0 | 402.2824 | 0 | 402.2824 | 0.00022756 | 396.25 | 0.00046596 | 402.2824 | 0 | 427.2465 | 7.7642e-06 | 402.2824 | 0 | 402.2824 | 0 | 401.6588 | -0.00148 | 649.9519 | 0.00258 | 401.6588 | -0.0034608 | 649.1589 | 0 | 649.9519 | 0.00175 | 401.6588 | 0.00118 | 402.2824 | 0.003871
| 427.9937 | 0 | 401.8765 | 0.020302 | 427.9937 | 0 | 401.8765 | 0.088647 | 396.1619 | 0.64289 | 401.8765 | 0.77886 | 402.5002 | 0.0035218 | 396.47 | 0.00072515 | 402.5002 | 0.00203 | 402.5002 | 0.0023106 | 402.5002 | 0.0015763 | 396.47 | 0.0025791 | 402.5002 | 0.0011754 | 427.3605 | 6.8976e-06 | 402.5002 | 0.0011417 | 402.5002 | 0.00022803 | 401.8765 | 0.00108 | 650.113 | 0.00417 | 401.8765 | 0.0025182 | 649.3203 | 0 | 650.113 | 0.0017 | 401.8765 | 0.00379 | 402.5002 | 0.00535
| 428.1064 | 0.0012 | 402.0942 | 0.020386 | 428.1064 | 0.00116 | 402.0942 | 0.081873 | 396.3794 | 0.66563 | 402.0942 | 0.80312 | 402.7179 | 0 | 396.69 | 0.00069142 | 402.7179 | 0 | 402.7179 | 0 | 402.7179 | 0 | 396.69 | -0.00073687 | 402.7179 | 0 | 427.4745 | 7.8462e-06 | 402.7179 | 0 | 402.7179 | 0 | 402.0942 | -0.00324 | 650.2741 | 0.00397 | 402.0942 | -0.0041464 | 649.4817 | 1.0001e-05 | 650.2741 | 0.00179 | 402.0942 | 0.0037 | 402.7179 | 0.0037081
| 428.2192 | 0 | 402.3119 | 0.01994 | 428.2192 | 0 | 402.3119 | 0.085359 | 396.5968 | 0.69057 | 402.3119 | 0.81607 | 402.9357 | 0.0027811 | 396.91 | 0.0015008 | 402.9357 | 0.00265 | 402.9357 | 0.001348 | 402.9357 | 0.0016735 | 396.91 | 0.00053099 | 402.9357 | 0.00062099 | 427.5885 | 8.6426e-06 | 402.9357 | 0.00081537 | 402.9357 | 0.00012544 | 402.3119 | 0.00075925 | 650.4352 | 0.00517 | 402.3119 | 0.0037509 | 649.6431 | 6.6672e-06 | 650.4352 | 0.00177 | 402.3119 | 0.00566 | 402.9357 | 0.0053281
| 428.332 | 0 | 402.5296 | 0.02005 | 428.332 | 0.0007803 | 402.5296 | 0.078132 | 396.8142 | 0.71219 | 402.5296 | 0.83041 | 403.1534 | 0.00036131 | 397.13 | -0.0014334 | 403.1534 | 0 | 403.1534 | 0.0013001 | 403.1534 | 0 | 397.13 | -8.6692e-05 | 403.1534 | 0 | 427.7025 | 9.9542e-06 | 403.1534 | 0 | 403.1534 | 0 | 402.5296 | -0.00205 | 650.5964 | 0.0036 | 402.5296 | -0.0032179 | 649.8045 | 1.0001e-05 | 650.5964 | 0.00186 | 402.5296 | 0.00313 | 403.1534 | 0.0045223
| 428.4448 | 0 | 402.7474 | 0.019681 | 428.4448 | 0 | 402.7474 | 0.079129 | 397.0317 | 0.73598 | 402.7474 | 0.84844 | 403.3712 | 0.0034616 | 397.34 | 0.00045532 | 403.3712 | 0.00219 | 403.3712 | 0.0018639 | 403.3712 | 0.0024457 | 397.34 | 0.0009211 | 403.3712 | 0.00098327 | 427.8164 | 7.9399e-06 | 403.3712 | 0.0014367 | 403.3712 | 0.00017927 | 402.7474 | 0.00198 | 650.7575 | 0.0074 | 402.7474 | 0.0019708 | 649.9659 | 0 | 650.7575 | 0.00183 | 402.7474 | 0.00746 | 403.3712 | 0.0055283
| 428.5577 | 0.0016 | 402.9651 | 0.020567 | 428.5577 | 0.00158 | 402.9651 | 0.074622 | 397.2492 | 0.75737 | 402.9651 | 0.87215 | 403.589 | 0 | 397.56 | 0.00038786 | 403.589 | 0 | 403.589 | 0.00051071 | 403.589 | 0.00018644 | 397.56 | 0.0002384 | 403.589 | 0 | 427.9304 | 8.666e-06 | 403.589 | 0 | 403.589 | 0 | 402.9651 | -0.00165 | 650.9187 | 0.00385 | 402.9651 | 0.0026964 | 650.1273 | 3.0002e-05 | 650.9187 | 0.00176 | 402.9651 | 0.0042 | 403.589 | 0.004378
| 428.6705 | 0 | 403.1829 | 0.020069 | 428.6705 | 0 | 403.1829 | 0.07668 | 397.4667 | 0.78328 | 403.1829 | 0.89404 | 403.8068 | 0.0035524 | 397.78 | 0.00062396 | 403.8068 | 0.00309 | 403.8068 | 0.0018212 | 403.8068 | 0.0021087 | 397.78 | 7.5855e-05 | 403.8068 | 0.0027486 | 428.0444 | 7.1084e-06 | 403.8068 | 0.0016166 | 403.8068 | 0.00038634 | 403.1829 | 0.00245 | 651.0798 | 0.00592 | 403.1829 | -0.0017428 | 650.2887 | 0 | 651.0798 | 0.00163 | 403.1829 | 0.00682 | 403.8068 | 0.0059875
| 428.7833 | 3.2945e-05 | 403.4007 | 0.018759 | 428.7833 | 0.00125 | 403.4007 | 0.067799 | 397.6842 | 0.80142 | 403.4007 | 0.90142 | 404.0247 | 0 | 398 | -0.00059023 | 404.0247 | 0 | 404.0247 | 0 | 404.0247 | 0 | 398 | -0.001322 | 404.0247 | 0 | 428.1584 | 8.584e-06 | 404.0247 | 0 | 404.0247 | 0 | 403.4007 | -0.00214 | 651.241 | 0.00343 | 403.4007 | -0.0027287 | 650.4501 | 1.0001e-05 | 651.241 | 0.00172 | 403.4007 | 0.00404 | 404.0247 | 0.004449
| 428.8961 | 0 | 403.6185 | 0.019483 | 428.8961 | 0 | 403.6185 | 0.068459 | 397.9017 | 0.82385 | 403.6185 | 0.92469 | 404.2425 | 0.0037735 | 398.22 | -0.0014334 | 404.2425 | 0.00364 | 404.2425 | 0.0030072 | 404.2425 | 0.0017861 | 398.22 | 0.0014088 | 404.2425 | 0.0016779 | 428.2724 | 7.8579e-06 | 404.2425 | 0.0016725 | 404.2425 | 0.00014739 | 403.6185 | 0.00188 | 651.4022 | 0.00636 | 403.6185 | 0.0048468 | 650.6116 | 0 | 651.4022 | 0.00173 | 403.6185 | 0.00818 | 404.2425 | 0.0060776
| 429.0089 | 0.00076961 | 403.8363 | 0.018688 | 429.0089 | 0.00142 | 403.8363 | 0.065873 | 398.1192 | 0.84139 | 403.8363 | 0.93629 | 404.4603 | 0 | 398.44 | -0.0018381 | 404.4604 | 0 | 404.4603 | 7.3841e-05 | 404.4604 | 0 | 398.44 | -0.0039877 | 404.4603 | 0 | 428.3865 | 1.0762e-05 | 404.4603 | 0 | 404.4604 | 0 | 403.8363 | -0.00225 | 651.5634 | 0.00309 | 403.8363 | -0.0026086 | 650.773 | 1.0001e-05 | 651.5634 | 0.00179 | 403.8363 | 0.00519 | 404.4604 | 0.0046808
| 429.1217 | 0 | 404.0541 | 0.019332 | 429.1217 | 0 | 404.0541 | 0.068083 | 398.3367 | 0.86588 | 404.0541 | 0.95577 | 404.6782 | 0.0023263 | 398.65 | 0.00042159 | 404.6782 | 0.00299 | 404.6782 | 0.0019647 | 404.6782 | 0.0015321 | 398.65 | 0.0030992 | 404.6782 | 0.00087333 | 428.5005 | 1.0633e-05 | 404.6782 | 0.0011117 | 404.6782 | 8.9593e-05 | 404.0541 | 0.00314 | 651.7245 | 0.00626 | 404.0541 | 0.0014848 | 650.9345 | 6.6672e-06 | 651.7245 | 0.00166 | 404.0541 | 0.00931 | 404.6782 | 0.0064172
| 429.2345 | 0.00017668 | 404.272 | 0.018595 | 429.2345 | 0.00095371 | 404.272 | 0.061662 | 398.5543 | 0.88511 | 404.272 | 0.95998 | 404.8961 | 0 | 398.87 | -0.00025296 | 404.8961 | 0 | 404.8961 | 0 | 404.8961 | 0 | 398.87 | 0.0017663 | 404.8961 | 0 | 428.6145 | 1.0715e-05 | 404.8961 | 0 | 404.8961 | 0 | 404.272 | -0.00221 | 651.8857 | 0.00499 | 404.272 | 0.0033583 | 651.0959 | 1.0001e-05 | 651.8857 | 0.00172 | 404.272 | -0.00115 | 404.8961 | 0.0050856
| 429.3473 | 0 | 404.4898 | 0.017912 | 429.3473 | 0 | 404.4898 | 0.061624 | 398.7719 | 0.90281 | 404.4898 | 0.96707 | 405.114 | 0.0034267 | 399.09 | 0.00062396 | 405.114 | 0.00165 | 405.114 | 0.0022256 | 405.114 | 0.0014688 | 399.09 | -0.00070437 | 405.114 | 0.00094275 | 428.7285 | 9.1344e-06 | 405.114 | 0.0013792 | 405.114 | 0.00016767 | 404.4898 | 0.0012 | 652.0469 | 0.00454 | 404.4898 | 0.00014398 | 651.2574 | 0 | 652.0469 | 0.0017 | 404.4898 | 0.01672 | 405.114 | 0.0068846
| 429.4601 | 0.00129 | 404.7077 | 0.017903 | 429.4601 | 0.0014 | 404.7077 | 0.055723 | 398.9894 | 0.91862 | 404.7077 | 0.98577 | 405.3319 | 0 | 399.31 | 1.6864e-05 | 405.3319 | 0 | 405.3319 | 0 | 405.3319 | 0 | 399.31 | 0.00027091 | 405.3319 | 0 | 428.8426 | 8.8534e-06 | 405.3319 | 0 | 405.3319 | 0 | 404.7077 | -0.00189 | 652.2081 | 0.00322 | 404.7077 | -0.0027528 | 651.4188 | 1.0001e-05 | 652.2081 | 0.00177 | 404.7077 | 0.00504 | 405.3319 | 0.0056955
| 429.5729 | 0 | 404.9256 | 0.017985 | 429.5729 | 0 | 404.9256 | 0.057835 | 399.207 | 0.93588 | 404.9256 | 0.98837 | 405.5498 | 0.0022436 | 399.53 | -0.0013997 | 405.5498 | 0.00228 | 405.5498 | 0.0031358 | 405.5498 | 0.0015434 | 399.53 | 0.00075855 | 405.5498 | 0.001001 | 428.9566 | 8.9939e-06 | 405.5498 | 0.001916 | 405.5498 | 0.00015771 | 404.9256 | 0.00076648 | 652.3693 | 0.00357 | 404.9256 | 0.0048914 | 651.5803 | 2.6669e-05 | 652.3693 | 0.00172 | 404.9256 | 0.01121 | 405.5498 | 0.0071755
| 429.6857 | 0.00089539 | 405.1435 | 0.017236 | 429.6857 | 0.00055488 | 405.1435 | 0.054762 | 399.4246 | 0.95088 | 405.1435 | 0.97929 | 405.7678 | 0.00058052 | 399.74 | -0.0017032 | 405.7678 | 0 | 405.7678 | 0 | 405.7678 | 0 | 399.74 | 0.00036844 | 405.7678 | 0 | 429.0707 | 8.8651e-06 | 405.7678 | 0 | 405.7678 | 0 | 405.1435 | -0.00203 | 652.5306 | 0.0032 | 405.1435 | 0.00045576 | 651.7418 | 1.0001e-05 | 652.5306 | 0.00175 | 405.1435 | 0.00634 | 405.7678 | 0.0061146
| 429.7985 | 0 | 405.3614 | 0.017594 | 429.7985 | 0 | 405.3614 | 0.054219 | 399.6422 | 0.96294 | 405.3614 | 0.98645 | 405.9857 | 0.0023554 | 399.96 | -0.0014672 | 405.9857 | 0.00214 | 405.9857 | 0.0016924 | 405.9857 | 0.0021473 | 399.96 | -0.00031426 | 405.9857 | 0.00021096 | 429.1847 | 8.4201e-06 | 405.9857 | 0.0010652 | 405.9857 | 0.00044596 | 405.3614 | 0.00138 | 652.6918 | 0.00425 | 405.3614 | 0.0028251 | 651.9032 | 6.6672e-06 | 652.6918 | 0.0016 | 405.3614 | 0.01199 | 405.9857 | 0.0077587
| 429.9113 | 0.00048213 | 405.5794 | 0.016677 | 429.9113 | 0.00108 | 405.5794 | 0.050808 | 399.8598 | 0.97054 | 405.5794 | 0.99579 | 406.2037 | 0.00021617 | 400.18 | 0.0016695 | 406.2037 | 0 | 406.2037 | 0 | 406.2037 | 0 | 400.18 | -0.00041178 | 406.2037 | 0 | 429.2987 | 9.5092e-06 | 406.2037 | 0 | 406.2037 | 0 | 405.5794 | -0.00236 | 652.853 | 0.00399 | 405.5794 | -0.0027697 | 652.0647 | 3.0002e-05 | 652.853 | 0.00162 | 405.5794 | 0.00798 | 406.2037 | 0.0062382
| 430.0241 | 0 | 405.7973 | 0.017454 | 430.0241 | 0 | 405.7973 | 0.053389 | 400.0775 | 0.98172 | 405.7973 | 1 | 406.4217 | 0.0028721 | 400.4 | -0.00059023 | 406.4217 | 0.00262 | 406.4217 | 0.0017353 | 406.4217 | 0.0019657 | 400.4 | 0.00027091 | 406.4217 | 0.00092487 | 429.4128 | 9.9307e-06 | 406.4217 | 0.00047292 | 406.4217 | 0.00022598 | 405.7973 | 0.00027986 | 653.0142 | 0.00501 | 405.7973 | -0.0011852 | 652.2262 | 0 | 653.0142 | 0.00153 | 405.7973 | 0.01094 | 406.4217 | 0.0080182
| 430.1369 | 0.00113 | 406.0153 | 0.016373 | 430.1369 | 0.00109 | 406.0153 | 0.0478 | 400.2951 | 0.98806 | 406.0153 | 0.99074 | 406.6397 | 7.391e-05 | 400.62 | -1.6864e-05 | 406.6397 | 0 | 406.6397 | 0 | 406.6397 | 0 | 400.62 | -0.0021673 | 406.6397 | 0 | 429.5269 | 1.0879e-05 | 406.6397 | 0 | 406.6397 | 0 | 406.0153 | -0.00171 | 653.1755 | 0.00315 | 406.0153 | -0.0055424 | 652.3877 | 1.0001e-05 | 653.1755 | 0.00168 | 406.0153 | 0.00819 | 406.6397 | 0.0067847
| 430.2497 | 0 | 406.2333 | 0.017223 | 430.2497 | 0 | 406.2333 | 0.052433 | 400.5128 | 0.9939 | 406.2333 | 0.98972 | 406.8577 | 0.0036124 | 400.84 | 0.00065769 | 406.8577 | 0.00347 | 406.8577 | 0.0029189 | 406.8577 | 0.0015788 | 400.84 | 0.00020589 | 406.8577 | 0.0014547 | 429.6409 | 8.7831e-06 | 406.8577 | 0.0017938 | 406.8577 | 0.00036359 | 406.2333 | 0.00175 | 653.3367 | 0.00411 | 406.2333 | 0.0037193 | 652.5492 | 0 | 653.3367 | 0.00166 | 406.2333 | 0.01117 | 406.8577 | 0.0087045
| 430.3625 | 0.00131 | 406.4513 | 0.017205 | 430.3625 | 0.00179 | 406.4513 | 0.045501 | 400.7304 | 0.99874 | 406.4513 | 0.9848 | 407.0757 | 0 | 401.05 | -0.0022092 | 407.0757 | 0 | 407.0757 | 0 | 407.0757 | 0 | 401.05 | -0.00076939 | 407.0757 | 0 | 429.755 | 9.3569e-06 | 407.0757 | 0 | 407.0757 | 0 | 406.4513 | -0.00073822 | 653.498 | 0.00327 | 406.4513 | -0.00017438 | 652.7107 | 3.0002e-05 | 653.498 | 0.00182 | 406.4513 | 0.00745 | 407.0757 | 0.007627
| 430.4753 | 0 | 406.6693 | 0.016923 | 430.4753 | 0 | 406.6693 | 0.046215 | 400.9481 | 0.99992 | 406.6693 | 0.98513 | 407.2938 | 0.0040029 | 401.27 | -0.00011805 | 407.2937 | 0.00238 | 407.2938 | 0.0029808 | 407.2938 | 0.001872 | 401.27 | 0.0011487 | 407.2938 | 0.00094875 | 429.8691 | 8.3147e-06 | 407.2938 | 0.0012161 | 407.2938 | 0.00030455 | 406.6693 | 0.00237 | 653.6593 | 0.00499 | 406.6693 | 0.0027684 | 652.8722 | 6.6672e-06 | 653.6593 | 0.00178 | 406.6693 | 0.01284 | 407.2938 | 0.0091639
| 430.5881 | 0.00042823 | 406.8873 | 0.016743 | 430.5881 | 0.00050287 | 406.8873 | 0.043644 | 401.1658 | 1 | 406.8873 | 0.96005 | 407.5118 | 0 | 401.49 | -0.00079259 | 407.5118 | 0 | 407.5118 | 0 | 407.5118 | 0.00027548 | 401.49 | -0.0001192 | 407.5118 | 0 | 429.9832 | 9.029e-06 | 407.5118 | 0 | 407.5118 | 0 | 406.8873 | -0.00249 | 653.8205 | 0.00397 | 406.8873 | -0.0027253 | 653.0338 | 3.0002e-05 | 653.8205 | 0.00184 | 406.8873 | 0.01098 | 407.5118 | 0.0080378
| 430.701 | 0 | 407.1053 | 0.015622 | 430.701 | 0 | 407.1053 | 0.043893 | 401.3835 | 0.9973 | 407.1053 | 0.94541 | 407.7299 | 0.003821 | 401.71 | 0.0018044 | 407.7299 | 0.0029 | 407.7299 | 0.0023022 | 407.7299 | 0.001964 | 401.71 | -0.001257 | 407.7299 | 0.0011143 | 430.0972 | 7.9867e-06 | 407.7299 | 0.0018371 | 407.7299 | 0.00016232 | 407.1053 | 0.00176 | 653.9818 | 0.00413 | 407.1053 | 0.0011254 | 653.1953 | 2.6669e-05 | 653.9818 | 0.00171 | 407.1053 | 0.01305 | 407.7299 | 0.0097243
| 430.8138 | 0.00024855 | 407.3234 | 0.015404 | 430.8138 | 0.0017 | 407.3234 | 0.038948 | 401.6012 | 0.98967 | 407.3234 | 0.92189 | 407.948 | 0.0011376 | 401.93 | -0.0015008 | 407.9479 | 0 | 407.948 | 0 | 407.948 | 0 | 401.93 | -0.00044429 | 407.948 | 0 | 430.2113 | 8.5137e-06 | 407.948 | 0 | 407.948 | 0 | 407.3234 | -0.00212 | 654.1431 | 0.00297 | 407.3234 | 0.00011704 | 653.3568 | 1.0001e-05 | 654.1431 | 0.00181 | 407.3234 | 0.0111 | 407.948 | 0.0087686
| 430.9266 | 0 | 407.5415 | 0.016004 | 430.9266 | 0 | 407.5415 | 0.042516 | 401.819 | 0.98207 | 407.5415 | 0.91428 | 408.166 | 0.0034967 | 402.15 | 0.00089378 | 408.166 | 0.00308 | 408.166 | 0.0022674 | 408.166 | 0.001826 | 402.15 | 0.0002384 | 408.166 | 0 | 430.3254 | 9.9307e-06 | 408.166 | 0.0016018 | 408.166 | 0.00031057 | 407.5415 | 0.00117 | 654.3044 | 0.00478 | 407.5415 | 0.0016986 | 653.5184 | 4.667e-05 | 654.3044 | 0.00165 | 407.5415 | 0.01529 | 408.166 | 0.01019
| 431.0394 | 0.00098522 | 407.7595 | 0.015281 | 431.0394 | 0.00074563 | 407.7595 | 0.036736 | 402.0367 | 0.97152 | 407.7595 | 0.88892 | 408.3842 | 0.00058808 | 402.36 | -0.00089378 | 408.3842 | 0 | 408.3842 | 0 | 408.3842 | 0 | 402.36 | -0.0011595 | 408.3842 | 0 | 430.4395 | 1.1336e-05 | 408.3842 | 0 | 408.3842 | 0 | 407.7595 | -0.00207 | 654.4657 | 0.0052 | 407.7595 | 0.0028245 | 653.6799 | 3.0002e-05 | 654.4657 | 0.00171 | 407.7595 | 0.01147 | 408.3842 | 0.0094204
| 431.1522 | 0 | 407.9776 | 0.014354 | 431.1522 | 0 | 407.9776 | 0.037552 | 402.2545 | 0.95951 | 407.9776 | 0.8657 | 408.6023 | 0.002974 | 402.58 | -5.0592e-05 | 408.6023 | 0.00167 | 408.6023 | 0.0022855 | 408.6023 | 0.002037 | 402.58 | 0.00030341 | 408.6023 | 0.0003276 | 430.5536 | 1.0903e-05 | 408.6023 | 0.0015624 | 408.6023 | 0.00031927 | 407.9776 | 0.00178 | 654.627 | 0.00519 | 407.9776 | 0.00015279 | 653.8415 | 6.6672e-06 | 654.627 | 0.00157 | 407.9776 | 0.01487 | 408.6023 | 0.011037
| 431.265 | 0.00102 | 408.1958 | 0.014879 | 431.265 | 0.00065893 | 408.1958 | 0.035024 | 402.4722 | 0.94495 | 408.1958 | 0.84494 | 408.8204 | 0.0004214 | 402.8 | -0.0030186 | 408.8204 | 0 | 408.8204 | 0 | 408.8204 | 0 | 402.8 | -0.00028175 | 408.8204 | 0 | 430.6677 | 6.6517e-06 | 408.8204 | 0 | 408.8204 | 0 | 408.1958 | -0.00198 | 654.7883 | 0.00387 | 408.1958 | -0.0015596 | 654.003 | 3.0002e-05 | 654.7883 | 0.00165 | 408.1958 | 0.01362 | 408.8204 | 0.010391
| 431.3778 | 0 | 408.4139 | 0.015291 | 431.3778 | 0 | 408.4139 | 0.032887 | 402.69 | 0.92631 | 408.4139 | 0.81511 | 409.0386 | 0.0019924 | 403.02 | 0.0017032 | 409.0386 | 9.0235e-05 | 409.0386 | 0 | 409.0386 | 0.00016637 | 403.02 | 0.0013112 | 409.0386 | 0 | 430.7819 | 1.6301e-05 | 409.0386 | 0 | 409.0386 | 0 | 408.4139 | -0.00235 | 654.9496 | 0.0042 | 408.4139 | -0.0028788 | 654.1646 | 0 | 654.9496 | 0.00169 | 408.4139 | 0.01507 | 409.0386 | 0.011448
| 431.4907 | 0.00094928 | 408.632 | 0.015512 | 431.4907 | 0.00123 | 408.632 | 0.034484 | 402.9078 | 0.90711 | 408.632 | 0.79707 | 409.2567 | 0.0041991 | 403.24 | -0.00089378 | 409.2567 | 0.00228 | 409.2567 | 0.0015359 | 409.2567 | 0.0017272 | 403.24 | 0.0010186 | 409.2567 | 0.00056125 | 430.896 | 1.3713e-05 | 409.2567 | 0.0011114 | 409.2567 | 0.00019544 | 408.632 | 0.00101 | 655.1109 | 0.00366 | 408.632 | -0.0014454 | 654.3261 | 6.9993e-05 | 655.1109 | 0.00167 | 408.632 | 0.01994 | 409.2567 | 0.012849
| 431.6035 | 0 | 408.8502 | 0.014626 | 431.6035 | 0 | 408.8502 | 0.03081 | 403.1256 | 0.88691 | 408.8502 | 0.76518 | 409.4749 | 0.00060275 | 403.46 | -0.00038786 | 409.4749 | 0.00051019 | 409.4749 | 0 | 409.4749 | 0 | 403.46 | -0.00047681 | 409.4749 | 0 | 431.0101 | 2.8036e-05 | 409.4749 | 0 | 409.4749 | 0 | 408.8502 | -0.00112 | 655.2722 | 0.00417 | 408.8502 | -0.0015489 | 654.4877 | 0 | 655.2722 | 0.00184 | 408.8502 | 0.01644 | 409.4749 | 0.012183
| 431.7163 | 0.00094928 | 409.0684 | 0.014736 | 431.7163 | 0.00118 | 409.0684 | 0.033365 | 403.3434 | 0.86768 | 409.0684 | 0.7431 | 409.6931 | 0.004276 | 403.68 | 0.0039967 | 409.6931 | 0.00314 | 409.6931 | 0.0030501 | 409.6931 | 0.0016456 | 403.68 | 1.0836e-05 | 409.6931 | 0.0012162 | 431.1242 | 1.4615e-05 | 409.6931 | 0.0012253 | 409.6931 | 0.00031541 | 409.0684 | 0.00068992 | 655.4336 | 0.00475 | 409.0684 | 0.004206 | 654.6493 | 6.9993e-05 | 655.4336 | 0.00166 | 409.0684 | 0.0213 | 409.6931 | 0.013903
| 431.8291 | 0 | 409.2866 | 0.01461 | 431.8291 | 0 | 409.2866 | 0.028168 | 403.5612 | 0.84284 | 409.2866 | 0.72154 | 409.9113 | 0.0022078 | 403.89 | -0.0027488 | 409.9113 | 0 | 409.9113 | 0 | 409.9113 | 0 | 403.89 | 0.00020589 | 409.9113 | 0 | 431.2384 | 2.9558e-05 | 409.9113 | 0 | 409.9113 | 0 | 409.2865 | -0.00334 | 655.5949 | 0.00327 | 409.2866 | -0.0034286 | 654.8109 | 0 | 655.5949 | 0.00182 | 409.2865 | 0.01886 | 409.9113 | 0.013199
| 431.9419 | 0.00115 | 409.5048 | 0.014758 | 431.9419 | 0.00151 | 409.5048 | 0.030891 | 403.7791 | 0.82218 | 409.5048 | 0.69832 | 410.1295 | 0.0050633 | 404.11 | 0.0025127 | 410.1295 | 0.00229 | 410.1295 | 0.0019191 | 410.1295 | 0.0021187 | 404.11 | -0.00047681 | 410.1295 | 0.0015567 | 431.3525 | 1.5247e-05 | 410.1295 | 0.00097843 | 410.1295 | 0.00039279 | 409.5048 | 0.00121 | 655.7563 | 0.00457 | 409.5048 | 0.0033205 | 654.9725 | 6.9993e-05 | 655.7563 | 0.00172 | 409.5048 | 0.02196 | 410.1295 | 0.014873
| 432.0547 | 0 | 409.723 | 0.014275 | 432.0547 | 0 | 409.723 | 0.025883 | 403.9969 | 0.7964 | 409.723 | 0.66807 | 410.3478 | 0.0020249 | 404.33 | 0.00062396 | 410.3478 | 0 | 410.3478 | 0 | 410.3478 | 0 | 404.33 | -0.0021673 | 410.3478 | 0 | 431.4666 | 2.9336e-05 | 410.3478 | 0 | 410.3478 | 0 | 409.723 | -0.0023 | 655.9176 | 0.00429 | 409.723 | 0.0018097 | 655.1341 | 0 | 655.9176 | 0.0019 | 409.723 | 0.02048 | 410.3478 | 0.014623
| 432.1676 | 0.00066181 | 409.9412 | 0.013983 | 432.1676 | 0.00067626 | 409.9412 | 0.029511 | 404.2148 | 0.77594 | 409.9412 | 0.65188 | 410.566 | 0.0043228 | 404.55 | -0.0011299 | 410.566 | 0.00186 | 410.566 | 0.0019025 | 410.566 | 0.0018183 | 404.55 | -0.00050931 | 410.566 | 0.0013262 | 431.5808 | 1.4392e-05 | 410.566 | 0.00084155 | 410.566 | 0.0002544 | 409.9412 | 0.00088446 | 656.079 | 0.00482 | 409.9412 | 0.002599 | 655.2957 | 6.9993e-05 | 656.079 | 0.00176 | 409.9412 | 0.02416 | 410.566 | 0.016206
| 432.2804 | 0 | 410.1595 | 0.013924 | 432.2804 | 0 | 410.1595 | 0.025081 | 404.4326 | 0.75422 | 410.1595 | 0.63453 | 410.7843 | 0.0016544 | 404.77 | -0.00099496 | 410.7843 | 0 | 410.7843 | 0 | 410.7843 | 0 | 404.77 | -0.00037928 | 410.7843 | 0 | 431.6949 | 2.9066e-05 | 410.7843 | 0 | 410.7843 | 0 | 410.1595 | -0.00205 | 656.2403 | 0.00265 | 410.1595 | -0.0050324 | 655.4573 | 0 | 656.2403 | 0.00179 | 410.1595 | 0.0165 | 410.7843 | 0.015779
| 432.3932 | 0.00041025 | 410.3777 | 0.014638 | 432.3932 | 0.00098839 | 410.3777 | 0.028229 | 404.6505 | 0.73006 | 410.3777 | 0.62094 | 411.0026 | 0.0055368 | 404.99 | 0.00035414 | 411.0026 | 0.00266 | 411.0026 | 0.0023976 | 411.0026 | 0.0017794 | 404.99 | -0.0013871 | 411.0026 | 0.0014866 | 431.8091 | 1.4697e-05 | 411.0026 | 0.0010271 | 411.0026 | 0.00029852 | 410.3777 | 0.002 | 656.4017 | 0.00382 | 410.3777 | 0.0016363 | 655.6189 | 5.0004e-05 | 656.4017 | 0.00171 | 410.3777 | 0.02904 | 411.0026 | 0.01771
| 432.506 | 0 | 410.596 | 0.013761 | 432.506 | 0 | 410.596 | 0.024008 | 404.8684 | 0.70879 | 410.596 | 0.60331 | 411.2208 | 0.0027975 | 405.21 | -0.0026139 | 411.2208 | 0 | 411.2208 | 0 | 411.2209 | 0 | 405.21 | 0.00079106 | 411.2208 | 0 | 431.9232 | 3.0753e-05 | 411.2208 | 0 | 411.2209 | 0 | 410.596 | -0.00102 | 656.5631 | 0.007 | 410.596 | 0.00085112 | 655.7805 | 0 | 656.5631 | 0.00187 | 410.596 | 0.02432 | 411.2209 | 0.017206
| 432.6189 | 0.00102 | 410.8143 | 0.013571 | 432.6189 | 0.00224 | 410.8143 | 0.026098 | 405.0863 | 0.68763 | 410.8143 | 0.58536 | 411.4392 | 0.0047806 | 405.42 | -0.0010624 | 411.4391 | 0.0023 | 411.4392 | 0.0016714 | 411.4391 | 0.001086 | 405.42 | 0.00043346 | 411.4392 | 0.00025988 | 432.0374 | 1.6336e-05 | 411.4392 | 0.00094833 | 411.4391 | 0.00018532 | 410.8143 | 0.0004775 | 656.7245 | 0.0042 | 410.8143 | 0.0029283 | 655.9421 | 5.0004e-05 | 656.7245 | 0.00176 | 410.8143 | 0.02917 | 411.4391 | 0.019157
| 432.7317 | 0 | 411.0326 | 0.013902 | 432.7317 | 0 | 411.0326 | 0.021045 | 405.3043 | 0.66379 | 411.0326 | 0.55807 | 411.6575 | 0.0034217 | 405.64 | -1.6864e-05 | 411.6575 | 0 | 411.6575 | 0 | 411.6575 | 0 | 405.64 | -0.0019722 | 411.6575 | 0 | 432.1516 | 3.1162e-05 | 411.6575 | 0 | 411.6575 | 0 | 411.0326 | -0.00255 | 656.8859 | 0.00362 | 411.0326 | -0.0051149 | 656.1037 | 0 | 656.8859 | 0.00184 | 411.0326 | 0.02496 | 411.6575 | 0.018383
| 432.8445 | 0.000554 | 411.2509 | 0.014567 | 432.8445 | 0.00137 | 411.2509 | 0.025042 | 405.5222 | 0.64284 | 411.2509 | 0.54847 | 411.8758 | 0.0056697 | 405.86 | 0.00086005 | 411.8758 | 0.00318 | 411.8758 | 0.0020426 | 411.8758 | 0.0022785 | 405.86 | 0.0018964 | 411.8758 | 0.0015673 | 432.2657 | 1.5107e-05 | 411.8758 | 0.0019562 | 411.8758 | 0.00026683 | 411.2509 | 0.00144 | 657.0472 | 0.00491 | 411.2509 | 0.002846 | 656.2654 | 5.0004e-05 | 657.0472 | 0.00162 | 411.2509 | 0.03116 | 411.8758 | 0.02068
| 432.9573 | 0 | 411.4693 | 0.013189 | 432.9573 | 0 | 411.4693 | 0.02168 | 405.7401 | 0.62057 | 411.4693 | 0.5312 | 412.0942 | 0.0031835 | 406.08 | -0.0010961 | 412.0942 | 0.00027134 | 412.0942 | 0 | 412.0941 | 0 | 406.08 | -0.00096444 | 412.0942 | 0 | 432.3799 | 2.8457e-05 | 412.0942 | 0 | 412.0942 | 0 | 411.4692 | -0.00162 | 657.2087 | 0.00295 | 411.4693 | -0.00055707 | 656.427 | 0 | 657.2087 | 0.00174 | 411.4692 | 0.03028 | 412.0941 | 0.020475
| 433.0701 | 0.00041025 | 411.6876 | 0.013261 | 433.0701 | 0.00225 | 411.6876 | 0.024246 | 405.9581 | 0.60119 | 411.6876 | 0.51305 | 412.3125 | 0.0058429 | 406.3 | 0.00038786 | 412.3125 | 0.00237 | 412.3125 | 0.0020917 | 412.3125 | 0.0014729 | 406.3 | -0.00018422 | 412.3125 | 0.00056893 | 432.4941 | 1.3667e-05 | 412.3125 | 0.00098928 | 412.3125 | 0.00032153 | 411.6876 | -0.00010185 | 657.3701 | 0.00529 | 411.6876 | 0.0060617 | 656.5887 | 5.0004e-05 | 657.3701 | 0.00157 | 411.6876 | 0.03403 | 412.3125 | 0.022169
| 433.183 | 0 | 411.906 | 0.013268 | 433.183 | 0 | 411.906 | 0.019397 | 406.1761 | 0.58073 | 411.906 | 0.48787 | 412.5309 | 0.0031136 | 406.52 | -0.00082632 | 412.5309 | 6.6185e-05 | 412.5309 | 0 | 412.5309 | 0.00023836 | 406.52 | -0.00024923 | 412.5309 | 0 | 432.6083 | 2.8001e-05 | 412.5309 | 0 | 412.5309 | 0 | 411.906 | -0.00219 | 657.5315 | 0.00362 | 411.906 | -0.0016531 | 656.7503 | 0 | 657.5315 | 0.00173 | 411.906 | 0.03206 | 412.5309 | 0.022087
| 433.2958 | 0.00233 | 412.1244 | 0.013055 | 433.2958 | 0.00158 | 412.1244 | 0.022747 | 406.394 | 0.56183 | 412.1244 | 0.47786 | 412.7493 | 0.0064147 | 406.74 | 0.0010287 | 412.7493 | 0.00184 | 412.7493 | 0.001787 | 412.7493 | 0.0010188 | 406.74 | -0.00037928 | 412.7493 | 1.3079e-05 | 432.7225 | 1.4369e-05 | 412.7493 | 0.00094069 | 412.7493 | 0.00045133 | 412.1243 | 0.00215 | 657.6929 | 0.00441 | 412.1244 | 0.0018097 | 656.912 | 6.9993e-05 | 657.6929 | 0.00162 | 412.1243 | 0.03576 | 412.7493 | 0.023941
| 433.4086 | 0 | 412.3427 | 0.013524 | 433.4086 | 0 | 412.3427 | 0.01755 | 406.612 | 0.54296 | 412.3427 | 0.46031 | 412.9677 | 0.004376 | 406.95 | -8.4319e-05 | 412.9677 | 0.00042258 | 412.9677 | 0.00037413 | 412.9677 | 6.2449e-05 | 406.95 | 0.0017338 | 412.9677 | 0 | 432.8367 | 2.704e-05 | 412.9677 | 0 | 412.9677 | 0 | 412.3428 | -0.00085517 | 657.8543 | 0.00454 | 412.3427 | 0.00029551 | 657.0737 | 0 | 657.8543 | 0.00175 | 412.3428 | 0.03369 | 412.9677 | 0.024258
| 433.5215 | 0.00098522 | 412.5612 | 0.013074 | 433.5215 | 0.00191 | 412.5612 | 0.020439 | 406.83 | 0.52837 | 412.5612 | 0.44219 | 413.1861 | 0.0068545 | 407.17 | -0.002108 | 413.1861 | 0.00299 | 413.1861 | 0.0022938 | 413.1861 | 0.0014256 | 407.17 | 0.00010836 | 413.1861 | 0.0016633 | 432.9509 | 1.2706e-05 | 413.1861 | 0.0012461 | 413.1861 | 0.00043863 | 412.5612 | 0.0009932 | 658.0158 | 0.00411 | 412.5612 | -0.0074983 | 657.2353 | 3.0002e-05 | 658.0158 | 0.00161 | 412.5612 | 0.03807 | 413.1861 | 0.026099
| 433.6343 | 0 | 412.7796 | 0.012398 | 433.6343 | 0 | 412.7796 | 0.016455 | 407.0481 | 0.50914 | 412.7796 | 0.42206 | 413.4045 | 0.0041223 | 407.39 | -0.001366 | 413.4045 | 0.00057978 | 413.4045 | 0 | 413.4045 | 0 | 407.39 | -0.00037928 | 413.4045 | 0 | 433.0651 | 2.827e-05 | 413.4045 | 0 | 413.4045 | 0 | 412.7796 | -0.00145 | 658.1772 | 0.00373 | 412.7796 | -0.0020265 | 657.397 | 0 | 658.1772 | 0.00175 | 412.7796 | 0.03651 | 413.4045 | 0.025874
| 433.7471 | 0 | 412.998 | 0.012736 | 433.7471 | 0.00255 | 412.998 | 0.020318 | 407.2661 | 0.49601 | 412.998 | 0.414 | 413.623 | 0.0078479 | 407.61 | 0.0017707 | 413.623 | 0.00196 | 413.623 | 0.00032898 | 413.623 | 0.0010604 | 407.61 | -0.00037928 | 413.623 | 0.00092469 | 433.1793 | 1.5564e-05 | 413.623 | 0.0017542 | 413.623 | 0.00030598 | 412.998 | 0.0011 | 658.3387 | 0.00411 | 412.998 | 0.00040673 | 657.5587 | 6.9993e-05 | 658.3387 | 0.00167 | 412.998 | 0.0404 | 413.623 | 0.028111
| 433.8599 | 0 | 413.2165 | 0.01262 | 433.8599 | 0 | 413.2165 | 0.016746 | 407.4841 | 0.48118 | 413.2165 | 0.3983 | 413.8414 | 0.0060298 | 407.83 | -0.0035582 | 413.8414 | 0.00095356 | 413.8414 | 0 | 413.8414 | 0.00053922 | 407.83 | -0.0019397 | 413.8414 | 0 | 433.2935 | 2.9195e-05 | 413.8414 | 0 | 413.8414 | 0 | 413.2165 | -0.00111 | 658.5001 | 0.00278 | 413.2165 | -0.0038976 | 657.7204 | 0 | 658.5001 | 0.00187 | 413.2165 | 0.03851 | 413.8414 | 0.028525
| 433.9728 | 0.00042823 | 413.435 | 0.013013 | 433.9728 | 0.00062425 | 413.435 | 0.019219 | 407.7022 | 0.46654 | 413.435 | 0.38987 | 414.0599 | 0.0092 | 408.05 | -0.00028669 | 414.0599 | 0.00293 | 414.0599 | 0.0013291 | 414.0599 | 0.0016376 | 408.05 | 0.00046596 | 414.0599 | 0.0010448 | 433.4077 | 1.3631e-05 | 414.0599 | 0.0017437 | 414.0599 | 0.00041967 | 413.435 | 0.00145 | 658.6616 | 0.00471 | 413.435 | 0.0026476 | 657.8821 | 6.9993e-05 | 658.6616 | 0.00175 | 413.435 | 0.04299 | 414.0599 | 0.030991
| 434.0856 | 0 | 413.6534 | 0.011502 | 434.0856 | 0 | 413.6534 | 0.014622 | 407.9203 | 0.4517 | 413.6534 | 0.37415 | 414.2784 | 0.0063895 | 408.27 | -0.00011805 | 414.2784 | 0 | 414.2784 | 0 | 414.2784 | 0 | 408.27 | -8.6692e-05 | 414.2784 | 0 | 433.522 | 2.8328e-05 | 414.2784 | 0 | 414.2784 | 0 | 413.6534 | -0.00139 | 658.823 | 0.00424 | 413.6534 | -0.00121 | 658.0438 | 0 | 658.823 | 0.00193 | 413.6534 | 0.04188 | 414.2784 | 0.030867
| 434.1984 | 0 | 413.8719 | 0.012204 | 434.1984 | 0.00201 | 413.8719 | 0.018478 | 408.1383 | 0.4422 | 413.8719 | 0.36487 | 414.4969 | 0.0099201 | 408.49 | 0.002108 | 414.4969 | 0.00244 | 414.4969 | 0.0022429 | 414.4969 | 0.001218 | 408.49 | 0.0010186 | 414.4969 | 0.00079211 | 433.6362 | 1.4744e-05 | 414.4969 | 0.0013735 | 414.4969 | 0.00018988 | 413.8719 | 0.00096406 | 658.9845 | 0.00462 | 413.8719 | -2.2017e-05 | 658.2055 | 5.0004e-05 | 658.9845 | 0.00175 | 413.8719 | 0.04706 | 414.4969 | 0.033595
| 434.3113 | 0 | 414.0904 | 0.012468 | 434.3113 | 0 | 414.0904 | 0.015606 | 408.3564 | 0.42804 | 414.0904 | 0.35569 | 414.7154 | 0.006449 | 408.71 | -0.0023778 | 414.7154 | 0.00073323 | 414.7154 | 8.4131e-06 | 414.7154 | 2.6613e-05 | 408.71 | -0.0020372 | 414.7154 | 0 | 433.7504 | 2.923e-05 | 414.7154 | 0 | 414.7154 | 0 | 414.0904 | -0.0018 | 659.146 | 0.00432 | 414.0904 | -0.00097699 | 658.3672 | 0 | 659.146 | 0.00188 | 414.0904 | 0.04636 | 414.7154 | 0.034163
| 434.4241 | 0.0006079 | 414.309 | 0.012689 | 434.4241 | 0.00172 | 414.309 | 0.017063 | 408.5745 | 0.41848 | 414.309 | 0.35078 | 414.9339 | 0.0097061 | 408.92 | 0.00099496 | 414.9339 | 0.0026 | 414.9339 | 0.0020724 | 414.9339 | 0.0014263 | 408.92 | -0.001062 | 414.9339 | 0.00073546 | 433.8647 | 1.4533e-05 | 414.9339 | 0.0014401 | 414.9339 | 0.00034844 | 414.309 | 0.00096806 | 659.3075 | 0.0042 | 414.309 | 0.0036418 | 658.5289 | 6.9993e-05 | 659.3075 | 0.00174 | 414.309 | 0.05113 | 414.9339 | 0.036929
| 434.5369 | 0.00019796 | 414.5275 | 0.012278 | 434.5369 | 0 | 414.5275 | 0.012845 | 408.7926 | 0.40779 | 414.5275 | 0.33623 | 415.1525 | 0.0073947 | 409.14 | -0.001737 | 415.1525 | 0.00079621 | 415.1525 | 0 | 415.1525 | 0.00019822 | 409.14 | -2.1673e-05 | 415.1525 | 0 | 433.9789 | 2.8949e-05 | 415.1525 | 0 | 415.1525 | 0 | 414.5275 | -0.00107 | 659.469 | 0.00274 | 414.5275 | -0.0024166 | 658.6906 | 0 | 659.469 | 0.00185 | 414.5275 | 0.05057 | 415.1525 | 0.036896
| 434.6498 | 0 | 414.7461 | 0.012081 | 434.6498 | 0.00123 | 414.7461 | 0.0148 | 409.0108 | 0.39912 | 414.7461 | 0.33129 | 415.371 | 0.010994 | 409.36 | 0.001602 | 415.371 | 0.00266 | 415.371 | 0.0018513 | 415.371 | 0.0011099 | 409.36 | -0.00076939 | 415.371 | 0.001094 | 434.0932 | 1.4451e-05 | 415.371 | 0.00067009 | 415.371 | 0.00036582 | 414.7461 | 0.00117 | 659.6305 | 0.00373 | 414.7461 | 0.0017519 | 658.8524 | 5.0004e-05 | 659.6305 | 0.00168 | 414.7461 | 0.05414 | 415.371 | 0.039899
| 434.7626 | 0 | 414.9647 | 0.011536 | 434.7626 | 0 | 414.9647 | 0.012064 | 409.2289 | 0.38861 | 414.9647 | 0.32439 | 415.5896 | 0.0088973 | 409.58 | -0.0025801 | 415.5896 | 0.00043082 | 415.5896 | 0 | 415.5896 | 0 | 409.58 | 0.0012137 | 415.5896 | 0 | 434.2074 | 2.9031e-05 | 415.5896 | 0 | 415.5896 | 0 | 414.9647 | -0.00117 | 659.792 | 0.00322 | 414.9647 | -0.0034225 | 659.0141 | 0 | 659.792 | 0.00178 | 414.9647 | 0.055 | 415.5896 | 0.041052
| 434.8754 | 0.00152 | 415.1832 | 0.012427 | 434.8754 | 0.00109 | 415.1832 | 0.014922 | 409.4471 | 0.37987 | 415.1832 | 0.32394 | 415.8082 | 0.012663 | 409.8 | 0.001231 | 415.8082 | 0.00344 | 415.8082 | 0.0020777 | 415.8082 | 0.0017415 | 409.8 | 0.0016688 | 415.8082 | 0.00093835 | 434.3217 | 1.458e-05 | 415.8082 | 0.0013131 | 415.8082 | 0.00029558 | 415.1832 | 0.00096013 | 659.9535 | 0.00459 | 415.1832 | 0.0015671 | 659.1758 | 6.9993e-05 | 659.9535 | 0.00162 | 415.1832 | 0.0612 | 415.8082 | 0.043596
| 434.9883 | 0 | 415.4018 | 0.011864 | 434.9883 | 0 | 415.4018 | 0.012864 | 409.6652 | 0.36739 | 415.4018 | 0.31024 | 416.0268 | 0.0097589 | 410.02 | 0.00048905 | 416.0268 | 0.00097767 | 416.0268 | 0 | 416.0268 | 0 | 410.02 | 0.00049847 | 416.0268 | 0 | 434.4359 | 2.8328e-05 | 416.0268 | 0 | 416.0268 | 0 | 415.4018 | -0.00166 | 660.115 | 0.00411 | 415.4018 | -0.0032007 | 659.3376 | 0 | 660.115 | 0.00179 | 415.4018 | 0.05765 | 416.0268 | 0.043892
| 435.1011 | 0.00026652 | 415.6205 | 0.012136 | 435.1011 | 0.00081498 | 415.6205 | 0.014932 | 409.8834 | 0.35851 | 415.6205 | 0.30692 | 416.2454 | 0.0125 | 410.24 | -0.00062396 | 416.2454 | 0.00327 | 416.2454 | 0.0014277 | 416.2454 | 0.0017629 | 410.24 | 0.0011162 | 416.2454 | 0.00064166 | 434.5502 | 1.3901e-05 | 416.2454 | 0.00096967 | 416.2454 | 0.00045349 | 415.6205 | 0.00097831 | 660.2766 | 0.00427 | 415.6205 | 0.00043896 | 659.4993 | 6.9993e-05 | 660.2766 | 0.00161 | 415.6205 | 0.06558 | 416.2454 | 0.04732
| 435.214 | 0 | 415.8391 | 0.011639 | 435.214 | 0 | 415.8391 | 0.010564 | 410.1016 | 0.3484 | 415.8391 | 0.3015 | 416.464 | 0.011156 | 410.46 | -0.0016695 | 416.464 | 0 | 416.464 | 0 | 416.464 | 0 | 410.46 | -0.00037928 | 416.464 | 0 | 434.6645 | 2.8083e-05 | 416.464 | 0 | 416.464 | 0 | 415.8391 | -0.00115 | 660.4381 | 0.00397 | 415.8391 | -0.00080203 | 659.6611 | 0 | 660.4381 | 0.00185 | 415.8391 | 0.06627 | 416.464 | 0.048402
| 435.3268 | 0.0004462 | 416.0577 | 0.012654 | 435.3268 | 0.0012 | 416.0577 | 0.014449 | 410.3198 | 0.34223 | 416.0577 | 0.29891 | 416.6827 | 0.013802 | 410.68 | 0.0016695 | 416.6827 | 0.00383 | 416.6827 | 0.0026501 | 416.6827 | 0.0017872 | 410.68 | -0.00021673 | 416.6827 | 0.0019526 | 434.7788 | 1.4334e-05 | 416.6827 | 0.0011638 | 416.6827 | 0.00039458 | 416.0577 | 0.00197 | 660.5996 | 0.00691 | 416.0577 | 0.0010613 | 659.8229 | 6.9993e-05 | 660.5996 | 0.00172 | 416.0577 | 0.07106 | 416.6827 | 0.051855
| 435.4396 | 0 | 416.2764 | 0.01139 | 435.4396 | 0 | 416.2764 | 0.012456 | 410.538 | 0.33352 | 416.2764 | 0.28745 | 416.9013 | 0.011436 | 410.89 | -0.00096123 | 416.9013 | 0.00068957 | 416.9013 | 7.4105e-07 | 416.9013 | 0 | 410.89 | -8.6692e-05 | 416.9013 | 0 | 434.893 | 3.0237e-05 | 416.9013 | 0 | 416.9013 | 0 | 416.2764 | -0.00202 | 660.7612 | 0.00387 | 416.2764 | -0.00054993 | 659.9846 | 0 | 660.7612 | 0.00185 | 416.2764 | 0.06519 | 416.9013 | 0.053022
| 435.5525 | 0.0005001 | 416.4951 | 0.012174 | 435.5525 | 0.00158 | 416.4951 | 0.014278 | 410.7562 | 0.32909 | 416.4951 | 0.28705 | 417.12 | 0.016137 | 411.11 | -0.001231 | 417.12 | 0.00395 | 417.12 | 0.0015675 | 417.12 | 0.0012359 | 411.11 | 0.00010836 | 417.12 | 0.0011394 | 435.0073 | 1.6055e-05 | 417.12 | 0.00064715 | 417.12 | 0.00033821 | 416.4951 | 0.00089984 | 660.9227 | 0.00394 | 416.4951 | -0.0023119 | 660.1464 | 6.9993e-05 | 660.9227 | 0.00169 | 416.4951 | 0.08173 | 417.12 | 0.056783
| 435.6653 | 0 | 416.7138 | 0.011741 | 435.6653 | 0 | 416.7138 | 0.011012 | 410.9744 | 0.32176 | 416.7138 | 0.27756 | 417.3387 | 0.012925 | 411.33 | -0.0018719 | 417.3387 | 0.00166 | 417.3387 | 0 | 417.3387 | 0 | 411.33 | -0.00096444 | 417.3387 | 0 | 435.1216 | 3.149e-05 | 417.3387 | 0 | 417.3387 | 0 | 416.7138 | -0.00161 | 661.0843 | 0.00476 | 416.7138 | -0.0037184 | 660.3082 | 0 | 661.0843 | 0.00182 | 416.7138 | 0.07729 | 417.3387 | 0.058281
| 435.7782 | 0.00046416 | 416.9325 | 0.012292 | 435.7782 | 0.00158 | 416.9325 | 0.014554 | 411.1927 | 0.31411 | 416.9325 | 0.2757 | 417.5574 | 0.018469 | 411.55 | -0.00059023 | 417.5574 | 0.0036 | 417.5574 | 0.0022839 | 417.5574 | 0.001599 | 411.55 | 0.00062851 | 417.5574 | 0.00080039 | 435.2359 | 1.554e-05 | 417.5574 | 0.0012907 | 417.5574 | 0.0003743 | 416.9325 | 0.00206 | 661.2458 | 0.00387 | 416.9325 | 0.0037832 | 660.47 | 5.0004e-05 | 661.2458 | 0.00175 | 416.9325 | 0.08373 | 417.5574 | 0.06197
| 435.891 | 0 | 417.1512 | 0.010677 | 435.891 | 0 | 417.1512 | 0.0097345 | 411.4109 | 0.30469 | 417.1512 | 0.26356 | 417.7761 | 0.01497 | 411.77 | -0.00069142 | 417.7761 | 0.00116 | 417.7761 | 0 | 417.7761 | 0 | 411.77 | 0.00088859 | 417.7761 | 0 | 435.3502 | 3.0483e-05 | 417.7761 | 0 | 417.7761 | 0 | 417.1512 | -0.00202 | 661.4074 | 0.00432 | 417.1512 | -0.00011905 | 660.6318 | 0 | 661.4074 | 0.00189 | 417.1512 | 0.08311 | 417.7761 | 0.063136
| 436.0038 | 0.00058994 | 417.3699 | 0.011918 | 436.0038 | 0.00224 | 417.3699 | 0.011078 | 411.6292 | 0.29409 | 417.3699 | 0.25834 | 417.9948 | 0.018694 | 411.99 | 0.0012648 | 417.9948 | 0.00396 | 417.9948 | 0.0020023 | 417.9948 | 0.0010139 | 411.99 | 0.00072604 | 417.9948 | 0.00041771 | 435.4645 | 1.513e-05 | 417.9948 | 0.0013013 | 417.9948 | 0.00023642 | 417.3699 | 0.00122 | 661.569 | 0.0044 | 417.3699 | 0.0016108 | 660.7935 | 6.9993e-05 | 661.569 | 0.00175 | 417.3699 | 0.08744 | 417.9948 | 0.066105
| 436.1167 | 0 | 417.5887 | 0.011532 | 436.1167 | 0 | 417.5887 | 0.010401 | 411.8475 | 0.28603 | 417.5887 | 0.24949 | 418.2135 | 0.016058 | 412.21 | -0.0012985 | 418.2135 | 0.0013 | 418.2135 | 0 | 418.2135 | 0 | 412.21 | -0.0015171 | 418.2135 | 0 | 435.5788 | 2.8867e-05 | 418.2135 | 0 | 418.2135 | 0 | 417.5887 | -0.00179 | 661.7306 | 0.00436 | 417.5887 | 0.00036006 | 660.9554 | 0 | 661.7306 | 0.00182 | 417.5887 | 0.08852 | 418.2135 | 0.068187
| 436.2295 | 0.0014 | 417.8074 | 0.013271 | 436.2295 | 0.00090168 | 417.8074 | 0.011896 | 412.0658 | 0.27821 | 417.8074 | 0.24851 | 418.4323 | 0.020671 | 412.43 | -0.00062396 | 418.4323 | 0.00547 | 418.4323 | 0.0030693 | 418.4323 | 0.0023572 | 412.43 | 0.0010186 | 418.4323 | 0.0020928 | 435.6931 | 1.3912e-05 | 418.4323 | 0.0018218 | 418.4323 | 0.00045506 | 417.8074 | 0.0029 | 661.8922 | 0.00443 | 417.8074 | 0.0020675 | 661.1172 | 3.0002e-05 | 661.8922 | 0.00167 | 417.8074 | 0.09541 | 418.4323 | 0.07229
| 436.3424 | 0 | 418.0262 | 0.011412 | 436.3424 | 0 | 418.0262 | 0.009799 | 412.2841 | 0.26856 | 418.0262 | 0.23626 | 418.6511 | 0.018579 | 412.65 | -0.0028838 | 418.6511 | 0.00127 | 418.6511 | 0 | 418.6511 | 0 | 412.65 | -0.0021348 | 418.6511 | 0 | 435.8075 | 2.7427e-05 | 418.6511 | 0 | 418.6511 | 0 | 418.0262 | -0.00169 | 662.0537 | 0.00496 | 418.0262 | 0.0011092 | 661.279 | 0 | 662.0537 | 0.00179 | 418.0262 | 0.09361 | 418.6511 | 0.073154
| 436.4552 | 0.00057197 | 418.245 | 0.011611 | 436.4552 | 0.00101 | 418.245 | 0.011267 | 412.5024 | 0.26331 | 418.245 | 0.23462 | 418.8698 | 0.021602 | 412.87 | -0.0019393 | 418.8698 | 0.00419 | 418.8698 | 0.0010198 | 418.8698 | 0.00074963 | 412.87 | 0.00049847 | 418.8698 | 0.00076968 | 435.9218 | 1.3608e-05 | 418.8698 | 0.0014448 | 418.8698 | 0.00030758 | 418.245 | 0.00073416 | 662.2153 | 0.00433 | 418.245 | -0.00035402 | 661.4408 | 6.9993e-05 | 662.2153 | 0.00168 | 418.245 | 0.10149 | 418.8698 | 0.077668
| 436.5681 | 0 | 418.4638 | 0.010949 | 436.5681 | 0 | 418.4638 | 0.0077727 | 412.7207 | 0.25331 | 418.4638 | 0.22353 | 419.0886 | 0.019959 | 413.08 | -0.0018044 | 419.0886 | 0.00096306 | 419.0886 | 0 | 419.0886 | 0 | 413.08 | -0.0015822 | 419.0886 | 0 | 436.0361 | 2.7813e-05 | 419.0886 | 0 | 419.0886 | 0 | 418.4638 | -0.00257 | 662.3769 | 0.00381 | 418.4638 | -0.0068244 | 661.6026 | 0 | 662.3769 | 0.00181 | 418.4638 | 0.104 | 419.0886 | 0.079607
| 436.6809 | 0.00073368 | 418.6826 | 0.011391 | 436.6809 | 0.00045084 | 418.6826 | 0.011915 | 412.9391 | 0.2473 | 418.6826 | 0.22079 | 419.3074 | 0.025437 | 413.3 | 0.0005565 | 419.3074 | 0.00557 | 419.3074 | 0.0031365 | 419.3074 | 0.0023112 | 413.3 | 0.00014088 | 419.3074 | 0.0019973 | 436.1504 | 1.4533e-05 | 419.3074 | 0.00057618 | 419.3074 | 0.00032243 | 418.6826 | 0.0014 | 662.5386 | 0.00322 | 418.6826 | 0.0033235 | 661.7645 | 5.0004e-05 | 662.5386 | 0.00174 | 418.6826 | 0.11044 | 419.3074 | 0.084458
| 436.7938 | 0 | 418.9015 | 0.010856 | 436.7938 | 0 | 418.9015 | 0.0074642 | 413.1574 | 0.23748 | 418.9015 | 0.20957 | 419.5263 | 0.023023 | 413.52 | -0.00045532 | 419.5263 | 0.00164 | 419.5263 | 0 | 419.5262 | 0 | 413.52 | -0.00044429 | 419.5263 | 0 | 436.2648 | 2.9008e-05 | 419.5263 | 0 | 419.5263 | 0 | 418.9015 | -0.00183 | 662.7002 | 0.00494 | 418.9015 | -0.0029327 | 661.9263 | 0 | 662.7002 | 0.00183 | 418.9015 | 0.10991 | 419.5262 | 0.086241
| 436.9066 | 0.00067977 | 419.1203 | 0.011341 | 436.9066 | 0.0018 | 419.1203 | 0.010285 | 413.3758 | 0.23183 | 419.1203 | 0.20456 | 419.7451 | 0.026329 | 413.74 | 0.0010961 | 419.7451 | 0.00497 | 419.7451 | 0.0023287 | 419.7451 | 0.0016084 | 413.74 | -0.00031426 | 419.7451 | 0.00027722 | 436.3791 | 1.4826e-05 | 419.7451 | 0.00074451 | 419.7451 | 0.00051084 | 419.1203 | 0.00135 | 662.8618 | 0.00299 | 419.1203 | 0.0011666 | 662.0881 | 5.0004e-05 | 662.8618 | 0.00166 | 419.1203 | 0.11526 | 419.7451 | 0.090537
| 437.0195 | 0 | 419.3392 | 0.010783 | 437.0195 | 0 | 419.3392 | 0.0080922 | 413.5942 | 0.2243 | 419.3392 | 0.19686 | 419.9639 | 0.024222 | 413.96 | -0.0014672 | 419.9639 | 0.00081664 | 419.9639 | 0 | 419.9639 | 0 | 413.96 | -5.4182e-05 | 419.9639 | 0 | 436.4935 | 2.8106e-05 | 419.9639 | 0 | 419.9639 | 0 | 419.3392 | -0.00127 | 663.0234 | 0.00531 | 419.3392 | -0.0014991 | 662.25 | 0 | 663.0234 | 0.00172 | 419.3392 | 0.11705 | 419.9639 | 0.09295
| 437.1323 | 0.00098522 | 419.5581 | 0.011615 | 437.1323 | 0.00064159 | 419.5581 | 0.0096816 | 413.8126 | 0.21603 | 419.5581 | 0.19503 | 420.1828 | 0.029083 | 414.18 | 0.00069142 | 420.1828 | 0.00605 | 420.1828 | 0.0032969 | 420.1828 | 0.0023514 | 414.18 | -0.00093193 | 420.1828 | 0.00088212 | 436.6078 | 1.3608e-05 | 420.1828 | 0.00096286 | 420.1828 | 0.00034273 | 419.5581 | 0.00216 | 663.1851 | 0.00538 | 419.5581 | 0.00085502 | 662.4118 | 8.9995e-05 | 663.1851 | 0.00167 | 419.5581 | 0.12509 | 420.1828 | 0.098238
| 437.2452 | 0 | 419.777 | 0.010903 | 437.2452 | 0 | 419.777 | 0.0080267 | 414.031 | 0.20914 | 419.777 | 0.18311 | 420.4017 | 0.026924 | 414.4 | -0.00065769 | 420.4017 | 0.00232 | 420.4017 | 0 | 420.4017 | 0 | 414.4 | 0.00030341 | 420.4017 | 0 | 436.7222 | 2.7544e-05 | 420.4017 | 0 | 420.4017 | 0 | 419.777 | -0.00238 | 663.3467 | 0.00334 | 419.777 | -0.0042733 | 662.5737 | 0 | 663.3467 | 0.00182 | 419.777 | 0.12504 | 420.4017 | 0.10011
| 437.358 | 0.00035636 | 419.9959 | 0.011196 | 437.358 | 0.0006936 | 419.9959 | 0.0087822 | 414.2494 | 0.20066 | 419.9959 | 0.17887 | 420.6206 | 0.031639 | 414.62 | 0.001602 | 420.6206 | 0.00582 | 420.6206 | 0.0016201 | 420.6206 | 0.0019546 | 414.62 | -0.0024598 | 420.6206 | 0.00028412 | 436.8365 | 1.4065e-05 | 420.6206 | 0.0013145 | 420.6206 | 0.00045258 | 419.9959 | 0.00054095 | 663.5084 | 0.00352 | 419.9959 | 0.0025589 | 662.7356 | 6.9993e-05 | 663.5084 | 0.00171 | 419.9959 | 0.13161 | 420.6206 | 0.10506
| 437.4709 | 0 | 420.2148 | 0.010814 | 437.4709 | 0 | 420.2148 | 0.0058335 | 414.4678 | 0.19491 | 420.2148 | 0.16953 | 420.8395 | 0.029128 | 414.84 | -0.0011299 | 420.8395 | 0.00206 | 420.8395 | 0 | 420.8395 | 0 | 414.84 | -0.002915 | 420.8395 | 0 | 436.9509 | 2.9745e-05 | 420.8395 | 0 | 420.8395 | 0 | 420.2148 | -0.00167 | 663.67 | 0.00425 | 420.2148 | -0.0024334 | 662.8975 | 0 | 663.67 | 0.00183 | 420.2148 | 0.13395 | 420.8395 | 0.10797
| 437.5838 | 0.00149 | 420.4338 | 0.0099698 | 437.5838 | 0.00137 | 420.4338 | 0.0092482 | 414.6862 | 0.18846 | 420.4338 | 0.16719 | 421.0584 | 0.032618 | 415.06 | -0.0026476 | 421.0584 | 0.00541 | 421.0584 | 0.0026611 | 421.0584 | 0.0015282 | 415.06 | -0.0010295 | 421.0584 | 0.0012468 | 437.0653 | 1.5845e-05 | 421.0584 | 0.0022139 | 421.0584 | 0.00031693 | 420.4337 | 0.00079874 | 663.8317 | 0.00436 | 420.4338 | -2.8642e-05 | 663.0593 | 5.0004e-05 | 663.8317 | 0.00166 | 420.4337 | 0.14057 | 421.0584 | 0.11381
| 437.6966 | 0 | 420.6527 | 0.010621 | 437.6966 | 0 | 420.6527 | 0.0066626 | 414.9047 | 0.18115 | 420.6527 | 0.15794 | 421.2773 | 0.031342 | 415.28 | 0.00082632 | 421.2773 | 0.00314 | 421.2773 | 0 | 421.2773 | 0 | 415.28 | -0.0012895 | 421.2773 | 0 | 437.1796 | 3.1057e-05 | 421.2773 | 0 | 421.2773 | 0 | 420.6527 | -0.00176 | 663.9934 | 0.00401 | 420.6527 | -0.0014397 | 663.2212 | 0 | 663.9934 | 0.0018 | 420.6527 | 0.13998 | 421.2773 | 0.1163
| 437.8095 | 0.0005001 | 420.8717 | 0.010462 | 437.8095 | 0.00196 | 420.8717 | 0.0076948 | 415.1232 | 0.17606 | 420.8717 | 0.15473 | 421.4963 | 0.034994 | 415.5 | 0.0029849 | 421.4963 | 0.00562 | 421.4963 | 0.001897 | 421.4963 | 0.0017926 | 415.5 | 0.00010836 | 421.4963 | 0.00028429 | 437.294 | 1.5599e-05 | 421.4963 | 0.00082286 | 421.4963 | 0.00022735 | 420.8717 | 0.00125 | 664.155 | 0.00589 | 420.8717 | -0.0010451 | 663.3831 | 6.9993e-05 | 664.155 | 0.00164 | 420.8717 | 0.1486 | 421.4963 | 0.12266
| 437.9223 | 0 | 421.0907 | 0.0098432 | 437.9223 | 0 | 421.0907 | 0.0061288 | 415.3416 | 0.16941 | 421.0907 | 0.1462 | 421.7152 | 0.03404 | 415.72 | 0.0021754 | 421.7152 | 0.00293 | 421.7152 | 0 | 421.7152 | 0 | 415.72 | -0.00076939 | 421.7152 | 0 | 437.4084 | 3.053e-05 | 421.7152 | 0 | 421.7152 | 0 | 421.0907 | -0.00151 | 664.3167 | 0.00438 | 421.0907 | -0.0018217 | 663.545 | 0 | 664.3167 | 0.00183 | 421.0907 | 0.15096 | 421.7152 | 0.12606
| 438.0352 | 0.00094928 | 421.3097 | 0.010918 | 438.0352 | 0.00114 | 421.3097 | 0.0091958 | 415.5601 | 0.1638 | 421.3097 | 0.14481 | 421.9342 | 0.037485 | 415.93 | -0.001366 | 421.9342 | 0.00621 | 421.9342 | 0.0024962 | 421.9342 | 0.0018735 | 415.93 | -0.00067186 | 421.9342 | 0.0012633 | 437.5228 | 1.5329e-05 | 421.9342 | 0.0022126 | 421.9342 | 0.00040412 | 421.3097 | 0.00113 | 664.4784 | 0.00529 | 421.3097 | -0.001579 | 663.7069 | 5.0004e-05 | 664.4784 | 0.00169 | 421.3097 | 0.15839 | 421.9342 | 0.13213
| 438.1481 | 0 | 421.5287 | 0.010275 | 438.1481 | 0 | 421.5287 | 0.0049871 | 415.7786 | 0.15758 | 421.5287 | 0.13647 | 422.1532 | 0.035422 | 416.15 | 0.00052277 | 422.1532 | 0.00441 | 422.1532 | 0 | 422.1532 | 0 | 416.15 | -0.0013546 | 422.1532 | 0 | 437.6372 | 2.964e-05 | 422.1532 | 0 | 422.1532 | 0 | 421.5287 | -0.00066346 | 664.6401 | 0.00364 | 421.5287 | -0.0029657 | 663.8688 | 0 | 664.6401 | 0.00181 | 421.5287 | 0.16218 | 422.1532 | 0.13527
| 438.2609 | 5.091e-05 | 421.7477 | 0.011026 | 438.2609 | 0.00083232 | 421.7477 | 0.0077971 | 415.9971 | 0.15176 | 421.7477 | 0.13553 | 422.3722 | 0.040858 | 416.37 | -0.0005565 | 422.3722 | 0.00682 | 422.3722 | 0.003988 | 422.3722 | 0.001643 | 416.37 | -0.0013546 | 422.3722 | 0.001505 | 437.7516 | 1.4779e-05 | 422.3722 | 0.002038 | 422.3722 | 0.00033045 | 421.7477 | 0.00264 | 664.8018 | 0.00318 | 421.7477 | 0.0026747 | 664.0307 | 5.0004e-05 | 664.8018 | 0.00166 | 421.7477 | 0.17009 | 422.3722 | 0.14211
| 438.3738 | 0 | 421.9667 | 0.010408 | 438.3738 | 0 | 421.9667 | 0.0055768 | 416.2156 | 0.14549 | 421.9667 | 0.12871 | 422.5912 | 0.038695 | 416.59 | -0.0026476 | 422.5912 | 0.00371 | 422.5912 | 0 | 422.5912 | 0 | 416.59 | -0.0019722 | 422.5912 | 0 | 437.866 | 3.0834e-05 | 422.5912 | 0 | 422.5912 | 0 | 421.9667 | -0.00137 | 664.9635 | 0.00418 | 421.9667 | -0.0021345 | 664.1926 | 0 | 664.9635 | 0.00177 | 421.9667 | 0.1743 | 422.5912 | 0.14651
| 438.4866 | 0.00125 | 422.1858 | 0.010578 | 438.4866 | 0.00123 | 422.1858 | 0.0083604 | 416.4342 | 0.14174 | 422.1858 | 0.12718 | 422.8102 | 0.042714 | 416.81 | 0.0005565 | 422.8102 | 0.00763 | 422.8102 | 0.0022236 | 422.8102 | 0.001418 | 416.81 | 0.0014737 | 422.8102 | 0.0014396 | 437.9804 | 1.6325e-05 | 422.8102 | 0.0014789 | 422.8102 | 0.00010408 | 422.1858 | 0.00187 | 665.1252 | 0.00413 | 422.1858 | 0.0047057 | 664.3546 | 5.0004e-05 | 665.1252 | 0.0017 | 422.1858 | 0.18423 | 422.8102 | 0.15295
| 438.5995 | 0 | 422.4049 | 0.010869 | 438.5995 | 0 | 422.4049 | 0.005646 | 416.6527 | 0.13558 | 422.4049 | 0.11966 | 423.0293 | 0.042208 | 417.03 | -0.00082632 | 423.0293 | 0.00427 | 423.0293 | 0 | 423.0293 | 0.00030675 | 417.03 | -0.0021348 | 423.0293 | 0 | 438.0948 | 3.1326e-05 | 423.0293 | 0 | 423.0293 | 0 | 422.4049 | -0.00167 | 665.287 | 0.00464 | 422.4049 | -0.0026196 | 664.5165 | 0 | 665.287 | 0.00187 | 422.4049 | 0.17973 | 423.0293 | 0.15703
| 438.7124 | 0.00066181 | 422.624 | 0.010782 | 438.7124 | 0.00091902 | 422.624 | 0.0070137 | 416.8713 | 0.13001 | 422.624 | 0.11899 | 423.2483 | 0.047059 | 417.25 | 0.00075887 | 423.2483 | 0.00682 | 423.2483 | 0.0021493 | 423.2484 | 0.0013444 | 417.25 | 0.0010836 | 423.2483 | 0.00091702 | 438.2092 | 1.5271e-05 | 423.2483 | 0.0018411 | 423.2484 | 0.00044525 | 422.6239 | 0.00115 | 665.4487 | 0.00496 | 422.624 | 0.00028107 | 664.6784 | 6.9993e-05 | 665.4487 | 0.00175 | 422.6239 | 0.20145 | 423.2484 | 0.16411
| 438.8252 | 0 | 422.8431 | 0.0099376 | 438.8252 | 0 | 422.8431 | 0.0048042 | 417.0898 | 0.12505 | 422.8431 | 0.11254 | 423.4674 | 0.046807 | 417.47 | 0.00062396 | 423.4674 | 0.00522 | 423.4674 | 0 | 423.4674 | 0 | 417.47 | 0.0011812 | 423.4674 | 0 | 438.3236 | 2.8492e-05 | 423.4674 | 0 | 423.4674 | 0 | 422.8431 | -0.00158 | 665.6104 | 0.0039 | 422.8431 | -0.00035477 | 664.8404 | 0 | 665.6104 | 0.00181 | 422.8431 | 0.19597 | 423.4674 | 0.16948
| 438.9381 | 0.00156 | 423.0622 | 0.0099162 | 438.9381 | 0.00165 | 423.0622 | 0.0067732 | 417.3084 | 0.12304 | 423.0622 | 0.11226 | 423.6865 | 0.051031 | 417.69 | -8.4319e-05 | 423.6865 | 0.00633 | 423.6865 | 0.0011743 | 423.6865 | 0.0010499 | 417.69 | 0.00072604 | 423.6865 | 0.00013538 | 438.4381 | 1.3467e-05 | 423.6865 | 0.0015698 | 423.6865 | 0.00036797 | 423.0622 | 0.0015 | 665.7722 | 0.00522 | 423.0622 | -0.00011206 | 665.0023 | 6.9993e-05 | 665.7722 | 0.00162 | 423.0622 | 0.20504 | 423.6865 | 0.17715
| 439.051 | 0 | 423.2813 | 0.010532 | 439.051 | 0.00034761 | 423.2813 | 0.0046439 | 417.527 | 0.1173 | 423.2813 | 0.10567 | 423.9056 | 0.051518 | 417.91 | -0.00015177 | 423.9056 | 0.00629 | 423.9056 | 0 | 423.9056 | 0 | 417.91 | 0.00033593 | 423.9056 | 0 | 438.5525 | 2.9394e-05 | 423.9056 | 0 | 423.9056 | 0 | 423.2813 | -0.00052108 | 665.9339 | 0.00367 | 423.2813 | -0.0039044 | 665.1643 | 0 | 665.9339 | 0.00174 | 423.2813 | 0.21122 | 423.9056 | 0.18238
| 439.1639 | 0.00113 | 423.5004 | 0.01056 | 439.1639 | 0.00165 | 423.5004 | 0.0063963 | 417.7456 | 0.11439 | 423.5004 | 0.10461 | 424.1247 | 0.057061 | 418.13 | -0.00028669 | 424.1247 | 0.00838 | 424.1247 | 0.0026942 | 424.1247 | 0.0011486 | 418.13 | 0.00082357 | 424.1247 | 0.0017046 | 438.6669 | 1.6173e-05 | 424.1247 | 0.00095875 | 424.1247 | 0.00025932 | 423.5004 | 0.0009076 | 666.0957 | 0.00362 | 423.5004 | 0.0058285 | 665.3262 | 6.9993e-05 | 666.0957 | 0.00161 | 423.5004 | 0.22386 | 424.1247 | 0.18969
| 439.2767 | 0 | 423.7196 | 0.010266 | 439.2767 | 0 | 423.7196 | 0.0044151 | 417.9642 | 0.10984 | 423.7196 | 0.099416 | 424.3438 | 0.054918 | 418.35 | -0.0030523 | 424.3438 | 0.00618 | 424.3438 | 0 | 424.3438 | 0 | 418.35 | -0.0019397 | 424.3438 | 0 | 438.7814 | 3.2006e-05 | 424.3438 | 0 | 424.3438 | 0 | 423.7196 | -0.00165 | 666.2574 | 0.00445 | 423.7196 | -0.00058901 | 665.4882 | 0 | 666.2574 | 0.00177 | 423.7196 | 0.22932 | 424.3438 | 0.19515
| 439.3896 | 0.00264 | 423.9388 | 0.010576 | 439.3896 | 0.00165 | 423.9388 | 0.0069816 | 418.1829 | 0.10707 | 423.9388 | 0.099793 | 424.563 | 0.06165 | 418.57 | -0.00038786 | 424.563 | 0.00919 | 424.563 | 0.0024523 | 424.563 | 0.0020151 | 418.57 | 0.00062851 | 424.563 | 0.00099355 | 438.8958 | 1.6055e-05 | 424.563 | 0.0013757 | 424.563 | 0.00031667 | 423.9388 | 0.00015084 | 666.4192 | 0.00461 | 423.9388 | 0.0061174 | 665.6502 | 5.0004e-05 | 666.4192 | 0.00169 | 423.9388 | 0.23984 | 424.563 | 0.20346
| 439.5025 | 0 | 424.158 | 0.0096759 | 439.5025 | 0 | 424.158 | 0.0036759 | 418.4015 | 0.10198 | 424.158 | 0.09606 | 424.7821 | 0.062201 | 418.79 | -0.001366 | 424.7821 | 0.00632 | 424.7821 | 0 | 424.7821 | 0 | 418.79 | -0.0037602 | 424.7821 | 0 | 439.0103 | 3.005e-05 | 424.7821 | 0 | 424.7821 | 0 | 424.158 | -0.00215 | 666.581 | 0.00552 | 424.158 | -0.0016905 | 665.8121 | 0 | 666.581 | 0.00189 | 424.158 | 0.24975 | 424.7821 | 0.2092
| 439.6153 | 0.00093132 | 424.3772 | 0.010318 | 439.6153 | 0.00147 | 424.3772 | 0.0070895 | 418.6201 | 0.098943 | 424.3772 | 0.096877 | 425.0013 | 0.068228 | 419.01 | -1.6864e-05 | 425.0013 | 0.01047 | 425.0013 | 0.0020167 | 425.0013 | 0.002015 | 419.01 | -0.00099695 | 425.0013 | 0.001205 | 439.1247 | 1.4205e-05 | 425.0013 | 0.00084181 | 425.0013 | 0.00031352 | 424.3772 | 0.00122 | 666.7427 | 0.00364 | 424.3772 | 0.0010601 | 665.9741 | 6.9993e-05 | 666.7427 | 0.00178 | 424.3772 | 0.26572 | 425.0013 | 0.21814
| 439.7282 | 0 | 424.5964 | 0.010589 | 439.7282 | 0 | 424.5964 | 0.0041187 | 418.8388 | 0.095635 | 424.5964 | 0.0911 | 425.2205 | 0.06916 | 419.23 | 8.4319e-05 | 425.2205 | 0.00845 | 425.2205 | 0 | 425.2205 | 0 | 419.23 | -0.0012245 | 425.2205 | 0 | 439.2392 | 2.9781e-05 | 425.2205 | 0 | 425.2205 | 0 | 424.5964 | -0.00142 | 666.9045 | 0.00288 | 424.5964 | -0.0024571 | 666.1361 | 0 | 666.9045 | 0.00185 | 424.5964 | 0.27155 | 425.2205 | 0.22407
| 439.8411 | 0.00233 | 424.8156 | 0.0097458 | 439.8411 | 0.00125 | 424.8156 | 0.0068524 | 419.0575 | 0.092889 | 424.8156 | 0.090484 | 425.4397 | 0.073376 | 419.45 | 0.0009275 | 425.4397 | 0.01239 | 425.4397 | 0.0017268 | 425.4397 | 0.0015419 | 419.45 | -0.00099695 | 425.4397 | 0.0021514 | 439.3536 | 1.5845e-05 | 425.4397 | 0.0013539 | 425.4397 | 0.00028898 | 424.8156 | 0.00070626 | 667.0663 | 0.00373 | 424.8156 | 0.0040729 | 666.2981 | 8.9995e-05 | 667.0663 | 0.00167 | 424.8156 | 0.28015 | 425.4397 | 0.23377
| 439.954 | 0 | 425.0349 | 0.010105 | 439.954 | 0 | 425.0349 | 0.0037492 | 419.2762 | 0.088913 | 425.0349 | 0.084475 | 425.6589 | 0.073407 | 419.67 | 0.0010961 | 425.6589 | 0.00935 | 425.6589 | 0 | 425.6589 | 0 | 419.67 | -0.0016472 | 425.6589 | 0 | 439.4681 | 3.0589e-05 | 425.6589 | 0 | 425.6589 | 0 | 425.0349 | -0.00186 | 667.2281 | 0.00432 | 425.0349 | -0.0029951 | 666.4601 | 0 | 667.2281 | 0.00178 | 425.0349 | 0.28821 | 425.6589 | 0.23947
| 440.0668 | 0.00087741 | 425.2541 | 0.010881 | 440.0668 | 0.00104 | 425.2541 | 0.007205 | 419.4949 | 0.087284 | 425.2541 | 0.085471 | 425.8781 | 0.080306 | 419.89 | 0.0012985 | 425.8781 | 0.01242 | 425.8781 | 0.0013488 | 425.8781 | 0.0015671 | 419.89 | 0.0028717 | 425.8781 | 0.0014147 | 439.5826 | 1.499e-05 | 425.8781 | 0.0014469 | 425.8781 | 0.00035325 | 425.2541 | 0.00134 | 667.3899 | 0.00477 | 425.2541 | 0.0019803 | 666.6221 | 6.9993e-05 | 667.3899 | 0.00169 | 425.2541 | 0.2943 | 425.8781 | 0.24963
| 440.1797 | 0 | 425.4734 | 0.0097739 | 440.1797 | 0 | 425.4734 | 0.003231 | 419.7136 | 0.08411 | 425.4734 | 0.079556 | 426.0973 | 0.080336 | 420.1 | -0.0012648 | 426.0973 | 0.00918 | 426.0973 | 0 | 426.0973 | 0 | 420.1 | -0.00050931 | 426.0973 | 0 | 439.697 | 3.1443e-05 | 426.0973 | 0 | 426.0973 | 0 | 425.4734 | -0.00198 | 667.5517 | 0.0039 | 425.4734 | -0.0016425 | 666.7841 | 0 | 667.5517 | 0.00176 | 425.4734 | 0.29913 | 426.0973 | 0.25629
| 440.2926 | 0.00089539 | 425.6927 | 0.0085738 | 440.2926 | 0.00137 | 425.6927 | 0.0067432 | 419.9323 | 0.082485 | 425.6927 | 0.079707 | 426.3166 | 0.086038 | 420.32 | -0.00045532 | 426.3166 | 0.01233 | 426.3166 | 0.0011278 | 426.3166 | 0.00057822 | 420.32 | 0.00033593 | 426.3166 | 0.00032724 | 439.8115 | 1.6629e-05 | 426.3166 | 0.00079842 | 426.3166 | 0.00037698 | 425.6927 | 0.00032644 | 667.7135 | 0.00596 | 425.6927 | 0.00098034 | 666.9461 | 5.0004e-05 | 667.7135 | 0.00165 | 425.6927 | 0.30828 | 426.3166 | 0.26547
| 440.4055 | 0 | 425.912 | 0.0096127 | 440.4055 | 0 | 425.912 | 0.0028191 | 420.1511 | 0.079022 | 425.912 | 0.074441 | 426.5358 | 0.086088 | 420.54 | -0.00079259 | 426.5358 | 0.00985 | 426.5358 | 0 | 426.5359 | 0 | 420.54 | -0.0011595 | 426.5358 | 0 | 439.926 | 3.1244e-05 | 426.5358 | 0 | 426.5359 | 0 | 425.912 | -0.00137 | 667.8753 | 0.00406 | 425.912 | -0.0022163 | 667.1081 | 6.6672e-06 | 667.8753 | 0.00187 | 425.912 | 0.31579 | 426.5359 | 0.27394
| 440.5184 | 0.0012 | 426.1313 | 0.01064 | 440.5184 | 0.00168 | 426.1313 | 0.0055655 | 420.3698 | 0.076969 | 426.1313 | 0.075436 | 426.7551 | 0.093823 | 420.76 | 1.6864e-05 | 426.7551 | 0.01337 | 426.7551 | 0.0022547 | 426.7551 | 0.0018284 | 420.76 | 0.0015712 | 426.7551 | 0.00072792 | 440.0405 | 1.4697e-05 | 426.7551 | 0.001186 | 426.7551 | 0.00030176 | 426.1313 | 0.00075074 | 668.0372 | 0.00419 | 426.1313 | 0.0017902 | 667.2702 | 6.9993e-05 | 668.0372 | 0.00179 | 426.1313 | 0.33276 | 426.7551 | 0.28352
| 440.6313 | 0 | 426.3506 | 0.0099744 | 440.6313 | 0 | 426.3506 | 0.0049345 | 420.5886 | 0.073686 | 426.3506 | 0.071232 | 426.9744 | 0.094709 | 420.98 | 0.00021923 | 426.9744 | 0.01116 | 426.9744 | 0 | 426.9744 | 0 | 420.98 | -0.00021673 | 426.9744 | 0 | 440.155 | 2.7204e-05 | 426.9744 | 0 | 426.9744 | 0 | 426.3506 | -0.0014 | 668.199 | 0.00387 | 426.3506 | -0.00054385 | 667.4322 | 0 | 668.199 | 0.00192 | 426.3506 | 0.33913 | 426.9744 | 0.29187
| 440.7441 | 0.00058994 | 426.57 | 0.010262 | 440.7441 | 0.00203 | 426.57 | 0.006386 | 420.8073 | 0.072752 | 426.57 | 0.072712 | 427.1937 | 0.10195 | 421.2 | -0.00021923 | 427.1937 | 0.01645 | 427.1937 | 0.0017371 | 427.1937 | 0.0017333 | 421.2 | 0.00010836 | 427.1937 | 0.00063166 | 440.2695 | 1.2507e-05 | 427.1937 | 0.0020402 | 427.1937 | 0.00016805 | 426.57 | 0.00192 | 668.3608 | 0.00317 | 426.57 | -0.0014893 | 667.5942 | 6.9993e-05 | 668.3608 | 0.00168 | 426.57 | 0.3534 | 427.1937 | 0.30298
| 440.857 | 0 | 426.7894 | 0.0093447 | 440.857 | 0 | 426.7894 | 0.0035026 | 421.0261 | 0.069887 | 426.7894 | 0.066773 | 427.413 | 0.10238 | 421.42 | -0.0001855 | 427.413 | 0.01174 | 427.413 | 0 | 427.413 | 0 | 421.42 | -0.0017771 | 427.413 | 0 | 440.384 | 2.8059e-05 | 427.413 | 0 | 427.413 | 0 | 426.7894 | -0.00323 | 668.5227 | 0.00373 | 426.7894 | -0.0010993 | 667.7563 | 0 | 668.5227 | 0.00183 | 426.7894 | 0.35742 | 427.413 | 0.31074
| 440.9699 | 0.00145 | 427.0087 | 0.0099982 | 440.9699 | 0.00172 | 427.0087 | 0.0049697 | 421.2449 | 0.068469 | 427.0087 | 0.067481 | 427.6324 | 0.11234 | 421.64 | 0.0001855 | 427.6324 | 0.01637 | 427.6324 | 0.0024838 | 427.6324 | 0.0013911 | 421.64 | 0.0021565 | 427.6324 | 0.00085345 | 440.4985 | 1.5564e-05 | 427.6324 | 0.0019908 | 427.6324 | 0.00044545 | 427.0087 | 0.00217 | 668.6845 | 0.00431 | 427.0087 | -0.0025052 | 667.9183 | 6.9993e-05 | 668.6845 | 0.0017 | 427.0087 | 0.36723 | 427.6324 | 0.3209
| 441.0828 | 0 | 427.2281 | 0.010433 | 441.0828 | 0 | 427.2281 | 0.0027765 | 421.4637 | 0.066336 | 427.2281 | 0.063183 | 427.8517 | 0.11327 | 421.86 | -0.0005565 | 427.8517 | 0.01486 | 427.8517 | 0 | 427.8517 | 0.00058839 | 421.86 | -0.00073687 | 427.8517 | 0 | 440.613 | 3.1362e-05 | 427.8517 | 0 | 427.8517 | 0 | 427.2281 | -0.0013 | 668.8464 | 0.00424 | 427.2281 | 0.0016121 | 668.0804 | 0 | 668.8464 | 0.00181 | 427.2281 | 0.37429 | 427.8517 | 0.32999
| 441.1957 | 0.00026652 | 427.4475 | 0.0097671 | 441.1957 | 0.00104 | 427.4475 | 0.0055414 | 421.6825 | 0.065461 | 427.4475 | 0.062919 | 428.0711 | 0.11974 | 422.08 | 0.00072515 | 428.0711 | 0.01802 | 428.0711 | 0.0015818 | 428.0711 | 0.0014588 | 422.08 | 0.00040094 | 428.0711 | 0.00073916 | 440.7275 | 1.6219e-05 | 428.0711 | 0.0026817 | 428.0711 | 0.00027832 | 427.4475 | 0.00111 | 669.0083 | 0.00707 | 427.4475 | 0.0071267 | 668.2424 | 5.0004e-05 | 669.0083 | 0.00164 | 427.4475 | 0.37998 | 428.0711 | 0.34097
| 441.3086 | 0 | 427.6669 | 0.0090531 | 441.3086 | 0 | 427.6669 | 0.0030289 | 421.9014 | 0.063069 | 427.6669 | 0.057068 | 428.2905 | 0.11888 | 422.3 | -0.00086005 | 428.2905 | 0.0158 | 428.2905 | 0 | 428.2904 | 0 | 422.3 | 0.0015387 | 428.2905 | 0 | 440.8421 | 3.1034e-05 | 428.2905 | 0 | 428.2904 | 0 | 427.6669 | -0.00188 | 669.1701 | 0.00392 | 427.6669 | 0.00065399 | 668.4045 | 0 | 669.1701 | 0.00165 | 427.6669 | 0.37914 | 428.2904 | 0.35036
| 441.4214 | 0.0006079 | 427.8864 | 0.0096318 | 441.4214 | 0.0013 | 427.8864 | 0.0052338 | 422.1202 | 0.06217 | 427.8864 | 0.05867 | 428.5098 | 0.12749 | 422.52 | -0.00086005 | 428.5098 | 0.01884 | 428.5098 | 0.0018597 | 428.5098 | 0.0016047 | 422.52 | 0.00040094 | 428.5098 | 0.00024174 | 440.9566 | 1.5271e-05 | 428.5098 | 0.0012162 | 428.5098 | 0.00024764 | 427.8864 | 0.00062619 | 669.332 | 0.00459 | 427.8864 | 0.0018596 | 668.5666 | 0.00011 | 669.332 | 0.00152 | 427.8864 | 0.39324 | 428.5098 | 0.36171
| 441.5343 | 0 | 428.1058 | 0.0090074 | 441.5343 | 0 | 428.1058 | 0.0028454 | 422.3391 | 0.059323 | 428.1058 | 0.053902 | 428.7292 | 0.12909 | 422.74 | -0.0023441 | 428.7292 | 0.01547 | 428.7292 | 0 | 428.7292 | 0 | 422.74 | 0.0009536 | 428.7292 | 0 | 441.0711 | 3.067e-05 | 428.7292 | 0 | 428.7292 | 0 | 428.1058 | -0.00163 | 669.4939 | 0.00388 | 428.1058 | -0.0035314 | 668.7287 | 0 | 669.4939 | 0.00175 | 428.1058 | 0.39752 | 428.7292 | 0.37103
| 441.6472 | 0.00104 | 428.3253 | 0.009723 | 441.6472 | 0.00062425 | 428.3253 | 0.0054062 | 422.5579 | 0.059679 | 428.3253 | 0.05582 | 428.9487 | 0.13704 | 422.96 | 0.00015177 | 428.9486 | 0.02115 | 428.9487 | 0.0027366 | 428.9487 | 0.0018241 | 422.96 | 0.00049847 | 428.9487 | 0.0014568 | 441.1857 | 1.5845e-05 | 428.9487 | 0.0020817 | 428.9487 | 0.00029319 | 428.3253 | 0.00135 | 669.6558 | 0.00482 | 428.3253 | 0.0020892 | 668.8907 | 8.9995e-05 | 669.6558 | 0.00172 | 428.3253 | 0.41211 | 428.9487 | 0.3839
| 441.7601 | 0 | 428.5448 | 0.009523 | 441.7601 | 0 | 428.5448 | 0.0020331 | 422.7768 | 0.0569 | 428.5448 | 0.050864 | 429.1681 | 0.13656 | 423.18 | -0.00062396 | 429.1681 | 0.01744 | 429.1681 | 0 | 429.1681 | 0 | 423.18 | 0.00056349 | 429.1681 | 0 | 441.3002 | 3.0378e-05 | 429.1681 | 0 | 429.1681 | 0 | 428.5448 | -0.00164 | 669.8177 | 0.00485 | 428.5448 | 0.00032234 | 669.0528 | 0 | 669.8177 | 0.00189 | 428.5448 | 0.40698 | 429.1681 | 0.39368
| 441.873 | 0.00048213 | 428.7643 | 0.0096292 | 441.873 | 0.00097105 | 428.7643 | 0.0048435 | 422.9957 | 0.056472 | 428.7643 | 0.052721 | 429.3875 | 0.14487 | 423.4 | -0.00015177 | 429.3875 | 0.02179 | 429.3875 | 0.0025505 | 429.3875 | 0.0014258 | 423.4 | 0.0036519 | 429.3875 | 0.00078331 | 441.4147 | 1.458e-05 | 429.3875 | 0.00070871 | 429.3875 | 0.00040353 | 428.7643 | 0.00032989 | 669.9796 | 0.00276 | 428.7643 | 0.0029247 | 669.2149 | 8.9995e-05 | 669.9796 | 0.00172 | 428.7643 | 0.43526 | 429.3875 | 0.40555
| 441.9859 | 0 | 428.9838 | 0.0093267 | 441.9859 | 0 | 428.9838 | 0.0027015 | 423.2146 | 0.053508 | 428.9838 | 0.049715 | 429.607 | 0.15058 | 423.62 | -0.0017032 | 429.607 | 0.01997 | 429.607 | 0 | 429.607 | 0 | 423.62 | -0.00041178 | 429.607 | 0 | 441.5293 | 2.9886e-05 | 429.607 | 0 | 429.607 | 0 | 428.9838 | -0.00163 | 670.1415 | 0.00378 | 428.9838 | 0.00217 | 669.377 | 0 | 670.1415 | 0.00186 | 428.9838 | 0.4489 | 429.607 | 0.41602
| 442.0988 | 0.00085945 | 429.2033 | 0.0097582 | 442.0988 | 0.00134 | 429.2033 | 0.0060497 | 423.4335 | 0.053146 | 429.2033 | 0.051111 | 429.8265 | 0.15952 | 423.84 | -0.00059023 | 429.8265 | 0.02298 | 429.8265 | 0.0026299 | 429.8264 | 0.0014461 | 423.84 | 0.00056349 | 429.8265 | 0.00068558 | 441.6438 | 1.5435e-05 | 429.8265 | 0.0011994 | 429.8265 | 0.00035244 | 429.2033 | 0.00047796 | 670.3034 | 0.00422 | 429.2033 | 0.0013711 | 669.5391 | 5.0004e-05 | 670.3034 | 0.0017 | 429.2033 | 0.46461 | 429.8264 | 0.42909
| 442.2117 | 0 | 429.4228 | 0.0093247 | 442.2117 | 0 | 429.4228 | 0.0035407 | 423.6524 | 0.05067 | 429.4228 | 0.046729 | 430.0459 | 0.16037 | 424.06 | -0.0011299 | 430.0459 | 0.02143 | 430.0459 | 0 | 430.0459 | 0 | 424.06 | 0.00017338 | 430.0459 | 0 | 441.7584 | 3.1362e-05 | 430.0459 | 0 | 430.0459 | 0 | 429.4228 | -0.00088015 | 670.4653 | 0.00359 | 429.4228 | -0.0020793 | 669.7012 | 0 | 670.4653 | 0.0019 | 429.4228 | 0.47386 | 430.0459 | 0.43954
| 442.3246 | 0.00053603 | 429.6424 | 0.0090392 | 442.3246 | 0.00109 | 429.6424 | 0.0049641 | 423.8714 | 0.05104 | 429.6424 | 0.048449 | 430.2654 | 0.16771 | 424.28 | 0.0022428 | 430.2654 | 0.02545 | 430.2654 | 0.0025422 | 430.2654 | 0.0014373 | 424.28 | -0.001322 | 430.2654 | 0.0018997 | 441.873 | 1.6091e-05 | 430.2654 | 0.0016643 | 430.2654 | 0.00015653 | 429.6424 | 0.00147 | 670.6272 | 0.00419 | 429.6424 | -0.00046185 | 669.8634 | 5.0004e-05 | 670.6272 | 0.00178 | 429.6424 | 0.49134 | 430.2654 | 0.45297
| 442.4375 | 0 | 429.8619 | 0.009051 | 442.4375 | 0 | 429.8619 | 0.0011784 | 424.0903 | 0.049044 | 429.8619 | 0.04497 | 430.4849 | 0.16934 | 424.5 | 0.00035414 | 430.485 | 0.02312 | 430.4849 | 0 | 430.485 | 0 | 424.5 | -2.1673e-05 | 430.4849 | 0 | 441.9875 | 3.0425e-05 | 430.4849 | 0 | 430.485 | 0 | 429.8619 | -0.00118 | 670.7892 | 0.00434 | 429.8619 | -0.0050374 | 670.0255 | 0 | 670.7892 | 0.00194 | 429.8619 | 0.49856 | 430.485 | 0.46266
| 442.5504 | 0.00035636 | 430.0815 | 0.0085494 | 442.5504 | 0.0004335 | 430.0815 | 0.0052274 | 424.3093 | 0.048788 | 430.0815 | 0.046852 | 430.7045 | 0.17906 | 424.72 | 0.0029512 | 430.7045 | 0.02669 | 430.7045 | 0.0030188 | 430.7045 | 0.0013646 | 424.72 | -0.00063934 | 430.7045 | 0.0012195 | 442.1021 | 1.4592e-05 | 430.7045 | 0.0011174 | 430.7045 | 0.00012927 | 430.0815 | 0.00169 | 670.9511 | 0.0038 | 430.0815 | -0.00038823 | 670.1876 | 6.9993e-05 | 670.9511 | 0.00175 | 430.0815 | 0.52187 | 430.7045 | 0.47698
| 442.6633 | 0 | 430.3011 | 0.0091594 | 442.6633 | 0 | 430.3011 | 0.0014133 | 424.5283 | 0.04632 | 430.3011 | 0.043383 | 430.924 | 0.18122 | 424.94 | 0.0010624 | 430.924 | 0.02425 | 430.924 | 0 | 430.924 | 0 | 424.94 | 0.00056349 | 430.924 | 0 | 442.2167 | 2.7075e-05 | 430.924 | 0 | 430.924 | 0 | 430.3011 | -0.00162 | 671.1131 | 0.00394 | 430.3011 | -0.003889 | 670.3497 | 0 | 671.1131 | 0.0019 | 430.3011 | 0.53437 | 430.924 | 0.48644
| 442.7762 | 0.00030245 | 430.5207 | 0.0093293 | 442.7762 | 0.00118 | 430.5207 | 0.0052589 | 424.7473 | 0.045618 | 430.5207 | 0.0451 | 431.1436 | 0.19022 | 425.16 | 0.00082632 | 431.1436 | 0.02888 | 431.1436 | 0.0031803 | 431.1436 | 0.0011258 | 425.16 | -0.00028175 | 431.1436 | 0.00095959 | 442.3313 | 1.2624e-05 | 431.1436 | 0.0012509 | 431.1436 | 0.00033104 | 430.5207 | 0.00074014 | 671.275 | 0.00318 | 430.5207 | 0.00017563 | 670.5119 | 6.9993e-05 | 671.275 | 0.00172 | 430.5207 | 0.55151 | 431.1436 | 0.50082
| 442.8891 | 0 | 430.7404 | 0.0090179 | 442.8891 | 0 | 430.7404 | 0.0028848 | 424.9662 | 0.044065 | 430.7404 | 0.041516 | 431.3631 | 0.19537 | 425.38 | -0.0011973 | 431.3631 | 0.02716 | 431.3631 | 0 | 431.3631 | 0 | 425.38 | 0.00066102 | 431.3631 | 0 | 442.4458 | 2.7591e-05 | 431.3631 | 0 | 431.3631 | 0 | 430.7403 | -0.00206 | 671.437 | 0.00431 | 430.7404 | 4.4633e-05 | 670.674 | 0 | 671.437 | 0.00182 | 430.7403 | 0.56415 | 431.3631 | 0.512
| 443.002 | 0.00030245 | 430.96 | 0.0099883 | 443.002 | 0.00139 | 430.96 | 0.0045389 | 425.1852 | 0.043698 | 430.96 | 0.043678 | 431.5827 | 0.20973 | 425.6 | 0.00032042 | 431.5827 | 0.03165 | 431.5827 | 0.0025384 | 431.5827 | 0.0017155 | 425.6 | -0.00028175 | 431.5827 | 0.00096467 | 442.5604 | 1.5107e-05 | 431.5827 | 0.0005218 | 431.5827 | 0.00027407 | 430.96 | 0.00109 | 671.5989 | 0.00371 | 430.96 | 0.0012285 | 670.8362 | 5.0004e-05 | 671.5989 | 0.00169 | 430.96 | 0.5912 | 431.5827 | 0.527
| 443.1149 | 0 | 431.1796 | 0.0095144 | 443.1149 | 0 | 431.1796 | 0.0023319 | 425.4043 | 0.041882 | 431.1796 | 0.040377 | 431.8023 | 0.2181 | 425.82 | -0.0010624 | 431.8023 | 0.03052 | 431.8023 | 0 | 431.8023 | 0 | 425.82 | 7.5855e-05 | 431.8023 | 0 | 442.675 | 3.0788e-05 | 431.8023 | 0 | 431.8023 | 0 | 431.1796 | -0.0012 | 671.7609 | 0.00294 | 431.1796 | -0.00038255 | 670.9983 | 0 | 671.7609 | 0.00194 | 431.1796 | 0.61218 | 431.8023 | 0.5429
| 443.2278 | 0.00136 | 431.3993 | 0.010265 | 443.2278 | 0.00046818 | 431.3993 | 0.0038218 | 425.6233 | 0.0421 | 431.3993 | 0.042245 | 432.0219 | 0.22883 | 426.04 | -0.00079259 | 432.0219 | 0.03521 | 432.0219 | 0.0023735 | 432.0219 | 0.0019765 | 426.04 | 0.0009211 | 432.0219 | 0.0016021 | 442.7896 | 1.5728e-05 | 432.0219 | 0.0018995 | 432.0219 | 0.00034582 | 431.3993 | 0.00133 | 671.9229 | 0.0057 | 431.3993 | 0.0016317 | 671.1605 | 6.9993e-05 | 671.9229 | 0.00181 | 431.3993 | 0.6344 | 432.0219 | 0.56125
| 443.3407 | 0 | 431.619 | 0.0094887 | 443.3407 | 0 | 431.619 | 0.0016982 | 425.8423 | 0.039993 | 431.619 | 0.038668 | 432.2415 | 0.23484 | 426.26 | -0.00042159 | 432.2415 | 0.03391 | 432.2415 | 0 | 432.2415 | 0 | 426.26 | -0.00037928 | 432.2415 | 0 | 442.9042 | 3.149e-05 | 432.2415 | 0 | 432.2415 | 0 | 431.619 | -0.00109 | 672.0848 | 0.00387 | 431.619 | 7.721e-05 | 671.3227 | 0 | 672.0848 | 0.00192 | 431.619 | 0.64439 | 432.2415 | 0.57555
| 443.4536 | 0.0012 | 431.8387 | 0.010107 | 443.4536 | 0.00053755 | 431.8387 | 0.0042665 | 426.0614 | 0.040516 | 431.8387 | 0.039134 | 432.4612 | 0.24329 | 426.48 | -0.0023441 | 432.4612 | 0.03819 | 432.4612 | 0.0020881 | 432.4612 | 0.0018705 | 426.48 | 0.00033593 | 432.4612 | 0.00054872 | 443.0188 | 1.5868e-05 | 432.4612 | 0.00050244 | 432.4611 | 0.00028498 | 431.8387 | 0.00069739 | 672.2468 | 0.00436 | 431.8387 | 0.0034766 | 671.4848 | 5.0004e-05 | 672.2468 | 0.00176 | 431.8387 | 0.65058 | 432.4612 | 0.58843
| 443.5666 | 0 | 432.0584 | 0.0092471 | 443.5666 | 0 | 432.0584 | 0.0015713 | 426.2805 | 0.038103 | 432.0584 | 0.035193 | 432.6808 | 0.24565 | 426.7 | -0.0016695 | 432.6808 | 0.03709 | 432.6808 | 0 | 432.6808 | 0 | 426.7 | -0.00093193 | 432.6808 | 0 | 443.1334 | 3.1795e-05 | 432.6808 | 0 | 432.6808 | 0 | 432.0584 | -0.0005655 | 672.4088 | 0.00367 | 432.0584 | 0.0014718 | 671.647 | 0 | 672.4088 | 0.0019 | 432.0584 | 0.6512 | 432.6808 | 0.59574
| 443.6795 | 0.00124 | 432.2781 | 0.0086704 | 443.6795 | 0.00065893 | 432.2781 | 0.0049131 | 426.4995 | 0.036725 | 432.2781 | 0.036357 | 432.9005 | 0.2577 | 426.92 | 0.00011805 | 432.9005 | 0.04032 | 432.9005 | 0.0020007 | 432.9005 | 0.0015908 | 426.92 | -0.0014196 | 432.9005 | 0.00044786 | 443.2481 | 1.5997e-05 | 432.9005 | 0.0008705 | 432.9005 | 0.00037161 | 432.2781 | 0.00042433 | 672.5708 | 0.0038 | 432.2781 | -0.0015005 | 671.8092 | 6.9993e-05 | 672.5708 | 0.00175 | 432.2781 | 0.66189 | 432.9005 | 0.60473
| 443.7924 | 0 | 432.4979 | 0.008522 | 443.7924 | 0 | 432.4979 | 0.0026944 | 426.7186 | 0.035636 | 432.4979 | 0.033077 | 433.1202 | 0.26205 | 427.14 | 0.00059023 | 433.1202 | 0.03912 | 433.1202 | 0 | 433.1201 | 0 | 427.14 | -0.0010295 | 433.1202 | 0 | 443.3627 | 3.0261e-05 | 433.1202 | 0 | 433.1202 | 0 | 432.4979 | -0.00225 | 672.7328 | 0.00394 | 432.4979 | -0.0037658 | 671.9714 | 0 | 672.7328 | 0.0019 | 432.4979 | 0.66968 | 433.1201 | 0.61411
| 443.9053 | 0.00058994 | 432.7176 | 0.0092593 | 443.9053 | 0.00172 | 432.7176 | 0.0051021 | 426.9377 | 0.035362 | 432.7176 | 0.034735 | 433.3398 | 0.27487 | 427.36 | 0.001366 | 433.3398 | 0.0431 | 433.3398 | 0.0017206 | 433.3398 | 0.0015776 | 427.36 | 0.0010836 | 433.3398 | 0.0008778 | 443.4773 | 1.4428e-05 | 433.3398 | 0.0006884 | 433.3398 | 0.00041114 | 432.7176 | 0.00234 | 672.8948 | 0.00438 | 432.7176 | 0.0002706 | 672.1336 | 6.9993e-05 | 672.8948 | 0.00183 | 432.7176 | 0.6857 | 433.3398 | 0.62895
| 444.0182 | 0 | 432.9374 | 0.0093917 | 444.0182 | 0 | 432.9374 | 0.0023576 | 427.1569 | 0.033487 | 432.9374 | 0.031334 | 433.5595 | 0.28141 | 427.58 | -1.6864e-05 | 433.5595 | 0.04274 | 433.5595 | 0.00018665 | 433.5595 | 0 | 427.58 | -0.0015171 | 433.5595 | 0 | 443.5919 | 2.9991e-05 | 433.5595 | 0 | 433.5595 | 0 | 432.9374 | -0.00138 | 673.0569 | 0.00466 | 432.9374 | -0.00073809 | 672.2958 | 0 | 673.0569 | 0.00193 | 432.9374 | 0.70422 | 433.5595 | 0.64296
| 444.1311 | 0.00091335 | 433.1572 | 0.0091816 | 444.1311 | 0.00251 | 433.1572 | 0.0041429 | 427.376 | 0.03365 | 433.1572 | 0.03298 | 433.7793 | 0.29691 | 427.8 | 0.0018044 | 433.7793 | 0.04711 | 433.7793 | 0.0022869 | 433.7793 | 0.00072197 | 427.8 | -0.00050931 | 433.7793 | 0.00052992 | 443.7066 | 1.581e-05 | 433.7793 | 4.4383e-05 | 433.7793 | 0.00040534 | 433.1572 | 0.00030099 | 673.2189 | 0.00508 | 433.1572 | 0.0014816 | 672.458 | 5.0004e-05 | 673.2189 | 0.00172 | 433.1572 | 0.72382 | 433.7793 | 0.6609
| 444.244 | 0 | 433.377 | 0.0088519 | 444.244 | 0 | 433.377 | 0.0011143 | 427.5951 | 0.031923 | 433.377 | 0.030033 | 433.999 | 0.30418 | 428.02 | -0.0022428 | 433.999 | 0.04679 | 433.999 | 0 | 433.999 | 0 | 428.02 | -0.00037928 | 433.999 | 0 | 443.8212 | 3.053e-05 | 433.999 | 0 | 433.999 | 0 | 433.377 | -0.00241 | 673.3809 | 0.00327 | 433.377 | 0.0015002 | 672.6202 | 0 | 673.3809 | 0.00185 | 433.377 | 0.73635 | 433.999 | 0.67513
| 444.3569 | 0.00115 | 433.5968 | 0.0093752 | 444.3569 | 0.00064159 | 433.5968 | 0.0043621 | 427.8143 | 0.031624 | 433.5968 | 0.031528 | 434.2187 | 0.31885 | 428.24 | -0.001231 | 434.2187 | 0.05144 | 434.2187 | 0.00098975 | 434.2188 | 0.0010208 | 428.24 | 0.00010836 | 434.2187 | 0.00059898 | 443.9359 | 1.4966e-05 | 434.2187 | 0.00097513 | 434.2188 | 0.00029644 | 433.5968 | 0.00116 | 673.543 | 0.00485 | 433.5968 | 0.0036046 | 672.7824 | 6.9993e-05 | 673.543 | 0.00176 | 433.5968 | 0.75499 | 434.2188 | 0.69171
| 444.4699 | 0 | 433.8166 | 0.009127 | 444.4699 | 0 | 433.8166 | 0.0018333 | 428.0334 | 0.029821 | 433.8166 | 0.028224 | 434.4385 | 0.3282 | 428.46 | 0.0013997 | 434.4385 | 0.05157 | 434.4385 | 0.0010307 | 434.4385 | 0 | 428.46 | -0.00021673 | 434.4385 | 0 | 444.0505 | 2.8902e-05 | 434.4385 | 0 | 434.4385 | 0 | 433.8166 | -0.00138 | 673.705 | 0.0035 | 433.8166 | -0.0026102 | 672.9447 | 0 | 673.705 | 0.00189 | 433.8166 | 0.76588 | 434.4385 | 0.70316
| 444.5828 | 0.00053603 | 434.0364 | 0.0093361 | 444.5828 | 0.0007803 | 434.0364 | 0.0044822 | 428.2526 | 0.030093 | 434.0364 | 0.029382 | 434.6583 | 0.33874 | 428.68 | 0.001366 | 434.6583 | 0.05583 | 434.6583 | 0.0017016 | 434.6583 | 0.0012788 | 428.68 | 0.0002384 | 434.6583 | 0.0012877 | 444.1652 | 1.4311e-05 | 434.6583 | 0.001158 | 434.6583 | 0.00030969 | 434.0364 | 0.00187 | 673.867 | 0.00445 | 434.0364 | 0.00028451 | 673.1069 | 6.9993e-05 | 673.867 | 0.00172 | 434.0364 | 0.78477 | 434.6583 | 0.71786
| 444.6957 | 0 | 434.2563 | 0.0085934 | 444.6957 | 0 | 434.2563 | 0.0013944 | 428.4718 | 0.027482 | 434.2563 | 0.026032 | 434.8781 | 0.33947 | 428.9 | 0.002108 | 434.878 | 0.05565 | 434.8781 | 0 | 434.8781 | 0 | 428.9 | -0.00031426 | 434.8781 | 0 | 444.2798 | 2.9418e-05 | 434.8781 | 0 | 434.878 | 0 | 434.2563 | -0.00136 | 674.0291 | 0.00672 | 434.2563 | -0.0036272 | 673.2691 | 0 | 674.0291 | 0.00184 | 434.2563 | 0.78839 | 434.8781 | 0.72757
| 444.8086 | 0.00089539 | 434.4761 | 0.0093873 | 444.8086 | 0.00118 | 434.4761 | 0.005045 | 428.691 | 0.027952 | 434.4761 | 0.027359 | 435.0978 | 0.34679 | 429.12 | 0.00075887 | 435.0978 | 0.05704 | 435.0978 | 0.0024951 | 435.0978 | 0.0013456 | 429.12 | -0.00099695 | 435.0978 | 0.0012366 | 444.3945 | 1.5376e-05 | 435.0978 | 0.0012874 | 435.0978 | 0.00022125 | 434.4762 | 0.00206 | 674.1912 | 0.00535 | 434.4761 | 0.0013266 | 673.4314 | 5.0004e-05 | 674.1912 | 0.00171 | 434.4762 | 0.79721 | 435.0978 | 0.74213
| 444.9216 | 0 | 434.696 | 0.008783 | 444.9216 | 0 | 434.696 | 0.00072711 | 428.9102 | 0.02618 | 434.696 | 0.023985 | 435.3177 | 0.35234 | 429.34 | -0.0014672 | 435.3177 | 0.05744 | 435.3177 | 0.00070426 | 435.3177 | 0 | 429.34 | -0.00041178 | 435.3177 | 0 | 444.5091 | 3.0097e-05 | 435.3177 | 0 | 435.3177 | 0 | 434.696 | -0.0012 | 674.3532 | 0.00482 | 434.696 | -0.0011096 | 673.5936 | 0 | 674.3532 | 0.00183 | 434.696 | 0.79446 | 435.3177 | 0.75309
| 445.0345 | 0.00019465 | 434.9159 | 0.0093268 | 445.0345 | 0.00093636 | 434.9159 | 0.0041461 | 429.1294 | 0.025918 | 434.9159 | 0.025553 | 435.5375 | 0.36558 | 429.56 | 0.0009275 | 435.5375 | 0.06193 | 435.5375 | 0.002767 | 435.5375 | 0.0016154 | 429.56 | 4.3346e-05 | 435.5375 | 0.0013193 | 444.6238 | 1.5072e-05 | 435.5375 | 0.0012109 | 435.5375 | 0.00020331 | 434.9159 | 0.00093163 | 674.5153 | 0.00401 | 434.9159 | 0.0015645 | 673.7559 | 6.9993e-05 | 674.5153 | 0.00175 | 434.9159 | 0.82492 | 435.5375 | 0.7665
| 445.1474 | 0 | 435.1358 | 0.0086308 | 445.1474 | 0 | 435.1358 | 0.0016395 | 429.3487 | 0.024752 | 435.1358 | 0.023209 | 435.7573 | 0.37804 | 429.78 | -0.00065769 | 435.7573 | 0.06362 | 435.7573 | 0.0010441 | 435.7573 | 9.2214e-05 | 429.78 | -0.0030125 | 435.7573 | 0 | 444.7385 | 3.0343e-05 | 435.7573 | 0 | 435.7573 | 0 | 435.1358 | -0.0005919 | 674.6774 | 0.00308 | 435.1358 | -0.0031088 | 673.9181 | 0 | 674.6774 | 0.00192 | 435.1358 | 0.84081 | 435.7573 | 0.77822
| 445.2603 | 0.00098522 | 435.3558 | 0.0090617 | 445.2603 | 0.00172 | 435.3558 | 0.0034575 | 429.5679 | 0.024939 | 435.3558 | 0.024862 | 435.9772 | 0.39304 | 430 | -0.0013322 | 435.9772 | 0.06751 | 435.9772 | 0.0013427 | 435.9772 | 0.0010727 | 430 | 0.00088859 | 435.9772 | 0.00028669 | 444.8532 | 1.5599e-05 | 435.9772 | 0.00084859 | 435.9772 | 5.942e-05 | 435.3558 | 0.00075322 | 674.8395 | 0.00436 | 435.3558 | 0.0019634 | 674.0804 | 6.9993e-05 | 674.8395 | 0.00179 | 435.3558 | 0.86804 | 435.9772 | 0.79138
| 445.3733 | 0 | 435.5757 | 0.0086203 | 445.3733 | 0 | 435.5757 | 0.0014244 | 429.7872 | 0.022951 | 435.5757 | 0.021732 | 436.197 | 0.40162 | 430.22 | 0.00042159 | 436.197 | 0.06706 | 436.197 | 0 | 436.1971 | 0 | 430.22 | -0.0016147 | 436.197 | 0 | 444.9679 | 3.2193e-05 | 436.197 | 0 | 436.197 | 0 | 435.5757 | -0.00197 | 675.0015 | 0.00345 | 435.5757 | -0.00092532 | 674.2427 | 0 | 675.0015 | 0.00187 | 435.5757 | 0.87668 | 436.1971 | 0.8023
| 445.4862 | 0.00087741 | 435.7957 | 0.0094434 | 445.4862 | 0.00158 | 435.7957 | 0.0033769 | 430.0064 | 0.022795 | 435.7957 | 0.023447 | 436.4169 | 0.41489 | 430.44 | 0.00086005 | 436.4169 | 0.07356 | 436.4169 | 0.0028513 | 436.4169 | 0.0016336 | 430.44 | 0.0009211 | 436.4169 | 0.00063618 | 445.0826 | 1.6957e-05 | 436.4169 | 0.0012131 | 436.4169 | 0.00019509 | 435.7957 | 0.00087384 | 675.1636 | 0.00471 | 435.7957 | 0.0047587 | 674.4049 | 5.0004e-05 | 675.1636 | 0.00171 | 435.7957 | 0.8903 | 436.4169 | 0.81485
| 445.5991 | 0 | 436.0156 | 0.0086372 | 445.5991 | 0 | 436.0156 | 0.00050925 | 430.2257 | 0.021115 | 436.0156 | 0.020494 | 436.6368 | 0.42539 | 430.66 | 0.00025296 | 436.6368 | 0.07365 | 436.6368 | 0.00044488 | 436.6368 | 3.2348e-05 | 430.66 | -0.001322 | 436.6368 | 0 | 445.1972 | 3.3177e-05 | 436.6368 | 0 | 436.6368 | 0 | 436.0156 | -0.00167 | 675.3257 | 0.00399 | 436.0156 | -0.00031379 | 674.5672 | 0 | 675.3257 | 0.00178 | 436.0156 | 0.90171 | 436.6368 | 0.82654
| 445.712 | 0.00082352 | 436.2356 | 0.0088792 | 445.712 | 0.00102 | 436.2356 | 0.0040285 | 430.445 | 0.021844 | 436.2356 | 0.021826 | 436.8567 | 0.44046 | 430.88 | -0.0010287 | 436.8567 | 0.07897 | 436.8567 | 0.0019852 | 436.8567 | 0.0013968 | 430.88 | 0.00088859 | 436.8567 | 0.00073239 | 445.312 | 1.65e-05 | 436.8567 | 0.0011183 | 436.8567 | 0.00015999 | 436.2356 | 0.00097855 | 675.4879 | 0.00455 | 436.2356 | 0.00057623 | 674.7295 | 6.9993e-05 | 675.4879 | 0.00162 | 436.2356 | 0.91395 | 436.8567 | 0.83829
| 445.825 | 0 | 436.4556 | 0.0086016 | 445.825 | 0 | 436.4556 | 0.0010469 | 430.6643 | 0.020003 | 436.4556 | 0.018892 | 437.0767 | 0.44781 | 431.1 | 0.00015177 | 437.0766 | 0.07916 | 437.0767 | 0.00065929 | 437.0767 | 0 | 431.1 | 7.5855e-05 | 437.0767 | 0 | 445.4266 | 3.1244e-05 | 437.0767 | 0 | 437.0767 | 0 | 436.4556 | -0.00056414 | 675.65 | 0.00429 | 436.4556 | -0.004296 | 674.8918 | 0 | 675.65 | 0.00177 | 436.4556 | 0.90665 | 437.0767 | 0.84909
| 445.9379 | 0.00089539 | 436.6756 | 0.0088901 | 445.9379 | 0.00137 | 436.6756 | 0.0034264 | 430.8836 | 0.020441 | 436.6756 | 0.020324 | 437.2966 | 0.46371 | 431.32 | 0.0016695 | 437.2966 | 0.08497 | 437.2966 | 0.0025624 | 437.2966 | 0.0013119 | 431.32 | 0.0014088 | 437.2966 | 0.00068744 | 445.5414 | 1.4908e-05 | 437.2966 | 0.00093089 | 437.2966 | 0.00033018 | 436.6756 | 0.00136 | 675.8121 | 0.0035 | 436.6756 | 0.0011929 | 675.0541 | 5.0004e-05 | 675.8121 | 0.00161 | 436.6756 | 0.91544 | 437.2966 | 0.86119
| 446.0509 | 0 | 436.8956 | 0.0087692 | 446.0509 | 0 | 436.8956 | 0.0014114 | 431.1029 | 0.018843 | 436.8956 | 0.01781 | 437.5165 | 0.47456 | 431.54 | -0.0016695 | 437.5165 | 0.08581 | 437.5165 | 0.00050677 | 437.5165 | 6.0701e-05 | 431.54 | -0.0020047 | 437.5165 | 0 | 445.6561 | 2.9968e-05 | 437.5165 | 0 | 437.5165 | 0 | 436.8956 | -0.00082126 | 675.9742 | 0.00388 | 436.8956 | -0.00094062 | 675.2164 | 0 | 675.9742 | 0.00175 | 436.8956 | 0.92579 | 437.5165 | 0.87206
| 446.1638 | 0.00176 | 437.1157 | 0.0088501 | 446.1638 | 0.00060691 | 437.1157 | 0.003403 | 431.3223 | 0.01916 | 437.1157 | 0.019463 | 437.7365 | 0.48663 | 431.76 | 0.0009275 | 437.7365 | 0.09076 | 437.7365 | 0.0030674 | 437.7365 | 0.00084759 | 431.76 | 0.00059601 | 437.7365 | 0.00048173 | 445.7708 | 1.5353e-05 | 437.7365 | 0.001325 | 437.7365 | 0.00028717 | 437.1157 | 0.00078859 | 676.1364 | 0.00447 | 437.1157 | 0.00067651 | 675.3787 | 5.0004e-05 | 676.1364 | 0.00165 | 437.1157 | 0.93502 | 437.7365 | 0.8832
| 446.2767 | 0 | 437.3357 | 0.0084253 | 446.2767 | 0 | 437.3357 | 0.0016341 | 431.5416 | 0.017275 | 437.3357 | 0.01635 | 437.9565 | 0.49107 | 431.98 | 0.003221 | 437.9565 | 0.09032 | 437.9565 | 0.00064953 | 437.9565 | 0 | 431.98 | -0.00067186 | 437.9565 | 0 | 445.8855 | 2.9722e-05 | 437.9565 | 0 | 437.9565 | 0 | 437.3357 | -0.00105 | 676.2985 | 0.0039 | 437.3357 | -0.0020949 | 675.541 | 0 | 676.2985 | 0.00184 | 437.3357 | 0.93421 | 437.9565 | 0.89014
| 446.3897 | 0.00048213 | 437.5558 | 0.0089016 | 446.3897 | 0.00153 | 437.5558 | 0.0045766 | 431.761 | 0.017425 | 437.5558 | 0.018252 | 438.1765 | 0.5122 | 432.2 | 0.00035414 | 438.1765 | 0.096 | 438.1765 | 0.002347 | 438.1765 | 0.0012629 | 432.2 | 0.00085607 | 438.1765 | 0.0012309 | 446.0002 | 1.4662e-05 | 438.1765 | 0.0012634 | 438.1764 | 0.00011076 | 437.5558 | 0.00055231 | 676.4606 | 0.00403 | 437.5558 | 0.0024039 | 675.7033 | 6.9993e-05 | 676.4606 | 0.00173 | 437.5558 | 0.95033 | 438.1765 | 0.90255
| 446.5026 | 0 | 437.7759 | 0.0081829 | 446.5026 | 0 | 437.7759 | 0.0013022 | 431.9804 | 0.016291 | 437.7759 | 0.015694 | 438.3965 | 0.5227 | 432.42 | 0.0011636 | 438.3965 | 0.09754 | 438.3965 | 0.00052782 | 438.3965 | 0 | 432.42 | -0.00024923 | 438.3965 | 0 | 446.115 | 2.8036e-05 | 438.3965 | 0 | 438.3965 | 0 | 437.7759 | -0.00105 | 676.6228 | 0.00517 | 437.7759 | -0.0013173 | 675.8656 | 0 | 676.6228 | 0.00179 | 437.7759 | 0.96023 | 438.3965 | 0.91015
| 446.6155 | 0.000554 | 437.996 | 0.0088742 | 446.6155 | 0.00039883 | 437.996 | 0.004026 | 432.1998 | 0.016447 | 437.996 | 0.017918 | 438.6165 | 0.54237 | 432.64 | 0.0014672 | 438.6165 | 0.10456 | 438.6165 | 0.0040353 | 438.6165 | 0.00204 | 432.64 | -0.00021673 | 438.6165 | 0.0017943 | 446.2297 | 1.3585e-05 | 438.6165 | 0.0011704 | 438.6165 | 0.00056602 | 437.996 | 0.00139 | 676.785 | 0.00306 | 437.996 | 0.0048231 | 676.028 | 5.0004e-05 | 676.785 | 0.0017 | 437.996 | 0.97902 | 438.6165 | 0.91865
| 446.7285 | 0 | 438.2161 | 0.0085275 | 446.7285 | 0 | 438.2161 | 0.00031559 | 432.4192 | 0.015389 | 438.2161 | 0.015304 | 438.8365 | 0.55672 | 432.87 | 0.0032884 | 438.8365 | 0.10758 | 438.8365 | 0.00071274 | 438.8365 | 0.00010932 | 432.87 | -0.00073687 | 438.8365 | 0 | 446.3444 | 2.9769e-05 | 438.8365 | 0 | 438.8365 | 0 | 438.2161 | -0.00128 | 676.9471 | 0.00483 | 438.2161 | -0.0014104 | 676.1903 | 0 | 676.9471 | 0.00181 | 438.2161 | 0.98998 | 438.8365 | 0.92677
| 446.8414 | 0.00039229 | 438.4362 | 0.0087786 | 446.8414 | 0.00010404 | 438.4362 | 0.002666 | 432.6386 | 0.015685 | 438.4362 | 0.016577 | 439.0566 | 0.57517 | 433.09 | 0.0014334 | 439.0566 | 0.11381 | 439.0566 | 0.0026895 | 439.0565 | 0.0012262 | 433.09 | -0.0016797 | 439.0566 | 0.0010861 | 446.4592 | 1.636e-05 | 439.0566 | 0.0011852 | 439.0566 | 0.00029305 | 438.4362 | 0.00037563 | 677.1093 | 0.00536 | 438.4362 | 0.0030519 | 676.3527 | 5.0004e-05 | 677.1093 | 0.00176 | 438.4362 | 0.99994 | 439.0565 | 0.93724
| 446.9544 | 0 | 438.6564 | 0.0081373 | 446.9544 | 0 | 438.6564 | 0.0021987 | 432.858 | 0.014686 | 438.6564 | 0.013852 | 439.2766 | 0.58648 | 433.31 | 0.00059023 | 439.2766 | 0.11486 | 439.2766 | 0 | 439.2766 | 0 | 433.31 | -0.00076939 | 439.2766 | 0 | 446.5739 | 3.2451e-05 | 439.2766 | 0 | 439.2766 | 0 | 438.6564 | -0.00098745 | 677.2715 | 0.00404 | 438.6564 | 0.00086095 | 676.515 | 0 | 677.2715 | 0.00189 | 438.6564 | 0.9884 | 439.2766 | 0.94382
| 447.0673 | 0.00163 | 438.8765 | 0.0088995 | 447.0673 | 0.00213 | 438.8765 | 0.0037787 | 433.0774 | 0.014755 | 438.8765 | 0.015868 | 439.4967 | 0.60421 | 433.53 | 0.0028162 | 439.4967 | 0.12315 | 439.4967 | 0.0034412 | 439.4967 | 0.0017251 | 433.53 | 0.0015387 | 439.4967 | 0.00084176 | 446.6887 | 1.6301e-05 | 439.4967 | 0.0010503 | 439.4967 | 0.00019484 | 438.8765 | 0.00155 | 677.4336 | 0.00419 | 438.8765 | 0.0029139 | 676.6774 | 5.0004e-05 | 677.4336 | 0.00178 | 438.8765 | 1 | 439.4967 | 0.95313
| 447.1803 | 0 | 439.0967 | 0.0080686 | 447.1803 | 0 | 439.0967 | 0.0024555 | 433.2969 | 0.013352 | 439.0967 | 0.012907 | 439.7168 | 0.61058 | 433.75 | 0.0044015 | 439.7168 | 0.12349 | 439.7168 | 0.00085793 | 439.7168 | 0 | 433.75 | -0.00024923 | 439.7168 | 0 | 446.8034 | 3.2111e-05 | 439.7168 | 0 | 439.7168 | 0 | 439.0967 | -0.00134 | 677.5958 | 0.00306 | 439.0967 | -0.001122 | 676.8397 | 0 | 677.5958 | 0.00189 | 439.0967 | 0.99389 | 439.7168 | 0.95837
| 447.2932 | 0 | 439.3169 | 0.0085724 | 447.2932 | 0.00208 | 439.3169 | 0.0028457 | 433.5163 | 0.013694 | 439.3169 | 0.01475 | 439.9369 | 0.6226 | 433.97 | 0.0045026 | 439.9369 | 0.12923 | 439.9369 | 0.0036838 | 439.9369 | 0.001825 | 433.97 | 0.00027091 | 439.9369 | 0.00050307 | 446.9182 | 1.6009e-05 | 439.9369 | 0.0010766 | 439.9369 | 0.00029304 | 439.3169 | 0.00111 | 677.758 | 0.00436 | 439.3169 | 0.0025947 | 677.0021 | 5.0004e-05 | 677.758 | 0.00175 | 439.3169 | 0.98796 | 439.9369 | 0.96645
| 447.4062 | 0 | 439.5371 | 0.0080581 | 447.4062 | 0 | 439.5371 | 0.0019495 | 433.7358 | 0.012612 | 439.5371 | 0.012101 | 440.157 | 0.62936 | 434.19 | 0.0052109 | 440.157 | 0.13024 | 440.157 | 0.00094837 | 440.157 | 0 | 434.19 | -0.0030776 | 440.157 | 0 | 447.033 | 3.176e-05 | 440.157 | 0 | 440.157 | 0 | 439.5371 | -0.00101 | 677.9202 | 0.00348 | 439.5371 | -0.0012974 | 677.1644 | 0 | 677.9202 | 0.00188 | 439.5371 | 0.9732 | 440.157 | 0.97239
| 447.5191 | 0.00015871 | 439.7573 | 0.0080294 | 447.5191 | 0.00158 | 439.7573 | 0.0024213 | 433.9553 | 0.013197 | 439.7573 | 0.014026 | 440.3771 | 0.64877 | 434.41 | 0.0038955 | 440.3771 | 0.13806 | 440.3771 | 0.0035967 | 440.3771 | 0.0014802 | 434.41 | -0.00041178 | 440.3771 | 0.0012025 | 447.1477 | 1.581e-05 | 440.3771 | 0.00086876 | 440.3771 | 0.00018062 | 439.7573 | 0.00107 | 678.0824 | 0.0035 | 439.7573 | 0.00061391 | 677.3268 | 8.9995e-05 | 678.0824 | 0.00171 | 439.7573 | 0.97611 | 440.3771 | 0.9793
| 447.6321 | 0 | 439.9775 | 0.0080618 | 447.6321 | 0 | 439.9775 | 0.0014665 | 434.1748 | 0.011709 | 439.9775 | 0.011611 | 440.5973 | 0.65961 | 434.63 | 0.0072682 | 440.5972 | 0.14013 | 440.5973 | 0.00095076 | 440.5973 | 0 | 434.63 | -0.0015496 | 440.5973 | 0 | 447.2625 | 3.2111e-05 | 440.5973 | 0 | 440.5973 | 0 | 439.9775 | -0.00060425 | 678.2446 | 0.00327 | 439.9775 | -0.0015784 | 677.4892 | 0 | 678.2446 | 0.00183 | 439.9775 | 0.97107 | 440.5973 | 0.98369
| 447.745 | 0.00030245 | 440.1977 | 0.0085606 | 447.745 | 0.00239 | 440.1977 | 0.0036079 | 434.3943 | 0.012515 | 440.1977 | 0.013251 | 440.8174 | 0.67161 | 434.85 | 0.0059528 | 440.8174 | 0.14686 | 440.8174 | 0.0040951 | 440.8174 | 0.0021977 | 434.85 | 0.0016038 | 440.8174 | 0.00086995 | 447.3773 | 1.6336e-05 | 440.8174 | 0.0015911 | 440.8174 | 0.0004484 | 440.1977 | 0.00227 | 678.4069 | 0.00454 | 440.1977 | 6.7317e-06 | 677.6516 | 6.9993e-05 | 678.4069 | 0.0017 | 440.1977 | 0.97299 | 440.8174 | 0.9889
| 447.858 | 0 | 440.418 | 0.0078758 | 447.858 | 0 | 440.418 | 0.00046042 | 434.6138 | 0.011379 | 440.418 | 0.01104 | 441.0376 | 0.67872 | 435.07 | 0.0094943 | 441.0376 | 0.14761 | 441.0376 | 0.00080769 | 441.0376 | 0 | 435.07 | -0.0018747 | 441.0376 | 0 | 447.4921 | 3.2884e-05 | 441.0376 | 0 | 441.0376 | 0 | 440.418 | -0.0007709 | 678.5691 | 0.00394 | 440.418 | 0.0023436 | 677.814 | 0 | 678.5691 | 0.00189 | 440.418 | 0.96202 | 441.0376 | 0.99188
| 447.971 | 0.00058994 | 440.6383 | 0.0084309 | 447.971 | 0.00284 | 440.6383 | 0.0037715 | 434.8333 | 0.011771 | 440.6383 | 0.012509 | 441.2578 | 0.70037 | 435.29 | 0.01226 | 441.2577 | 0.15681 | 441.2578 | 0.0035404 | 441.2578 | 0.0014421 | 435.29 | -0.00034676 | 441.2578 | 0.00054831 | 447.6069 | 1.6582e-05 | 441.2578 | 0.00069811 | 441.2577 | 0.00029436 | 440.6383 | 0.0013 | 678.7313 | 0.00368 | 440.6383 | 1.4594e-05 | 677.9764 | 6.9993e-05 | 678.7313 | 0.0018 | 440.6383 | 0.95785 | 441.2578 | 0.99462
| 448.0839 | 0 | 440.8585 | 0.0080511 | 448.0839 | 0 | 440.8585 | 0.00075788 | 435.0529 | 0.011183 | 440.8585 | 0.01096 | 441.4779 | 0.70889 | 435.51 | 0.011956 | 441.478 | 0.1593 | 441.4779 | 0.0014628 | 441.4779 | 0.00050057 | 435.51 | 0.0020915 | 441.4779 | 0 | 447.7217 | 3.1689e-05 | 441.4779 | 0 | 441.4779 | 0 | 440.8585 | -0.00134 | 678.8936 | 0.00309 | 440.8585 | -0.0010236 | 678.1388 | 0 | 678.8936 | 0.00187 | 440.8585 | 0.93904 | 441.4779 | 0.99515
| 448.1969 | 0.00084148 | 441.0788 | 0.0084033 | 448.1969 | 0.00046818 | 441.0788 | 0.0028539 | 435.2724 | 0.011213 | 441.0788 | 0.01196 | 441.6982 | 0.72332 | 435.73 | 0.01 | 441.6982 | 0.16616 | 441.6982 | 0.0042692 | 441.6982 | 0.0017085 | 435.73 | -0.0017446 | 441.6982 | 0.00088827 | 447.8365 | 1.5107e-05 | 441.6982 | 0.00090558 | 441.6981 | 0.00043304 | 441.0788 | 0.00073351 | 679.0558 | 0.00429 | 441.0788 | 0.0025337 | 678.3012 | 8.9995e-05 | 679.0558 | 0.00175 | 441.0788 | 0.94754 | 441.6982 | 0.99835
| 448.3098 | 0 | 441.2992 | 0.0078181 | 448.3098 | 0 | 441.2992 | 0.00082603 | 435.492 | 0.010398 | 441.2992 | 0.0098544 | 441.9184 | 0.7365 | 435.95 | 0.015363 | 441.9184 | 0.16943 | 441.9184 | 0.0016525 | 441.9184 | 0 | 435.95 | -0.001062 | 441.9184 | 0 | 447.9513 | 2.7591e-05 | 441.9184 | 0 | 441.9184 | 0 | 441.2991 | -0.00038544 | 679.218 | 0.00531 | 441.2992 | -0.0010778 | 678.4636 | 0 | 679.218 | 0.00177 | 441.2991 | 0.93973 | 441.9184 | 0.99882
| 448.4228 | 0.00084148 | 441.5195 | 0.0077562 | 448.4228 | 0.00055488 | 441.5195 | 0.0029586 | 435.7115 | 0.010908 | 441.5195 | 0.011569 | 442.1386 | 0.75072 | 436.17 | 0.014318 | 442.1386 | 0.17493 | 442.1386 | 0.0040125 | 442.1386 | 0.0012433 | 436.17 | 0.00069354 | 442.1386 | 0.00070784 | 448.0661 | 1.2484e-05 | 442.1386 | 0.00010517 | 442.1386 | 0.00030378 | 441.5195 | 0.00053302 | 679.3803 | 0.00302 | 441.5195 | 0.00062091 | 678.626 | 6.9993e-05 | 679.3803 | 0.00171 | 441.5195 | 0.92823 | 442.1386 | 1
| 448.5358 | 0 | 441.7398 | 0.0080458 | 448.5358 | 0 | 441.7398 | 0.0011576 | 435.9311 | 0.0097467 | 441.7398 | 0.0093674 | 442.3589 | 0.75871 | 436.39 | 0.021467 | 442.3589 | 0.17974 | 442.3589 | 0.0026361 | 442.3589 | 0.00037373 | 436.39 | -0.0040204 | 442.3589 | 0 | 448.1809 | 2.7778e-05 | 442.3589 | 0 | 442.3589 | 0 | 441.7398 | -0.00153 | 679.5426 | 0.00445 | 441.7398 | -9.3685e-05 | 678.7885 | 0 | 679.5426 | 0.00173 | 441.7398 | 0.91128 | 442.3589 | 0.99562
| 448.6487 | 0.00094928 | 441.9602 | 0.0084162 | 448.6487 | 0.00134 | 441.9602 | 0.0033083 | 436.1507 | 0.010229 | 441.9602 | 0.011309 | 442.5791 | 0.77294 | 436.61 | 0.020793 | 442.5791 | 0.1876 | 442.5791 | 0.0047834 | 442.5791 | 0.0019968 | 436.61 | -0.00076939 | 442.5791 | 0.0010118 | 448.2957 | 1.5575e-05 | 442.5791 | 0.00098203 | 442.5791 | 0.00030322 | 441.9602 | 0.00099314 | 679.7048 | 0.00306 | 441.9602 | 0.0029673 | 678.9509 | 6.9993e-05 | 679.7048 | 0.00175 | 441.9602 | 0.91008 | 442.5791 | 0.99198
| 448.7617 | 0 | 442.1805 | 0.0075968 | 448.7617 | 0 | 442.1805 | 0.00035798 | 436.3703 | 0.009264 | 442.1805 | 0.0093599 | 442.7994 | 0.78979 | 436.83 | 0.023863 | 442.7994 | 0.19138 | 442.7994 | 0.0025905 | 442.7994 | 0.00028332 | 436.83 | -0.00093193 | 442.7994 | 0 | 448.4105 | 3.1022e-05 | 442.7994 | 0 | 442.7994 | 0 | 442.1805 | -0.00191 | 679.8671 | 0.00394 | 442.1805 | 0.00021031 | 679.1133 | 0 | 679.8671 | 0.00186 | 442.1805 | 0.90119 | 442.7994 | 0.98759
| 448.8746 | 0.00129 | 442.4009 | 0.0082372 | 448.8746 | 0.00098839 | 442.4009 | 0.0031914 | 436.59 | 0.010094 | 442.4009 | 0.010805 | 443.0197 | 0.81119 | 437.06 | 0.020895 | 443.0197 | 0.20068 | 443.0197 | 0.0042795 | 443.0197 | 0.0014839 | 437.06 | -0.0012895 | 443.0197 | 0.00098989 | 448.5253 | 1.5786e-05 | 443.0197 | 0.0012841 | 443.0197 | 0.00041198 | 442.4009 | 0.0007952 | 680.0294 | 0.00406 | 442.4009 | -0.00064513 | 679.2758 | 6.9993e-05 | 680.0294 | 0.00183 | 442.4009 | 0.90185 | 443.0197 | 0.98351
| 448.9876 | 0 | 442.6213 | 0.0081634 | 448.9876 | 0 | 442.6213 | 0.00092724 | 436.8096 | 0.009254 | 442.6213 | 0.0086952 | 443.24 | 0.82736 | 437.28 | 0.030068 | 443.24 | 0.20711 | 443.24 | 0.003018 | 443.24 | 0.00041904 | 437.28 | -0.00054182 | 443.24 | 0 | 448.6402 | 3.1432e-05 | 443.24 | 0 | 443.24 | 0 | 442.6213 | -0.00092692 | 680.1917 | 0.00466 | 442.6213 | 0.00051597 | 679.4382 | 0 | 680.1917 | 0.00195 | 442.6213 | 0.89121 | 443.24 | 0.97038
| 449.1006 | 0.00138 | 442.8417 | 0.0081686 | 449.1006 | 0.0007803 | 442.8417 | 0.0030164 | 437.0292 | 0.0094887 | 442.8417 | 0.010252 | 443.4603 | 0.83992 | 437.5 | 0.029764 | 443.4603 | 0.2147 | 443.4603 | 0.005054 | 443.4603 | 0.00069333 | 437.5 | 0.0017988 | 443.4603 | 0.00079103 | 448.755 | 1.6032e-05 | 443.4603 | 0.0014309 | 443.4603 | 0.00018141 | 442.8417 | 0.00079048 | 680.354 | 0.00455 | 442.8417 | 3.0311e-05 | 679.6006 | 8.9995e-05 | 680.354 | 0.00184 | 442.8417 | 0.87859 | 443.4603 | 0.94959
| 449.2136 | 0 | 443.0622 | 0.0078931 | 449.2136 | 0 | 443.0622 | 0.00076644 | 437.2489 | 0.0080043 | 443.0622 | 0.0082383 | 443.6806 | 0.83788 | 437.72 | 0.037253 | 443.6806 | 0.2152 | 443.6806 | 0.0025657 | 443.6806 | 0 | 437.72 | -0.00028175 | 443.6806 | 0 | 448.8698 | 3.0179e-05 | 443.6806 | 0 | 443.6806 | 0 | 443.0622 | -0.00095148 | 680.5163 | 0.00359 | 443.0622 | -0.0031192 | 679.7631 | 0 | 680.5163 | 0.00196 | 443.0622 | 0.83936 | 443.6806 | 0.91873
| 449.3265 | 0.00098522 | 443.2826 | 0.007754 | 449.3265 | 0.00118 | 443.2826 | 0.0036074 | 437.4686 | 0.0079551 | 443.2826 | 0.010016 | 443.901 | 0.83834 | 437.94 | 0.037994 | 443.901 | 0.21944 | 443.901 | 0.0043359 | 443.901 | 0.001209 | 437.94 | -0.00073687 | 443.901 | 0.00024719 | 448.9847 | 1.4252e-05 | 443.901 | 0.001017 | 443.901 | 0.00028952 | 443.2826 | 0.00046349 | 680.6786 | 0.00531 | 443.2826 | 0.0017862 | 679.9256 | 3.0002e-05 | 680.6786 | 0.00183 | 443.2826 | 0.80469 | 443.901 | 0.89188
| 449.4395 | 0 | 443.5031 | 0.0076626 | 449.4395 | 0 | 443.5031 | 0.00063724 | 437.6882 | 0.0079344 | 443.5031 | 0.0075698 | 444.1213 | 0.83731 | 438.16 | 0.043188 | 444.1213 | 0.22215 | 444.1213 | 0.0028023 | 444.1213 | 0.00044925 | 438.16 | -0.00034676 | 444.1213 | 0 | 449.0995 | 2.964e-05 | 444.1213 | 0 | 444.1213 | 0 | 443.503 | -0.00188 | 680.8409 | 0.00241 | 443.5031 | -0.0015588 | 680.088 | 0 | 680.8409 | 0.00191 | 443.503 | 0.77333 | 444.1213 | 0.87052
| 449.5525 | 0.001 | 443.7235 | 0.0078493 | 449.5525 | 0.00206 | 443.7235 | 0.0018836 | 437.9079 | 0.0077206 | 443.7235 | 0.0092899 | 444.3417 | 0.83825 | 438.38 | 0.041265 | 444.3417 | 0.22694 | 444.3417 | 0.0054245 | 444.3417 | 0.0017551 | 438.38 | 0.00069354 | 444.3417 | 0.0010376 | 449.2144 | 1.5786e-05 | 444.3417 | 0.00051679 | 444.3417 | 0.00043472 | 443.7235 | 0.00148 | 681.0032 | 0.00433 | 443.7235 | -0.0005875 | 680.2505 | 3.0002e-05 | 681.0032 | 0.00177 | 443.7235 | 0.74673 | 444.3417 | 0.84106
| 449.6655 | 0 | 443.944 | 0.0073119 | 449.6655 | 0 | 443.944 | -0.0002364 | 438.1277 | 0.0070791 | 443.944 | 0.0069731 | 444.5621 | 0.83719 | 438.6 | 0.052058 | 444.5621 | 0.22906 | 444.5621 | 0.00327 | 444.5621 | 0.00024166 | 438.6 | -0.00089942 | 444.5621 | 0 | 449.3292 | 3.1221e-05 | 444.5621 | 0 | 444.5621 | 0 | 443.944 | -0.00168 | 681.1655 | 0.00309 | 443.944 | -0.0023959 | 680.413 | 0 | 681.1655 | 0.00187 | 443.944 | 0.72311 | 444.5621 | 0.81596
| 449.7784 | 0.00163 | 444.1645 | 0.0076101 | 449.7784 | 0.00064159 | 444.1645 | 0.0023272 | 438.3474 | 0.0073396 | 444.1645 | 0.0088597 | 444.7825 | 0.84074 | 438.82 | 0.053171 | 444.7825 | 0.23574 | 444.7825 | 0.0054543 | 444.7825 | 0.0014763 | 438.82 | 0.00075855 | 444.7825 | 0.00058139 | 449.4441 | 1.581e-05 | 444.7825 | 0.00078717 | 444.7825 | 0.00024942 | 444.1645 | 0.00112 | 681.3278 | 0.0039 | 444.1645 | 2.1224e-05 | 680.5755 | 5.0004e-05 | 681.3278 | 0.00173 | 444.1645 | 0.71782 | 444.7825 | 0.80102
| 449.8914 | 0 | 444.385 | 0.0076275 | 449.8914 | 0 | 444.385 | 4.6584e-05 | 438.5671 | 0.0062943 | 444.385 | 0.0069756 | 445.0029 | 0.85766 | 439.04 | 0.059681 | 445.0029 | 0.24215 | 445.0029 | 0.0041566 | 445.0029 | 0.00073937 | 439.04 | -0.0013871 | 445.0029 | 0 | 449.559 | 2.9418e-05 | 445.0029 | 0 | 445.0029 | 0 | 444.385 | -0.00092811 | 681.4902 | 0.00338 | 444.385 | -0.00021567 | 680.738 | 0 | 681.4902 | 0.0019 | 444.385 | 0.7236 | 445.0029 | 0.79282
| 450.0044 | 0.00073368 | 444.6055 | 0.0072384 | 450.0044 | 0.00076297 | 444.6055 | 0.0021668 | 438.7868 | 0.0070556 | 444.6055 | 0.0084422 | 445.2233 | 0.86583 | 439.26 | 0.054993 | 445.2233 | 0.2509 | 445.2233 | 0.0053251 | 445.2233 | 0.0017472 | 439.26 | -0.0015171 | 445.2233 | 0.0014109 | 449.6738 | 1.3983e-05 | 445.2233 | 0.00049521 | 445.2233 | 0.00024107 | 444.6055 | 0.00052921 | 681.6525 | 0.0045 | 444.6055 | 0.0015435 | 680.9005 | 5.0004e-05 | 681.6525 | 0.00177 | 444.6055 | 0.71846 | 445.2233 | 0.78306
| 450.1174 | 0 | 444.8261 | 0.0073413 | 450.1174 | 0 | 444.8261 | 0.001262 | 439.0066 | 0.0062222 | 444.8261 | 0.0066873 | 445.4438 | 0.87057 | 439.48 | 0.066089 | 445.4438 | 0.25488 | 445.4438 | 0.0033763 | 445.4438 | 0.00038893 | 439.48 | -0.0001192 | 445.4438 | 0 | 449.7887 | 2.8539e-05 | 445.4438 | 0 | 445.4438 | 0 | 444.8261 | -0.00151 | 681.8148 | 0.0041 | 444.8261 | 0.00028751 | 681.063 | 0 | 681.8148 | 0.00187 | 444.8261 | 0.71106 | 445.4438 | 0.76895
| 450.2304 | 0.00019465 | 445.0466 | 0.007561 | 450.2304 | 0.00168 | 445.0466 | 0.0027776 | 439.2263 | 0.0069478 | 445.0466 | 0.0084835 | 445.6642 | 0.88562 | 439.7 | 0.068147 | 445.6642 | 0.2672 | 445.6642 | 0.0061798 | 445.6642 | 0.0013456 | 439.7 | 0.00082357 | 445.6642 | 0.0010307 | 449.9036 | 1.4662e-05 | 445.6642 | 0.00071548 | 445.6642 | 0.00034441 | 445.0466 | 0.00071752 | 681.9772 | 0.00336 | 445.0466 | 0.002387 | 681.2255 | 6.9993e-05 | 681.9772 | 0.00166 | 445.0466 | 0.71399 | 445.6642 | 0.7601
| 450.3433 | 0 | 445.2672 | 0.0066705 | 450.3433 | 0 | 445.2672 | 0.00033511 | 439.4461 | 0.0059945 | 445.2672 | 0.0062682 | 445.8847 | 0.90251 | 439.93 | 0.075735 | 445.8847 | 0.27506 | 445.8847 | 0.0040706 | 445.8847 | 0 | 439.93 | -0.0019397 | 445.8847 | 0 | 450.0185 | 2.8902e-05 | 445.8847 | 0 | 445.8847 | 0 | 445.2672 | -0.00114 | 682.1396 | 0.00462 | 445.2672 | -0.0024988 | 681.388 | 0 | 682.1396 | 0.00178 | 445.2672 | 0.70557 | 445.8847 | 0.75139
| 450.4563 | 0.00042823 | 445.4878 | 0.0076575 | 450.4563 | 0.00137 | 445.4878 | 0.0023298 | 439.6659 | 0.006718 | 445.4878 | 0.0082313 | 446.1051 | 0.92979 | 440.15 | 0.077522 | 446.1051 | 0.28843 | 446.1051 | 0.0063588 | 446.1052 | 0.0015781 | 440.15 | -0.0016472 | 446.1051 | 0.00054891 | 450.1334 | 1.4334e-05 | 446.1051 | 0.001143 | 446.1052 | 0.00030704 | 445.4878 | 0.00152 | 682.3019 | 0.00464 | 445.4878 | 0.001417 | 681.5505 | 5.0004e-05 | 682.3019 | 0.00169 | 445.4878 | 0.68937 | 446.1052 | 0.74469
| 450.5693 | 0 | 445.7084 | 0.0076175 | 450.5693 | 0 | 445.7084 | 0.00084238 | 439.8857 | 0.0062044 | 445.7084 | 0.0063366 | 446.3256 | 0.94902 | 440.37 | 0.084773 | 446.3256 | 0.29757 | 446.3256 | 0.0048389 | 446.3257 | 0.00051867 | 440.37 | 0.0022864 | 446.3256 | 0 | 450.2482 | 2.8457e-05 | 446.3256 | 0 | 446.3256 | 0 | 445.7084 | -0.00050461 | 682.4643 | 0.00417 | 445.7084 | -0.00020383 | 681.713 | 0 | 682.4643 | 0.00185 | 445.7084 | 0.67671 | 446.3257 | 0.73506
| 450.6823 | 0 | 445.929 | 0.0078533 | 450.6823 | 0.00149 | 445.929 | 0.0034588 | 440.1055 | 0.0068726 | 445.929 | 0.0082737 | 446.5461 | 0.96014 | 440.59 | 0.086831 | 446.5462 | 0.30845 | 446.5461 | 0.0061941 | 446.5461 | 0.0016765 | 440.59 | 0.0009211 | 446.5461 | 0.0013908 | 450.3631 | 1.4498e-05 | 446.5461 | 0.00086843 | 446.5461 | 0.00021518 | 445.929 | 0.00037833 | 682.6267 | 0.00438 | 445.929 | 0.0025567 | 681.8756 | 3.0002e-05 | 682.6267 | 0.0017 | 445.929 | 0.66139 | 446.5461 | 0.72348
| 450.7953 | 0 | 446.1496 | 0.0078571 | 450.7953 | 0 | 446.1496 | 0.00060955 | 440.3253 | 0.0060301 | 446.1496 | 0.0061535 | 446.7667 | 0.97465 | 440.81 | 0.095499 | 446.7667 | 0.31757 | 446.7667 | 0.0055908 | 446.7667 | 0.00037163 | 440.81 | -0.00021673 | 446.7667 | 0 | 450.478 | 2.9066e-05 | 446.7667 | 0 | 446.7667 | 0 | 446.1496 | -0.00133 | 682.789 | 0.00371 | 446.1496 | -0.0033874 | 682.0381 | 0 | 682.789 | 0.00189 | 446.1496 | 0.63742 | 446.7667 | 0.70975
| 450.9083 | 0.00066181 | 446.3702 | 0.0084784 | 450.9083 | 0.00192 | 446.3702 | 0.0041796 | 440.5452 | 0.0061224 | 446.3702 | 0.0082512 | 446.9872 | 0.9974 | 441.03 | 0.095533 | 446.9872 | 0.3336 | 446.9872 | 0.0083164 | 446.9872 | 0.0025761 | 441.03 | -0.00034676 | 446.9872 | 0.0018525 | 450.5929 | 1.492e-05 | 446.9872 | 0.0010901 | 446.9872 | 0.00032609 | 446.3702 | 0.00155 | 682.9514 | 0.00338 | 446.3702 | 0.0020538 | 682.2006 | 6.9993e-05 | 682.9514 | 0.00177 | 446.3702 | 0.6225 | 446.9872 | 0.69643
| 451.0213 | 0 | 446.5909 | 0.0075658 | 451.0213 | 0 | 446.5909 | 0.001257 | 440.765 | 0.0060458 | 446.5909 | 0.0057654 | 447.2077 | 1 | 441.25 | 0.1044 | 447.2077 | 0.33784 | 447.2077 | 0.0060658 | 447.2077 | 0.00020575 | 441.25 | 0.0002384 | 447.2077 | 0 | 450.7079 | 2.9336e-05 | 447.2077 | 0 | 447.2077 | 0 | 446.5909 | -0.00137 | 683.1138 | 0.00271 | 446.5909 | -0.00070532 | 682.3632 | 0 | 683.1138 | 0.00192 | 446.5909 | 0.59933 | 447.2077 | 0.67834
| 451.1343 | 0.00156 | 446.8116 | 0.0078685 | 451.1343 | 0.00139 | 446.8116 | 0.0024996 | 440.9849 | 0.0061772 | 446.8116 | 0.0077091 | 447.4283 | 0.99441 | 441.47 | 0.11034 | 447.4283 | 0.34567 | 447.4283 | 0.0081498 | 447.4283 | 0.0021138 | 441.47 | 0.0011487 | 447.4283 | 0.00084707 | 450.8228 | 1.4756e-05 | 447.4283 | 0.0013529 | 447.4283 | 0.00033571 | 446.8116 | 0.00116 | 683.2762 | 0.00313 | 446.8116 | 0.0035352 | 682.5257 | 8.9995e-05 | 683.2762 | 0.00173 | 446.8116 | 0.58464 | 447.4283 | 0.65764
| 451.2473 | 0 | 447.0322 | 0.0076729 | 451.2473 | 0 | 447.0322 | 0.00097406 | 441.2047 | 0.0049306 | 447.0322 | 0.005296 | 447.6489 | 0.97431 | 441.69 | 0.11965 | 447.6489 | 0.34571 | 447.6489 | 0.0065624 | 447.6489 | 0.00062054 | 441.69 | -0.00099695 | 447.6489 | 0 | 450.9377 | 3.0624e-05 | 447.6489 | 0 | 447.6489 | 0 | 447.0322 | -0.00064251 | 683.4386 | 0.00357 | 447.0322 | -0.00028726 | 682.6883 | 0 | 683.4386 | 0.00184 | 447.0322 | 0.54612 | 447.6489 | 0.63339
| 451.3603 | 0.00019465 | 447.2529 | 0.0068236 | 451.3603 | 0.00083232 | 447.2529 | 0.0021001 | 441.4246 | 0.0061803 | 447.2529 | 0.0070303 | 447.8695 | 0.96429 | 441.91 | 0.1212 | 447.8695 | 0.35203 | 447.8695 | 0.0085882 | 447.8694 | 0.0019679 | 441.91 | 0.0023191 | 447.8695 | 0.0009943 | 451.0526 | 1.6009e-05 | 447.8695 | 0.0011427 | 447.8694 | 0.00027456 | 447.2529 | 0.00166 | 683.601 | 0.00487 | 447.2529 | 0.0010759 | 682.8509 | 8.9995e-05 | 683.601 | 0.00171 | 447.2529 | 0.53354 | 447.8694 | 0.61129
| 451.4733 | 0 | 447.4736 | 0.0073205 | 451.4733 | 0 | 447.4736 | 0.00026683 | 441.6445 | 0.0048366 | 447.4736 | 0.004897 | 448.0901 | 0.95233 | 442.13 | 0.12589 | 448.0901 | 0.35392 | 448.0901 | 0.006248 | 448.0901 | 0.00035842 | 442.13 | -0.0012245 | 448.0901 | 0 | 451.1675 | 3.1198e-05 | 448.0901 | 0 | 448.0901 | 0 | 447.4736 | -0.00078862 | 683.7635 | 0.00461 | 447.4736 | -0.0038307 | 683.0134 | 0 | 683.7635 | 0.00187 | 447.4736 | 0.5057 | 448.0901 | 0.58808
| 451.5863 | 0 | 447.6944 | 0.007707 | 451.5863 | 0.00149 | 447.6944 | 0.0025671 | 441.8644 | 0.005814 | 447.6944 | 0.0068784 | 448.3107 | 0.95198 | 442.36 | 0.12417 | 448.3107 | 0.36255 | 448.3107 | 0.0094258 | 448.3107 | 0.0021084 | 442.36 | 0.0012137 | 448.3107 | 0.0010655 | 451.2825 | 1.5482e-05 | 448.3107 | 0.0010728 | 448.3107 | 0.00025417 | 447.6944 | 0.0008349 | 683.9259 | 0.00471 | 447.6944 | 0.0007037 | 683.176 | 6.9993e-05 | 683.9259 | 0.00177 | 447.6944 | 0.49134 | 448.3107 | 0.5707
| 451.6993 | 0 | 447.9151 | 0.0070368 | 451.6993 | 0 | 447.9151 | 0.0011513 | 442.0843 | 0.0046389 | 447.9151 | 0.0052926 | 448.5313 | 0.9475 | 442.58 | 0.13381 | 448.5313 | 0.37108 | 448.5313 | 0.0070203 | 448.5313 | 0.00061378 | 442.58 | -0.0021673 | 448.5313 | 0 | 451.3974 | 3.2064e-05 | 448.5313 | 0 | 448.5313 | 0 | 447.9151 | -0.0012 | 684.0883 | 0.0035 | 447.9151 | 0.0004284 | 683.3386 | 0 | 684.0883 | 0.00191 | 447.9151 | 0.47476 | 448.5313 | 0.55224
| 451.8123 | 5.091e-05 | 448.1359 | 0.0074763 | 451.8123 | 0.00175 | 448.1359 | 0.0020039 | 442.3042 | 0.0049625 | 448.1359 | 0.0067382 | 448.7519 | 0.95654 | 442.8 | 0.1406 | 448.7519 | 0.38553 | 448.7519 | 0.0099583 | 448.752 | 0.0017227 | 442.8 | 0.00088859 | 448.7519 | 0.00071289 | 451.5124 | 1.691e-05 | 448.7519 | 0.00094455 | 448.752 | 0.00014898 | 448.1359 | 0.00161 | 684.2507 | 0.0041 | 448.1359 | 0.0001803 | 683.5012 | 3.0002e-05 | 684.2507 | 0.00176 | 448.1359 | 0.47182 | 448.752 | 0.53848
| 451.9253 | 0 | 448.3566 | 0.007444 | 451.9253 | 8.6901e-05 | 448.3566 | 9.2831e-06 | 442.5242 | 0.0045443 | 448.3566 | 0.0046423 | 448.9726 | 0.96375 | 443.02 | 0.1494 | 448.9726 | 0.39747 | 448.9726 | 0.0087066 | 448.9726 | 0.00074158 | 443.02 | 0.00049847 | 448.9726 | 0 | 451.6273 | 3.19e-05 | 448.9726 | 0 | 448.9726 | 0 | 448.3566 | -0.0008538 | 684.4132 | 0.00381 | 448.3566 | -0.0031855 | 683.6638 | 0 | 684.4132 | 0.00195 | 448.3566 | 0.45541 | 448.9726 | 0.52342
| 452.0383 | 0.00129 | 448.5774 | 0.0080614 | 452.0383 | 0.00118 | 448.5774 | 0.0030447 | 442.7441 | 0.0054757 | 448.5774 | 0.0068552 | 449.1933 | 0.95891 | 443.24 | 0.15375 | 449.1933 | 0.40841 | 449.1933 | 0.010716 | 449.1933 | 0.002525 | 443.24 | 0.0015062 | 449.1933 | 0.00062823 | 451.7422 | 1.5236e-05 | 449.1933 | 0.0014106 | 449.1933 | 0.00038546 | 448.5774 | 0.00101 | 684.5756 | 0.00441 | 448.5774 | 0.0026179 | 683.8264 | 6.9993e-05 | 684.5756 | 0.00182 | 448.5774 | 0.44816 | 449.1933 | 0.50921
| 452.1513 | 0 | 448.7982 | 0.0073798 | 452.1513 | 0 | 448.7982 | 0.0010772 | 442.9641 | 0.004386 | 448.7982 | 0.0046149 | 449.4139 | 0.94511 | 443.46 | 0.16393 | 449.4139 | 0.41309 | 449.4139 | 0.0091452 | 449.4139 | 0.00060023 | 443.46 | 0.0019614 | 449.4139 | 0 | 451.8572 | 2.841e-05 | 449.4139 | 0 | 449.4139 | 0 | 448.7982 | -0.00036886 | 684.7381 | 0.00186 | 448.7982 | -0.0010015 | 683.989 | 0 | 684.7381 | 0.00201 | 448.7982 | 0.43436 | 449.4139 | 0.4907
| 452.2643 | 0.00058994 | 449.019 | 0.0080164 | 452.2643 | 0.00189 | 449.019 | 0.0036992 | 443.1841 | 0.0045545 | 449.019 | 0.0068039 | 449.6346 | 0.94099 | 443.68 | 0.15968 | 449.6346 | 0.42477 | 449.6346 | 0.011174 | 449.6346 | 0.0027544 | 443.68 | 0.0017013 | 449.6346 | 0.001855 | 451.9721 | 1.3222e-05 | 449.6346 | 0.001431 | 449.6346 | 0.00032402 | 449.019 | 0.00072872 | 684.9005 | 0.00556 | 449.019 | 0.00084184 | 684.1516 | 5.0004e-05 | 684.9005 | 0.00184 | 449.019 | 0.42296 | 449.6346 | 0.47518
| 452.3773 | 0 | 449.2398 | 0.0069281 | 452.3773 | 0 | 449.2398 | 0.0004274 | 443.4041 | 0.0039489 | 449.2398 | 0.0043774 | 449.8553 | 0.934 | 443.9 | 0.17304 | 449.8553 | 0.43283 | 449.8553 | 0.010748 | 449.8553 | 0.00075223 | 443.9 | -0.00067186 | 449.8553 | 0 | 452.0871 | 2.6689e-05 | 449.8553 | 0 | 449.8553 | 0 | 449.2398 | -0.00082398 | 685.063 | 0.00388 | 449.2398 | -0.0036252 | 684.3142 | 0 | 685.063 | 0.00201 | 449.2398 | 0.4121 | 449.8553 | 0.4585
| 452.4903 | 0.00188 | 449.4607 | 0.00742 | 452.4903 | 0.00086701 | 449.4607 | 0.0027328 | 443.6241 | 0.0044563 | 449.4607 | 0.0061601 | 450.0761 | 0.92959 | 444.12 | 0.17803 | 450.0761 | 0.4442 | 450.0761 | 0.011827 | 450.076 | 0.0021381 | 444.12 | 0.00088859 | 450.0761 | 0.0011949 | 452.2021 | 1.3467e-05 | 450.0761 | 0.0011543 | 450.0761 | 0.00031365 | 449.4606 | 5.028e-05 | 685.2255 | 0.00496 | 449.4607 | 0.00053362 | 684.4768 | 6.9993e-05 | 685.2255 | 0.00182 | 449.4606 | 0.40617 | 450.076 | 0.44386
| 452.6033 | 0 | 449.6815 | 0.0072737 | 452.6033 | 0 | 449.6815 | 0.00059282 | 443.8441 | 0.0033469 | 449.6815 | 0.0039521 | 450.2968 | 0.91439 | 444.35 | 0.18984 | 450.2968 | 0.4518 | 450.2968 | 0.010558 | 450.2968 | 0.00063564 | 444.35 | 0.0010836 | 450.2968 | 0 | 452.3171 | 2.9523e-05 | 450.2968 | 0 | 450.2968 | 0 | 449.6815 | -0.00193 | 685.3879 | 0.00464 | 449.6815 | -0.0018483 | 684.6394 | 0 | 685.3879 | 0.00186 | 449.6815 | 0.39342 | 450.2968 | 0.42877
| 452.7163 | 0.00030245 | 449.9024 | 0.0074369 | 452.7163 | 0.00088435 | 449.9024 | 0.0028027 | 444.0641 | 0.0037449 | 449.9024 | 0.0059821 | 450.5175 | 0.9056 | 444.57 | 0.19436 | 450.5175 | 0.46316 | 450.5175 | 0.012864 | 450.5175 | 0.0021744 | 444.57 | 0.0010186 | 450.5175 | 8.3188e-05 | 452.432 | 1.6055e-05 | 450.5175 | 0.00092209 | 450.5176 | 0.00012279 | 449.9024 | 0.0017 | 685.5504 | 0.00371 | 449.9024 | 0.003463 | 684.8021 | 6.9993e-05 | 685.5504 | 0.00165 | 449.9024 | 0.3865 | 450.5175 | 0.41714
| 452.8294 | 0 | 450.1232 | 0.007507 | 452.8294 | 0 | 450.1232 | 0.0017471 | 444.2841 | 0.003432 | 450.1232 | 0.0040129 | 450.7383 | 0.89003 | 444.79 | 0.20285 | 450.7383 | 0.47175 | 450.7383 | 0.011649 | 450.7383 | 0.0009031 | 444.79 | 0.0019614 | 450.7383 | 0 | 452.547 | 3.0998e-05 | 450.7383 | 0 | 450.7383 | 0 | 450.1232 | -0.00239 | 685.7129 | 0.00388 | 450.1232 | -0.0037806 | 684.9647 | 0 | 685.7129 | 0.00179 | 450.1232 | 0.3778 | 450.7383 | 0.40542
| 452.9424 | 0 | 450.3441 | 0.0074969 | 452.9424 | 0.00067626 | 450.3441 | 0.0033111 | 444.5042 | 0.0039761 | 450.3441 | 0.0061289 | 450.9591 | 0.88525 | 445.01 | 0.21017 | 450.9591 | 0.48491 | 450.9591 | 0.013638 | 450.9591 | 0.0024581 | 445.01 | -0.00041178 | 450.9591 | 0.0012315 | 452.662 | 1.499e-05 | 450.9591 | 0.0010741 | 450.9591 | 0.00043887 | 450.3441 | 0.00145 | 685.8754 | 0.00468 | 450.3441 | 0.00089407 | 685.1273 | 8.9995e-05 | 685.8754 | 0.00175 | 450.3441 | 0.3746 | 450.9591 | 0.3948
| 453.0554 | 0 | 450.565 | 0.0071202 | 453.0554 | 0 | 450.565 | 0.00032322 | 444.7242 | 0.003058 | 450.565 | 0.0034823 | 451.1799 | 0.86886 | 445.23 | 0.22073 | 451.1799 | 0.48984 | 451.1799 | 0.010998 | 451.1799 | 0.00068211 | 445.23 | -0.00080189 | 451.1799 | 0 | 452.777 | 2.9195e-05 | 451.1799 | 0 | 451.1799 | 0 | 450.565 | -0.00157 | 686.0379 | 0.00461 | 450.565 | -0.00066739 | 685.29 | 0 | 686.0379 | 0.00193 | 450.565 | 0.36461 | 451.1799 | 0.38372
| 453.1684 | 0.00048213 | 450.786 | 0.0058729 | 453.1684 | 0.00144 | 450.786 | 0.0031481 | 444.9443 | 0.0040956 | 450.786 | 0.0060653 | 451.4007 | 0.86057 | 445.45 | 0.22195 | 451.4007 | 0.50671 | 451.4007 | 0.014673 | 451.4007 | 0.0029103 | 445.45 | -0.00067186 | 451.4007 | 0.00069277 | 452.892 | 1.4334e-05 | 451.4007 | 0.0010258 | 451.4007 | 0.00021817 | 450.786 | 0.00136 | 686.2004 | 0.00496 | 450.786 | 0.0020882 | 685.4526 | 6.9993e-05 | 686.2004 | 0.00184 | 450.786 | 0.36484 | 451.4007 | 0.37462
| 453.2815 | 0 | 451.0069 | 0.0055295 | 453.2815 | 0 | 451.0069 | 0.00088337 | 445.1643 | 0.0031788 | 451.0069 | 0.0036321 | 451.6215 | 0.84499 | 445.67 | 0.23924 | 451.6215 | 0.51514 | 451.6215 | 0.013367 | 451.6215 | 0.0012185 | 445.67 | -0.0025899 | 451.6215 | 0 | 453.007 | 2.8375e-05 | 451.6215 | 0 | 451.6215 | 0 | 451.0069 | -0.00196 | 686.3629 | 0.00376 | 451.0069 | -0.0026829 | 685.6153 | 0 | 686.3629 | 0.00189 | 451.0069 | 0.35344 | 451.6215 | 0.36531
| 453.3945 | 0.00026652 | 451.2278 | 0.0074083 | 453.3945 | 0.00064159 | 451.2278 | 0.0034191 | 445.3844 | 0.003462 | 451.2278 | 0.005826 | 451.8423 | 0.83222 | 445.89 | 0.24144 | 451.8423 | 0.52547 | 451.8423 | 0.016398 | 451.8423 | 0.0025214 | 445.89 | 0.00010836 | 451.8423 | 0.00145 | 453.122 | 1.4205e-05 | 451.8423 | 0.0012319 | 451.8423 | 0.00026916 | 451.2278 | 0.0012 | 686.5254 | 0.00499 | 451.2278 | -0.00090172 | 685.7779 | 6.9993e-05 | 686.5254 | 0.00171 | 451.2278 | 0.34979 | 451.8423 | 0.3567
| 453.5075 | 0.00016197 | 451.4488 | 0.007313 | 453.5075 | 0 | 451.4488 | 0.00067614 | 445.6045 | 0.0032005 | 451.4488 | 0.0036356 | 452.0632 | 0.81799 | 446.12 | 0.25321 | 452.0632 | 0.53526 | 452.0632 | 0.013072 | 452.0631 | 0.0010075 | 446.12 | -0.0013871 | 452.0632 | 0 | 453.237 | 2.9687e-05 | 452.0632 | 0 | 452.0631 | 0 | 451.4488 | -0.00066974 | 686.688 | 0.00274 | 451.4488 | -0.0017881 | 685.9406 | 0 | 686.688 | 0.00178 | 451.4488 | 0.33987 | 452.0631 | 0.34723
| 453.6205 | 0.00109 | 451.6698 | 0.0079629 | 453.6205 | 0.0013 | 451.6698 | 0.0016364 | 445.8246 | 0.0032062 | 451.6698 | 0.0057392 | 452.284 | 0.80271 | 446.34 | 0.25413 | 452.284 | 0.54684 | 452.284 | 0.016376 | 452.284 | 0.003402 | 446.34 | -0.00050931 | 452.284 | 0.00085315 | 453.352 | 1.5646e-05 | 452.284 | 0.0013064 | 452.284 | 0.00032517 | 451.6698 | 0.00136 | 686.8505 | 0.00445 | 451.6698 | 0.0012582 | 686.1033 | 5.0004e-05 | 686.8505 | 0.00174 | 451.6698 | 0.33949 | 452.284 | 0.33871
| 453.7335 | 0 | 451.8908 | 0.0076085 | 453.7335 | 0 | 451.8908 | 3.4481e-05 | 446.0448 | 0.0025042 | 451.8908 | 0.0036872 | 452.5049 | 0.78259 | 446.56 | 0.27159 | 452.5049 | 0.5543 | 452.5049 | 0.014637 | 452.5049 | 0.0014398 | 446.56 | -0.00028175 | 452.5049 | 0 | 453.467 | 2.8703e-05 | 452.5049 | 0 | 452.5049 | 0 | 451.8908 | -0.00117 | 687.013 | 0.00311 | 451.8908 | -0.0016306 | 686.2659 | 0 | 687.013 | 0.00194 | 451.8908 | 0.32666 | 452.5049 | 0.33108
| 453.8466 | 0.00096726 | 452.1118 | 0.0076181 | 453.8466 | 0.0018 | 452.1118 | 0.003039 | 446.2649 | 0.0037055 | 452.1118 | 0.0052138 | 452.7258 | 0.7694 | 446.78 | 0.27119 | 452.7258 | 0.56714 | 452.7258 | 0.017662 | 452.7258 | 0.002509 | 446.78 | -5.4182e-05 | 452.7258 | 0.0019912 | 453.582 | 1.3385e-05 | 452.7258 | 0.0011155 | 452.7258 | 0.00030112 | 452.1118 | 0.0003342 | 687.1756 | 0.00353 | 452.1118 | 0.00093577 | 686.4286 | 8.9995e-05 | 687.1756 | 0.00189 | 452.1118 | 0.32197 | 452.7258 | 0.32482
| 453.9596 | 0 | 452.3328 | 0.0070618 | 453.9596 | 0 | 452.3328 | 0.00029788 | 446.485 | 0.002881 | 452.3328 | 0.0031246 | 452.9467 | 0.74821 | 447 | 0.28636 | 452.9467 | 0.57476 | 452.9467 | 0.015339 | 452.9467 | 0.0011912 | 447 | -0.00050931 | 452.9467 | 0 | 453.6971 | 2.7673e-05 | 452.9467 | 0 | 452.9467 | 0 | 452.3328 | -0.00097402 | 687.3381 | 0.00459 | 452.3328 | -0.0028562 | 686.5913 | 0 | 687.3381 | 0.002 | 452.3328 | 0.30814 | 452.9467 | 0.3163
| 454.0727 | 0.00037433 | 452.5538 | 0.0075584 | 454.0727 | 0.00156 | 452.5538 | 0.0028619 | 446.7052 | 0.0034453 | 452.5538 | 0.0054358 | 453.1676 | 0.73313 | 447.22 | 0.28592 | 453.1676 | 0.58738 | 453.1676 | 0.019414 | 453.1676 | 0.0030542 | 447.22 | 0.0013763 | 453.1676 | 0.0013815 | 453.8121 | 1.4592e-05 | 453.1676 | 0.0012663 | 453.1676 | 0.00017994 | 452.5538 | 0.00169 | 687.5006 | 0.00498 | 452.5538 | 0.0020342 | 686.754 | 6.9993e-05 | 687.5006 | 0.00181 | 452.5538 | 0.30417 | 453.1676 | 0.30971
| 454.1857 | 0 | 452.7749 | 0.0074874 | 454.1857 | 0 | 452.7749 | 0.00025411 | 446.9254 | 0.0024019 | 452.7749 | 0.003247 | 453.3885 | 0.70615 | 447.44 | 0.30481 | 453.3885 | 0.58729 | 453.3885 | 0.017853 | 453.3885 | 0.0017199 | 447.44 | 0.0020589 | 453.3885 | 0 | 453.9271 | 2.9535e-05 | 453.3885 | 0 | 453.3885 | 0 | 452.7749 | -0.00016112 | 687.6632 | 0.00489 | 452.7749 | 1.5621e-05 | 686.9167 | 0 | 687.6632 | 0.00198 | 452.7749 | 0.29183 | 453.3885 | 0.3026
| 454.2987 | 0.00080555 | 452.9959 | 0.0070544 | 454.2987 | 0.00106 | 452.9959 | 0.0025233 | 447.1456 | 0.0031701 | 452.9959 | 0.0049944 | 453.6094 | 0.68639 | 447.66 | 0.31453 | 453.6094 | 0.59741 | 453.6094 | 0.018667 | 453.6094 | 0.0026346 | 447.66 | 0.00040094 | 453.6094 | 0.00024698 | 454.0422 | 1.5376e-05 | 453.6094 | 0.001148 | 453.6094 | 0.00026796 | 452.9959 | 0.0015 | 687.8258 | 0.0038 | 452.9959 | -0.0014601 | 687.0794 | 3.0002e-05 | 687.8258 | 0.00185 | 452.9959 | 0.28397 | 453.6094 | 0.29701
| 454.4118 | 0 | 453.217 | 0.0055977 | 454.4118 | 0 | 453.217 | 0.00071001 | 447.3658 | 0.0027404 | 453.217 | 0.0029507 | 453.8304 | 0.66585 | 447.89 | 0.32629 | 453.8304 | 0.60158 | 453.8304 | 0.018172 | 453.8304 | 0.0015421 | 447.89 | 0.00040094 | 453.8304 | 0 | 454.1572 | 3.0179e-05 | 453.8304 | 0 | 453.8304 | 0 | 453.217 | -0.00116 | 687.9883 | 0.00475 | 453.217 | -0.0011806 | 687.2421 | 0 | 687.9883 | 0.00195 | 453.217 | 0.26941 | 453.8304 | 0.28995
| 454.5248 | 0.00161 | 453.4381 | 0.0074336 | 454.5248 | 0.00111 | 453.4381 | 0.0027469 | 447.586 | 0.0030092 | 453.4381 | 0.0051266 | 454.0513 | 0.65447 | 448.11 | 0.33703 | 454.0513 | 0.6166 | 454.0513 | 0.021367 | 454.0513 | 0.0037846 | 448.11 | 0.0013112 | 454.0513 | 0.00095192 | 454.2722 | 1.5002e-05 | 454.0513 | 0.0010358 | 454.0513 | 0.00028157 | 453.4381 | 0.00111 | 688.1509 | 0.00485 | 453.4381 | -0.0030787 | 687.4049 | 8.9995e-05 | 688.1509 | 0.00174 | 453.4381 | 0.27593 | 454.0513 | 0.28425
| 454.6378 | 0 | 453.6592 | 0.0066129 | 454.6378 | 0 | 453.6592 | 0.0010279 | 447.8062 | 0.0021211 | 453.6592 | 0.0027937 | 454.2723 | 0.63443 | 448.33 | 0.34134 | 454.2723 | 0.62316 | 454.2723 | 0.020709 | 454.2723 | 0.0018319 | 448.33 | -0.00034676 | 454.2723 | 0 | 454.3873 | 3.0038e-05 | 454.2723 | 0 | 454.2723 | 0 | 453.6592 | -0.00084842 | 688.3135 | 0.00452 | 453.6592 | -0.0013922 | 687.5676 | 0 | 688.3135 | 0.00184 | 453.6592 | 0.26312 | 454.2723 | 0.2774
| 454.7509 | 5.091e-05 | 453.8803 | 0.0076609 | 454.7509 | 0.00098839 | 453.8803 | 0.0027335 | 448.0264 | 0.0028173 | 453.8803 | 0.0051656 | 454.4933 | 0.62439 | 448.55 | 0.34802 | 454.4933 | 0.63842 | 454.4933 | 0.023149 | 454.4933 | 0.0038856 | 448.55 | 0.0009536 | 454.4933 | 0.0017367 | 454.5023 | 1.5212e-05 | 454.4933 | 0.00088837 | 454.4933 | 0.00045058 | 453.8803 | 0.00151 | 688.4761 | 0.00469 | 453.8803 | 0.00049532 | 687.7303 | 5.0004e-05 | 688.4761 | 0.0018 | 453.8803 | 0.25791 | 454.4933 | 0.27302
| 454.8639 | 0 | 454.1015 | 0.006608 | 454.8639 | 0 | 454.1015 | 0.00031244 | 448.2466 | 0.0019726 | 454.1015 | 0.002535 | 454.7143 | 0.60257 | 448.77 | 0.36839 | 454.7143 | 0.64842 | 454.7143 | 0.020325 | 454.7143 | 0.0015616 | 448.77 | 0.00017338 | 454.7143 | 0 | 454.6174 | 3.1362e-05 | 454.7143 | 0 | 454.7143 | 0 | 454.1015 | -0.0014 | 688.6387 | 0.00466 | 454.1015 | -0.0019856 | 687.893 | 0 | 688.6387 | 0.00202 | 454.1015 | 0.24864 | 454.7143 | 0.26667
| 454.977 | 0.0006079 | 454.3226 | 0.0076033 | 454.977 | 0.00146 | 454.3226 | 0.0025036 | 448.4669 | 0.0028378 | 454.3226 | 0.0048574 | 454.9353 | 0.59264 | 448.99 | 0.3749 | 454.9353 | 0.66119 | 454.9353 | 0.024895 | 454.9353 | 0.0042536 | 448.99 | 0.0013112 | 454.9353 | 0.001456 | 454.7325 | 1.6173e-05 | 454.9353 | 0.0014721 | 454.9353 | 0.00045035 | 454.3226 | 0.00147 | 688.8013 | 0.0048 | 454.3226 | 0.0029887 | 688.0558 | 3.0002e-05 | 688.8013 | 0.00195 | 454.3226 | 0.24435 | 454.9353 | 0.26197
| 455.09 | 0 | 454.5438 | 0.0074432 | 455.09 | 0 | 454.5438 | 0.00022243 | 448.6872 | 0.0016358 | 454.5438 | 0.0028107 | 455.1563 | 0.57337 | 449.21 | 0.38988 | 455.1563 | 0.66957 | 455.1563 | 0.023659 | 455.1563 | 0.0027975 | 449.21 | -5.4182e-05 | 455.1563 | 0 | 454.8475 | 3.1736e-05 | 455.1563 | 0 | 455.1563 | 0 | 454.5438 | -0.0003556 | 688.9639 | 0.0036 | 454.5438 | -0.00035906 | 688.2185 | 0 | 688.9639 | 0.0021 | 454.5438 | 0.24005 | 455.1563 | 0.25638
| 455.2031 | 8.684e-05 | 454.7649 | 0.006659 | 455.2031 | 0.00165 | 454.7649 | 0.0031688 | 448.9074 | 0.0025912 | 454.7649 | 0.0045717 | 455.3774 | 0.5553 | 449.44 | 0.39113 | 455.3774 | 0.67614 | 455.3774 | 0.025944 | 455.3774 | 0.0036426 | 449.44 | 0.0010186 | 455.3774 | 0.00073981 | 454.9626 | 1.5564e-05 | 455.3774 | 0.00068475 | 455.3774 | 0.00033995 | 454.7649 | 0.00102 | 689.1265 | 0.00454 | 454.7649 | 0.0038018 | 688.3813 | 6.9993e-05 | 689.1265 | 0.0019 | 454.7649 | 0.23803 | 455.3774 | 0.25242
| 455.3161 | 0 | 454.9861 | 0.0064734 | 455.3161 | 0 | 454.9861 | 0.00052534 | 449.1277 | 0.0020155 | 454.9861 | 0.00247 | 455.5984 | 0.53312 | 449.66 | 0.41354 | 455.5985 | 0.68226 | 455.5984 | 0.023873 | 455.5984 | 0.0021236 | 449.66 | -0.0022648 | 455.5984 | 0 | 455.0777 | 3.0753e-05 | 455.5984 | 0 | 455.5985 | 0 | 454.9861 | -0.00082229 | 689.2891 | 0.00397 | 454.9861 | -0.0033301 | 688.544 | 0 | 689.2891 | 0.00202 | 454.9861 | 0.2256 | 455.5984 | 0.24647
| 455.4292 | 0.00030245 | 455.2073 | 0.0069609 | 455.4292 | 0.00113 | 455.2073 | 0.0033486 | 449.348 | 0.0024488 | 455.2073 | 0.0044508 | 455.8195 | 0.52602 | 449.88 | 0.4184 | 455.8195 | 0.69906 | 455.8195 | 0.026687 | 455.8195 | 0.0038531 | 449.88 | -0.0012895 | 455.8195 | 0.00094178 | 455.1928 | 1.5189e-05 | 455.8195 | 0.0011706 | 455.8195 | 0.00034721 | 455.2073 | 0.0013 | 689.4517 | 0.00434 | 455.2073 | 0.0042052 | 688.7068 | 6.9993e-05 | 689.4517 | 0.00179 | 455.2073 | 0.22759 | 455.8195 | 0.24277
| 455.5422 | 0 | 455.4285 | 0.0061556 | 455.5422 | 0 | 455.4285 | 0.00053626 | 449.5683 | 0.0019708 | 455.4285 | 0.0025435 | 456.0406 | 0.51107 | 450.1 | 0.43183 | 456.0406 | 0.7043 | 456.0406 | 0.025812 | 456.0406 | 0.0026266 | 450.1 | -0.0013546 | 456.0406 | 0 | 455.3079 | 3.087e-05 | 456.0406 | 0 | 456.0406 | 0 | 455.4285 | -0.00145 | 689.6144 | 0.00294 | 455.4285 | 0.0036865 | 688.8696 | 0 | 689.6144 | 0.00193 | 455.4285 | 0.21962 | 456.0406 | 0.23739
| 455.6553 | 0.00124 | 455.6498 | 0.0070146 | 455.6553 | 0.00151 | 455.6498 | 0.0024821 | 449.7887 | 0.0023764 | 455.6498 | 0.0039015 | 456.2617 | 0.50199 | 450.32 | 0.44192 | 456.2617 | 0.72018 | 456.2617 | 0.02842 | 456.2617 | 0.0041196 | 450.32 | -0.00021673 | 456.2617 | 0.0014268 | 455.423 | 1.5821e-05 | 456.2617 | 0.0013218 | 456.2617 | 0.00030725 | 455.6498 | 0.00048769 | 689.777 | 0.0044 | 455.6498 | 0.0010414 | 689.0323 | 5.0004e-05 | 689.777 | 0.00181 | 455.6498 | 0.21983 | 456.2617 | 0.23367
| 455.7683 | 0 | 455.871 | 0.0064743 | 455.7683 | 0 | 455.871 | 0.00010819 | 450.009 | 0.0015284 | 455.871 | 0.0021241 | 456.4828 | 0.48132 | 450.54 | 0.46428 | 456.4828 | 0.72536 | 456.4828 | 0.028335 | 456.4828 | 0.0028726 | 450.54 | -0.0023624 | 456.4828 | 0 | 455.538 | 2.9909e-05 | 456.4828 | 0 | 456.4828 | 0 | 455.871 | -0.00126 | 689.9396 | 0.00348 | 455.871 | -0.0024968 | 689.1951 | 0 | 689.9396 | 0.00197 | 455.871 | 0.20934 | 456.4828 | 0.22816
| 455.8814 | 0.00131 | 456.0923 | 0.0070216 | 455.8814 | 0.00084967 | 456.0923 | 0.001511 | 450.2293 | 0.0021259 | 456.0923 | 0.0043173 | 456.7039 | 0.47458 | 450.76 | 0.46998 | 456.7039 | 0.73852 | 456.7039 | 0.031863 | 456.7039 | 0.004305 | 450.76 | 0.00010836 | 456.7039 | 0.00064147 | 455.6531 | 1.4311e-05 | 456.7039 | 0.0014179 | 456.7039 | 0.00045079 | 456.0923 | 0.00138 | 690.1023 | 0.00457 | 456.0923 | 0.0039988 | 689.3579 | 3.0002e-05 | 690.1023 | 0.00181 | 456.0923 | 0.20774 | 456.7039 | 0.22511
| 455.9944 | 0 | 456.3135 | 0.0068237 | 455.9944 | 0 | 456.3135 | -5.992e-05 | 450.4497 | 0.0012429 | 456.3135 | 0.0023465 | 456.9251 | 0.46235 | 450.99 | 0.48913 | 456.9251 | 0.75305 | 456.9251 | 0.030252 | 456.925 | 0.0029586 | 450.99 | -0.00031426 | 456.9251 | 0 | 455.7683 | 2.9359e-05 | 456.9251 | 0 | 456.925 | 0 | 456.3135 | -0.00081552 | 690.2649 | 0.00381 | 456.3135 | -0.0010512 | 689.5207 | 0 | 690.2649 | 0.00185 | 456.3135 | 0.20456 | 456.925 | 0.22063
| 456.1075 | 0.00138 | 456.5348 | 0.006875 | 456.1075 | 0.00146 | 456.5348 | 0.0030173 | 450.6701 | 0.0022237 | 456.5348 | 0.004248 | 457.1462 | 0.45384 | 451.21 | 0.50306 | 457.1462 | 0.76491 | 457.1462 | 0.033246 | 457.1462 | 0.0041217 | 451.21 | 0.0023191 | 457.1462 | 0.0012831 | 455.8834 | 1.5271e-05 | 457.1462 | 0.00093847 | 457.1462 | 0.00023194 | 456.5348 | 0.00076537 | 690.4276 | 0.00441 | 456.5348 | 0.0017911 | 689.6834 | 8.9995e-05 | 690.4276 | 0.00176 | 456.5348 | 0.20389 | 457.1462 | 0.21783
| 456.2206 | 0 | 456.7561 | 0.0066234 | 456.2206 | 0 | 456.7561 | 0.00020912 | 450.8904 | 0.0012919 | 456.7561 | 0.0022025 | 457.3674 | 0.43997 | 451.43 | 0.51774 | 457.3674 | 0.77594 | 457.3674 | 0.031732 | 457.3674 | 0.0030252 | 451.43 | 0.00082357 | 457.3674 | 0 | 455.9985 | 3.087e-05 | 457.3674 | 0 | 457.3674 | 0 | 456.7561 | -0.00167 | 690.5902 | 0.00417 | 456.7561 | 0.0025291 | 689.8463 | 0 | 690.5902 | 0.00195 | 456.7561 | 0.19897 | 457.3674 | 0.21289
| 456.3336 | 0.00098522 | 456.9774 | 0.0070411 | 456.3336 | 0.00158 | 456.9774 | 0.0017235 | 451.1108 | 0.0020238 | 456.9774 | 0.0038747 | 457.5886 | 0.43226 | 451.65 | 0.52431 | 457.5885 | 0.78717 | 457.5886 | 0.035691 | 457.5886 | 0.0048415 | 451.65 | 0.00033593 | 457.5886 | 0.0012944 | 456.1136 | 1.5681e-05 | 457.5886 | 0.0011181 | 457.5886 | 0.00041452 | 456.9774 | 0.00118 | 690.7529 | 0.00526 | 456.9774 | 0.0025925 | 690.0091 | 3.0002e-05 | 690.7529 | 0.00188 | 456.9774 | 0.19886 | 457.5886 | 0.2097
| 456.4467 | 0 | 457.1988 | 0.0062744 | 456.4467 | 0 | 457.1988 | 0.0010406 | 451.3312 | 0.001446 | 457.1988 | 0.001918 | 457.8097 | 0.41631 | 451.87 | 0.54256 | 457.8097 | 0.78947 | 457.8097 | 0.033897 | 457.8098 | 0.0031166 | 451.87 | -0.0027199 | 457.8097 | 0 | 456.2287 | 3.1982e-05 | 457.8097 | 0 | 457.8098 | 0 | 457.1988 | -0.00114 | 690.9156 | 0.00519 | 457.1988 | -0.0025114 | 690.1719 | 0 | 690.9156 | 0.00202 | 457.1988 | 0.19381 | 457.8098 | 0.20496
| 456.5598 | 0.00026652 | 457.4201 | 0.0064998 | 456.5598 | 0.00106 | 457.4201 | 0.0031978 | 451.5517 | 0.0019731 | 457.4201 | 0.0041615 | 458.0309 | 0.40594 | 452.09 | 0.54408 | 458.0309 | 0.79574 | 458.0309 | 0.037128 | 458.0309 | 0.0045381 | 452.09 | 0.0020589 | 458.0309 | 0.00079825 | 456.3438 | 1.6383e-05 | 458.0309 | 0.001365 | 458.0309 | 0.00028106 | 457.4201 | 0.00072899 | 691.0783 | 0.00554 | 457.4201 | -0.0021135 | 690.3347 | 6.9993e-05 | 691.0783 | 0.00176 | 457.4201 | 0.19124 | 458.0309 | 0.20223
| 456.6728 | 0 | 457.6415 | 0.0063854 | 456.6728 | 0 | 457.6415 | 0.0016362 | 451.7721 | 0.001356 | 457.6415 | 0.0020591 | 458.2522 | 0.39252 | 452.32 | 0.56812 | 458.2522 | 0.80263 | 458.2522 | 0.035896 | 458.2522 | 0.0033365 | 452.32 | -0.0016472 | 458.2522 | 0 | 456.459 | 3.1818e-05 | 458.2522 | 0 | 458.2522 | 0 | 457.6415 | -0.00075162 | 691.241 | 0.00413 | 457.6415 | -0.0010012 | 690.4975 | 0 | 691.241 | 0.00194 | 457.6415 | 0.18303 | 458.2522 | 0.19701
| 456.7859 | 0.00023058 | 457.8628 | 0.0060379 | 456.7859 | 0.0003468 | 457.8628 | 0.0021805 | 451.9925 | 0.0018411 | 457.8628 | 0.0038132 | 458.4734 | 0.3839 | 452.54 | 0.57749 | 458.4734 | 0.80949 | 458.4734 | 0.039472 | 458.4734 | 0.0049836 | 452.54 | -0.00080189 | 458.4734 | 0.00099459 | 456.5741 | 1.5517e-05 | 458.4734 | 0.00096685 | 458.4734 | 0.00028016 | 457.8628 | 0.00019323 | 691.4036 | 0.0045 | 457.8628 | -0.0012252 | 690.6603 | 8.9995e-05 | 691.4036 | 0.0018 | 457.8628 | 0.17732 | 458.4734 | 0.19475
| 456.899 | 0 | 458.0842 | 0.0062213 | 456.899 | 0 | 458.0842 | -0.00030385 | 452.213 | 0.001335 | 458.0842 | 0.002336 | 458.6946 | 0.37608 | 452.76 | 0.59217 | 458.6946 | 0.82366 | 458.6946 | 0.038377 | 458.6946 | 0.0031559 | 452.76 | -0.0013546 | 458.6946 | 0 | 456.6892 | 2.9441e-05 | 458.6946 | 0 | 458.6946 | 0 | 458.0842 | -0.00072804 | 691.5663 | 0.00418 | 458.0842 | -0.0012116 | 690.8232 | 0 | 691.5663 | 0.00205 | 458.0842 | 0.17321 | 458.6946 | 0.19015
| 457.0121 | 0.00075165 | 458.3056 | 0.0056936 | 457.0121 | 0.00243 | 458.3056 | 0.001497 | 452.4334 | 0.0021051 | 458.3056 | 0.0040175 | 458.9159 | 0.36867 | 452.98 | 0.60971 | 458.9159 | 0.83625 | 458.9159 | 0.041317 | 458.9159 | 0.0050607 | 452.98 | 0.0010836 | 458.9159 | 0.00027727 | 456.8044 | 1.4147e-05 | 458.9159 | 0.001128 | 458.9159 | 0.0004711 | 458.3056 | 0.00032334 | 691.7291 | 0.00443 | 458.3056 | 0.0016994 | 690.986 | 3.0002e-05 | 691.7291 | 0.00183 | 458.3056 | 0.17217 | 458.9159 | 0.18857
| 457.1251 | 0 | 458.527 | 0.0065925 | 457.1251 | 0 | 458.527 | 0.0015924 | 452.6539 | 0.001481 | 458.527 | 0.0021823 | 459.1372 | 0.36011 | 453.2 | 0.62124 | 459.1372 | 0.84599 | 459.1372 | 0.041931 | 459.1371 | 0.0044528 | 453.2 | -0.00086692 | 459.1372 | 0 | 456.9195 | 2.7485e-05 | 459.1372 | 0.00010725 | 459.1372 | 0 | 458.527 | -0.00136 | 691.8918 | 0.00325 | 458.527 | 0.00025998 | 691.1488 | 0 | 691.8918 | 0.00195 | 458.527 | 0.16732 | 459.1371 | 0.18393
| 457.2382 | 0.00073368 | 458.7484 | 0.0069238 | 457.2382 | 0.0012 | 458.7484 | 0.0016153 | 452.8744 | 0.0021809 | 458.7484 | 0.0040053 | 459.3584 | 0.35636 | 453.42 | 0.62916 | 459.3584 | 0.86369 | 459.3584 | 0.045502 | 459.3584 | 0.0053241 | 453.42 | -0.00070437 | 459.3584 | 0.00024952 | 457.0347 | 1.3526e-05 | 459.3584 | 0.0012363 | 459.3584 | 0.00057874 | 458.7484 | 0.00178 | 692.0545 | 0.00471 | 458.7484 | 0.0012206 | 691.3117 | 6.9993e-05 | 692.0545 | 0.00174 | 458.7484 | 0.16887 | 459.3584 | 0.18115
| 457.3513 | 0 | 458.9699 | 0.0067885 | 457.3513 | 0 | 458.9699 | 0.00053126 | 453.0949 | 0.0011566 | 458.9699 | 0.0020937 | 459.5797 | 0.34718 | 453.65 | 0.65363 | 459.5797 | 0.87081 | 459.5797 | 0.045043 | 459.5797 | 0.0044856 | 453.65 | -0.0015822 | 459.5797 | 0 | 457.1498 | 2.9312e-05 | 459.5797 | 0 | 459.5797 | 0 | 458.9699 | -0.00075492 | 692.2172 | 0.0045 | 458.9699 | -0.0025734 | 691.4745 | 0 | 692.2172 | 0.00194 | 458.9699 | 0.16378 | 459.5797 | 0.17695
| 457.4644 | 0.00073368 | 459.1913 | 0.0071586 | 457.4644 | 0.00231 | 459.1913 | 0.0034863 | 453.3154 | 0.0019317 | 459.1913 | 0.004042 | 459.801 | 0.33915 | 453.87 | 0.66458 | 459.801 | 0.87724 | 459.801 | 0.048446 | 459.8011 | 0.0060862 | 453.87 | -0.001322 | 459.801 | 0.00085373 | 457.265 | 1.6091e-05 | 459.801 | 0.0010865 | 459.8011 | 0.00050447 | 459.1913 | 0.00051675 | 692.3799 | 0.00571 | 459.1913 | 0.0049362 | 691.6374 | 6.9993e-05 | 692.3799 | 0.0018 | 459.1913 | 0.16375 | 459.8011 | 0.17422
| 457.5774 | 0 | 459.4128 | 0.0068313 | 457.5774 | 0 | 459.4128 | 0.00084809 | 453.5359 | 0.0012704 | 459.4128 | 0.0021326 | 460.0224 | 0.32699 | 454.09 | 0.68199 | 460.0224 | 0.87121 | 460.0224 | 0.047329 | 460.0224 | 0.0049906 | 454.09 | -0.0016147 | 460.0224 | 0 | 457.3802 | 3.0261e-05 | 460.0224 | 0 | 460.0224 | 0 | 459.4128 | -0.000789 | 692.5426 | 0.00505 | 459.4128 | 0.00042324 | 691.8003 | 0 | 692.5426 | 0.00195 | 459.4128 | 0.15379 | 460.0224 | 0.16929
| 457.6905 | 0 | 459.6343 | 0.0067906 | 457.6905 | 0.0007803 | 459.6343 | 0.0021423 | 453.7564 | 0.0016198 | 459.6343 | 0.0038221 | 460.2437 | 0.32379 | 454.31 | 0.69238 | 460.2437 | 0.88404 | 460.2437 | 0.051177 | 460.2437 | 0.0063493 | 454.31 | -0.00076939 | 460.2437 | 0.0006762 | 457.4953 | 1.4334e-05 | 460.2437 | 0.00067136 | 460.2437 | 0.00034053 | 459.6343 | 0.00050138 | 692.7054 | 0.00538 | 459.6343 | 0.0014524 | 691.9631 | 3.0002e-05 | 692.7054 | 0.0018 | 459.6343 | 0.16047 | 460.2437 | 0.16665
| 457.8036 | 0 | 459.8558 | 0.0064896 | 457.8036 | 0.00027809 | 459.8558 | -1.8528e-05 | 453.977 | 0.00092459 | 459.8558 | 0.0019477 | 460.4651 | 0.31554 | 454.53 | 0.70162 | 460.4651 | 0.89202 | 460.4651 | 0.048934 | 460.4651 | 0.0046139 | 454.53 | -0.0012245 | 460.4651 | 0 | 457.6105 | 2.8539e-05 | 460.4651 | 0 | 460.4651 | 0 | 459.8558 | -0.00154 | 692.8681 | 0.00612 | 459.8558 | -0.0034533 | 692.126 | 0 | 692.8681 | 0.00192 | 459.8558 | 0.15098 | 460.4651 | 0.1624
| 457.9167 | 0.00116 | 460.0773 | 0.0064268 | 457.9167 | 0.00123 | 460.0773 | 0.002059 | 454.1975 | 0.0015543 | 460.0773 | 0.0042217 | 460.6864 | 0.30947 | 454.75 | 0.72128 | 460.6864 | 0.90164 | 460.6864 | 0.053908 | 460.6864 | 0.0062219 | 454.75 | 0.00075855 | 460.6864 | 0.0011498 | 457.7257 | 1.458e-05 | 460.6864 | 0.0011285 | 460.6864 | 0.00039327 | 460.0773 | 0.00052625 | 693.0309 | 0.00564 | 460.0773 | 0.0025888 | 692.2889 | 6.9993e-05 | 693.0309 | 0.00186 | 460.0773 | 0.1511 | 460.6864 | 0.15946
| 458.0298 | 0 | 460.2988 | 0.0068318 | 458.0298 | 0 | 460.2988 | 0.0010152 | 454.4181 | 0.00099176 | 460.2988 | 0.0018328 | 460.9078 | 0.30512 | 454.98 | 0.73423 | 460.9078 | 0.91691 | 460.9078 | 0.054078 | 460.9078 | 0.0057013 | 454.98 | 0.002514 | 460.9078 | 0 | 457.8408 | 3.0507e-05 | 460.9078 | 0 | 460.9078 | 0 | 460.2988 | -0.00105 | 693.1936 | 0.00443 | 460.2988 | -0.0012589 | 692.4517 | 0 | 693.1936 | 0.00204 | 460.2988 | 0.14652 | 460.9078 | 0.15558
| 458.1429 | 0.00152 | 460.5203 | 0.0064744 | 458.1429 | 0.00163 | 460.5203 | 0.0030041 | 454.6387 | 0.0015181 | 460.5203 | 0.0038729 | 461.1292 | 0.30318 | 455.2 | 0.74489 | 461.1292 | 0.92828 | 461.1292 | 0.057388 | 461.1292 | 0.0065598 | 455.2 | -0.0001192 | 461.1292 | 0.00040232 | 457.956 | 1.6243e-05 | 461.1292 | 0.00048416 | 461.1292 | 0.00045562 | 460.5203 | 0.0008152 | 693.3564 | 0.00586 | 460.5203 | 0.00067179 | 692.6146 | 0.00011 | 693.3564 | 0.00187 | 460.5203 | 0.14624 | 461.1292 | 0.15321
| 458.256 | 0 | 460.7419 | 0.0067004 | 458.256 | 0 | 460.7419 | 0.0015302 | 454.8593 | 0.0010899 | 460.7419 | 0.0017633 | 461.3506 | 0.29467 | 455.42 | 0.7654 | 461.3506 | 0.93452 | 461.3506 | 0.058389 | 461.3506 | 0.0057543 | 455.42 | -0.00093193 | 461.3506 | 0 | 458.0712 | 3.1432e-05 | 461.3506 | 0 | 461.3506 | 0 | 460.7419 | -0.0007846 | 693.5192 | 0.00411 | 460.7419 | -0.00026817 | 692.7775 | 0 | 693.5192 | 0.00198 | 460.7419 | 0.14119 | 461.3506 | 0.14901
| 458.3691 | 0.00057197 | 460.9634 | 0.0067651 | 458.3691 | 0.00158 | 460.9634 | 0.0024293 | 455.0799 | 0.0017648 | 460.9634 | 0.0036493 | 461.572 | 0.29361 | 455.64 | 0.77426 | 461.572 | 0.95332 | 461.572 | 0.061103 | 461.572 | 0.0070339 | 455.64 | -0.00021673 | 461.572 | 0 | 458.1864 | 1.5704e-05 | 461.572 | 0.00091531 | 461.572 | 0.00043882 | 460.9635 | 0.00132 | 693.6819 | 0.00645 | 460.9634 | 0.0016871 | 692.9404 | 8.9995e-05 | 693.6819 | 0.0018 | 460.9635 | 0.14376 | 461.572 | 0.14602
| 458.4822 | 0 | 461.185 | 0.0053171 | 458.4822 | 0 | 461.185 | 0.00069753 | 455.3005 | 0.0011795 | 461.185 | 0.0023349 | 461.7934 | 0.28921 | 455.86 | 0.77852 | 461.7934 | 0.97246 | 461.7934 | 0.063017 | 461.7934 | 0.0064509 | 455.86 | -0.0015496 | 461.7934 | 0 | 458.3016 | 3.0097e-05 | 461.7934 | 0 | 461.7934 | 0 | 461.185 | -0.00124 | 693.8447 | 0.00439 | 461.185 | -0.0011433 | 693.1033 | 0 | 693.8447 | 0.00201 | 461.185 | 0.13876 | 461.7934 | 0.14219
| 458.5953 | 0.00094928 | 461.4066 | 0.0068225 | 458.5953 | 0.00104 | 461.4066 | 0.0023651 | 455.5211 | 0.001393 | 461.4066 | 0.0040966 | 462.0149 | 0.28552 | 456.09 | 0.7944 | 462.0149 | 0.97518 | 462.0149 | 0.065603 | 462.0149 | 0.0075339 | 456.09 | 0.0016038 | 462.0149 | 0.00066727 | 458.4168 | 1.4826e-05 | 462.0149 | 0.0012558 | 462.0149 | 0.00037966 | 461.4066 | 0.00126 | 694.0075 | 0.00478 | 461.4066 | 0.002006 | 693.2663 | 6.9993e-05 | 694.0075 | 0.00182 | 461.4066 | 0.13812 | 462.0149 | 0.13996
| 458.7084 | 0 | 461.6282 | 0.0066589 | 458.7084 | 0 | 461.6282 | 0.00098146 | 455.7417 | 0.0013747 | 461.6282 | 0.0019989 | 462.2363 | 0.27641 | 456.31 | 0.81952 | 462.2363 | 0.97311 | 462.2363 | 0.065838 | 462.2363 | 0.0066913 | 456.31 | -5.4182e-05 | 462.2363 | 0 | 458.532 | 2.9687e-05 | 462.2363 | 0 | 462.2363 | 0 | 461.6282 | -0.00113 | 694.1703 | 0.00561 | 461.6282 | 0.00058514 | 693.4292 | 0 | 694.1703 | 0.00194 | 461.6282 | 0.13246 | 462.2363 | 0.13634
| 458.8215 | 0.00042823 | 461.8498 | 0.0063482 | 458.8215 | 0.00072829 | 461.8498 | 0.0020158 | 455.9624 | 0.0012418 | 461.8498 | 0.0038205 | 462.4578 | 0.2697 | 456.53 | 0.83471 | 462.4578 | 0.9671 | 462.4578 | 0.067875 | 462.4578 | 0.0079431 | 456.53 | 0.0009211 | 462.4578 | 0.0004961 | 458.6472 | 1.5294e-05 | 462.4578 | 0.00076213 | 462.4578 | 0.00043634 | 461.8498 | 0.00075944 | 694.3331 | 0.00396 | 461.8498 | 5.6725e-05 | 693.5921 | 6.9993e-05 | 694.3331 | 0.00182 | 461.8498 | 0.12905 | 462.4578 | 0.13402
| 458.9346 | 0.00044991 | 462.0715 | 0.006347 | 458.9346 | 0 | 462.0715 | 0.00063636 | 456.183 | 0.00090984 | 462.0715 | 0.0019269 | 462.6793 | 0.26219 | 456.75 | 0.83288 | 462.6793 | 0.96451 | 462.6793 | 0.067674 | 462.6793 | 0.0065716 | 456.75 | -8.6692e-05 | 462.6793 | 0 | 458.7625 | 3.0565e-05 | 462.6793 | 0 | 462.6793 | 0 | 462.0715 | -0.00039342 | 694.4959 | 0.00482 | 462.0715 | -0.00085638 | 693.755 | 0 | 694.4959 | 0.00198 | 462.0715 | 0.12298 | 462.6793 | 0.12968
| 459.0477 | 0.00078757 | 462.2931 | 0.0066004 | 459.0477 | 0.00179 | 462.2931 | 0.0026865 | 456.4037 | 0.0016363 | 462.2931 | 0.0035273 | 462.9008 | 0.25702 | 456.97 | 0.84931 | 462.9008 | 0.96458 | 462.9008 | 0.072566 | 462.9008 | 0.0082131 | 456.97 | 1.0836e-05 | 462.9008 | 0.00066127 | 458.8777 | 1.5517e-05 | 462.9008 | 0.00083854 | 462.9008 | 0.00053186 | 462.2931 | 0.00172 | 694.6587 | 0.00619 | 462.2931 | 0.0014276 | 693.918 | 6.9993e-05 | 694.6587 | 0.00188 | 462.2931 | 0.12155 | 462.9008 | 0.12703
| 459.1608 | 0 | 462.5148 | 0.0062683 | 459.1608 | 0 | 462.5148 | 0.0011058 | 456.6244 | 0.00085459 | 462.5148 | 0.001544 | 463.1223 | 0.25076 | 457.19 | 0.8687 | 463.1223 | 0.97161 | 463.1223 | 0.071477 | 463.1223 | 0.0070169 | 457.19 | 0.0031967 | 463.1223 | 0 | 458.9929 | 3.0202e-05 | 463.1223 | 0 | 463.1223 | 0 | 462.5148 | -0.00065811 | 694.8215 | 0.00508 | 462.5148 | 0.00049738 | 694.0809 | 0 | 694.8215 | 0.00207 | 462.5148 | 0.1157 | 463.1223 | 0.12372
| 459.2739 | 0.0012 | 462.7365 | 0.0067027 | 459.2739 | 0.00127 | 462.7365 | 0.0028719 | 456.8451 | 0.0013809 | 462.7365 | 0.0036916 | 463.3438 | 0.24949 | 457.42 | 0.8741 | 463.3438 | 0.98364 | 463.3438 | 0.076867 | 463.3438 | 0.0089829 | 457.42 | -0.0015171 | 463.3438 | 0.00051886 | 459.1081 | 1.4802e-05 | 463.3438 | 0.00090779 | 463.3438 | 0.00034265 | 462.7364 | 0.00133 | 694.9843 | 0.00684 | 462.7365 | 0.0015827 | 694.2438 | 5.0004e-05 | 694.9843 | 0.00201 | 462.7364 | 0.11484 | 463.3438 | 0.12192
| 459.387 | 0 | 462.9581 | 0.0062265 | 459.387 | 0 | 462.9581 | 0.001392 | 457.0658 | 0.0010333 | 462.9581 | 0.0018869 | 463.5653 | 0.24279 | 457.64 | 0.88698 | 463.5654 | 0.98581 | 463.5653 | 0.076931 | 463.5653 | 0.0076936 | 457.64 | 4.3346e-05 | 463.5653 | 0 | 459.2234 | 3.0097e-05 | 463.5653 | 0 | 463.5653 | 0 | 462.9581 | -0.00010038 | 695.1472 | 0.00482 | 462.9581 | -0.0026808 | 694.4068 | 0 | 695.1472 | 0.00213 | 462.9581 | 0.10935 | 463.5653 | 0.11863
| 459.5001 | 0.00188 | 463.1798 | 0.0063802 | 459.5001 | 0.00121 | 463.1798 | 0.0024771 | 457.2865 | 0.001371 | 463.1798 | 0.0035265 | 463.7869 | 0.24238 | 457.86 | 0.8996 | 463.7869 | 1 | 463.7869 | 0.082517 | 463.7869 | 0.0092151 | 457.86 | -0.0014846 | 463.7869 | 0.00049738 | 459.3386 | 1.5599e-05 | 463.7869 | 0.0010817 | 463.7869 | 0.00044296 | 463.1798 | 0.00064656 | 695.31 | 0.00528 | 463.1798 | 0.0014583 | 694.5697 | 6.9993e-05 | 695.31 | 0.00187 | 463.1798 | 0.11012 | 463.7869 | 0.11746
| 459.6132 | 0 | 463.4016 | 0.006496 | 459.6132 | 0 | 463.4016 | 0.00037169 | 457.5072 | 0.00069802 | 463.4016 | 0.0019691 | 464.0085 | 0.23651 | 458.08 | 0.9146 | 464.0085 | 0.99651 | 464.0085 | 0.083481 | 464.0085 | 0.0087739 | 458.08 | -0.0016147 | 464.0085 | 0 | 459.4538 | 3.1057e-05 | 464.0085 | 0 | 464.0084 | 0 | 463.4016 | -0.00076747 | 695.4728 | 0.00563 | 463.4016 | -0.0008312 | 694.7327 | 0 | 695.4728 | 0.00198 | 463.4016 | 0.10633 | 464.0085 | 0.11489
| 459.7263 | 0.00015871 | 463.6233 | 0.0064955 | 459.7263 | 0.00091902 | 463.6233 | 0.0017994 | 457.728 | 0.0013688 | 463.6233 | 0.0035421 | 464.23 | 0.23134 | 458.3 | 0.91133 | 464.23 | 0.99152 | 464.23 | 0.087477 | 464.23 | 0.009679 | 458.3 | -0.0017446 | 464.23 | 0.0012906 | 459.5691 | 1.5973e-05 | 464.23 | 0.0015152 | 464.23 | 0.00045939 | 463.6233 | 0.0013 | 695.6357 | 0.0064 | 463.6233 | 0.0023245 | 694.8957 | 3.0002e-05 | 695.6357 | 0.00187 | 463.6233 | 0.102 | 464.23 | 0.11327
| 459.8395 | 0 | 463.845 | 0.0060893 | 459.8395 | 0 | 463.845 | 0.0014572 | 457.9487 | 0.00085791 | 463.845 | 0.0017909 | 464.4516 | 0.22192 | 458.53 | 0.92763 | 464.4516 | 0.98152 | 464.4516 | 0.08606 | 464.4516 | 0.0088315 | 458.53 | 0.00056349 | 464.4516 | 0 | 459.6843 | 2.9687e-05 | 464.4516 | 0 | 464.4516 | 0 | 463.845 | -0.00012638 | 695.7985 | 0.00659 | 463.845 | 0.0012397 | 695.0586 | 0 | 695.7985 | 0.00213 | 463.845 | 0.09679 | 464.4516 | 0.10977
| 459.9526 | 0.00051807 | 464.0668 | 0.0061749 | 459.9526 | 0.00111 | 464.0668 | 0.0030475 | 458.1695 | 0.00096228 | 464.0668 | 0.0031653 | 464.6732 | 0.21773 | 458.75 | 0.93987 | 464.6732 | 0.97637 | 464.6732 | 0.089562 | 464.6732 | 0.010098 | 458.75 | 0.0009536 | 464.6732 | 0.00066197 | 459.7996 | 1.4229e-05 | 464.6732 | 0.0015188 | 464.6732 | 0.00047455 | 464.0668 | 0.00024048 | 695.9614 | 0.007 | 464.0668 | -0.0015063 | 695.2216 | 6.9993e-05 | 695.9614 | 0.00195 | 464.0668 | 0.09511 | 464.6732 | 0.10752
| 460.0657 | 0 | 464.2886 | 0.0058761 | 460.0657 | 0 | 464.2886 | -0.00016129 | 458.3903 | 0.00042927 | 464.2886 | 0.0017316 | 464.8948 | 0.20654 | 458.97 | 0.94354 | 464.8948 | 0.95758 | 464.8948 | 0.088415 | 464.8948 | 0.0089825 | 458.97 | -0.0032725 | 464.8948 | 0 | 459.9149 | 2.9312e-05 | 464.8948 | 0 | 464.8948 | 0 | 464.2886 | -0.00033851 | 696.1242 | 0.0052 | 464.2886 | -0.00090694 | 695.3846 | 0 | 696.1242 | 0.00213 | 464.2886 | 0.09185 | 464.8948 | 0.10366
| 460.1788 | 0.00076961 | 464.5103 | 0.0059091 | 460.1788 | 0.00192 | 464.5103 | 0.0018382 | 458.6111 | 0.0012722 | 464.5103 | 0.003177 | 465.1165 | 0.20349 | 459.19 | 0.95349 | 465.1165 | 0.95045 | 465.1165 | 0.09288 | 465.1165 | 0.010311 | 459.19 | 0.00027091 | 465.1165 | 0.00046421 | 460.0301 | 1.9334e-05 | 465.1165 | 0.0010197 | 465.1165 | 0.00067828 | 464.5104 | 0.00063013 | 696.2871 | 0.00665 | 464.5103 | 0.0018325 | 695.5476 | 3.0002e-05 | 696.2871 | 0.00204 | 464.5104 | 0.09063 | 465.1165 | 0.10196
| 460.2919 | 0 | 464.7321 | 0.0060461 | 460.2919 | 0 | 464.7321 | 0.002438 | 458.8318 | 0.0011223 | 464.7321 | 0.0029764 | 465.3381 | 0.19795 | 459.41 | 0.96523 | 465.3381 | 0.95879 | 465.3381 | 0.098715 | 465.3381 | 0.010769 | 459.41 | 0.00053099 | 465.3381 | 0.00028515 | 460.1454 | 2.1782e-05 | 465.3381 | 0.00071125 | 465.3381 | 0.00050275 | 464.7321 | 0.00054594 | 696.45 | 0.00672 | 464.7321 | -0.0013442 | 695.7106 | 0 | 696.45 | 0.00208 | 464.7321 | 0.09048 | 465.3381 | 0.099425
| 460.4051 | 0 | 464.954 | 0.0063945 | 460.4051 | 0.00062425 | 464.954 | 0.0010508 | 459.0526 | 0.00079791 | 464.954 | 0.0019661 | 465.5598 | 0.19247 | 459.64 | 0.98321 | 465.5598 | 0.96147 | 465.5598 | 0.10209 | 465.5598 | 0.010929 | 459.64 | -0.0021348 | 465.5598 | 0 | 460.2607 | 1.0926e-05 | 465.5598 | 0 | 465.5598 | 0 | 464.954 | -0.0011 | 696.6128 | 0.00556 | 464.954 | -0.0012049 | 695.8736 | 1.0001e-05 | 696.6128 | 0.00204 | 464.954 | 0.08811 | 465.5598 | 0.097341
| 460.5182 | 0 | 465.1758 | 0.0064296 | 460.5182 | 0 | 465.1758 | 0.0030692 | 459.2735 | 0.0012084 | 465.1758 | 0.0033262 | 465.7814 | 0.19206 | 459.86 | 0.98254 | 465.7814 | 0.96958 | 465.7814 | 0.1063 | 465.7814 | 0.011981 | 459.86 | 0.002449 | 465.7814 | 0.00050889 | 460.3759 | 9.7902e-06 | 465.7814 | 0.0014207 | 465.7814 | 0.00035716 | 465.1758 | 0.00111 | 696.7757 | 0.0067 | 465.1758 | -6.2959e-05 | 696.0366 | 6.6672e-06 | 696.7757 | 0.00193 | 465.1758 | 0.0917 | 465.7814 | 0.096668
| 460.6313 | 0.00023058 | 465.3976 | 0.0060736 | 460.6313 | 0.00086701 | 465.3976 | 0.0010686 | 459.4943 | 0.00067534 | 465.3976 | 0.0016448 | 466.0031 | 0.18605 | 460.08 | 0.98435 | 466.0031 | 0.96884 | 466.0031 | 0.10861 | 466.0031 | 0.011222 | 460.08 | 7.5855e-05 | 466.0031 | 0 | 460.4912 | 1.061e-05 | 466.0031 | 0 | 466.0031 | 0 | 465.3976 | -0.00077149 | 696.9386 | 0.0057 | 465.3976 | -0.0014673 | 696.1996 | 3.0002e-05 | 696.9386 | 0.00201 | 465.3976 | 0.08485 | 466.0031 | 0.09455
| 460.7444 | 0 | 465.6195 | 0.0063972 | 460.7444 | 0 | 465.6195 | 0.0025166 | 459.7151 | 0.0011615 | 465.6195 | 0.0033966 | 466.2248 | 0.18449 | 460.3 | 0.98388 | 466.2248 | 0.97088 | 466.2248 | 0.11331 | 466.2248 | 0.012796 | 460.3 | -0.00086692 | 466.2248 | 0.00041608 | 460.6065 | 8.584e-06 | 466.2248 | 0.00057378 | 466.2248 | 0.00065291 | 465.6195 | 0.00141 | 697.1015 | 0.00914 | 465.6195 | -0.00030001 | 696.3626 | 0 | 697.1015 | 0.00192 | 465.6195 | 0.09188 | 466.2248 | 0.093835
| 460.8576 | 0.00078757 | 465.8414 | 0.0057505 | 460.8576 | 0.00146 | 465.8414 | 0.00082052 | 459.936 | 0.00068116 | 465.8414 | 0.0017822 | 466.4465 | 0.17698 | 460.53 | 0.99185 | 466.4465 | 0.96016 | 466.4465 | 0.11453 | 466.4465 | 0.012151 | 460.53 | -0.00099695 | 466.4465 | 0 | 460.7218 | 9.0759e-06 | 466.4465 | 0 | 466.4465 | 0 | 465.8413 | -0.00108 | 697.2644 | 0.00712 | 465.8414 | -0.0016198 | 696.5256 | 3.0002e-05 | 697.2644 | 0.00198 | 465.8413 | 0.0857 | 466.4465 | 0.0919
| 460.9707 | 0 | 466.0632 | 0.0063663 | 460.9707 | 0 | 466.0632 | 0.0024136 | 460.1569 | 0.0010792 | 466.0632 | 0.0032517 | 466.6682 | 0.17569 | 460.75 | 0.99727 | 466.6682 | 0.95742 | 466.6682 | 0.11944 | 466.6682 | 0.013653 | 460.75 | -0.00041178 | 466.6682 | 0.00028444 | 460.8371 | 9.2632e-06 | 466.6682 | 0.00090308 | 466.6682 | 0.00049009 | 466.0632 | 0.00141 | 697.4273 | 0.00645 | 466.0632 | 0.0013235 | 696.6886 | 0 | 697.4273 | 0.00188 | 466.0632 | 0.08528 | 466.6682 | 0.091199
| 461.0839 | 0.00093132 | 466.2851 | 0.006099 | 461.0839 | 0.00091902 | 466.2851 | 0.0011377 | 460.3777 | 0.00034319 | 466.2851 | 0.0014118 | 466.89 | 0.16879 | 460.97 | 0.99616 | 466.89 | 0.94496 | 466.89 | 0.1196 | 466.89 | 0.012508 | 460.97 | 0.00040094 | 466.89 | 0 | 460.9524 | 1.0844e-05 | 466.89 | 0 | 466.8899 | 0 | 466.2851 | -0.00088385 | 697.5902 | 0.00547 | 466.2851 | 0.00017452 | 696.8517 | 1.0001e-05 | 697.5902 | 0.00196 | 466.2851 | 0.08224 | 466.89 | 0.088983
| 461.197 | 0 | 466.507 | 0.0062355 | 461.197 | 0 | 466.507 | 0.0021369 | 460.5986 | 0.0011051 | 466.507 | 0.0032385 | 467.1117 | 0.16494 | 461.19 | 0.98863 | 467.1117 | 0.93448 | 467.1117 | 0.12441 | 467.1117 | 0.013944 | 461.19 | -0.00093193 | 467.1117 | 3.1513e-05 | 461.0677 | 1.0938e-05 | 467.1117 | 0.00069017 | 467.1117 | 0.00034842 | 466.507 | 0.00122 | 697.7531 | 0.00791 | 466.507 | 0.0005114 | 697.0147 | 0 | 697.7531 | 0.00189 | 466.507 | 0.08306 | 467.1117 | 0.088457
| 461.3101 | 0.00033839 | 466.729 | 0.0062613 | 461.3101 | 0.00192 | 466.729 | 0.0011314 | 460.8195 | 0.00049627 | 466.729 | 0.0017821 | 467.3335 | 0.16046 | 461.41 | 1 | 467.3335 | 0.93054 | 467.3335 | 0.126 | 467.3335 | 0.013157 | 461.41 | 0.0014737 | 467.3335 | 0 | 461.183 | 1.0633e-05 | 467.3335 | 0 | 467.3335 | 0 | 466.729 | -0.00078558 | 697.9161 | 0.00644 | 466.729 | -0.0016824 | 697.1777 | 3.0002e-05 | 697.9161 | 0.002 | 466.729 | 0.07974 | 467.3335 | 0.087112
| 461.4233 | 0 | 466.9509 | 0.0064586 | 461.4233 | 0 | 466.9509 | 0.0026668 | 461.0404 | 0.00097338 | 466.9509 | 0.0032318 | 467.5552 | 0.1583 | 461.64 | 0.98678 | 467.5553 | 0.92937 | 467.5552 | 0.13126 | 467.5552 | 0.014958 | 461.64 | -0.0026874 | 467.5552 | 0.00077572 | 461.2983 | 1.0141e-05 | 467.5552 | 0.0010921 | 467.5552 | 0.00055026 | 466.9509 | 0.00035192 | 698.079 | 0.00874 | 466.9509 | 0.0018123 | 697.3408 | 6.6672e-06 | 698.079 | 0.00193 | 466.9509 | 0.08168 | 467.5552 | 0.086696
| 461.5364 | 0 | 467.1728 | 0.0064143 | 461.5364 | 0.00083232 | 467.1728 | 0.0013746 | 461.2614 | 0.00049529 | 467.1728 | 0.0017172 | 467.777 | 0.15239 | 461.86 | 0.99154 | 467.777 | 0.92263 | 467.777 | 0.13443 | 467.777 | 0.014632 | 461.86 | -0.00298 | 467.777 | 0 | 461.4136 | 9.4038e-06 | 467.777 | 0 | 467.777 | 0 | 467.1728 | -0.00031703 | 698.2419 | 0.00686 | 467.1728 | -0.001276 | 697.5038 | 3.0002e-05 | 698.2419 | 0.00204 | 467.1728 | 0.07875 | 467.777 | 0.085039
| 461.6496 | 0 | 467.3948 | 0.0064512 | 461.6496 | 0 | 467.3948 | 0.0022677 | 461.4823 | 0.0013782 | 467.3948 | 0.003224 | 467.9988 | 0.14906 | 462.08 | 0.98769 | 467.9988 | 0.91269 | 467.9988 | 0.13888 | 467.9988 | 0.015618 | 462.08 | 0.00033593 | 467.9988 | 0.00025965 | 461.529 | 9.9542e-06 | 467.9988 | 0.0013833 | 467.9988 | 0.00052257 | 467.3948 | 0.00084733 | 698.4049 | 0.00795 | 467.3948 | -0.0019032 | 697.6669 | 6.6672e-06 | 698.4049 | 0.00196 | 467.3948 | 0.07792 | 467.9988 | 0.084691
| 461.7627 | 0 | 467.6168 | 0.0057881 | 461.7627 | 0.00173 | 467.6168 | 0.00017835 | 461.7032 | 0.00067747 | 467.6168 | 0.0016843 | 468.2206 | 0.1429 | 462.3 | 0.97687 | 468.2206 | 0.89714 | 468.2206 | 0.14002 | 468.2206 | 0.014898 | 462.3 | -5.4182e-05 | 468.2206 | 0 | 461.6443 | 9.9776e-06 | 468.2206 | 0 | 468.2206 | 0 | 467.6168 | -0.00119 | 698.5678 | 0.00705 | 467.6168 | -0.0035777 | 697.83 | 1.0001e-05 | 698.5678 | 0.00197 | 467.6168 | 0.07615 | 468.2206 | 0.083524
| 461.8759 | 0 | 467.8388 | 0.0065181 | 461.8759 | 0 | 467.8388 | 0.0022179 | 461.9242 | 0.0010294 | 467.8388 | 0.0031893 | 468.4425 | 0.1429 | 462.53 | 0.96847 | 468.4425 | 0.89701 | 468.4425 | 0.14597 | 468.4425 | 0.016222 | 462.53 | 0.00066102 | 468.4425 | 0.00057548 | 461.7596 | 1.0575e-05 | 468.4425 | 0.00090165 | 468.4425 | 0.00047489 | 467.8388 | 0.00031673 | 698.7307 | 0.01079 | 467.8388 | 0.0011515 | 697.993 | 6.6672e-06 | 698.7307 | 0.00181 | 467.8388 | 0.07629 | 468.4425 | 0.083774
| 461.989 | 0.00041025 | 468.0608 | 0.0059884 | 461.989 | 0.00158 | 468.0608 | 0.0014252 | 462.1452 | 0.00052977 | 468.0608 | 0.0017807 | 468.6643 | 0.13725 | 462.75 | 0.95639 | 468.6643 | 0.89202 | 468.6643 | 0.15021 | 468.6643 | 0.015729 | 462.75 | 0.0014413 | 468.6643 | 0 | 461.875 | 1.1043e-05 | 468.6643 | 0 | 468.6643 | 0 | 468.0608 | -0.00118 | 698.8937 | 0.00654 | 468.0608 | -0.0025981 | 698.1561 | 1.0001e-05 | 698.8937 | 0.00194 | 468.0608 | 0.07354 | 468.6643 | 0.08258
| 462.1022 | 0 | 468.2828 | 0.0064946 | 462.1022 | 0 | 468.2828 | 0.0016232 | 462.3661 | 0.00076215 | 468.2828 | 0.0032043 | 468.8862 | 0.13619 | 462.97 | 0.96166 | 468.8862 | 0.88271 | 468.8862 | 0.1546 | 468.8862 | 0.017432 | 462.97 | 0.002449 | 468.8862 | 0.00073012 | 461.9903 | 9.8371e-06 | 468.8862 | 0.0009346 | 468.8862 | 0.00038916 | 468.2828 | 0.00136 | 699.0567 | 0.0094 | 468.2828 | 2.4333e-05 | 698.3192 | 0 | 699.0567 | 0.0019 | 468.2828 | 0.07304 | 468.8862 | 0.082394
| 462.2153 | 0.00015871 | 468.5048 | 0.0062423 | 462.2153 | 0.00166 | 468.5048 | 0.00078866 | 462.5872 | 0.00065499 | 468.5048 | 0.0016976 | 469.108 | 0.1305 | 463.19 | 0.9627 | 469.108 | 0.87829 | 469.108 | 0.15709 | 469.108 | 0.016817 | 463.19 | -0.0019072 | 469.108 | 0 | 462.1056 | 1.1043e-05 | 469.108 | 0 | 469.108 | 0 | 468.5048 | -0.00108 | 699.2196 | 0.00809 | 468.5048 | -0.0012582 | 698.4823 | 1.0001e-05 | 699.2196 | 0.00212 | 468.5048 | 0.07168 | 469.108 | 0.080935
| 462.3285 | 8.9983e-05 | 468.7269 | 0.0063303 | 462.3285 | 0 | 468.7269 | 0.0022003 | 462.8081 | 0.001044 | 468.7269 | 0.0033443 | 469.3299 | 0.13044 | 463.41 | 0.94358 | 469.3299 | 0.87851 | 469.3299 | 0.16445 | 469.3299 | 0.018516 | 463.41 | -0.0016472 | 469.3299 | 0.00098781 | 462.221 | 1.0282e-05 | 469.3299 | 0.00096208 | 469.3299 | 0.00017746 | 468.7269 | 0.00069332 | 699.3826 | 0.01174 | 468.7269 | -0.0012804 | 698.6453 | 0 | 699.3826 | 0.00203 | 468.7269 | 0.07305 | 469.3299 | 0.081158
| 462.4416 | 0.0006079 | 468.949 | 0.0063136 | 462.4416 | 0.00113 | 468.949 | 0.00067708 | 463.0292 | 0.00043591 | 468.949 | 0.0016051 | 469.5518 | 0.12539 | 463.64 | 0.94571 | 469.5518 | 0.86847 | 469.5518 | 0.16849 | 469.5518 | 0.018372 | 463.64 | -0.00047681 | 469.5518 | 0 | 462.3363 | 1.2788e-05 | 469.5518 | 0 | 469.5518 | 0 | 468.949 | -9.6803e-05 | 699.5456 | 0.00899 | 468.949 | -0.0012164 | 698.8084 | 0 | 699.5456 | 0.00211 | 468.949 | 0.06959 | 469.5518 | 0.079764
| 462.5548 | 0 | 469.171 | 0.0064293 | 462.5548 | 0 | 469.171 | 0.002502 | 463.2502 | 0.00095948 | 469.171 | 0.003277 | 469.7737 | 0.1242 | 463.86 | 0.9198 | 469.7737 | 0.85808 | 469.7737 | 0.17477 | 469.7737 | 0.019807 | 463.86 | 0.00030341 | 469.7737 | 0.00030817 | 462.4517 | 1.0903e-05 | 469.7737 | 0.0014 | 469.7737 | 0.00056791 | 469.171 | 0.00072875 | 699.7086 | 0.01148 | 469.171 | 0.0011878 | 698.9715 | 6.6672e-06 | 699.7086 | 0.00192 | 469.171 | 0.07091 | 469.7737 | 0.080412
| 462.668 | 0.00087741 | 469.3931 | 0.0049743 | 462.668 | 0.00084967 | 469.3931 | 0.0016392 | 463.4712 | 0.00043706 | 469.3931 | 0.0016356 | 469.9956 | 0.11998 | 464.08 | 0.93372 | 469.9956 | 0.85389 | 469.9956 | 0.17738 | 469.9956 | 0.019301 | 464.08 | 1.0836e-05 | 469.9956 | 0 | 462.567 | 1.0903e-05 | 469.9956 | 0 | 469.9956 | 0 | 469.3931 | -0.00065255 | 699.8715 | 0.00907 | 469.3931 | -0.0015242 | 699.1346 | 1.0001e-05 | 699.8715 | 0.00201 | 469.3931 | 0.06836 | 469.9956 | 0.079313
| 462.7811 | 0 | 469.6152 | 0.0060975 | 462.7811 | 0 | 469.6152 | 0.0024689 | 463.6923 | 0.00082292 | 469.6152 | 0.0031334 | 470.2176 | 0.11942 | 464.3 | 0.91367 | 470.2176 | 0.85466 | 470.2176 | 0.18672 | 470.2176 | 0.020851 | 464.3 | 0.00046596 | 470.2176 | 0.00012077 | 462.6824 | 8.7714e-06 | 470.2176 | 0.00088589 | 470.2176 | 0.0003901 | 469.6152 | 0.00066119 | 700.0345 | 0.01157 | 469.6152 | 0.0002457 | 699.2977 | 6.6672e-06 | 700.0345 | 0.00199 | 469.6152 | 0.06948 | 470.2176 | 0.079717
| 462.8943 | 0 | 469.8373 | 0.0056731 | 462.8943 | 0 | 469.8373 | 0.00097205 | 463.9133 | 0.00040228 | 469.8373 | 0.0016447 | 470.4395 | 0.11432 | 464.53 | 0.91372 | 470.4395 | 0.84409 | 470.4395 | 0.19065 | 470.4395 | 0.020627 | 464.53 | 0.00056349 | 470.4395 | 0 | 462.7978 | 9.4389e-06 | 470.4395 | 0 | 470.4395 | 0 | 469.8373 | -0.00084467 | 700.1975 | 0.00782 | 469.8373 | -0.002018 | 699.4609 | 1.0001e-05 | 700.1975 | 0.00217 | 469.8373 | 0.06544 | 470.4395 | 0.078379
| 463.0075 | 0 | 470.0595 | 0.0060492 | 463.0075 | 0 | 470.0595 | 0.0025116 | 464.1344 | 0.00071785 | 470.0595 | 0.0030288 | 470.6615 | 0.11418 | 464.75 | 0.88124 | 470.6615 | 0.83876 | 470.6615 | 0.19819 | 470.6615 | 0.021995 | 464.75 | -0.00037928 | 470.6615 | 5.6586e-05 | 462.9131 | 9.6263e-06 | 470.6615 | 0.00092654 | 470.6615 | 0.00034998 | 470.0595 | 0.00082553 | 700.3606 | 0.01106 | 470.0595 | -0.00010835 | 699.624 | 6.6672e-06 | 700.3606 | 0.00205 | 470.0595 | 0.0669 | 470.6615 | 0.078914
| 463.1206 | 0.00087741 | 470.2816 | 0.0054511 | 463.1206 | 0.00132 | 470.2816 | 0.00098908 | 464.3555 | 0.0003506 | 470.2816 | 0.0017055 | 470.8834 | 0.11051 | 464.97 | 0.87656 | 470.8834 | 0.83124 | 470.8834 | 0.20234 | 470.8834 | 0.021698 | 464.97 | -0.0001192 | 470.8834 | 0 | 463.0285 | 1.0247e-05 | 470.8834 | 0 | 470.8834 | 0 | 470.2816 | -0.00087645 | 700.5236 | 0.01277 | 470.2816 | -0.00036088 | 699.7871 | 3.0002e-05 | 700.5236 | 0.0021 | 470.2816 | 0.06487 | 470.8834 | 0.078234
| 463.2338 | 0 | 470.5038 | 0.0062278 | 463.2338 | 0 | 470.5038 | 0.0026486 | 464.5766 | 0.00099171 | 470.5038 | 0.0030324 | 471.1054 | 0.10975 | 465.19 | 0.86408 | 471.1054 | 0.82633 | 471.1054 | 0.21079 | 471.1054 | 0.024203 | 465.19 | -0.001062 | 471.1054 | 0.0011614 | 463.1439 | 1.0575e-05 | 471.1054 | 0.00080274 | 471.1054 | 0.00049715 | 470.5038 | 0.00108 | 700.6866 | 0.01222 | 470.5038 | 0.0014179 | 699.9502 | 6.6672e-06 | 700.6866 | 0.00191 | 470.5038 | 0.0641 | 471.1054 | 0.078389
| 463.347 | 1.4969e-05 | 470.7259 | 0.0059854 | 463.347 | 0.00212 | 470.7259 | 0.00074043 | 464.7977 | 0.00018497 | 470.7259 | 0.001669 | 471.3274 | 0.10511 | 465.42 | 0.84367 | 471.3274 | 0.81213 | 471.3274 | 0.21473 | 471.3274 | 0.023418 | 465.42 | -0.0017121 | 471.3274 | 0 | 463.2593 | 1.0305e-05 | 471.3274 | 0 | 471.3274 | 0 | 470.7259 | -0.00033733 | 700.8496 | 0.01333 | 470.7259 | -0.0022297 | 700.1134 | 1.0001e-05 | 700.8496 | 0.00198 | 470.7259 | 0.06273 | 471.3274 | 0.077568
| 463.4601 | 0 | 470.9481 | 0.0059889 | 463.4601 | 0 | 470.9481 | 0.0018418 | 465.0188 | 0.0010134 | 470.9481 | 0.0027521 | 471.5494 | 0.10441 | 465.64 | 0.8367 | 471.5494 | 0.80821 | 471.5494 | 0.22244 | 471.5494 | 0.025079 | 465.64 | 0.0017663 | 471.5494 | 0.00097214 | 463.3747 | 1.068e-05 | 471.5494 | 0.00082638 | 471.5494 | 0.00050565 | 470.9481 | 0.00080106 | 701.0126 | 0.01071 | 470.9481 | 0.00059162 | 700.2765 | 4.667e-05 | 701.0126 | 0.00189 | 470.9481 | 0.06455 | 471.5494 | 0.078063
| 463.5733 | 0.00102 | 471.1703 | 0.0056285 | 463.5733 | 0.00172 | 471.1703 | 0.00062272 | 465.2399 | 0.00045211 | 471.1703 | 0.0015642 | 471.7715 | 0.098605 | 465.86 | 0.81821 | 471.7715 | 0.78431 | 471.7715 | 0.2233 | 471.7715 | 0.024193 | 465.86 | -0.0010295 | 471.7715 | 0 | 463.4901 | 1.1336e-05 | 471.7715 | 0 | 471.7715 | 0 | 471.1703 | -0.0006196 | 701.1757 | 0.01076 | 471.1703 | 0.0002046 | 700.4397 | 1.0001e-05 | 701.1757 | 0.002 | 471.1703 | 0.06102 | 471.7715 | 0.077314
| 463.6865 | 0 | 471.3925 | 0.0058239 | 463.6865 | 0 | 471.3925 | 0.002643 | 465.4611 | 0.0011077 | 471.3925 | 0.0029556 | 471.9935 | 0.096948 | 466.08 | 0.79417 | 471.9935 | 0.77045 | 471.9935 | 0.23205 | 471.9935 | 0.026319 | 466.08 | -0.001322 | 471.9935 | 0.00097631 | 463.6055 | 1.0633e-05 | 471.9935 | 0.00077967 | 471.9935 | 0.00050569 | 471.3925 | 0.00053368 | 701.3387 | 0.0138 | 471.3925 | 0.0025948 | 700.6028 | 0 | 701.3387 | 0.0019 | 471.3925 | 0.06172 | 471.9935 | 0.077747
| 463.7997 | 0 | 471.6148 | 0.0056042 | 463.7997 | 0.00222 | 471.6148 | 0.0014905 | 465.6823 | 0.00032651 | 471.6148 | 0.0015571 | 472.2155 | 0.093136 | 466.31 | 0.7917 | 472.2155 | 0.75449 | 472.2155 | 0.23341 | 472.2155 | 0.025867 | 466.31 | -0.00060684 | 472.2155 | 0 | 463.7209 | 1.0223e-05 | 472.2155 | 0 | 472.2156 | 0 | 471.6148 | -0.00026008 | 701.5018 | 0.01259 | 471.6148 | 0.00026461 | 700.766 | 3.0002e-05 | 701.5018 | 0.00206 | 471.6148 | 0.05458 | 472.2155 | 0.07672
| 463.9129 | 0 | 471.837 | 0.005805 | 463.9129 | 0 | 471.837 | 0.0023934 | 465.9034 | 0.00055846 | 471.837 | 0.0028587 | 472.4376 | 0.091399 | 466.53 | 0.77231 | 472.4376 | 0.74406 | 472.4376 | 0.24182 | 472.4376 | 0.027504 | 466.53 | 0.0018639 | 472.4376 | 0.00046313 | 463.8363 | 9.3218e-06 | 472.4376 | 0.00067099 | 472.4376 | 0.00047966 | 471.837 | 0.00049103 | 701.6648 | 0.01334 | 471.837 | 3.3054e-05 | 700.9291 | 6.6672e-06 | 701.6648 | 0.00201 | 471.837 | 0.06346 | 472.4376 | 0.077489
| 464.026 | 0 | 472.0592 | 0.005535 | 464.026 | 0.00065893 | 472.0592 | 0.00055251 | 466.1246 | 0.00040796 | 472.0592 | 0.0014954 | 472.6597 | 0.08711 | 466.75 | 0.75494 | 472.6597 | 0.72263 | 472.6597 | 0.24317 | 472.6597 | 0.027147 | 466.75 | 0.00036844 | 472.6597 | 0 | 463.9517 | 9.6731e-06 | 472.6597 | 0 | 472.6597 | 0 | 472.0593 | -0.00095772 | 701.8279 | 0.01301 | 472.0592 | -0.0015479 | 701.0923 | 1.0001e-05 | 701.8279 | 0.0021 | 472.0593 | 0.05698 | 472.6597 | 0.076634
| 464.1392 | 0 | 472.2815 | 0.0060541 | 464.1392 | 0 | 472.2815 | 0.0025188 | 466.3458 | 0.00070291 | 472.2815 | 0.0029088 | 472.8818 | 0.087991 | 466.97 | 0.72651 | 472.8818 | 0.71615 | 472.8818 | 0.2545 | 472.8818 | 0.029273 | 466.97 | -0.00050931 | 472.8818 | 0.00062538 | 464.0671 | 1.0083e-05 | 472.8818 | 0.00084196 | 472.8818 | 0.00057885 | 472.2815 | 0.0011 | 701.9909 | 0.01378 | 472.2815 | 0.001829 | 701.2555 | 0 | 701.9909 | 0.00196 | 472.2815 | 0.05812 | 472.8818 | 0.076781
| 464.2524 | 0.00012278 | 472.5038 | 0.0055591 | 464.2524 | 0.00113 | 472.5038 | 0.0011642 | 466.567 | 0.00051211 | 472.5038 | 0.0016394 | 473.1039 | 0.083404 | 467.2 | 0.71804 | 473.1039 | 0.71114 | 473.1039 | 0.26 | 473.1039 | 0.029159 | 467.2 | -0.0021348 | 473.1039 | 0 | 464.1825 | 9.5677e-06 | 473.1039 | 0 | 473.1039 | 0 | 472.5038 | -0.00098872 | 702.154 | 0.01074 | 472.5038 | -0.001319 | 701.4186 | 0 | 702.154 | 0.00208 | 472.5038 | 0.05539 | 473.1039 | 0.075788
| 464.3656 | 0 | 472.7261 | 0.0056658 | 464.3656 | 0 | 472.7261 | 0.0015139 | 466.7882 | 0.00084963 | 472.7261 | 0.0027254 | 473.326 | 0.082791 | 467.42 | 0.69909 | 473.326 | 0.70088 | 473.326 | 0.26936 | 473.326 | 0.030674 | 467.42 | 0.0019939 | 473.326 | 0 | 464.2979 | 9.5443e-06 | 473.326 | 0.0011678 | 473.326 | 0.000428 | 472.7261 | 0.00084949 | 702.3171 | 0.01447 | 472.7261 | -0.00054284 | 701.5818 | 0 | 702.3171 | 0.00202 | 472.7261 | 0.05673 | 473.326 | 0.076178
| 464.4788 | 0.00041025 | 472.9484 | 0.0053926 | 464.4788 | 0.00083232 | 472.9484 | 0.0010573 | 467.0094 | 0.00017048 | 472.9484 | 0.0016578 | 473.5481 | 0.079869 | 467.64 | 0.69136 | 473.5481 | 0.68276 | 473.5481 | 0.27323 | 473.5481 | 0.030505 | 467.64 | -0.0012895 | 473.5481 | 0 | 464.4134 | 9.7902e-06 | 473.5481 | 0 | 473.5481 | 0 | 472.9484 | -0.00095697 | 702.4802 | 0.01247 | 472.9484 | -0.0010275 | 701.745 | 1.0001e-05 | 702.4802 | 0.00207 | 472.9484 | 0.05554 | 473.5481 | 0.07585
| 464.592 | 0 | 473.1707 | 0.0055682 | 464.592 | 0 | 473.1707 | 0.0022174 | 467.2306 | 0.00075823 | 473.1707 | 0.0029709 | 473.7703 | 0.078533 | 467.86 | 0.66159 | 473.7703 | 0.66946 | 473.7703 | 0.27897 | 473.7703 | 0.032063 | 467.86 | 0.00069354 | 473.7703 | 0.00073795 | 464.5288 | 1.0036e-05 | 473.7703 | 0.0011602 | 473.7703 | 0.00052685 | 473.1707 | 0.00072653 | 702.6432 | 0.01427 | 473.1707 | 0.00082044 | 701.9082 | 6.6672e-06 | 702.6432 | 0.00192 | 473.1707 | 0.05501 | 473.7703 | 0.076307
| 464.7052 | 0 | 473.3931 | 0.0052669 | 464.7052 | 0.00111 | 473.3931 | 0.00027513 | 467.4519 | 0.00049362 | 473.3931 | 0.001337 | 473.9924 | 0.074747 | 468.09 | 0.65835 | 473.9924 | 0.65559 | 473.9924 | 0.28499 | 473.9924 | 0.031617 | 468.09 | -0.001257 | 473.9924 | 0 | 464.6442 | 9.1578e-06 | 473.9924 | 0 | 473.9924 | 0 | 473.3931 | -0.00062654 | 702.8063 | 0.01278 | 473.3931 | -0.0026046 | 702.0714 | 1.0001e-05 | 702.8063 | 0.00196 | 473.3931 | 0.05301 | 473.9924 | 0.075794
| 464.8184 | 0 | 473.6154 | 0.0056522 | 464.8184 | 0 | 473.6154 | 0.0019197 | 467.6731 | 0.00060699 | 473.6154 | 0.0025689 | 474.2146 | 0.073511 | 468.31 | 0.63636 | 474.2146 | 0.6421 | 474.2146 | 0.29231 | 474.2146 | 0.033631 | 468.31 | -0.00015171 | 474.2146 | 0.00059649 | 464.7597 | 9.4272e-06 | 474.2146 | 0.0010007 | 474.2146 | 0.00061374 | 473.6154 | 0.0004447 | 702.9694 | 0.01496 | 473.6154 | 0.00090814 | 702.2346 | 0 | 702.9694 | 0.00191 | 473.6154 | 0.0536 | 474.2146 | 0.076059
| 464.9316 | 0.00048213 | 473.8378 | 0.0047681 | 464.9316 | 0.00116 | 473.8378 | 0.00080467 | 467.8944 | 0.00043537 | 473.8378 | 0.0016122 | 474.4368 | 0.070856 | 468.53 | 0.63055 | 474.4368 | 0.62847 | 474.4368 | 0.29689 | 474.4368 | 0.033097 | 468.53 | -0.001322 | 474.4368 | 0 | 464.8751 | 1.0715e-05 | 474.4368 | 0 | 474.4368 | 0 | 473.8378 | -0.0006773 | 703.1325 | 0.01127 | 473.8378 | -0.002248 | 702.3978 | 1.0001e-05 | 703.1325 | 0.00203 | 473.8378 | 0.05216 | 474.4368 | 0.075807
| 465.0448 | 0 | 474.0601 | 0.0054796 | 465.0448 | 0 | 474.0601 | 0.0014765 | 468.1157 | 0.00065412 | 474.0601 | 0.0027613 | 474.659 | 0.070763 | 468.75 | 0.59723 | 474.659 | 0.62278 | 474.659 | 0.30786 | 474.659 | 0.035106 | 468.75 | -0.00067186 | 474.659 | 0.00080565 | 464.9906 | 1.1805e-05 | 474.659 | 0.00078397 | 474.659 | 0.00047009 | 474.0601 | 0.00070989 | 703.2956 | 0.01466 | 474.0601 | 0.0011116 | 702.561 | 0 | 703.2956 | 0.00205 | 474.0601 | 0.05246 | 474.659 | 0.075881
| 465.158 | 0.0005001 | 474.2825 | 0.0056457 | 465.158 | 0.00153 | 474.2825 | 0.00062857 | 468.337 | 0.00050686 | 474.2825 | 0.0015246 | 474.8812 | 0.067983 | 468.98 | 0.59675 | 474.8812 | 0.61213 | 474.8812 | 0.31449 | 474.8812 | 0.035512 | 468.98 | 0.00030341 | 474.8812 | 0 | 465.106 | 1.1266e-05 | 474.8812 | 0 | 474.8812 | 0 | 474.2825 | -0.00062936 | 703.4588 | 0.01537 | 474.2825 | 3.1817e-05 | 702.7243 | 1.0001e-05 | 703.4588 | 0.00219 | 474.2825 | 0.05122 | 474.8812 | 0.074802
| 465.2712 | 0 | 474.5049 | 0.0055626 | 465.2712 | 0 | 474.5049 | 0.0023614 | 468.5583 | 0.00090443 | 474.5049 | 0.0027353 | 475.1034 | 0.067748 | 469.2 | 0.5686 | 475.1034 | 0.60336 | 475.1034 | 0.3244 | 475.1034 | 0.037325 | 469.2 | 0.0009536 | 475.1034 | 0.00061152 | 465.2215 | 9.7902e-06 | 475.1034 | 0.00075791 | 475.1034 | 0.00052148 | 474.5049 | 0.00091376 | 703.6219 | 0.01466 | 474.5049 | 0.0011651 | 702.8875 | 0 | 703.6219 | 0.00203 | 474.5049 | 0.05208 | 475.1034 | 0.07566
| 465.3844 | 0.0016 | 474.7274 | 0.0054875 | 465.3844 | 0.00147 | 474.7274 | 0.0007973 | 468.7796 | 0.00031963 | 474.7274 | 0.0015966 | 475.3256 | 0.065064 | 469.42 | 0.55332 | 475.3256 | 0.58959 | 475.3256 | 0.33005 | 475.3256 | 0.037595 | 469.42 | 0.00010836 | 475.3256 | 0 | 465.3369 | 9.4389e-06 | 475.3256 | 0 | 475.3256 | 0 | 474.7274 | -0.00064926 | 703.785 | 0.01502 | 474.7274 | -0.00035839 | 703.0507 | 1.0001e-05 | 703.785 | 0.00204 | 474.7274 | 0.05144 | 475.3256 | 0.075535
| 465.4976 | 0 | 474.9498 | 0.0056758 | 465.4976 | 0 | 474.9498 | 0.0023423 | 469.0009 | 0.0008253 | 474.9498 | 0.0027969 | 475.5479 | 0.065851 | 469.64 | 0.53601 | 475.5479 | 0.58355 | 475.5479 | 0.34055 | 475.5479 | 0.039361 | 469.64 | -0.00021673 | 475.5479 | 0.0008331 | 465.4524 | 8.4552e-06 | 475.5479 | 0.00077812 | 475.5479 | 0.00044631 | 474.9498 | 0.0011 | 703.9481 | 0.01524 | 474.9498 | -0.001126 | 703.2139 | 6.6672e-06 | 703.9481 | 0.00192 | 474.9498 | 0.05265 | 475.5479 | 0.076106
| 465.6108 | 0.00073368 | 475.1722 | 0.0055029 | 465.6108 | 0.00038148 | 475.1722 | 0.0011466 | 469.2222 | 0.00049426 | 475.1722 | 0.0014851 | 475.7701 | 0.062775 | 469.87 | 0.53012 | 475.7701 | 0.57166 | 475.7701 | 0.34806 | 475.7701 | 0.039609 | 469.87 | 0.0012462 | 475.7701 | 0 | 465.5679 | 9.1344e-06 | 475.7701 | 0 | 475.7701 | 0 | 475.1722 | -0.00052939 | 704.1113 | 0.01491 | 475.1722 | -0.0012115 | 703.3772 | 3.0002e-05 | 704.1113 | 0.0021 | 475.1722 | 0.05054 | 475.7701 | 0.075387
| 465.724 | 0 | 475.3947 | 0.0058519 | 465.724 | 0 | 475.3947 | 0.002797 | 469.4436 | 0.00058318 | 475.3947 | 0.0029292 | 475.9924 | 0.062978 | 470.09 | 0.506 | 475.9924 | 0.56801 | 475.9924 | 0.36154 | 475.9924 | 0.042271 | 470.09 | -0.001192 | 475.9924 | 0.00067011 | 465.6833 | 9.6263e-06 | 475.9924 | 0.00076047 | 475.9924 | 0.00043112 | 475.3947 | 0.00173 | 704.2744 | 0.01487 | 475.3947 | 0.0021356 | 703.5404 | 0 | 704.2744 | 0.00202 | 475.3947 | 0.05304 | 475.9924 | 0.075837
| 465.8373 | 0.00066181 | 475.6172 | 0.0056236 | 465.8373 | 0.00116 | 475.6172 | 0.00025794 | 469.6649 | 0.00036895 | 475.6172 | 0.0017609 | 476.2147 | 0.060396 | 470.31 | 0.50128 | 476.2147 | 0.55581 | 476.2147 | 0.36816 | 476.2147 | 0.042259 | 470.31 | -0.00044429 | 476.2147 | 0 | 465.7988 | 1.0844e-05 | 476.2147 | 0 | 476.2147 | 0 | 475.6172 | -0.00087936 | 704.4375 | 0.01495 | 475.6172 | -0.0010289 | 703.7037 | 3.0002e-05 | 704.4375 | 0.00218 | 475.6172 | 0.0507 | 476.2147 | 0.075746
| 465.9505 | 0 | 475.8396 | 0.0056124 | 465.9505 | 0 | 475.8396 | 0.0026568 | 469.8863 | 0.00056114 | 475.8396 | 0.0028836 | 476.437 | 0.060392 | 470.54 | 0.4804 | 476.437 | 0.54427 | 476.437 | 0.37445 | 476.437 | 0.044024 | 470.54 | 0.0018639 | 476.437 | 0.00108 | 465.9143 | 9.2984e-06 | 476.437 | 0.00046407 | 476.437 | 0.00043751 | 475.8396 | 0.00056562 | 704.6007 | 0.01519 | 475.8396 | 0.00078779 | 703.8669 | 0 | 704.6007 | 0.002 | 475.8396 | 0.05258 | 476.437 | 0.076725
| 466.0637 | 0.00075165 | 476.0621 | 0.0052609 | 466.0637 | 0.00090168 | 476.0621 | 0.0015492 | 470.1077 | 0.00024602 | 476.0621 | 0.0015884 | 476.6593 | 0.056556 | 470.76 | 0.46107 | 476.6593 | 0.52958 | 476.6593 | 0.3801 | 476.6593 | 0.043845 | 470.76 | -0.00080189 | 476.6593 | 0 | 466.0298 | 9.5443e-06 | 476.6593 | 0 | 476.6593 | 0 | 476.0621 | -0.0004461 | 704.7639 | 0.01544 | 476.0621 | -0.0024425 | 704.0302 | 1.0001e-05 | 704.7639 | 0.00208 | 476.0621 | 0.05025 | 476.6593 | 0.07595
| 466.1769 | 0 | 476.2847 | 0.0055375 | 466.1769 | 0 | 476.2847 | 0.0021806 | 470.3291 | 0.00067722 | 476.2847 | 0.0028104 | 476.8816 | 0.056227 | 470.98 | 0.45685 | 476.8816 | 0.516 | 476.8816 | 0.38566 | 476.8816 | 0.045716 | 470.98 | 0.00049847 | 476.8816 | 0.00068764 | 466.1453 | 9.3452e-06 | 476.8816 | 0.00082502 | 476.8816 | 0.00047218 | 476.2846 | 0.00063714 | 704.927 | 0.01514 | 476.2847 | 0.0017702 | 704.1935 | 0 | 704.927 | 0.00188 | 476.2846 | 0.05084 | 476.8816 | 0.076779
| 466.2901 | 0.00064383 | 476.5072 | 0.0049963 | 466.2901 | 0.00076297 | 476.5072 | 6.1893e-05 | 470.5505 | 0.000327 | 476.5072 | 0.001603 | 477.104 | 0.053948 | 471.2 | 0.44199 | 477.104 | 0.50939 | 477.104 | 0.39652 | 477.104 | 0.046084 | 471.2 | 0.00085607 | 477.104 | 0 | 466.2608 | 1.0961e-05 | 477.104 | 0 | 477.104 | 0 | 476.5072 | -0.001 | 705.0902 | 0.01584 | 476.5072 | 0.00015792 | 704.3568 | 3.0002e-05 | 705.0902 | 0.00208 | 476.5072 | 0.04953 | 477.104 | 0.07659
| 466.4034 | 0 | 476.7297 | 0.0056257 | 466.4034 | 0 | 476.7297 | 0.0030054 | 470.7719 | 0.00085818 | 476.7297 | 0.0027942 | 477.3263 | 0.053998 | 471.43 | 0.4291 | 477.3263 | 0.50084 | 477.3263 | 0.40658 | 477.3263 | 0.048519 | 471.43 | 0.0011162 | 477.3263 | 0.00083067 | 466.3763 | 9.5443e-06 | 477.3263 | 0.0007587 | 477.3263 | 0.00041353 | 476.7297 | 0.00064548 | 705.2534 | 0.01505 | 476.7297 | 0.0019661 | 704.52 | 0 | 705.2534 | 0.00201 | 476.7297 | 0.05062 | 477.3263 | 0.077127
| 466.5166 | 0.00012278 | 476.9523 | 0.0053497 | 466.5166 | 0.00118 | 476.9523 | 0.001011 | 470.9933 | 0.00015814 | 476.9523 | 0.0014804 | 477.5487 | 0.051433 | 471.65 | 0.41368 | 477.5487 | 0.48915 | 477.5487 | 0.41502 | 477.5487 | 0.048701 | 471.65 | -0.0012895 | 477.5487 | 0 | 466.4918 | 9.2398e-06 | 477.5487 | 0 | 477.5487 | 0 | 476.9523 | -0.00092895 | 705.4166 | 0.01521 | 476.9523 | -0.001355 | 704.6833 | 3.0002e-05 | 705.4166 | 0.00214 | 476.9523 | 0.04876 | 477.5487 | 0.076894
| 466.6298 | 0 | 477.1748 | 0.0055959 | 466.6298 | 0 | 477.1748 | 0.0022178 | 471.2148 | 0.00079097 | 477.1748 | 0.0028616 | 477.7711 | 0.052452 | 471.87 | 0.40609 | 477.7711 | 0.4828 | 477.7711 | 0.42616 | 477.7711 | 0.050967 | 471.87 | 1.0836e-05 | 477.7711 | 0.00037372 | 466.6073 | 8.3966e-06 | 477.7711 | 0.00082052 | 477.7711 | 0.00055245 | 477.1748 | 0.00070858 | 705.5797 | 0.01454 | 477.1748 | 0.003193 | 704.8466 | 0 | 705.5797 | 0.00196 | 477.1748 | 0.05057 | 477.7711 | 0.077316
| 466.7431 | 0 | 477.3974 | 0.0053007 | 466.7431 | 0.00165 | 477.3974 | 0.00071805 | 471.4362 | 0.00040896 | 477.3974 | 0.0014177 | 477.9935 | 0.050047 | 472.09 | 0.38896 | 477.9934 | 0.47467 | 477.9935 | 0.43462 | 477.9934 | 0.05121 | 472.09 | 0.0012787 | 477.9935 | 0 | 466.7228 | 9.8488e-06 | 477.9935 | 0 | 477.9934 | 0 | 477.3974 | -0.00071584 | 705.7429 | 0.01598 | 477.3974 | -0.00078917 | 705.0099 | 1.0001e-05 | 705.7429 | 0.0021 | 477.3974 | 0.04837 | 477.9934 | 0.076968
| 466.8563 | 0 | 477.62 | 0.0053318 | 466.8563 | 0 | 477.62 | 0.0038353 | 471.6577 | 0.00081194 | 477.62 | 0.0029035 | 478.2159 | 0.050235 | 472.32 | 0.37486 | 478.2158 | 0.47041 | 478.2159 | 0.44806 | 478.2159 | 0.054164 | 472.32 | 0.0027741 | 478.2159 | 0.00035438 | 466.8383 | 1.0493e-05 | 478.2159 | 0.00058757 | 478.2158 | 0.00060658 | 477.62 | 0.0007913 | 705.9061 | 0.01485 | 477.62 | 0.0014134 | 705.1732 | 0 | 705.9061 | 0.00195 | 477.62 | 0.05031 | 478.2159 | 0.077567
| 466.9695 | 0.00104 | 477.8426 | 0.0056638 | 466.9695 | 0.00098839 | 477.8426 | 0.00069788 | 471.8792 | 0.00036339 | 477.8426 | 0.0016986 | 478.4383 | 0.04842 | 472.54 | 0.36485 | 478.4383 | 0.46295 | 478.4383 | 0.45782 | 478.4383 | 0.055332 | 472.54 | -0.00080189 | 478.4383 | 0 | 466.9538 | 1.1664e-05 | 478.4383 | 0 | 478.4383 | 0 | 477.8426 | -9.907e-05 | 706.0693 | 0.01607 | 477.8426 | -0.00018742 | 705.3365 | 3.0002e-05 | 706.0693 | 0.00212 | 477.8426 | 0.04517 | 478.4383 | 0.076905
| 467.0828 | 0 | 478.0652 | 0.0054615 | 467.0828 | 0 | 478.0652 | 0.0023888 | 472.1006 | 0.00075915 | 478.0652 | 0.0030138 | 478.6607 | 0.04911 | 472.76 | 0.35365 | 478.6607 | 0.45919 | 478.6607 | 0.47145 | 478.6607 | 0.058205 | 472.76 | 0.0016363 | 478.6607 | 0.00085222 | 467.0693 | 1.143e-05 | 478.6607 | 0.0014367 | 478.6607 | 0.00062057 | 478.0652 | 0.00078834 | 706.2325 | 0.01491 | 478.0652 | -0.00013197 | 705.4998 | 6.6672e-06 | 706.2325 | 0.00195 | 478.0652 | 0.05234 | 478.6607 | 0.077838
| 467.196 | 0.00057197 | 478.2879 | 0.0053422 | 467.196 | 0.00019074 | 478.2879 | 0.00043438 | 472.3221 | 0.00018812 | 478.2879 | 0.0014118 | 478.8831 | 0.046127 | 472.99 | 0.35126 | 478.8831 | 0.44515 | 478.8831 | 0.47761 | 478.8831 | 0.05795 | 472.99 | -0.0010295 | 478.8831 | 0 | 467.1849 | 1.0633e-05 | 478.8831 | 0 | 478.8832 | 0 | 478.2879 | -6.9539e-05 | 706.3958 | 0.01583 | 478.2879 | -0.0028635 | 705.6631 | 3.0002e-05 | 706.3958 | 0.0021 | 478.2879 | 0.04824 | 478.8831 | 0.077659
| 467.3093 | 0 | 478.5105 | 0.0057121 | 467.3093 | 0 | 478.5105 | 0.0017625 | 472.5436 | 0.0006761 | 478.5105 | 0.0028832 | 479.1056 | 0.046848 | 473.21 | 0.32425 | 479.1056 | 0.43885 | 479.1056 | 0.48844 | 479.1056 | 0.060532 | 473.21 | -0.0018096 | 479.1056 | 0.00083045 | 467.3004 | 9.2632e-06 | 479.1056 | 0.0010822 | 479.1056 | 0.0006001 | 478.5105 | 0.00039834 | 706.559 | 0.01496 | 478.5105 | -0.00031998 | 705.8265 | 0 | 706.559 | 0.00193 | 478.5105 | 0.04891 | 479.1056 | 0.078876
| 467.4225 | 0.00066181 | 478.7332 | 0.0049855 | 467.4225 | 0.00084967 | 478.7332 | 0.00086029 | 472.7652 | 0.0002758 | 478.7332 | 0.0014078 | 479.3281 | 0.04391 | 473.43 | 0.32976 | 479.3281 | 0.42328 | 479.3281 | 0.48942 | 479.3281 | 0.059887 | 473.43 | -0.0020047 | 479.3281 | 0 | 467.416 | 1.0141e-05 | 479.3281 | 0 | 479.3281 | 0 | 478.7332 | -9.6814e-05 | 706.7222 | 0.01563 | 478.7332 | -0.0011562 | 705.9898 | 1.0001e-05 | 706.7222 | 0.00215 | 478.7332 | 0.04719 | 479.3281 | 0.078193
| 467.5358 | 0 | 478.9559 | 0.0053872 | 467.5358 | 0 | 478.9559 | 0.0020178 | 472.9867 | 0.00058637 | 478.9559 | 0.0029134 | 479.5506 | 0.043983 | 473.65 | 0.30812 | 479.5505 | 0.41276 | 479.5506 | 0.49586 | 479.5505 | 0.06209 | 473.65 | 0.0010186 | 479.5506 | 0.0004375 | 467.5315 | 9.6497e-06 | 479.5506 | 0.00087893 | 479.5505 | 0.00060635 | 478.9559 | 0.00088876 | 706.8854 | 0.01434 | 478.9559 | -0.001607 | 706.1531 | 0 | 706.8854 | 0.00207 | 478.9559 | 0.04835 | 479.5505 | 0.079208
| 467.649 | 0.00041025 | 479.1786 | 0.005142 | 467.649 | 0.00053755 | 479.1786 | 0.0010541 | 473.2082 | 0.00018229 | 479.1786 | 0.0012787 | 479.773 | 0.041164 | 473.88 | 0.30779 | 479.7731 | 0.40033 | 479.773 | 0.50012 | 479.773 | 0.062449 | 473.88 | 0.00010836 | 479.773 | 0 | 467.647 | 1.0083e-05 | 479.773 | 0 | 479.773 | 0 | 479.1785 | -0.00044876 | 707.0487 | 0.01579 | 479.1786 | -0.0027022 | 706.3164 | 1.0001e-05 | 707.0487 | 0.0022 | 479.1785 | 0.04803 | 479.773 | 0.078851
| 467.7622 | 0 | 479.4013 | 0.0052962 | 467.7622 | 0 | 479.4013 | 0.0026567 | 473.4298 | 0.00052941 | 479.4013 | 0.0027625 | 479.9956 | 0.041258 | 474.1 | 0.2917 | 479.9955 | 0.3933 | 479.9956 | 0.50807 | 479.9955 | 0.064464 | 474.1 | 0.0013438 | 479.9956 | 0.000996 | 467.7626 | 8.3498e-06 | 479.9956 | 0.0012831 | 479.9955 | 0.00061605 | 479.4013 | 0.00056411 | 707.2119 | 0.01369 | 479.4013 | -0.00044318 | 706.4798 | 0 | 707.2119 | 0.00206 | 479.4013 | 0.04915 | 479.9955 | 0.079667
| 467.8755 | 0.00023058 | 479.624 | 0.0045607 | 467.8755 | 0.00114 | 479.624 | 0.0013766 | 473.6514 | 0.00014582 | 479.624 | 0.0013869 | 480.2181 | 0.038959 | 474.32 | 0.2836 | 480.2181 | 0.38565 | 480.2181 | 0.51613 | 480.2181 | 0.065128 | 474.32 | -0.0018096 | 480.2181 | 0 | 467.8781 | 9.2398e-06 | 480.2181 | 0 | 480.2181 | 0 | 479.624 | -0.00118 | 707.3751 | 0.01556 | 479.624 | 0.0011503 | 706.6431 | 1.0001e-05 | 707.3751 | 0.00211 | 479.624 | 0.04738 | 480.2181 | 0.079682
| 467.9887 | 0 | 479.8467 | 0.0056097 | 467.9887 | 0 | 479.8467 | 0.0024332 | 473.8729 | 0.0008743 | 479.8467 | 0.0028857 | 480.4406 | 0.040076 | 474.55 | 0.27004 | 480.4406 | 0.38136 | 480.4406 | 0.5301 | 480.4406 | 0.068815 | 474.55 | -0.00080189 | 480.4406 | 0.0017959 | 467.9937 | 9.6028e-06 | 480.4406 | 0.0013823 | 480.4406 | 0.00064117 | 479.8467 | 0.000878 | 707.5384 | 0.01369 | 479.8467 | 0.0019228 | 706.8065 | 0 | 707.5384 | 0.002 | 479.8467 | 0.04896 | 480.4406 | 0.081435
| 468.102 | 0.00023058 | 480.0694 | 0.005131 | 468.102 | 0.0006936 | 480.0694 | 0.00060618 | 474.0945 | 0.00013001 | 480.0694 | 0.0013657 | 480.6632 | 0.037996 | 474.77 | 0.26964 | 480.6632 | 0.37622 | 480.6632 | 0.54188 | 480.6631 | 0.069604 | 474.77 | 0.00069354 | 480.6632 | 0 | 468.1093 | 9.8371e-06 | 480.6632 | 0 | 480.6631 | 0 | 480.0695 | 2.4151e-05 | 707.7017 | 0.01568 | 480.0694 | -0.0017588 | 706.9698 | 0 | 707.7017 | 0.00209 | 480.0695 | 0.04727 | 480.6631 | 0.082695
| 468.2153 | 0 | 480.2922 | 0.0055478 | 468.2153 | 0 | 480.2922 | 0.0025879 | 474.3161 | 0.00058427 | 480.2922 | 0.002948 | 480.8857 | 0.039231 | 474.99 | 0.25554 | 480.8857 | 0.37251 | 480.8857 | 0.55595 | 480.8857 | 0.0727 | 474.99 | 0.00036844 | 480.8857 | 0.00045076 | 468.2248 | 9.2632e-06 | 480.8857 | 0.0011239 | 480.8857 | 0.00050746 | 480.2922 | 0.00029655 | 707.8649 | 0.01394 | 480.2922 | 0.0018408 | 707.1332 | 0 | 707.8649 | 0.00197 | 480.2922 | 0.04944 | 480.8857 | 0.084685
| 468.3285 | 0 | 480.515 | 0.0054995 | 468.3285 | 0.00064159 | 480.515 | 0.0010795 | 474.5377 | 0.00020385 | 480.515 | 0.0016291 | 481.1083 | 0.037133 | 475.22 | 0.25209 | 481.1083 | 0.3646 | 481.1083 | 0.56325 | 481.1083 | 0.073513 | 475.22 | -0.0024923 | 481.1083 | 0 | 468.3404 | 8.5137e-06 | 481.1083 | 0 | 481.1083 | 0 | 480.515 | 0.00013774 | 708.0282 | 0.01556 | 480.515 | -0.0019866 | 707.2966 | 1.0001e-05 | 708.0282 | 0.00208 | 480.515 | 0.04805 | 481.1083 | 0.085777
| 468.4418 | 0 | 480.7378 | 0.0052932 | 468.4418 | 0 | 480.7378 | 0.0020519 | 474.7593 | 0.00058373 | 480.7378 | 0.0026943 | 481.3309 | 0.037072 | 475.44 | 0.23756 | 481.3309 | 0.35756 | 481.3309 | 0.5712 | 481.3309 | 0.075564 | 475.44 | 0.00059601 | 481.3309 | 0.0001624 | 468.456 | 9.6263e-06 | 481.3309 | 0.00064597 | 481.3309 | 0.00045017 | 480.7378 | 0.00073164 | 708.1915 | 0.01383 | 480.7378 | 0.00048284 | 707.4599 | 2.6669e-05 | 708.1915 | 0.00199 | 480.7378 | 0.04983 | 481.3309 | 0.0877
| 468.5551 | 0.00026652 | 480.9606 | 0.0048702 | 468.5551 | 0.00053755 | 480.9606 | 0.0013213 | 474.981 | 0.00019561 | 480.9606 | 0.0013592 | 481.5535 | 0.034977 | 475.66 | 0.23692 | 481.5535 | 0.34904 | 481.5535 | 0.57744 | 481.5535 | 0.076402 | 475.66 | -0.001127 | 481.5535 | 0 | 468.5716 | 9.111e-06 | 481.5535 | 0 | 481.5535 | 0 | 480.9606 | -0.00043914 | 708.3547 | 0.01576 | 480.9606 | -0.0019188 | 707.6233 | 0 | 708.3547 | 0.00216 | 480.9606 | 0.04918 | 481.5535 | 0.089045
| 468.6683 | 0 | 481.1834 | 0.0054861 | 468.6683 | 0 | 481.1834 | 0.0019297 | 475.2026 | 0.00064042 | 481.1834 | 0.0029611 | 481.7761 | 0.035408 | 475.88 | 0.21762 | 481.7761 | 0.3408 | 481.7761 | 0.58411 | 481.7761 | 0.079161 | 475.88 | 0.00079106 | 481.7761 | 0.0010973 | 468.6871 | 1.0657e-05 | 481.7761 | 0.00086276 | 481.7761 | 0.00062124 | 481.1834 | 0.00040706 | 708.518 | 0.0138 | 481.1834 | 0.00048681 | 707.7867 | 6.6672e-06 | 708.518 | 0.00209 | 481.1834 | 0.05141 | 481.7761 | 0.091067
| 468.7816 | 0.0006079 | 481.4062 | 0.005209 | 468.7816 | 0.00125 | 481.4062 | 0.0014454 | 475.4243 | 0.00023107 | 481.4062 | 0.0013967 | 481.9987 | 0.032791 | 476.11 | 0.216 | 481.9987 | 0.33154 | 481.9987 | 0.58721 | 481.9987 | 0.079358 | 476.11 | -2.1673e-05 | 481.9987 | 0 | 468.8027 | 9.2984e-06 | 481.9987 | 0 | 481.9987 | 0 | 481.4062 | -0.00053019 | 708.6813 | 0.01542 | 481.4062 | -0.0018689 | 707.9501 | 5.0004e-05 | 708.6813 | 0.00224 | 481.4062 | 0.04907 | 481.9987 | 0.09127
| 468.8949 | 0 | 481.629 | 0.0053274 | 468.8949 | 0 | 481.629 | 0.001917 | 475.6459 | 0.00056679 | 481.629 | 0.0028584 | 482.2214 | 0.032621 | 476.33 | 0.20549 | 482.2213 | 0.32536 | 482.2214 | 0.59399 | 482.2213 | 0.081993 | 476.33 | 0.00049847 | 482.2214 | 0.00019051 | 468.9183 | 1.1968e-05 | 482.2214 | 0.00074579 | 482.2213 | 0.00037904 | 481.629 | 0.00147 | 708.8446 | 0.01364 | 481.629 | 0.00057345 | 708.1135 | 0 | 708.8446 | 0.0022 | 481.629 | 0.05137 | 482.2213 | 0.093623
| 469.0081 | 0.00124 | 481.8519 | 0.004492 | 469.0081 | 0.00101 | 481.8519 | 0.0011024 | 475.8676 | 0.00025551 | 481.8519 | 0.0013785 | 482.444 | 0.030334 | 476.55 | 0.19857 | 482.444 | 0.31715 | 482.444 | 0.60129 | 482.444 | 0.08263 | 476.55 | -0.0012895 | 482.444 | 0 | 469.0339 | 1.2191e-05 | 482.444 | 0 | 482.444 | 0 | 481.8519 | -0.00091108 | 709.0079 | 0.0156 | 481.8519 | -0.00043481 | 708.2769 | 0 | 709.0079 | 0.00227 | 481.8519 | 0.05058 | 482.444 | 0.094859
| 469.1214 | 0 | 482.0747 | 0.0053183 | 469.1214 | 0 | 482.0747 | 0.0024063 | 476.0893 | 0.00090421 | 482.0747 | 0.0027254 | 482.6667 | 0.031699 | 476.78 | 0.18477 | 482.6667 | 0.31165 | 482.6667 | 0.60641 | 482.6667 | 0.085726 | 476.78 | -0.00041178 | 482.6667 | 0.00054276 | 469.1495 | 1.2027e-05 | 482.6667 | 0.0010367 | 482.6667 | 0.0004517 | 482.0747 | 0.00090681 | 709.1712 | 0.01366 | 482.0747 | 0.0010097 | 708.4403 | 6.6672e-06 | 709.1712 | 0.00203 | 482.0747 | 0.05263 | 482.6667 | 0.096877
| 469.2347 | 0.00073368 | 482.2976 | 0.005052 | 469.2347 | 0.00137 | 482.2976 | 0.0014218 | 476.311 | 0.00023224 | 482.2976 | 0.0013221 | 482.8893 | 0.029464 | 477 | 0.1869 | 482.8893 | 0.30383 | 482.8893 | 0.61384 | 482.8893 | 0.08667 | 477 | 0.0017338 | 482.8893 | 0 | 469.2651 | 1.1125e-05 | 482.8893 | 0 | 482.8893 | 0 | 482.2976 | -0.00063224 | 709.3345 | 0.01678 | 482.2976 | -0.00062505 | 708.6037 | 1.0001e-05 | 709.3345 | 0.00202 | 482.2976 | 0.0516 | 482.8893 | 0.097777
| 469.348 | 0 | 482.5205 | 0.0051318 | 469.348 | 0 | 482.5205 | 0.0021136 | 476.5327 | 0.00035363 | 482.5205 | 0.0027499 | 483.112 | 0.029395 | 477.22 | 0.1785 | 483.112 | 0.29812 | 483.112 | 0.62259 | 483.112 | 0.088815 | 477.22 | 0.00033593 | 483.112 | 0.00044122 | 469.3807 | 9.5911e-06 | 483.112 | 0.00076805 | 483.112 | 0.00041315 | 482.5205 | 0.00075655 | 709.4979 | 0.01362 | 482.5205 | 0.0016039 | 708.7671 | 0 | 709.4979 | 0.00192 | 482.5205 | 0.05211 | 483.112 | 0.1
| 469.4613 | 0 | 482.7434 | 0.0051393 | 469.4613 | 0.00113 | 482.7434 | 0.00090367 | 476.7545 | 0.00041129 | 482.7434 | 0.0013622 | 483.3347 | 0.027754 | 477.45 | 0.17614 | 483.3347 | 0.29028 | 483.3347 | 0.62653 | 483.3347 | 0.090082 | 477.45 | -0.0016472 | 483.3347 | 0 | 469.4963 | 1.1336e-05 | 483.3347 | 0 | 483.3347 | 0 | 482.7434 | -0.00076081 | 709.6612 | 0.01634 | 482.7434 | -0.001267 | 708.9305 | 3.0002e-05 | 709.6612 | 0.00216 | 482.7434 | 0.05184 | 483.3347 | 0.10114
| 469.5745 | 0 | 482.9663 | 0.0050871 | 469.5745 | 0 | 482.9663 | 0.0020793 | 476.9762 | 0.00035787 | 482.9663 | 0.0028709 | 483.5575 | 0.028265 | 477.67 | 0.1663 | 483.5575 | 0.28658 | 483.5575 | 0.63505 | 483.5575 | 0.09303 | 477.67 | 0.00053099 | 483.5575 | 0.00021795 | 469.612 | 1.1418e-05 | 483.5575 | 0.00092673 | 483.5575 | 0.00039015 | 482.9663 | 0.00085151 | 709.8245 | 0.01375 | 482.9663 | -0.0021441 | 709.094 | 2.6669e-05 | 709.8245 | 0.00208 | 482.9663 | 0.05378 | 483.5575 | 0.10318
| 469.6878 | 0.001 | 483.1893 | 0.0051227 | 469.6878 | 0.00083232 | 483.1893 | 0.00021629 | 477.1979 | 0.00029747 | 483.1893 | 0.0014297 | 483.7802 | 0.026486 | 477.89 | 0.16917 | 483.7802 | 0.27815 | 483.7802 | 0.63951 | 483.7802 | 0.09415 | 477.89 | -0.0020372 | 483.7802 | 0 | 469.7276 | 1.2027e-05 | 483.7802 | 0 | 483.7802 | 0 | 483.1893 | -0.00046371 | 709.9878 | 0.01604 | 483.1893 | -0.0011651 | 709.2574 | 3.0002e-05 | 709.9878 | 0.00218 | 483.1893 | 0.05199 | 483.7802 | 0.10386
| 469.8011 | 0 | 483.4122 | 0.0050654 | 469.8011 | 0 | 483.4122 | 0.001904 | 477.4197 | 0.00066023 | 483.4122 | 0.0026628 | 484.0029 | 0.027242 | 478.12 | 0.15658 | 484.0029 | 0.27544 | 484.0029 | 0.64647 | 484.0029 | 0.097596 | 478.12 | 7.5855e-05 | 484.0029 | 0.00037506 | 469.8432 | 1.1067e-05 | 484.0029 | 0.00084589 | 484.0029 | 0.00064443 | 483.4122 | 0.00049091 | 710.1512 | 0.0135 | 483.4122 | 0.0005278 | 709.4208 | 6.6672e-06 | 710.1512 | 0.00201 | 483.4122 | 0.0538 | 484.0029 | 0.10585
| 469.9144 | 0.00030245 | 483.6352 | 0.0049176 | 469.9144 | 0.00189 | 483.6352 | 0.001044 | 477.6414 | 0.00041644 | 483.6352 | 0.0014015 | 484.2257 | 0.024782 | 478.34 | 0.15382 | 484.2257 | 0.26778 | 484.2257 | 0.6525 | 484.2257 | 0.098046 | 478.34 | -0.0018096 | 484.2257 | 0 | 469.9588 | 9.7551e-06 | 484.2257 | 0 | 484.2257 | 0 | 483.6352 | -0.00047067 | 710.3145 | 0.0173 | 483.6352 | -0.00051266 | 709.5843 | 1.0001e-05 | 710.3145 | 0.00211 | 483.6352 | 0.05343 | 484.2257 | 0.10667
| 470.0277 | 0 | 483.8582 | 0.0048804 | 470.0277 | 0 | 483.8582 | 0.0025242 | 477.8632 | 0.0010956 | 483.8582 | 0.0028226 | 484.4485 | 0.025784 | 478.56 | 0.14822 | 484.4484 | 0.26426 | 484.4485 | 0.66227 | 484.4485 | 0.10131 | 478.56 | 0.0018964 | 484.4485 | 0.00057442 | 470.0745 | 9.8136e-06 | 484.4485 | 0.00070169 | 484.4485 | 0.00042977 | 483.8582 | 0.00055522 | 710.4779 | 0.01582 | 483.8582 | 0.00024219 | 709.7477 | 0 | 710.4779 | 0.00203 | 483.8582 | 0.05433 | 484.4485 | 0.109
| 470.141 | 0.00028449 | 484.0811 | 0.0050147 | 470.141 | 0.00052021 | 484.0811 | 0.00045046 | 478.085 | 5.9566e-05 | 484.0811 | 0.0013639 | 484.6712 | 0.023595 | 478.79 | 0.14713 | 484.6712 | 0.2571 | 484.6712 | 0.66483 | 484.6712 | 0.1029 | 478.79 | -0.0021998 | 484.6712 | 0 | 470.1901 | 1.0516e-05 | 484.6712 | 0 | 484.6712 | 0 | 484.0811 | -0.00058791 | 710.6412 | 0.0175 | 484.0811 | 0.00010154 | 709.9112 | 0 | 710.6412 | 0.00213 | 484.0811 | 0.05013 | 484.6712 | 0.10914
| 470.2543 | 0 | 484.3041 | 0.0050221 | 470.2543 | 0 | 484.3041 | 0.002281 | 478.3068 | 0.0008593 | 484.3041 | 0.0026787 | 484.894 | 0.024809 | 479.01 | 0.13574 | 484.894 | 0.25326 | 484.894 | 0.67359 | 484.894 | 0.10543 | 479.01 | -0.0012895 | 484.894 | 0.00098837 | 470.3057 | 1.0259e-05 | 484.894 | 0.0010939 | 484.894 | 0.00046077 | 484.3041 | 0.00053098 | 710.8046 | 0.01371 | 484.3041 | -0.00085867 | 710.0746 | 6.6672e-06 | 710.8046 | 0.002 | 484.3041 | 0.05724 | 484.894 | 0.11124
| 470.3676 | 0.0006079 | 484.5272 | 0.0047581 | 470.3676 | 0.00151 | 484.5272 | 0.00044162 | 478.5286 | 0.00034163 | 484.5272 | 0.0013189 | 485.1168 | 0.022167 | 479.23 | 0.13348 | 485.1168 | 0.24643 | 485.1168 | 0.67764 | 485.1168 | 0.10745 | 479.23 | -0.0016147 | 485.1168 | 0 | 470.4214 | 1.0423e-05 | 485.1168 | 0 | 485.1168 | 0 | 484.5272 | -0.0004513 | 710.968 | 0.01748 | 484.5272 | -0.0011569 | 710.2381 | 0 | 710.968 | 0.0021 | 484.5272 | 0.05429 | 485.1168 | 0.11213
| 470.4809 | 0 | 484.7502 | 0.0048578 | 470.4809 | 0 | 484.7502 | 0.0023217 | 478.7505 | 0.00097216 | 484.7502 | 0.0026001 | 485.3397 | 0.023247 | 479.46 | 0.12757 | 485.3397 | 0.24345 | 485.3397 | 0.68394 | 485.3397 | 0.11063 | 479.46 | 7.5855e-05 | 485.3397 | 0.00058018 | 470.5371 | 9.193e-06 | 485.3397 | 0.00089384 | 485.3397 | 0.0004621 | 484.7502 | 0.00112 | 711.1313 | 0.01665 | 484.7502 | 0.00116 | 710.4015 | 0 | 711.1313 | 0.00204 | 484.7502 | 0.05629 | 485.3397 | 0.11409
| 470.5942 | 0.00021262 | 484.9732 | 0.0046716 | 470.5942 | 0 | 484.9732 | 0.0010379 | 478.9723 | 0.0003649 | 484.9732 | 0.0012457 | 485.5625 | 0.021318 | 479.68 | 0.12525 | 485.5625 | 0.23612 | 485.5625 | 0.68897 | 485.5625 | 0.11214 | 479.68 | 0.00046596 | 485.5625 | 0 | 470.6527 | 1.1043e-05 | 485.5625 | 0 | 485.5625 | 0 | 484.9732 | -0.00010219 | 711.2947 | 0.01762 | 484.9732 | -0.00027902 | 710.565 | 3.0002e-05 | 711.2947 | 0.00221 | 484.9732 | 0.05578 | 485.5625 | 0.11435
| 470.7075 | 0 | 485.1963 | 0.004722 | 470.7075 | 0 | 485.1963 | 0.0018062 | 479.1942 | 0.0008958 | 485.1963 | 0.0026611 | 485.7853 | 0.021937 | 479.9 | 0.11233 | 485.7853 | 0.23263 | 485.7853 | 0.69584 | 485.7853 | 0.11544 | 479.9 | 0.0015712 | 485.7853 | 0.00045134 | 470.7684 | 1.0329e-05 | 485.7853 | 0.0010612 | 485.7853 | 0.00046727 | 485.1963 | 0.00132 | 711.4581 | 0.01631 | 485.1963 | 0.0015139 | 710.7285 | 0 | 711.4581 | 0.00211 | 485.1963 | 0.05726 | 485.7853 | 0.11644
| 470.8208 | 0.00115 | 485.4193 | 0.004702 | 470.8208 | 0.00154 | 485.4193 | 0.00034427 | 479.416 | 0.00023786 | 485.4193 | 0.0010966 | 486.0082 | 0.020246 | 480.13 | 0.11499 | 486.0082 | 0.22736 | 486.0082 | 0.69829 | 486.0082 | 0.11753 | 480.13 | 0.0014413 | 486.0082 | 0 | 470.884 | 1.1231e-05 | 486.0082 | 0 | 486.0082 | 0 | 485.4193 | -0.00081492 | 711.6215 | 0.01396 | 485.4193 | -0.00080565 | 710.892 | 1.0001e-05 | 711.6215 | 0.00224 | 485.4193 | 0.05541 | 486.0082 | 0.11656
| 470.9341 | 0 | 485.6424 | 0.0047457 | 470.9341 | 0 | 485.6424 | 0.0020081 | 479.6379 | 0.00064323 | 485.6424 | 0.002683 | 486.2311 | 0.02152 | 480.35 | 0.11004 | 486.2311 | 0.2251 | 486.2311 | 0.70962 | 486.231 | 0.12124 | 480.35 | -0.00060684 | 486.2311 | 0.00073861 | 470.9997 | 9.9542e-06 | 486.2311 | 0.0007287 | 486.231 | 0.00055654 | 485.6424 | 0.00155 | 711.7849 | 0.01811 | 485.6424 | 0.00075982 | 711.0555 | 0 | 711.7849 | 0.00204 | 485.6424 | 0.0586 | 486.231 | 0.1185
| 471.0474 | 0 | 485.8655 | 0.0046833 | 471.0474 | 0.00118 | 485.8655 | 0.00051363 | 479.8598 | -8.3269e-06 | 485.8655 | 0.0010704 | 486.4539 | 0.019136 | 480.57 | 0.1067 | 486.454 | 0.21831 | 486.4539 | 0.71112 | 486.4539 | 0.12265 | 480.57 | -0.001192 | 486.4539 | 0 | 471.1154 | 1.0364e-05 | 486.4539 | 0 | 486.454 | 0 | 485.8655 | 0.0001822 | 711.9483 | 0.01616 | 485.8655 | -0.0012641 | 711.2189 | 1.0001e-05 | 711.9483 | 0.00216 | 485.8655 | 0.05811 | 486.4539 | 0.11908
| 471.1607 | 0 | 486.0886 | 0.0049767 | 471.1607 | 0 | 486.0886 | 0.0030573 | 480.0817 | 0.00074286 | 486.0886 | 0.0027797 | 486.6768 | 0.019811 | 480.8 | 0.09604 | 486.6769 | 0.21552 | 486.6768 | 0.72152 | 486.6768 | 0.12657 | 480.8 | 0.0010836 | 486.6768 | 0.00062857 | 471.231 | 9.5677e-06 | 486.6768 | 0.0010194 | 486.6769 | 0.00045996 | 486.0886 | 0.00062108 | 712.1117 | 0.01781 | 486.0886 | 0.00083781 | 711.3824 | 0 | 712.1117 | 0.00198 | 486.0886 | 0.05873 | 486.6768 | 0.12033
| 471.2741 | 0.00075165 | 486.3117 | 0.0047259 | 471.2741 | 0.00060691 | 486.3117 | -0.00019357 | 480.3036 | 8.3369e-05 | 486.3117 | 0.0012094 | 486.8998 | 0.019002 | 481.02 | 0.094656 | 486.8998 | 0.20918 | 486.8998 | 0.72332 | 486.8997 | 0.12774 | 481.02 | -0.001257 | 486.8998 | 0 | 471.3467 | 9.2398e-06 | 486.8998 | 0 | 486.8997 | 0 | 486.3118 | -0.00061311 | 712.2751 | 0.0144 | 486.3117 | 0.00013408 | 711.5459 | 3.0002e-05 | 712.2751 | 0.00218 | 486.3118 | 0.05887 | 486.8997 | 0.12036
| 471.3874 | 0 | 486.5349 | 0.0045937 | 471.3874 | 0 | 486.5349 | 0.0020602 | 480.5255 | 0.00077021 | 486.5349 | 0.0026999 | 487.1227 | 0.019424 | 481.24 | 0.090306 | 487.1227 | 0.20641 | 487.1227 | 0.72912 | 487.1227 | 0.13155 | 481.24 | -0.0010945 | 487.1227 | 0.00043126 | 471.4624 | 8.502e-06 | 487.1227 | 0.0006224 | 487.1227 | 0.00042783 | 486.5349 | 0.00043114 | 712.4385 | 0.01735 | 486.5349 | 0.00047241 | 711.7095 | 6.6672e-06 | 712.4385 | 0.00196 | 486.5349 | 0.06031 | 487.1227 | 0.12183
| 471.5007 | 0.00080555 | 486.758 | 0.0045358 | 471.5007 | 0.00154 | 486.758 | 0.00028398 | 480.7474 | 7.1551e-05 | 486.758 | 0.0011392 | 487.3456 | 0.017131 | 481.47 | 0.09432 | 487.3456 | 0.20041 | 487.3456 | 0.73453 | 487.3456 | 0.13454 | 481.47 | -0.0012895 | 487.3456 | 0 | 471.5781 | 8.7011e-06 | 487.3456 | 0 | 487.3456 | 0 | 486.758 | -0.00097959 | 712.6019 | 0.01296 | 486.758 | -0.0015431 | 711.873 | 1.0001e-05 | 712.6019 | 0.00207 | 486.758 | 0.06001 | 487.3456 | 0.12187
| 471.614 | 0 | 486.9812 | 0.0046071 | 471.614 | 0 | 486.9812 | 0.0020577 | 480.9693 | 0.00044815 | 486.9812 | 0.0025544 | 487.5686 | 0.018661 | 481.69 | 0.082784 | 487.5686 | 0.19899 | 487.5686 | 0.74374 | 487.5686 | 0.13816 | 481.69 | -0.0012245 | 487.5686 | 0.00065778 | 471.6938 | 9.1344e-06 | 487.5686 | 0.00085935 | 487.5686 | 0.00027509 | 486.9812 | 0.00074003 | 712.7654 | 0.01754 | 486.9812 | -0.0019449 | 712.0365 | 0 | 712.7654 | 0.00196 | 486.9812 | 0.06218 | 487.5686 | 0.12337
| 471.7274 | 0 | 487.2044 | 0.0044431 | 471.7274 | 0.00022542 | 487.2044 | 0.00083628 | 481.1913 | 9.6657e-05 | 487.2044 | 0.001169 | 487.7915 | 0.017036 | 481.91 | 0.082986 | 487.7915 | 0.19241 | 487.7915 | 0.74616 | 487.7915 | 0.14023 | 481.91 | -0.0016472 | 487.7915 | 0 | 471.8095 | 8.9119e-06 | 487.7915 | 0 | 487.7915 | 0 | 487.2044 | -0.00056818 | 712.9288 | 0.01352 | 487.2044 | -0.00034475 | 712.2 | 1.0001e-05 | 712.9288 | 0.00214 | 487.2044 | 0.06166 | 487.7915 | 0.12298
| 471.8407 | 0 | 487.4276 | 0.0048216 | 471.8407 | 0 | 487.4276 | 0.0019391 | 481.4132 | 0.00066724 | 487.4276 | 0.0026546 | 488.0145 | 0.017562 | 482.14 | 0.074555 | 488.0145 | 0.19089 | 488.0145 | 0.75464 | 488.0145 | 0.14441 | 482.14 | -0.0015171 | 488.0145 | 0.00062967 | 471.9252 | 8.8534e-06 | 488.0145 | 0.0012919 | 488.0145 | 0.00049736 | 487.4276 | 0.0009419 | 713.0922 | 0.017 | 487.4276 | 0.0013033 | 712.3636 | 0 | 713.0922 | 0.00204 | 487.4276 | 0.06467 | 488.0145 | 0.12433
| 471.954 | 0.000554 | 487.6508 | 0.0043715 | 471.954 | 0.00156 | 487.6508 | 0.0010695 | 481.6352 | 0.00012579 | 487.6508 | 0.0013215 | 488.2375 | 0.015652 | 482.36 | 0.07442 | 488.2375 | 0.18461 | 488.2375 | 0.75521 | 488.2375 | 0.14688 | 482.36 | 0.00069354 | 488.2375 | 0 | 472.0409 | 9.8136e-06 | 488.2375 | 0 | 488.2375 | 0 | 487.6508 | -0.00044827 | 713.2557 | 0.01472 | 487.6508 | -0.0014902 | 712.5271 | 3.0002e-05 | 713.2557 | 0.00215 | 487.6508 | 0.06332 | 488.2375 | 0.12393
| 472.0673 | 0 | 487.874 | 0.0046127 | 472.0673 | 0 | 487.874 | 0.0017581 | 481.8572 | 0.00075369 | 487.874 | 0.0026623 | 488.4605 | 0.016407 | 482.58 | 0.065246 | 488.4605 | 0.18357 | 488.4605 | 0.76294 | 488.4605 | 0.15149 | 482.58 | -0.0024923 | 488.4605 | 0.00074557 | 472.1566 | 1.0493e-05 | 488.4605 | 0.00086458 | 488.4605 | 0.00065585 | 487.874 | 0.001 | 713.4191 | 0.01775 | 487.874 | 0.00049332 | 712.6906 | 6.6672e-06 | 713.4191 | 0.00206 | 487.874 | 0.06535 | 488.4605 | 0.1246
| 472.1807 | 0.00076961 | 488.0972 | 0.0044196 | 472.1807 | 0.00149 | 488.0972 | 0.00078128 | 482.0792 | 0.00037854 | 488.0972 | 0.0011996 | 488.6835 | 0.015153 | 482.81 | 0.072059 | 488.6835 | 0.17778 | 488.6835 | 0.76836 | 488.6835 | 0.1536 | 482.81 | -5.4182e-05 | 488.6835 | 0 | 472.2723 | 1.0739e-05 | 488.6835 | 0 | 488.6835 | 0 | 488.0972 | -0.0005244 | 713.5826 | 0.01343 | 488.0972 | -0.0039621 | 712.8542 | 1.0001e-05 | 713.5826 | 0.00222 | 488.0972 | 0.06621 | 488.6835 | 0.12449
| 472.294 | 0 | 488.3204 | 0.0050836 | 472.294 | 0 | 488.3204 | 0.0023742 | 482.3012 | 0.00072411 | 488.3204 | 0.002624 | 488.9065 | 0.016198 | 483.03 | 0.060591 | 488.9065 | 0.17639 | 488.9065 | 0.77546 | 488.9065 | 0.15858 | 483.03 | -0.00024923 | 488.9065 | 0.00091817 | 472.388 | 9.0173e-06 | 488.9065 | 0.00069616 | 488.9065 | 0.00055434 | 488.3204 | 0.0012 | 713.746 | 0.01487 | 488.3204 | 0.0016233 | 713.0177 | 6.6672e-06 | 713.746 | 0.00217 | 488.3204 | 0.06735 | 488.9065 | 0.12542
| 472.4074 | 0.00091335 | 488.5437 | 0.0048475 | 472.4074 | 0.00123 | 488.5437 | 0.00063563 | 482.5232 | 5.9415e-05 | 488.5437 | 0.0012212 | 489.1296 | 0.014484 | 483.25 | 0.065785 | 489.1296 | 0.17169 | 489.1296 | 0.77831 | 489.1296 | 0.16174 | 483.25 | -0.001257 | 489.1296 | 0 | 472.5038 | 8.8534e-06 | 489.1296 | 0 | 489.1296 | 0 | 488.5437 | -0.00034013 | 713.9095 | 0.01314 | 488.5437 | 0.00074857 | 713.1813 | 1.0001e-05 | 713.9095 | 0.00221 | 488.5437 | 0.06696 | 489.1296 | 0.12487
| 472.5207 | 0 | 488.767 | 0.004992 | 472.5207 | 0 | 488.767 | 0.0020337 | 482.7452 | 0.00055067 | 488.767 | 0.0026203 | 489.3526 | 0.015366 | 483.48 | 0.056409 | 489.3526 | 0.17005 | 489.3526 | 0.78551 | 489.3526 | 0.16674 | 483.48 | 0.0009211 | 489.3526 | 0.00044473 | 472.6195 | 8.7011e-06 | 489.3526 | 0.00076616 | 489.3526 | 0.00054498 | 488.767 | 0.00040591 | 714.073 | 0.01603 | 488.767 | -8.3887e-06 | 713.3448 | 2.6669e-05 | 714.073 | 0.00203 | 488.767 | 0.06981 | 489.3526 | 0.12589
| 472.634 | 0.00104 | 488.9902 | 0.004409 | 472.634 | 0.00186 | 488.9902 | 0.00079373 | 482.9673 | 2.2843e-05 | 488.9902 | 0.0012083 | 489.5757 | 0.013516 | 483.7 | 0.06022 | 489.5757 | 0.16484 | 489.5757 | 0.79005 | 489.5757 | 0.16884 | 483.7 | -0.0021023 | 489.5757 | 0 | 472.7352 | 8.947e-06 | 489.5757 | 0 | 489.5757 | 0 | 488.9903 | -0.00085195 | 714.2365 | 0.01315 | 488.9902 | -0.0034269 | 713.5084 | 0 | 714.2365 | 0.00207 | 488.9903 | 0.0683 | 489.5757 | 0.12599
| 472.7474 | 0 | 489.2135 | 0.0044182 | 472.7474 | 0 | 489.2135 | 0.0018153 | 483.1893 | 0.00053598 | 489.2135 | 0.0027481 | 489.7988 | 0.014754 | 483.92 | 0.052733 | 489.7988 | 0.16303 | 489.7988 | 0.79744 | 489.7988 | 0.17431 | 483.92 | -2.1673e-05 | 489.7988 | 0.00066071 | 472.8509 | 9.6497e-06 | 489.7988 | 0.00049996 | 489.7988 | 0.00042115 | 489.2135 | 0.00138 | 714.3999 | 0.01542 | 489.2135 | 0.0012 | 713.672 | 6.6672e-06 | 714.3999 | 0.00203 | 489.2135 | 0.0717 | 489.7988 | 0.12816
| 472.8607 | 0.00080555 | 489.4369 | 0.0047456 | 472.8607 | 0.00123 | 489.4369 | 0.00044825 | 483.4114 | -2.154e-05 | 489.4369 | 0.0010906 | 490.0219 | 0.013307 | 484.15 | 0.055768 | 490.0219 | 0.15897 | 490.0219 | 0.80269 | 490.0219 | 0.17735 | 484.15 | -0.00060684 | 490.0219 | 0 | 472.9667 | 9.6848e-06 | 490.0219 | 0 | 490.0218 | 0 | 489.4368 | -0.00101 | 714.5634 | 0.01301 | 489.4369 | -0.00026127 | 713.8355 | 1.0001e-05 | 714.5634 | 0.00222 | 489.4368 | 0.06985 | 490.0219 | 0.12831
| 472.9741 | 0 | 489.6602 | 0.0046147 | 472.9741 | 0 | 489.6602 | 0.0021707 | 483.6335 | 0.00062339 | 489.6602 | 0.0025872 | 490.245 | 0.01398 | 484.37 | 0.049023 | 490.245 | 0.15754 | 490.245 | 0.8108 | 490.245 | 0.18286 | 484.37 | 0.0002384 | 490.245 | 0.00047843 | 473.0824 | 1.0247e-05 | 490.245 | 0.00045836 | 490.245 | 0.00048947 | 489.6602 | 0.00133 | 714.7269 | 0.01568 | 489.6602 | 0.00085867 | 713.9991 | 0 | 714.7269 | 0.00207 | 489.6602 | 0.07291 | 490.245 | 0.12988
| 473.0874 | 0.00039229 | 489.8835 | 0.0045291 | 473.0874 | 0.00106 | 489.8835 | 0.00054728 | 483.8556 | 7.38e-05 | 489.8835 | 0.0013424 | 490.4681 | 0.012708 | 484.59 | 0.044976 | 490.4681 | 0.15229 | 490.4681 | 0.81438 | 490.4681 | 0.18593 | 484.59 | -0.00096444 | 490.4681 | 0 | 473.1982 | 1.1289e-05 | 490.4681 | 0 | 490.4681 | 0 | 489.8835 | -0.0003996 | 714.8904 | 0.01296 | 489.8835 | -9.2392e-06 | 714.1627 | 0 | 714.8904 | 0.00223 | 489.8835 | 0.07237 | 490.4681 | 0.13101
| 473.2008 | 0 | 490.1069 | 0.0037716 | 473.2008 | 0 | 490.1069 | 0.0023097 | 484.0777 | 0.00053445 | 490.1069 | 0.0026787 | 490.6912 | 0.01395 | 484.82 | 0.041839 | 490.6912 | 0.15059 | 490.6912 | 0.82329 | 490.6912 | 0.19153 | 484.82 | -0.0021023 | 490.6912 | 0.00053076 | 473.3139 | 1.1535e-05 | 490.6912 | 0.00098919 | 490.6912 | 0.0005053 | 490.1069 | 0.00102 | 715.0539 | 0.0151 | 490.1069 | -0.00086458 | 714.3263 | 0 | 715.0539 | 0.00208 | 490.1069 | 0.07467 | 490.6912 | 0.1331
| 473.3141 | 0 | 490.3302 | 0.0045034 | 473.3141 | 0.00097105 | 490.3302 | 0.00026911 | 484.2998 | 0.00023386 | 490.3302 | 0.0012438 | 490.9144 | 0.012324 | 485.04 | 0.043897 | 490.9144 | 0.14738 | 490.9144 | 0.82785 | 490.9144 | 0.19543 | 485.04 | -5.4182e-05 | 490.9144 | 0 | 473.4297 | 1.2378e-05 | 490.9144 | 0 | 490.9144 | 0 | 490.3302 | -0.00016349 | 715.2174 | 0.01372 | 490.3302 | -0.0010636 | 714.4899 | 1.0001e-05 | 715.2174 | 0.00196 | 490.3302 | 0.07027 | 490.9144 | 0.13402
| 473.4275 | 0 | 490.5536 | 0.0047483 | 473.4275 | 0 | 490.5536 | 0.0025874 | 484.5219 | 0.00057426 | 490.5536 | 0.0026698 | 491.1375 | 0.013118 | 485.26 | 0.030371 | 491.1375 | 0.14501 | 491.1375 | 0.83307 | 491.1375 | 0.20015 | 485.26 | 0.002124 | 491.1375 | 0.00071242 | 473.5454 | 1.0305e-05 | 491.1375 | 0.0012415 | 491.1375 | 0.00054891 | 490.5536 | 0.00104 | 715.3809 | 0.0157 | 490.5536 | 0.0010411 | 714.6535 | 6.6672e-06 | 715.3809 | 0.00181 | 490.5536 | 0.07783 | 491.1375 | 0.13689
| 473.5409 | 0.00051807 | 490.777 | 0.0045298 | 473.5409 | 0.00179 | 490.777 | 0.0013349 | 484.744 | 0.00023307 | 490.777 | 0.0013904 | 491.3607 | 0.011467 | 485.49 | 0.041873 | 491.3607 | 0.14049 | 491.3607 | 0.83337 | 491.3607 | 0.20398 | 485.49 | -0.0021673 | 491.3607 | 0 | 473.6612 | 1.0598e-05 | 491.3607 | 0 | 491.3607 | 0 | 490.777 | -0.00025902 | 715.5445 | 0.01841 | 490.777 | -0.0020876 | 714.8171 | 3.0002e-05 | 715.5445 | 0.00189 | 490.777 | 0.07422 | 491.3607 | 0.13846
| 473.6542 | 0 | 491.0004 | 0.0047411 | 473.6542 | 0 | 491.0004 | 0.0016166 | 484.9662 | 0.00047616 | 491.0004 | 0.0025987 | 491.5839 | 0.012582 | 485.71 | 0.031653 | 491.5839 | 0.14041 | 491.5839 | 0.84422 | 491.5839 | 0.21001 | 485.71 | -5.4182e-05 | 491.5839 | 0.00045544 | 473.777 | 9.5911e-06 | 491.5839 | 0.0010867 | 491.5839 | 0.00044277 | 491.0004 | 0.00112 | 715.708 | 0.02716 | 491.0004 | 8.1581e-05 | 714.9807 | 6.6672e-06 | 715.708 | 0.0021 | 491.0004 | 0.07816 | 491.5839 | 0.14119
| 473.7676 | 0.00127 | 491.2238 | 0.0044064 | 473.7676 | 0.00146 | 491.2238 | 0.00039057 | 485.1883 | -2.5649e-05 | 491.2238 | 0.0011011 | 491.8071 | 0.011068 | 485.94 | 0.033677 | 491.8071 | 0.1362 | 491.8071 | 0.84982 | 491.8071 | 0.21448 | 485.94 | -0.0014521 | 491.8071 | 0 | 473.8927 | 9.7551e-06 | 491.8071 | 0 | 491.8071 | 0 | 491.2238 | -0.00021316 | 715.8715 | 0.02245 | 491.2238 | -0.00062546 | 715.1443 | 0 | 715.8715 | 0.00219 | 491.2238 | 0.07694 | 491.8071 | 0.14327
| 473.881 | 0 | 491.4472 | 0.0045089 | 473.881 | 0 | 491.4472 | 0.0016536 | 485.4105 | 0.00055447 | 491.4472 | 0.0024739 | 492.0303 | 0.011735 | 486.16 | 0.028011 | 492.0303 | 0.1336 | 492.0303 | 0.85422 | 492.0303 | 0.22001 | 486.16 | 0.00098612 | 492.0303 | 0.00046867 | 474.0085 | 1.0036e-05 | 492.0303 | 0.00078749 | 492.0303 | 0.00052228 | 491.4472 | 0.00067658 | 716.0351 | 0.02779 | 491.4472 | -8.8506e-05 | 715.308 | 2.6669e-05 | 716.0351 | 0.00212 | 491.4472 | 0.07869 | 492.0303 | 0.14647
| 473.9943 | 0.0004462 | 491.6707 | 0.004195 | 473.9943 | 0.00074563 | 491.6707 | 0.00024456 | 485.6327 | 0.00020774 | 491.6707 | 0.0011392 | 492.2535 | 0.009782 | 486.38 | 0.028315 | 492.2535 | 0.13004 | 492.2535 | 0.85541 | 492.2535 | 0.22338 | 486.38 | -0.0011595 | 492.2535 | 0 | 474.1243 | 9.2749e-06 | 492.2535 | 0 | 492.2535 | 0 | 491.6707 | -0.0008146 | 716.1986 | 0.02145 | 491.6707 | 0.0011087 | 715.4716 | 3.0002e-05 | 716.1986 | 0.00227 | 491.6707 | 0.07874 | 492.2535 | 0.14887
| 474.1077 | 0 | 491.8941 | 0.0048012 | 474.1077 | 0 | 491.8941 | 0.0017795 | 485.8549 | 0.00076604 | 491.8941 | 0.002626 | 492.4767 | 0.012196 | 486.61 | 0.024199 | 492.4767 | 0.12897 | 492.4767 | 0.86034 | 492.4767 | 0.22894 | 486.61 | 0.00098612 | 492.4767 | 0.00080246 | 474.2401 | 1.0305e-05 | 492.4767 | 0.0013563 | 492.4767 | 0.0005853 | 491.8941 | 0.00095727 | 716.3621 | 0.02823 | 491.8941 | 0.00080424 | 715.6352 | 2.6669e-05 | 716.3621 | 0.00218 | 491.8941 | 0.08003 | 492.4767 | 0.15266
| 474.2211 | 0.00026652 | 492.1176 | 0.0043271 | 474.2211 | 0.00055488 | 492.1176 | 0.0010771 | 486.0771 | 2.0025e-05 | 492.1176 | 0.0012987 | 492.7 | 0.0099817 | 486.83 | 0.027236 | 492.7 | 0.12529 | 492.7 | 0.86713 | 492.7 | 0.23484 | 486.83 | 0.00027091 | 492.7 | 0 | 474.3559 | 8.4552e-06 | 492.7 | 0 | 492.7 | 0 | 492.1176 | -0.00051389 | 716.5257 | 0.01883 | 492.1176 | -2.6693e-05 | 715.7988 | 0 | 716.5257 | 0.00219 | 492.1176 | 0.08006 | 492.7 | 0.15485
| 474.3345 | 0 | 492.3411 | 0.0046837 | 474.3345 | 0 | 492.3411 | 0.0018515 | 486.2993 | 0.0004164 | 492.3411 | 0.0024877 | 492.9232 | 0.010958 | 487.05 | 0.022344 | 492.9232 | 0.12449 | 492.9232 | 0.87937 | 492.9232 | 0.24282 | 487.05 | -0.0019722 | 492.9232 | 0.0003945 | 474.4717 | 9.193e-06 | 492.9232 | 0.0009779 | 492.9232 | 0.00026829 | 492.3411 | 0.00092465 | 716.6893 | 0.02915 | 492.3411 | -0.00029366 | 715.9625 | 2.6669e-05 | 716.6893 | 0.00206 | 492.3411 | 0.08284 | 492.9232 | 0.15798
| 474.4478 | 0.00015871 | 492.5646 | 0.0043282 | 474.4478 | 0.0004335 | 492.5646 | 0.0010431 | 486.5215 | 0.00011852 | 492.5646 | 0.0011162 | 493.1465 | 0.0090658 | 487.28 | 0.026324 | 493.1465 | 0.12115 | 493.1465 | 0.88575 | 493.1465 | 0.24756 | 487.28 | -0.0014521 | 493.1465 | 0 | 474.5874 | 9.1578e-06 | 493.1465 | 0 | 493.1465 | 0 | 492.5646 | -0.00076299 | 716.8528 | 0.02291 | 492.5646 | -0.0024238 | 716.1261 | 0 | 716.8528 | 0.00215 | 492.5646 | 0.08316 | 493.1465 | 0.16029
| 474.5612 | 0 | 492.7881 | 0.0043599 | 474.5612 | 0 | 492.7881 | 0.0019668 | 486.7437 | 0.00054932 | 492.7881 | 0.0025581 | 493.3698 | 0.010466 | 487.5 | 0.019275 | 493.3698 | 0.12 | 493.3698 | 0.88683 | 493.3698 | 0.25199 | 487.5 | -0.00028175 | 493.3698 | 0.00027884 | 474.7033 | 1.0844e-05 | 493.3698 | 0.00089765 | 493.3698 | 0.00059048 | 492.7881 | 0.0004537 | 717.0164 | 0.03073 | 492.7881 | -0.00050103 | 716.2898 | 6.6672e-06 | 717.0164 | 0.00214 | 492.7881 | 0.08566 | 493.3698 | 0.16345
| 474.6746 | 0.00058994 | 493.0116 | 0.0044837 | 474.6746 | 0.00090168 | 493.0116 | 0.00036623 | 486.9659 | 5.903e-05 | 493.0116 | 0.001238 | 493.5931 | 0.0094054 | 487.73 | 0.022412 | 493.5931 | 0.11588 | 493.5931 | 0.88409 | 493.5931 | 0.25635 | 487.73 | -0.0012895 | 493.5931 | 0 | 474.8191 | 1.0797e-05 | 493.5931 | 0 | 493.5931 | 0 | 493.0116 | -4.3388e-05 | 717.18 | 0.02483 | 493.0116 | -0.0012898 | 716.4534 | 1.0001e-05 | 717.18 | 0.00228 | 493.0116 | 0.08478 | 493.5931 | 0.16513
| 474.788 | 0 | 493.2351 | 0.0039028 | 474.788 | 0 | 493.2351 | 0.0017023 | 487.1882 | 0.00070693 | 493.2351 | 0.0025674 | 493.8164 | 0.01039 | 487.95 | 0.015295 | 493.8164 | 0.11424 | 493.8164 | 0.89029 | 493.8164 | 0.26239 | 487.95 | 0.00056349 | 493.8164 | 0.00055103 | 474.9349 | 9.2984e-06 | 493.8164 | 0.00088446 | 493.8164 | 0.00053308 | 493.2351 | 0.00097245 | 717.3435 | 0.0279 | 493.2351 | 0.0010301 | 716.6171 | 0 | 717.3435 | 0.00213 | 493.2351 | 0.08635 | 493.8164 | 0.16855
| 474.9014 | 0.00075165 | 493.4587 | 0.0043603 | 474.9014 | 0.00132 | 493.4587 | 0.00038654 | 487.4105 | 1.3646e-05 | 493.4587 | 0.0010518 | 494.0397 | 0.0085675 | 488.17 | 0.017015 | 494.0397 | 0.11133 | 494.0397 | 0.90028 | 494.0397 | 0.26877 | 488.17 | 0.00027091 | 494.0397 | 0 | 475.0507 | 8.5372e-06 | 494.0397 | 0 | 494.0397 | 0 | 493.4587 | -0.00046546 | 717.5071 | 0.02416 | 493.4587 | -0.0020945 | 716.7808 | 3.0002e-05 | 717.5071 | 0.00219 | 493.4587 | 0.08635 | 494.0397 | 0.17032
| 475.0148 | 0 | 493.6823 | 0.0040698 | 475.0148 | 0 | 493.6823 | 0.0021996 | 487.6328 | 0.00049241 | 493.6823 | 0.0025462 | 494.263 | 0.010265 | 488.4 | 0.01452 | 494.263 | 0.11273 | 494.263 | 0.92113 | 494.263 | 0.2814 | 488.4 | -0.00047681 | 494.263 | 0.0011048 | 475.1665 | 7.8462e-06 | 494.263 | 0.00066759 | 494.263 | 0.00043255 | 493.6823 | 0.00098358 | 717.6707 | 0.03192 | 493.6823 | 0.0031256 | 716.9444 | 6.6672e-06 | 717.6707 | 0.00205 | 493.6823 | 0.09128 | 494.263 | 0.17386
| 475.1282 | 0.00023058 | 493.9058 | 0.0042757 | 475.1282 | 0.00095371 | 493.9058 | 0.00016084 | 487.855 | 0.00020508 | 493.9058 | 0.0011404 | 494.4864 | 0.008663 | 488.62 | 0.015464 | 494.4864 | 0.10942 | 494.4864 | 0.9333 | 494.4864 | 0.28802 | 488.62 | 0.00082357 | 494.4864 | 0 | 475.2823 | 9.6497e-06 | 494.4864 | 0 | 494.4864 | 0 | 493.9058 | -0.00037094 | 717.8343 | 0.02696 | 493.9058 | -0.00068332 | 717.1081 | 1.0001e-05 | 717.8343 | 0.00219 | 493.9058 | 0.08977 | 494.4864 | 0.17538
| 475.2416 | 0 | 494.1294 | 0.0046056 | 475.2416 | 0 | 494.1294 | 0.001585 | 488.0773 | 0.00029791 | 494.1294 | 0.0026117 | 494.7098 | 0.0099584 | 488.84 | 0.012429 | 494.7097 | 0.10755 | 494.7098 | 0.93311 | 494.7097 | 0.29397 | 488.84 | -0.00034676 | 494.7098 | 0.00045635 | 475.3981 | 1.0329e-05 | 494.7098 | 0.00086031 | 494.7097 | 0.00062223 | 494.1294 | 0.00132 | 717.9979 | 0.0321 | 494.1294 | 0.00054209 | 717.2718 | 2.6669e-05 | 717.9979 | 0.00213 | 494.1294 | 0.09336 | 494.7097 | 0.17822
| 475.355 | 0.00051807 | 494.353 | 0.0040342 | 475.355 | 0.00153 | 494.353 | 0.00040254 | 488.2997 | -8.9236e-06 | 494.353 | 0.0011607 | 494.9331 | 0.00838 | 489.07 | 0.014587 | 494.9331 | 0.103 | 494.9331 | 0.92384 | 494.9331 | 0.29634 | 489.07 | -0.00054182 | 494.9331 | 0 | 475.514 | 1.1886e-05 | 494.9331 | 0 | 494.9331 | 0 | 494.353 | -0.0007276 | 718.1615 | 0.02726 | 494.353 | 0.00023035 | 717.4355 | 3.0002e-05 | 718.1615 | 0.00225 | 494.353 | 0.09322 | 494.9331 | 0.17945
| 475.4684 | 0 | 494.5766 | 0.0044807 | 475.4684 | 0 | 494.5766 | 0.0024767 | 488.522 | 0.00088936 | 494.5766 | 0.0026171 | 495.1565 | 0.0097031 | 489.29 | 0.011316 | 495.1565 | 0.10233 | 495.1565 | 0.92894 | 495.1565 | 0.30265 | 489.29 | 0.0012462 | 495.1565 | 0.00098011 | 475.6298 | 1.1266e-05 | 495.1565 | 0.00095199 | 495.1565 | 0.00040613 | 494.5766 | 0.00084595 | 718.3251 | 0.02792 | 494.5766 | 0.0011384 | 717.5992 | 6.6672e-06 | 718.3251 | 0.00219 | 494.5766 | 0.09578 | 495.1565 | 0.18174
| 475.5818 | 0.0004462 | 494.8003 | 0.0045656 | 475.5818 | 0.00173 | 494.8003 | 0.00039557 | 488.7443 | 9.0348e-05 | 494.8003 | 0.0014167 | 495.3799 | 0.0077185 | 489.52 | 0.013272 | 495.3799 | 0.09982 | 495.3799 | 0.93043 | 495.3799 | 0.30844 | 489.52 | -0.0020047 | 495.3799 | 0 | 475.7456 | 1.1863e-05 | 495.3799 | 0.00019431 | 495.3799 | 0 | 494.8003 | -0.00010871 | 718.4887 | 0.02704 | 494.8003 | -0.0013804 | 717.7629 | 1.0001e-05 | 718.4887 | 0.0023 | 494.8003 | 0.09404 | 495.3799 | 0.18388
| 475.6952 | 0 | 495.0239 | 0.0040869 | 475.6952 | 0 | 495.0239 | 0.0016417 | 488.9666 | 0.00059328 | 495.0239 | 0.0025475 | 495.6033 | 0.0094225 | 489.74 | 0.0098316 | 495.6033 | 0.09833 | 495.6033 | 0.9393 | 495.6033 | 0.31617 | 489.74 | -0.0001192 | 495.6033 | 0.0006829 | 475.8615 | 9.8722e-06 | 495.6033 | 0.00044089 | 495.6033 | 0.00041362 | 495.0239 | 0.00075296 | 718.6523 | 0.02911 | 495.0239 | 0.00032908 | 717.9266 | 6.6672e-06 | 718.6523 | 0.00217 | 495.0239 | 0.09822 | 495.6033 | 0.18789
| 475.8086 | 0.00053603 | 495.2476 | 0.0042354 | 475.8086 | 0.00151 | 495.2476 | 0.00053475 | 489.189 | 0.00033049 | 495.2476 | 0.0012001 | 495.8268 | 0.0072513 | 489.96 | 0.011552 | 495.8268 | 0.09609 | 495.8268 | 0.94893 | 495.8268 | 0.32405 | 489.96 | -0.0030776 | 495.8268 | 0 | 475.9773 | 1.0528e-05 | 495.8268 | 0 | 495.8268 | 0 | 495.2476 | -0.00037246 | 718.816 | 0.02645 | 495.2476 | -0.0019799 | 718.0903 | 1.0001e-05 | 718.816 | 0.00227 | 495.2476 | 0.09936 | 495.8268 | 0.19127
| 475.922 | 0 | 495.4712 | 0.00465 | 475.922 | 0 | 495.4712 | 0.002294 | 489.4114 | 0.00045116 | 495.4712 | 0.002639 | 496.0502 | 0.0092154 | 490.19 | 0.010506 | 496.0502 | 0.0962 | 496.0502 | 0.95581 | 496.0502 | 0.33303 | 490.19 | -0.00093193 | 496.0502 | 0.00061964 | 476.0932 | 8.7011e-06 | 496.0502 | 0.0010079 | 496.0502 | 0.00048736 | 495.4712 | 0.00095575 | 718.9796 | 0.0283 | 495.4712 | -0.00099357 | 718.254 | 0 | 718.9796 | 0.00216 | 495.4712 | 0.10233 | 496.0502 | 0.19534
| 476.0354 | 5.091e-05 | 495.6949 | 0.004433 | 476.0354 | 0.00098839 | 495.6949 | 0.00045797 | 489.6338 | -1.073e-05 | 495.6949 | 0.001315 | 496.2736 | 0.0076333 | 490.41 | 0.0075719 | 496.2736 | 0.09336 | 496.2736 | 0.96774 | 496.2737 | 0.34233 | 490.41 | -0.00063934 | 496.2736 | 0 | 476.209 | 9.2984e-06 | 496.2736 | 0 | 496.2736 | 0 | 495.6949 | -0.00024743 | 719.1432 | 0.03404 | 495.6949 | -0.00091154 | 718.4177 | 0 | 719.1432 | 0.00225 | 495.6949 | 0.10358 | 496.2737 | 0.1978
| 476.1488 | 0 | 495.9186 | 0.0044827 | 476.1488 | 0 | 495.9186 | 0.0026287 | 489.8561 | 0.00035925 | 495.9186 | 0.0025378 | 496.4971 | 0.0083261 | 490.64 | 0.0088197 | 496.4971 | 0.09293 | 496.4971 | 0.97362 | 496.4971 | 0.35057 | 490.64 | 0.00030341 | 496.4971 | 0.00068645 | 476.3249 | 7.3661e-06 | 496.4971 | 0.0013265 | 496.4971 | 0.00037282 | 495.9186 | 0.00103 | 719.3069 | 0.02908 | 495.9186 | 0.00035643 | 718.5815 | 0 | 719.3069 | 0.00211 | 495.9186 | 0.10633 | 496.4971 | 0.20096
| 476.2622 | 0 | 496.1423 | 0.0039509 | 476.2622 | 0.00135 | 496.1423 | 0.00093285 | 490.0785 | 0.0003146 | 496.1423 | 0.0013221 | 496.7206 | 0.0064575 | 490.86 | 0.0067286 | 496.7206 | 0.08836 | 496.7206 | 0.96546 | 496.7206 | 0.35268 | 490.86 | 0.00014088 | 496.7206 | 0 | 476.4407 | 9.2749e-06 | 496.7206 | 0 | 496.7206 | 0 | 496.1423 | -0.00107 | 719.4705 | 0.02861 | 496.1423 | -0.0025801 | 718.7452 | 3.0002e-05 | 719.4705 | 0.00218 | 496.1423 | 0.10489 | 496.7206 | 0.20165
| 476.3757 | 0 | 496.366 | 0.0034968 | 476.3757 | 0 | 496.366 | 0.0017726 | 490.3009 | 0.00049419 | 496.366 | 0.0025486 | 496.9441 | 0.0079474 | 491.08 | 0.0092245 | 496.9441 | 0.08786 | 496.9441 | 0.96377 | 496.9441 | 0.35983 | 491.08 | 0.0029691 | 496.9441 | 0.00065914 | 476.5566 | 9.5209e-06 | 496.9441 | 0.00094424 | 496.9441 | 0.00057953 | 496.366 | 0.00151 | 719.6342 | 0.02918 | 496.366 | 0.0012257 | 718.9089 | 0 | 719.6342 | 0.00206 | 496.366 | 0.10818 | 496.9441 | 0.20351
| 476.4891 | 0.00124 | 496.5898 | 0.0045239 | 476.4891 | 0.00097105 | 496.5898 | 0.0008424 | 490.5234 | 6.6806e-05 | 496.5898 | 0.0013189 | 497.1676 | 0.0070739 | 491.31 | 0.007302 | 497.1676 | 0.08477 | 497.1676 | 0.96485 | 497.1676 | 0.36612 | 491.31 | 0.0017338 | 497.1676 | 0 | 476.6725 | 1.068e-05 | 497.1676 | 0 | 497.1676 | 0 | 496.5898 | 0.00011973 | 719.7979 | 0.03854 | 496.5898 | 0.0011396 | 719.0727 | 1.0001e-05 | 719.7979 | 0.00224 | 496.5898 | 0.1039 | 497.1676 | 0.20334
| 476.6025 | 0 | 496.8135 | 0.0043626 | 476.6025 | 0 | 496.8135 | 0.0017089 | 490.7458 | 0.00035467 | 496.8135 | 0.0022937 | 497.3911 | 0.0076945 | 491.53 | 0.0063913 | 497.3911 | 0.08354 | 497.3911 | 0.96009 | 497.3911 | 0.36956 | 491.53 | 0.00017338 | 497.3911 | 0.00071124 | 476.7883 | 1.0177e-05 | 497.3911 | 0.00090659 | 497.3911 | 0.00049119 | 496.8135 | 0.00087479 | 719.9615 | 0.02897 | 496.8135 | -0.00016229 | 719.2364 | 0 | 719.9615 | 0.00216 | 496.8135 | 0.1107 | 497.3911 | 0.20675
| 476.7159 | 0.00108 | 497.0373 | 0.0042688 | 476.7159 | 0.0013 | 497.0373 | 0.00047866 | 490.9683 | 7.2197e-05 | 497.0373 | 0.0011379 | 497.6146 | 0.0063085 | 491.76 | 0.0052446 | 497.6146 | 0.07914 | 497.6146 | 0.94534 | 497.6146 | 0.36991 | 491.76 | -0.00037928 | 497.6146 | 0 | 476.9042 | 1.1617e-05 | 497.6146 | 5.5868e-05 | 497.6146 | 0 | 497.0373 | -0.00036295 | 720.1252 | 0.03832 | 497.0373 | 0.0010156 | 719.4002 | 3.0002e-05 | 720.1252 | 0.00228 | 497.0373 | 0.10544 | 497.6146 | 0.208
| 476.8294 | 0 | 497.2611 | 0.0042981 | 476.8294 | 0 | 497.2611 | 0.002427 | 491.1907 | 0.00046603 | 497.2611 | 0.002381 | 497.8382 | 0.0079669 | 491.98 | 0.0056493 | 497.8382 | 0.07818 | 497.8382 | 0.9476 | 497.8382 | 0.37643 | 491.98 | 0.00030341 | 497.8382 | 0.00031234 | 477.0201 | 1.1781e-05 | 497.8382 | 0.0006195 | 497.8382 | 0.00042679 | 497.2611 | 0.00086131 | 720.2889 | 0.03396 | 497.2611 | 0.0013027 | 719.5639 | 6.6672e-06 | 720.2889 | 0.00217 | 497.2611 | 0.10989 | 497.8382 | 0.21194
| 476.9428 | 0.00015871 | 497.4849 | 0.0041908 | 476.9428 | 0.00062425 | 497.4849 | 0.00049939 | 491.4132 | 5.9033e-05 | 497.4849 | 0.0011879 | 498.0617 | 0.0061366 | 492.2 | 0.0046038 | 498.0617 | 0.07586 | 498.0617 | 0.95068 | 498.0617 | 0.38497 | 492.2 | 0.0009211 | 498.0617 | 0 | 477.136 | 1.0715e-05 | 498.0617 | 0 | 498.0617 | 0 | 497.4848 | -0.00066845 | 720.4525 | 0.03846 | 497.4849 | -0.00082345 | 719.7277 | 5.0004e-05 | 720.4525 | 0.00231 | 497.4848 | 0.10959 | 498.0617 | 0.21445
| 477.0562 | 0 | 497.7087 | 0.0045823 | 477.0562 | 0 | 497.7087 | 0.0015614 | 491.6357 | 0.00054682 | 497.7087 | 0.0024152 | 498.2853 | 0.0073033 | 492.43 | 0.0069647 | 498.2853 | 0.07617 | 498.2853 | 0.95749 | 498.2853 | 0.39452 | 492.43 | -0.0018096 | 498.2853 | 0.0010861 | 477.2519 | 9.7317e-06 | 498.2853 | 0.0010823 | 498.2853 | 0.00064185 | 497.7087 | 0.00046991 | 720.6162 | 0.03453 | 497.7087 | -3.6692e-06 | 719.8914 | 0 | 720.6162 | 0.00219 | 497.7087 | 0.11125 | 498.2853 | 0.21808
| 477.1697 | 0.00116 | 497.9325 | 0.0040037 | 477.1697 | 0.00189 | 497.9325 | 0.00042459 | 491.8582 | 0.0001251 | 497.9325 | 0.0011268 | 498.5089 | 0.0055999 | 492.65 | 0.0024789 | 498.5089 | 0.07288 | 498.5089 | 0.95347 | 498.5089 | 0.39917 | 492.65 | -0.0019722 | 498.5089 | 0 | 477.3678 | 1.0388e-05 | 498.5089 | 2.8558e-05 | 498.5088 | 0 | 497.9325 | -0.00059762 | 720.7799 | 0.0384 | 497.9325 | -0.00031014 | 720.0552 | 3.0002e-05 | 720.7799 | 0.00224 | 497.9325 | 0.1102 | 498.5089 | 0.21945
| 477.2831 | 0 | 498.1563 | 0.0041116 | 477.2831 | 0 | 498.1563 | 0.0019465 | 492.0807 | 0.0004826 | 498.1563 | 0.0023675 | 498.7324 | 0.007032 | 492.88 | 0.0025127 | 498.7324 | 0.07279 | 498.7324 | 0.96067 | 498.7325 | 0.40882 | 492.88 | -0.0015171 | 498.7324 | 0.0004831 | 477.4837 | 1.1512e-05 | 498.7324 | 0.00062712 | 498.7324 | 0.00034833 | 498.1563 | 0.00065524 | 720.9436 | 0.03676 | 498.1563 | -0.00061832 | 720.219 | 0 | 720.9436 | 0.00212 | 498.1563 | 0.1136 | 498.7325 | 0.22257
| 477.3965 | 0.00019465 | 498.3801 | 0.0039986 | 477.3965 | 0.00108 | 498.3801 | 0.00077417 | 492.3032 | 0.00018509 | 498.3801 | 0.0012033 | 498.9561 | 0.0052398 | 493.1 | 0.0049073 | 498.9561 | 0.07034 | 498.9561 | 0.96897 | 498.9561 | 0.41911 | 493.1 | 0.00030341 | 498.9561 | 0 | 477.5996 | 1.109e-05 | 498.9561 | 0 | 498.9561 | 0 | 498.3801 | -0.00040112 | 721.1073 | 0.03418 | 498.3801 | -0.00080503 | 720.3827 | 3.0002e-05 | 721.1073 | 0.00227 | 498.3801 | 0.11421 | 498.9561 | 0.22404
| 477.51 | 0 | 498.604 | 0.004323 | 477.51 | 0 | 498.604 | 0.0010982 | 492.5257 | 0.0005892 | 498.604 | 0.0024938 | 499.1797 | 0.007237 | 493.32 | 0.0043003 | 499.1797 | 0.07071 | 499.1797 | 0.97745 | 499.1797 | 0.42966 | 493.32 | -0.00054182 | 499.1797 | 0.00037646 | 477.7155 | 1.109e-05 | 499.1797 | 0.00069293 | 499.1797 | 0.00064134 | 498.604 | 0.00067206 | 721.271 | 0.03709 | 498.604 | 8.5868e-05 | 720.5465 | 6.6672e-06 | 721.271 | 0.00223 | 498.604 | 0.11616 | 499.1797 | 0.22687
| 477.6234 | 0.0006079 | 498.8279 | 0.0033687 | 477.6234 | 0.00104 | 498.8279 | 0.00050425 | 492.7482 | 0.00017816 | 498.8279 | 0.0012167 | 499.4033 | 0.0056834 | 493.55 | 0.00082632 | 499.4033 | 0.06895 | 499.4033 | 0.98128 | 499.4033 | 0.43973 | 493.55 | 0.00088859 | 499.4033 | 0 | 477.8314 | 1.0762e-05 | 499.4033 | 0 | 499.4033 | 0 | 498.8279 | -0.00052737 | 721.4347 | 0.03758 | 498.8279 | -0.0022583 | 720.7103 | 1.0001e-05 | 721.4347 | 0.00226 | 498.8279 | 0.11705 | 499.4033 | 0.22881
| 477.7369 | 0 | 499.0517 | 0.0042282 | 477.7369 | 0 | 499.0517 | 0.0019946 | 492.9708 | 0.00071051 | 499.0517 | 0.0024022 | 499.6269 | 0.0070306 | 493.77 | 0.0036257 | 499.6269 | 0.06848 | 499.6269 | 0.97482 | 499.627 | 0.4435 | 493.77 | -0.0010295 | 499.6269 | 0.00033575 | 477.9473 | 1.0551e-05 | 499.6269 | 0.00085287 | 499.627 | 0.00054714 | 499.0517 | 0.0008062 | 721.5984 | 0.03794 | 499.0517 | -0.00075685 | 720.8741 | 0 | 721.5984 | 0.00211 | 499.0517 | 0.11767 | 499.627 | 0.23114
| 477.8503 | 0.00098522 | 499.2756 | 0.0042671 | 477.8503 | 0.00118 | 499.2756 | 0.00091819 | 493.1933 | 0.00015253 | 499.2756 | 0.0013533 | 499.8506 | 0.0050628 | 494 | 0.0035582 | 499.8506 | 0.06575 | 499.8506 | 0.97489 | 499.8506 | 0.45141 | 494 | -0.0014521 | 499.8506 | 0 | 478.0632 | 9.919e-06 | 499.8506 | 0 | 499.8506 | 0 | 499.2756 | -0.00026739 | 721.7622 | 0.03397 | 499.2756 | -0.00014058 | 721.0379 | 3.0002e-05 | 721.7622 | 0.00221 | 499.2756 | 0.11716 | 499.8506 | 0.23326
| 477.9638 | 0 | 499.4995 | 0.0042452 | 477.9638 | 0 | 499.4995 | 0.0023467 | 493.4159 | 0.00065028 | 499.4995 | 0.0023176 | 500.0743 | 0.0064966 | 494.22 | 0.002108 | 500.0743 | 0.06585 | 500.0743 | 0.98196 | 500.0743 | 0.46341 | 494.22 | 0.00069354 | 500.0743 | 0.0005689 | 478.1792 | 9.1812e-06 | 500.0743 | 0.00060288 | 500.0743 | 0.00051072 | 499.4995 | 0.00053669 | 721.9259 | 0.03386 | 499.4995 | -0.0010912 | 721.2017 | 6.6672e-06 | 721.9259 | 0.00218 | 499.4995 | 0.12005 | 500.0743 | 0.23612
| 478.0772 | 0.00053603 | 499.7235 | 0.003744 | 478.0772 | 0.00121 | 499.7235 | 0.0010333 | 493.6385 | 0.00011264 | 499.7235 | 0.0012817 | 500.2979 | 0.0054654 | 494.44 | 0.0023104 | 500.298 | 0.06355 | 500.2979 | 0.9803 | 500.2979 | 0.46939 | 494.44 | 0.00046596 | 500.2979 | 0 | 478.2951 | 9.0759e-06 | 500.2979 | 0 | 500.2979 | 0 | 499.7235 | -0.000252 | 722.0896 | 0.03353 | 499.7235 | 4.6143e-05 | 721.3655 | 3.0002e-05 | 722.0896 | 0.00236 | 499.7235 | 0.12003 | 500.2979 | 0.23841
| 478.1907 | 0.00016197 | 499.9474 | 0.0038193 | 478.1907 | 0 | 499.9474 | 0.0020492 | 493.8611 | 0.00055375 | 499.9474 | 0.0023591 | 500.5216 | 0.0064023 | 494.67 | 0.001231 | 500.5216 | 0.06337 | 500.5216 | 0.98285 | 500.5216 | 0.47845 | 494.67 | 0.0017988 | 500.5216 | 0.00044583 | 478.411 | 9.1812e-06 | 500.5216 | 0.00070908 | 500.5216 | 0.00045563 | 499.9474 | 0.00078482 | 722.2534 | 0.03419 | 499.9474 | 9.0313e-05 | 721.5294 | 6.6672e-06 | 722.2534 | 0.00223 | 499.9474 | 0.12276 | 500.5216 | 0.24102
| 478.3042 | 0.00046416 | 500.1713 | 0.0040241 | 478.3042 | 0.0018 | 500.1713 | 0.00070111 | 494.0837 | 0.00017872 | 500.1713 | 0.0011909 | 500.7453 | 0.0050514 | 494.89 | 0.0028838 | 500.7453 | 0.06021 | 500.7453 | 0.97405 | 500.7454 | 0.48303 | 494.89 | -0.001322 | 500.7453 | 0 | 478.5269 | 1.0633e-05 | 500.7453 | 0 | 500.7454 | 0 | 500.1713 | -0.00026885 | 722.4171 | 0.03302 | 500.1713 | 0.00012244 | 721.6932 | 3.0002e-05 | 722.4171 | 0.00235 | 500.1713 | 0.1213 | 500.7454 | 0.24296
| 478.4176 | 0 | 500.3953 | 0.0041488 | 478.4176 | 0 | 500.3953 | 0.0012521 | 494.3063 | 0.00053959 | 500.3953 | 0.0023589 | 500.9691 | 0.006106 | 495.12 | 0.0038281 | 500.9691 | 0.05956 | 500.9691 | 0.97754 | 500.9691 | 0.49335 | 495.12 | 0.00066102 | 500.9691 | 0.00045941 | 478.6429 | 1.0528e-05 | 500.9691 | 0.00059569 | 500.9691 | 0.00061487 | 500.3953 | 0.00048942 | 722.5809 | 0.03449 | 500.3953 | 0.0010703 | 721.857 | 6.6672e-06 | 722.5809 | 0.0022 | 500.3953 | 0.12389 | 500.9691 | 0.24596
| 478.5311 | 0.00131 | 500.6193 | 0.0041221 | 478.5311 | 0.00137 | 500.6193 | 0.0006702 | 494.5289 | 0.00013268 | 500.6193 | 0.0012661 | 501.1928 | 0.0046541 | 495.34 | 0.0012985 | 501.1928 | 0.05926 | 501.1928 | 0.97855 | 501.1928 | 0.50154 | 495.34 | -0.00028175 | 501.1928 | 0 | 478.7588 | 9.8488e-06 | 501.1928 | 0 | 501.1928 | 0 | 500.6193 | 0.00010837 | 722.7446 | 0.03316 | 500.6193 | -0.00013892 | 722.0208 | 3.0002e-05 | 722.7446 | 0.00232 | 500.6193 | 0.12672 | 501.1928 | 0.24798
| 478.6446 | 0 | 500.8433 | 0.0038617 | 478.6446 | 0 | 500.8433 | 0.001555 | 494.7516 | 0.00056881 | 500.8433 | 0.0023057 | 501.4165 | 0.0058756 | 495.56 | 0.0050423 | 501.4165 | 0.05847 | 501.4165 | 0.97809 | 501.4165 | 0.51195 | 495.56 | -0.00018422 | 501.4165 | 0.00017759 | 478.8748 | 7.694e-06 | 501.4165 | 0.00076534 | 501.4165 | 0.00059007 | 500.8433 | 0.00077742 | 722.9084 | 0.0347 | 500.8433 | -0.0019541 | 722.1847 | 0 | 722.9084 | 0.00217 | 500.8433 | 0.12903 | 501.4165 | 0.25113
| 478.758 | 0.00113 | 501.0673 | 0.0039548 | 478.758 | 0.00084967 | 501.0673 | 0.00087784 | 494.9742 | 2.6879e-06 | 501.0673 | 0.0010407 | 501.6403 | 0.0042819 | 495.79 | 0.0016358 | 501.6403 | 0.05652 | 501.6403 | 0.9852 | 501.6403 | 0.52383 | 495.79 | -0.00057433 | 501.6403 | 0 | 478.9907 | 7.776e-06 | 501.6403 | 0 | 501.6403 | 0 | 501.0673 | -0.00040232 | 723.0721 | 0.03371 | 501.0673 | 9.144e-05 | 722.3485 | 1.0001e-05 | 723.0721 | 0.00223 | 501.0673 | 0.13043 | 501.6403 | 0.2528
| 478.8715 | 0 | 501.2913 | 0.0038325 | 478.8715 | 0 | 501.2913 | 0.0019665 | 495.1968 | 0.0004626 | 501.2913 | 0.0024022 | 501.8641 | 0.0052991 | 496.01 | 0.0020068 | 501.8641 | 0.05737 | 501.8641 | 0.99036 | 501.8641 | 0.5355 | 496.01 | -0.00037928 | 501.8641 | 0 | 479.1067 | 8.0219e-06 | 501.8641 | 0.00072224 | 501.8641 | 0.00048119 | 501.2913 | 0.00099783 | 723.2359 | 0.03576 | 501.2913 | 0.001417 | 722.5123 | 6.6672e-06 | 723.2359 | 0.00207 | 501.2913 | 0.13345 | 501.8641 | 0.25638
| 478.985 | 0.00032042 | 501.5153 | 0.0035534 | 478.985 | 0.00175 | 501.5153 | 0.00031318 | 495.4195 | 7.7833e-05 | 501.5153 | 0.0011877 | 502.0879 | 0.0041772 | 496.24 | 0.0018381 | 502.0879 | 0.05462 | 502.0879 | 0.9817 | 502.0879 | 0.54079 | 496.24 | -0.00099695 | 502.0879 | 0 | 479.2226 | 9.4623e-06 | 502.0879 | 0 | 502.0879 | 0 | 501.5153 | -9.5248e-05 | 723.3997 | 0.03411 | 501.5153 | -0.0020245 | 722.6762 | 0 | 723.3997 | 0.00221 | 501.5153 | 0.13326 | 502.0879 | 0.25903
| 479.0985 | 0 | 501.7393 | 0.0042479 | 479.0985 | 0 | 501.7393 | 0.0014761 | 495.6422 | 0.00055551 | 501.7393 | 0.0022866 | 502.3117 | 0.0054329 | 496.46 | 0.0025127 | 502.3116 | 0.05403 | 502.3117 | 0.9729 | 502.3116 | 0.54633 | 496.46 | 0.0013112 | 502.3117 | 0.0006728 | 479.3386 | 1.109e-05 | 502.3117 | 0.00051189 | 502.3116 | 0.0003965 | 501.7393 | 0.00103 | 723.5634 | 0.03665 | 501.7393 | 0.00079812 | 722.8401 | 2.6669e-05 | 723.5634 | 0.00214 | 501.7393 | 0.13332 | 502.3116 | 0.26253
| 479.212 | 0.00113 | 501.9634 | 0.0037888 | 479.212 | 0.00123 | 501.9634 | 0.0010557 | 495.8649 | -6.6107e-05 | 501.9634 | 0.0010708 | 502.5355 | 0.0041485 | 496.69 | 0.003221 | 502.5355 | 0.05195 | 502.5355 | 0.9629 | 502.5355 | 0.55045 | 496.69 | 0.00082357 | 502.5355 | 0 | 479.4546 | 1.1781e-05 | 502.5355 | 0 | 502.5355 | 0 | 501.9634 | -0.00079843 | 723.7272 | 0.03369 | 501.9634 | -0.0011177 | 723.0039 | 0 | 723.7272 | 0.00232 | 501.9634 | 0.13296 | 502.5355 | 0.26489
| 479.3254 | 0 | 502.1875 | 0.0039523 | 479.3254 | 0 | 502.1875 | 0.0014947 | 496.0876 | 0.00049469 | 502.1875 | 0.0022388 | 502.7593 | 0.0055087 | 496.91 | 0.0026476 | 502.7593 | 0.05156 | 502.7593 | 0.95714 | 502.7593 | 0.55626 | 496.91 | 0.0014088 | 502.7593 | 0.00057693 | 479.5706 | 1.0879e-05 | 502.7593 | 0.00086963 | 502.7593 | 0.00049668 | 502.1875 | 0.00061725 | 723.891 | 0.03924 | 502.1875 | -0.00036623 | 723.1678 | 6.6672e-06 | 723.891 | 0.00225 | 502.1875 | 0.13314 | 502.7593 | 0.26826
| 479.4389 | 0.00145 | 502.4115 | 0.003797 | 479.4389 | 0.00097105 | 502.4115 | 0.001252 | 496.3103 | 8.2932e-05 | 502.4115 | 0.0012169 | 502.9831 | 0.004122 | 497.13 | 0.0010961 | 502.9831 | 0.04891 | 502.9831 | 0.95058 | 502.9831 | 0.56386 | 497.13 | 0.00059601 | 502.9831 | 0 | 479.6865 | 8.8534e-06 | 502.9831 | 0 | 502.9831 | 4.5262e-05 | 502.4115 | -0.00035487 | 724.0548 | 0.038 | 502.4115 | 0.0010275 | 723.3317 | 1.0001e-05 | 724.0548 | 0.00241 | 502.4115 | 0.13434 | 502.9831 | 0.27089
| 479.5524 | 0 | 502.6356 | 0.0039073 | 479.5524 | 0 | 502.6356 | 0.0014643 | 496.533 | 0.00043321 | 502.6356 | 0.0021303 | 503.207 | 0.004826 | 497.36 | 0.00028669 | 503.207 | 0.04943 | 503.207 | 0.95158 | 503.207 | 0.57402 | 497.36 | -2.1673e-05 | 503.207 | 0.00076736 | 479.8025 | 9.8371e-06 | 503.207 | 0.00083385 | 503.207 | 0.0005128 | 502.6356 | 0.00029315 | 724.2186 | 0.03945 | 502.6356 | 0.00083452 | 723.4955 | 2.6669e-05 | 724.2186 | 0.00227 | 502.6356 | 0.13545 | 503.207 | 0.27369
| 479.6659 | 0.00089539 | 502.8597 | 0.0037965 | 479.6659 | 0.0016 | 502.8597 | 0.00054461 | 496.7558 | 1.4645e-05 | 502.8597 | 0.0011321 | 503.4308 | 0.0039759 | 497.58 | 0.0025127 | 503.4308 | 0.04738 | 503.4308 | 0.94687 | 503.4308 | 0.58298 | 497.58 | -0.0019397 | 503.4308 | 0 | 479.9185 | 1.0551e-05 | 503.4308 | 0 | 503.4308 | 0 | 502.8597 | -0.00040512 | 724.3824 | 0.0373 | 502.8597 | -0.0019581 | 723.6594 | 0 | 724.3824 | 0.00235 | 502.8597 | 0.13389 | 503.4308 | 0.27612
| 479.7794 | 0 | 503.0838 | 0.0041386 | 479.7794 | 0 | 503.0838 | 0.0014527 | 496.9785 | 0.00047275 | 503.0838 | 0.0022794 | 503.6547 | 0.0047319 | 497.81 | 0.00082632 | 503.6547 | 0.04769 | 503.6547 | 0.94705 | 503.6547 | 0.59327 | 497.81 | -0.001257 | 503.6547 | 0.00053778 | 480.0345 | 1.1558e-05 | 503.6547 | 0.0006215 | 503.6547 | 0.0005312 | 503.0838 | 0.00068295 | 724.5462 | 0.04238 | 503.0838 | 0.00092993 | 723.8233 | 0 | 724.5462 | 0.00217 | 503.0838 | 0.14148 | 503.6547 | 0.27938
| 479.8929 | 0 | 503.308 | 0.0036657 | 479.8929 | 0.00154 | 503.308 | 0.0012702 | 497.2013 | -3.3671e-05 | 503.308 | 0.0012099 | 503.8786 | 0.0034063 | 498.03 | 0.00099496 | 503.8786 | 0.04506 | 503.8786 | 0.93465 | 503.8786 | 0.59608 | 498.03 | 0.00062851 | 503.8786 | 0 | 480.1505 | 9.2984e-06 | 503.8786 | 0 | 503.8786 | 0 | 503.308 | -0.000152 | 724.7101 | 0.0389 | 503.308 | -0.0018144 | 723.9872 | 1.0001e-05 | 724.7101 | 0.00222 | 503.308 | 0.13797 | 503.8786 | 0.28177
| 480.0064 | 0 | 503.5321 | 0.0039829 | 480.0064 | 0 | 503.5321 | 0.001428 | 497.424 | 0.00060602 | 503.5321 | 0.0022286 | 504.1025 | 0.0045181 | 498.26 | -0.00086005 | 504.1025 | 0.04621 | 504.1025 | 0.9348 | 504.1025 | 0.60755 | 498.26 | 7.5855e-05 | 504.1025 | 0.00042187 | 480.2665 | 1.0259e-05 | 504.1025 | 0.00076505 | 504.1025 | 0.00052401 | 503.5321 | 0.00042634 | 724.8739 | 0.04159 | 503.5321 | -0.0010064 | 724.1511 | 0 | 724.8739 | 0.00209 | 503.5321 | 0.14068 | 504.1025 | 0.28397
| 480.1199 | 0.00158 | 503.7563 | 0.0039081 | 480.1199 | 0.00027745 | 503.7563 | 0.00080841 | 497.6468 | 0.00016792 | 503.7563 | 0.0012917 | 504.3264 | 0.0033963 | 498.48 | 0.0015008 | 504.3264 | 0.04352 | 504.3264 | 0.92771 | 504.3264 | 0.61486 | 498.48 | -0.001322 | 504.3264 | 0 | 480.3825 | 1.0633e-05 | 504.3264 | 0 | 504.3264 | 0 | 503.7563 | -0.00051533 | 725.0377 | 0.04203 | 503.7563 | 0.0015159 | 724.315 | 3.0002e-05 | 725.0377 | 0.00227 | 503.7563 | 0.14202 | 504.3264 | 0.28607
| 480.2334 | 0 | 503.9804 | 0.0040639 | 480.2334 | 0 | 503.9804 | 0.0014027 | 497.8696 | 0.00047039 | 503.9804 | 0.0022921 | 504.5503 | 0.0046817 | 498.71 | 0.00045532 | 504.5503 | 0.04459 | 504.5503 | 0.92588 | 504.5503 | 0.62684 | 498.71 | -0.00089942 | 504.5503 | 0.00068385 | 480.4985 | 1.1535e-05 | 504.5503 | 0.00071337 | 504.5503 | 0.00045035 | 503.9805 | 0.00093804 | 725.2015 | 0.04179 | 503.9804 | -0.0012619 | 724.4789 | 6.6672e-06 | 725.2015 | 0.00222 | 503.9805 | 0.14401 | 504.5503 | 0.28956
| 480.3469 | 0.00024855 | 504.2046 | 0.0038514 | 480.3469 | 0.00109 | 504.2046 | 0.00087253 | 498.0924 | 9.3633e-06 | 504.2046 | 0.0012597 | 504.7742 | 0.0036334 | 498.93 | -0.001231 | 504.7742 | 0.04248 | 504.7742 | 0.91955 | 504.7742 | 0.63403 | 498.93 | -0.0014521 | 504.7742 | 0 | 480.6145 | 1.1172e-05 | 504.7742 | 0 | 504.7742 | 0 | 504.2046 | -0.00041652 | 725.3654 | 0.03993 | 504.2046 | 0.00030353 | 724.6428 | 1.0001e-05 | 725.3654 | 0.00234 | 504.2046 | 0.14492 | 504.7742 | 0.29224
| 480.4604 | 0 | 504.4288 | 0.0039533 | 480.4604 | 0 | 504.4288 | 0.0018127 | 498.3152 | 0.00055947 | 504.4288 | 0.0022063 | 504.9982 | 0.0047548 | 499.15 | 0.001737 | 504.9982 | 0.04223 | 504.9982 | 0.90956 | 504.9982 | 0.63775 | 499.15 | -0.00050931 | 504.9982 | 0.00044712 | 480.7305 | 1.1395e-05 | 504.9982 | 0.00060126 | 504.9982 | 0.00056396 | 504.4288 | 0.0005024 | 725.5292 | 0.04523 | 504.4288 | 5.2066e-05 | 724.8067 | 6.6672e-06 | 725.5292 | 0.00218 | 504.4288 | 0.14608 | 504.9982 | 0.29607
| 480.5739 | 0 | 504.653 | 0.0036214 | 480.5739 | 0.00108 | 504.653 | 0.00072265 | 498.5381 | 5.6716e-05 | 504.653 | 0.0011204 | 505.2221 | 0.0033876 | 499.38 | -0.0001855 | 505.2221 | 0.0405 | 505.2221 | 0.90283 | 505.2221 | 0.64582 | 499.38 | -0.001257 | 505.2221 | 0 | 480.8465 | 1.0633e-05 | 505.2221 | 0 | 505.2221 | 0 | 504.653 | -0.00013326 | 725.6931 | 0.04292 | 504.653 | -0.0011671 | 724.9706 | 0 | 725.6931 | 0.00225 | 504.653 | 0.1454 | 505.2221 | 0.29879
| 480.6875 | 0 | 504.8773 | 0.0038708 | 480.6875 | 0 | 504.8773 | 0.0008215 | 498.7609 | 0.00058773 | 504.8773 | 0.0022679 | 505.4461 | 0.0045812 | 499.6 | 0.0032547 | 505.4461 | 0.04078 | 505.4461 | 0.90444 | 505.4461 | 0.65895 | 499.6 | -0.00037928 | 505.4461 | 0.00044334 | 480.9625 | 9.919e-06 | 505.4461 | 0.00043177 | 505.4461 | 0.00044366 | 504.8773 | 0.00076048 | 725.8569 | 0.04602 | 504.8773 | -0.0010955 | 725.1346 | 6.6672e-06 | 725.8569 | 0.00219 | 504.8773 | 0.14793 | 505.4461 | 0.3018
| 480.801 | 0.00037433 | 505.1015 | 0.0035564 | 480.801 | 0.00127 | 505.1015 | 0.00068405 | 498.9838 | 0.00025094 | 505.1015 | 0.0011357 | 505.6701 | 0.0029878 | 499.83 | -0.0014334 | 505.6701 | 0.03903 | 505.6701 | 0.89545 | 505.6701 | 0.66706 | 499.83 | -0.001322 | 505.6701 | 0 | 481.0786 | 9.2984e-06 | 505.6701 | 0 | 505.6701 | 0 | 505.1015 | -0.00054046 | 726.0208 | 0.04531 | 505.1015 | -1.2857e-05 | 725.2985 | 1.0001e-05 | 726.0208 | 0.00239 | 505.1015 | 0.15023 | 505.6701 | 0.30498
| 480.9145 | 0 | 505.3257 | 0.00397 | 480.9145 | 0 | 505.3257 | 0.0015112 | 499.2066 | 0.0003693 | 505.3257 | 0.0022395 | 505.8941 | 0.004153 | 500.05 | 0.001231 | 505.8941 | 0.03956 | 505.8941 | 0.89379 | 505.8941 | 0.67652 | 500.05 | 0.0002384 | 505.8941 | 0.00047778 | 481.1946 | 9.3452e-06 | 505.8941 | 0.00079093 | 505.8941 | 0.00035123 | 505.3258 | 0.00056292 | 726.1846 | 0.04565 | 505.3257 | 0.0014334 | 725.4624 | 0 | 726.1846 | 0.00239 | 505.3258 | 0.15269 | 505.8941 | 0.30852
| 481.028 | 0.00032042 | 505.55 | 0.0037111 | 481.028 | 0.00079764 | 505.55 | 0.00052415 | 499.4295 | 0.00011775 | 505.55 | 0.0012003 | 506.1181 | 0.002766 | 500.28 | -0.00072515 | 506.1181 | 0.03819 | 506.1181 | 0.88925 | 506.1181 | 0.68791 | 500.28 | -0.00073687 | 506.1181 | 0 | 481.3106 | 9.193e-06 | 506.1181 | 0 | 506.1181 | 0 | 505.55 | -0.00032722 | 726.3485 | 0.05034 | 505.55 | -0.0002684 | 725.6264 | 0 | 726.3485 | 0.00248 | 505.55 | 0.15291 | 506.1181 | 0.30995
| 481.1415 | 0 | 505.7743 | 0.0040439 | 481.1415 | 0 | 505.7743 | 0.0017426 | 499.6524 | 0.00059713 | 505.7743 | 0.002141 | 506.3421 | 0.0039707 | 500.5 | 0.0013322 | 506.3421 | 0.03852 | 506.3421 | 0.88664 | 506.3421 | 0.69823 | 500.5 | -0.0015171 | 506.3421 | 0.00060523 | 481.4266 | 9.3218e-06 | 506.3421 | 0.00089834 | 506.3421 | 0.00042095 | 505.7743 | 0.00059897 | 726.5124 | 0.04919 | 505.7743 | 0.00096015 | 725.7903 | 6.6672e-06 | 726.5124 | 0.00231 | 505.7743 | 0.15628 | 506.3421 | 0.31301
| 481.2551 | 0.00091335 | 505.9986 | 0.0037984 | 481.2551 | 0.00142 | 505.9986 | 0.00061635 | 499.8752 | 0.00023886 | 505.9986 | 0.0010973 | 506.5662 | 0.002565 | 500.73 | -0.00032042 | 506.5662 | 0.03691 | 506.5662 | 0.87794 | 506.5662 | 0.70805 | 500.73 | 0.00049847 | 506.5662 | 0 | 481.5427 | 1.02e-05 | 506.5662 | 0 | 506.5662 | 0 | 505.9986 | -0.00033414 | 726.6762 | 0.05061 | 505.9986 | -0.0010439 | 725.9543 | 3.0002e-05 | 726.6762 | 0.00237 | 505.9986 | 0.15715 | 506.5662 | 0.31591
| 481.3686 | 0 | 506.2229 | 0.0037471 | 481.3686 | 0 | 506.2229 | 0.0013277 | 500.0982 | 0.00048574 | 506.2229 | 0.0022664 | 506.7902 | 0.004215 | 500.95 | 0.0019057 | 506.7902 | 0.03659 | 506.7902 | 0.87164 | 506.7902 | 0.71504 | 500.95 | 0.00049847 | 506.7902 | 0.00040734 | 481.6587 | 1.0739e-05 | 506.7902 | 0.00070421 | 506.7902 | 0.00060893 | 506.2229 | 0.00059252 | 726.8401 | 0.05091 | 506.2229 | 0.00027697 | 726.1182 | 6.6672e-06 | 726.8401 | 0.00228 | 506.2229 | 0.15891 | 506.7902 | 0.31838
| 481.4821 | 0.00062587 | 506.4472 | 0.0037219 | 481.4821 | 0 | 506.4472 | 0.00060672 | 500.3211 | 0.00037529 | 506.4472 | 0.001123 | 507.0143 | 0.0028946 | 501.17 | -0.0023441 | 507.0143 | 0.03469 | 507.0143 | 0.85584 | 507.0143 | 0.71809 | 501.17 | 0.00069354 | 507.0143 | 0 | 481.7748 | 1.102e-05 | 507.0143 | 0 | 507.0143 | 0 | 506.4472 | -0.00056412 | 727.004 | 0.05112 | 506.4472 | -0.00086164 | 726.2822 | 0 | 727.004 | 0.00237 | 506.4472 | 0.15879 | 507.0143 | 0.32034
| 481.5957 | 0 | 506.6715 | 0.0037663 | 481.5957 | 0 | 506.6715 | 0.0016305 | 500.544 | 0.00040999 | 506.6715 | 0.0022193 | 507.2384 | 0.0037979 | 501.4 | 0.0013322 | 507.2384 | 0.0353 | 507.2384 | 0.84765 | 507.2384 | 0.72554 | 501.4 | 0.00036844 | 507.2384 | 0.00030819 | 481.8908 | 1.0528e-05 | 507.2384 | 0.00037791 | 507.2384 | 0.00044491 | 506.6715 | 0.00097989 | 727.1679 | 0.05008 | 506.6715 | -0.00031827 | 726.4462 | 2.6669e-05 | 727.1679 | 0.00224 | 506.6715 | 0.16158 | 507.2384 | 0.32312
| 481.7092 | 0.00127 | 506.8959 | 0.0037904 | 481.7092 | 0.00139 | 506.8959 | 0.0009817 | 500.7669 | 0.00017344 | 506.8959 | 0.0012505 | 507.4625 | 0.0025562 | 501.62 | -0.00035414 | 507.4624 | 0.03331 | 507.4625 | 0.83723 | 507.4625 | 0.73142 | 501.62 | 0.00066102 | 507.4625 | 0 | 482.0069 | 1.0341e-05 | 507.4625 | 0 | 507.4625 | 0 | 506.8958 | -0.00060548 | 727.3318 | 0.04873 | 506.8959 | -0.00030641 | 726.6101 | 0 | 727.3318 | 0.00236 | 506.8958 | 0.16116 | 507.4625 | 0.32647
| 481.8227 | 0 | 507.1202 | 0.0038374 | 481.8227 | 0 | 507.1202 | 0.0016776 | 500.9899 | 0.00037863 | 507.1202 | 0.0020967 | 507.6866 | 0.0037551 | 501.85 | 0.0010287 | 507.6866 | 0.03414 | 507.6866 | 0.83329 | 507.6866 | 0.74227 | 501.85 | -0.0017771 | 507.6866 | 0.00058627 | 482.123 | 1.0036e-05 | 507.6866 | 0.00051301 | 507.6866 | 0.00039378 | 507.1202 | 0.00071949 | 727.4957 | 0.05326 | 507.1202 | -0.00040249 | 726.7741 | 0 | 727.4957 | 0.00227 | 507.1202 | 0.16396 | 507.6866 | 0.32956
| 481.9363 | 0.00094928 | 507.3446 | 0.0036939 | 481.9363 | 0.0003468 | 507.3446 | 0.00076687 | 501.2129 | 0.00026162 | 507.3446 | 0.0011647 | 507.9107 | 0.0027441 | 502.07 | -0.00086005 | 507.9107 | 0.03186 | 507.9107 | 0.82465 | 507.9107 | 0.75019 | 502.07 | -0.00093193 | 507.9107 | 0 | 482.239 | 1.0516e-05 | 507.9107 | 0 | 507.9107 | 0 | 507.3446 | -0.00041164 | 727.6596 | 0.05326 | 507.3446 | -0.00073039 | 726.9381 | 1.0001e-05 | 727.6596 | 0.00244 | 507.3446 | 0.16207 | 507.9107 | 0.33119
| 482.0498 | 0.00016197 | 507.569 | 0.0033305 | 482.0498 | 0 | 507.569 | 0.0015812 | 501.4358 | 0.00037143 | 507.569 | 0.0020817 | 508.1348 | 0.003492 | 502.3 | 0.0013322 | 508.1348 | 0.03269 | 508.1348 | 0.82236 | 508.1348 | 0.76267 | 502.3 | 0.0013763 | 508.1348 | 0.00029541 | 482.3551 | 1.1558e-05 | 508.1348 | 0.00087934 | 508.1348 | 0.00035905 | 507.5689 | 0.00068188 | 727.8235 | 0.05316 | 507.569 | -0.0008172 | 727.1021 | 6.6672e-06 | 727.8235 | 0.00227 | 507.5689 | 0.16428 | 508.1348 | 0.334
| 482.1634 | 0.00015871 | 507.7933 | 0.0035229 | 482.1634 | 0.00067626 | 507.7933 | 0.0007772 | 501.6588 | 0.00018439 | 507.7933 | 0.0012356 | 508.3589 | 0.0024911 | 502.52 | -0.00021923 | 508.3589 | 0.03108 | 508.3589 | 0.81796 | 508.3589 | 0.77582 | 502.52 | 0.00036844 | 508.3589 | 0 | 482.4712 | 1.2273e-05 | 508.3589 | 0 | 508.3589 | 0 | 507.7933 | -0.00021043 | 727.9875 | 0.05356 | 507.7933 | -0.00062254 | 727.2661 | 1.0001e-05 | 727.9875 | 0.00241 | 507.7933 | 0.16598 | 508.3589 | 0.33602
| 482.2769 | 0 | 508.0178 | 0.0039056 | 482.2769 | 0 | 508.0178 | 0.0022543 | 501.8818 | 0.00041207 | 508.0178 | 0.0022177 | 508.5831 | 0.0036921 | 502.75 | -0.00028669 | 508.5831 | 0.03166 | 508.5831 | 0.81339 | 508.5831 | 0.7857 | 502.75 | -0.00099695 | 508.5831 | 0.00025041 | 482.5872 | 1.1617e-05 | 508.5831 | 0.00051325 | 508.5831 | 0.00051197 | 508.0177 | 0.00108 | 728.1514 | 0.05478 | 508.0178 | 0.0014286 | 727.4301 | 0 | 728.1514 | 0.00223 | 508.0177 | 0.17016 | 508.5831 | 0.33833
| 482.3905 | 0.00109 | 508.2422 | 0.0036574 | 482.3905 | 0.00109 | 508.2422 | 0.00084968 | 502.1048 | 3.1492e-05 | 508.2422 | 0.0011477 | 508.8072 | 0.0025679 | 502.97 | 0.00025296 | 508.8072 | 0.03004 | 508.8072 | 0.80339 | 508.8073 | 0.79378 | 502.97 | -0.0015171 | 508.8072 | 0 | 482.7033 | 1.15e-05 | 508.8072 | 0 | 508.8073 | 0 | 508.2422 | -0.00068571 | 728.3153 | 0.05305 | 508.2422 | -0.001636 | 727.5941 | 1.0001e-05 | 728.3153 | 0.00238 | 508.2422 | 0.16899 | 508.8073 | 0.33959
| 482.504 | 0 | 508.4666 | 0.0036933 | 482.504 | 0 | 508.4666 | 0.001408 | 502.3278 | 0.00037113 | 508.4666 | 0.0022999 | 509.0314 | 0.0031453 | 503.2 | 0.0021754 | 509.0314 | 0.03063 | 509.0314 | 0.79888 | 509.0314 | 0.8039 | 503.2 | -0.0021673 | 509.0314 | 0.00051144 | 482.8194 | 1.0165e-05 | 509.0314 | 0.00090869 | 509.0314 | 0.00044276 | 508.4666 | 0.00020802 | 728.4793 | 0.05497 | 508.4666 | 0.0011796 | 727.7581 | 0 | 728.4793 | 0.00221 | 508.4666 | 0.1725 | 509.0314 | 0.34278
| 482.6176 | 0.00080555 | 508.691 | 0.003496 | 482.6176 | 0.00024276 | 508.691 | 0.00070519 | 502.5508 | 0.00024979 | 508.691 | 0.0011422 | 509.2556 | 0.0020956 | 503.42 | 0.0010287 | 509.2556 | 0.02915 | 509.2556 | 0.785 | 509.2556 | 0.80753 | 503.42 | -0.0008344 | 509.2556 | 0 | 482.9355 | 9.6263e-06 | 509.2556 | 0 | 509.2556 | 0 | 508.6911 | -0.00028281 | 728.6432 | 0.05597 | 508.691 | 0.00037088 | 727.9221 | 3.0002e-05 | 728.6432 | 0.00228 | 508.6911 | 0.17291 | 509.2556 | 0.3449
| 482.7312 | 0 | 508.9155 | 0.0035402 | 482.7312 | 0 | 508.9155 | 0.0011318 | 502.7739 | 0.00041127 | 508.9155 | 0.0021334 | 509.4798 | 0.0031064 | 503.64 | -0.00089378 | 509.4798 | 0.02936 | 509.4798 | 0.7743 | 509.4798 | 0.81214 | 503.64 | 0.002189 | 509.4798 | 0.00040735 | 483.0516 | 8.0922e-06 | 509.4798 | 0.00057719 | 509.4798 | 0.00060228 | 508.9155 | 0.00012592 | 728.8071 | 0.05878 | 508.9155 | -0.00019369 | 728.0861 | 0 | 728.8071 | 0.00215 | 508.9155 | 0.17385 | 509.4798 | 0.34721
| 482.8447 | 0 | 509.14 | 0.0036456 | 482.8447 | 0.00118 | 509.14 | 0.00061403 | 502.9969 | 0.00016632 | 509.14 | 0.0012688 | 509.704 | 0.0023005 | 503.87 | 0.00082632 | 509.704 | 0.02761 | 509.704 | 0.76535 | 509.704 | 0.82014 | 503.87 | -0.00099695 | 509.704 | 0 | 483.1677 | 8.8299e-06 | 509.704 | 0 | 509.704 | 0 | 509.14 | -0.00014177 | 728.9711 | 0.0579 | 509.14 | -0.0011051 | 728.2501 | 6.9993e-05 | 728.9711 | 0.00235 | 509.14 | 0.17088 | 509.704 | 0.34908
| 482.9583 | 0 | 509.3645 | 0.0037325 | 482.9583 | 0 | 509.3645 | 0.0017311 | 503.22 | 0.00040022 | 509.3645 | 0.0021284 | 509.9282 | 0.0035108 | 504.09 | -0.0018044 | 509.9282 | 0.02802 | 509.9282 | 0.75314 | 509.9283 | 0.82302 | 504.09 | 0.00033593 | 509.9282 | 0.00025596 | 483.2838 | 8.7479e-06 | 509.9282 | 0.00055276 | 509.9282 | 0.0003962 | 509.3645 | 0.00045288 | 729.135 | 0.05831 | 509.3645 | -2.4289e-05 | 728.4142 | 0 | 729.135 | 0.00235 | 509.3645 | 0.17667 | 509.9283 | 0.35155
| 483.0718 | 0.00069774 | 509.589 | 0.0032897 | 483.0718 | 0.00144 | 509.589 | 0.00061609 | 503.4431 | -7.6489e-07 | 509.589 | 0.00115 | 510.1525 | 0.0018986 | 504.32 | -0.00086005 | 510.1525 | 0.02674 | 510.1525 | 0.74096 | 510.1525 | 0.82609 | 504.32 | -0.0001192 | 510.1525 | 0 | 483.3999 | 9.8136e-06 | 510.1525 | 0 | 510.1525 | 0 | 509.589 | -0.00057005 | 729.299 | 0.05892 | 509.589 | -0.00072388 | 728.5782 | 5.0004e-05 | 729.299 | 0.0025 | 509.589 | 0.17341 | 510.1525 | 0.35464
| 483.1854 | 0 | 509.8135 | 0.0036826 | 483.1854 | 0 | 509.8135 | 0.0011272 | 503.6661 | 0.00040412 | 509.8135 | 0.0021521 | 510.3767 | 0.0031712 | 504.54 | -0.0015346 | 510.3767 | 0.02716 | 510.3767 | 0.73342 | 510.3767 | 0.83539 | 504.54 | 4.3346e-05 | 510.3767 | 0.00031012 | 483.516 | 9.1812e-06 | 510.3767 | 0.00077307 | 510.3767 | 0.00038689 | 509.8135 | 0.00057498 | 729.463 | 0.05977 | 509.8135 | 0.00084317 | 728.7422 | 0 | 729.463 | 0.00235 | 509.8135 | 0.17591 | 510.3767 | 0.35791
| 483.299 | 0.00033839 | 510.038 | 0.0033949 | 483.299 | 0.00156 | 510.038 | 8.0649e-05 | 503.8892 | 9.5022e-05 | 510.038 | 0.0011779 | 510.601 | 0.0021635 | 504.77 | 5.0592e-05 | 510.601 | 0.02541 | 510.601 | 0.72231 | 510.601 | 0.84056 | 504.77 | 0.00066102 | 510.601 | 0 | 483.6321 | 9.7317e-06 | 510.601 | 0 | 510.601 | 0 | 510.038 | -0.00049183 | 729.6269 | 0.05912 | 510.038 | -0.00095721 | 728.9063 | 1.0001e-05 | 729.6269 | 0.00243 | 510.038 | 0.17548 | 510.601 | 0.35927
| 483.4126 | 0 | 510.2625 | 0.0036754 | 483.4126 | 0 | 510.2625 | 0.0021744 | 504.1123 | 0.00052681 | 510.2625 | 0.0021254 | 510.8253 | 0.0026835 | 504.99 | 0.0018044 | 510.8253 | 0.02615 | 510.8253 | 0.71366 | 510.8253 | 0.84519 | 504.99 | 0.00010836 | 510.8253 | 0.00031654 | 483.7482 | 8.6426e-06 | 510.8253 | 0.00055322 | 510.8253 | 0.00042116 | 510.2625 | 0.00080332 | 729.7909 | 0.06153 | 510.2625 | -0.0011336 | 729.0703 | 0 | 729.7909 | 0.00226 | 510.2625 | 0.17793 | 510.8253 | 0.36165
| 483.5262 | 0.00064383 | 510.4871 | 0.0034977 | 483.5262 | 0.00125 | 510.4871 | 0.00012275 | 504.3354 | 0.00023823 | 510.4871 | 0.0011102 | 511.0496 | 0.0019584 | 505.22 | -0.00285 | 511.0496 | 0.02463 | 511.0496 | 0.7034 | 511.0496 | 0.85201 | 505.22 | 0.00062851 | 511.0496 | 0 | 483.8644 | 1.0223e-05 | 511.0496 | 0 | 511.0496 | 0 | 510.4871 | -8.8579e-05 | 729.9549 | 0.05965 | 510.4871 | -0.00074982 | 729.2344 | 0 | 729.9549 | 0.0023 | 510.4871 | 0.17877 | 511.0496 | 0.36422
| 483.6397 | 0 | 510.7116 | 0.0036418 | 483.6397 | 0 | 510.7116 | 0.0015637 | 504.5586 | 0.00044641 | 510.7116 | 0.0020633 | 511.2739 | 0.0029378 | 505.44 | 0.00028669 | 511.2739 | 0.02509 | 511.2739 | 0.69045 | 511.2739 | 0.85355 | 505.44 | 0.0011162 | 511.2739 | 0.00065779 | 483.9805 | 1.0844e-05 | 511.2739 | 0.00048412 | 511.2739 | 0.00049558 | 510.7116 | 0.00053404 | 730.1189 | 0.06147 | 510.7116 | 0.00032679 | 729.3984 | 0 | 730.1189 | 0.00214 | 510.7116 | 0.17933 | 511.2739 | 0.3664
| 483.7533 | 0.00156 | 510.9362 | 0.0036125 | 483.7533 | 0.00144 | 510.9362 | 0.00044826 | 504.7817 | 0.0001418 | 510.9362 | 0.0011947 | 511.4982 | 0.0017083 | 505.67 | -0.0017032 | 511.4982 | 0.02342 | 511.4982 | 0.68068 | 511.4982 | 0.85761 | 505.67 | -2.1673e-05 | 511.4982 | 0 | 484.0966 | 1.0739e-05 | 511.4982 | 0 | 511.4982 | 0 | 510.9362 | -0.00013748 | 730.2829 | 0.06077 | 510.9362 | 7.5367e-05 | 729.5625 | 5.0004e-05 | 730.2829 | 0.00231 | 510.9362 | 0.1795 | 511.4982 | 0.36773
| 483.8669 | 0 | 511.1608 | 0.0036553 | 483.8669 | 0 | 511.1608 | 0.002355 | 505.0049 | 0.00039035 | 511.1608 | 0.00214 | 511.7225 | 0.0028468 | 505.89 | 0.00032042 | 511.7225 | 0.02404 | 511.7225 | 0.67085 | 511.7225 | 0.86198 | 505.89 | -0.0010945 | 511.7225 | 0.00052789 | 484.2127 | 9.3452e-06 | 511.7225 | 0.00053028 | 511.7225 | 0.00049407 | 511.1608 | 0.00112 | 730.4469 | 0.06172 | 511.1608 | 0.00062154 | 729.7265 | 0 | 730.4469 | 0.00232 | 511.1608 | 0.18314 | 511.7225 | 0.36949
| 483.9805 | 0.00037433 | 511.3854 | 0.0034303 | 483.9805 | 0.00156 | 511.3854 | 2.7575e-05 | 505.228 | 0.00021159 | 511.3854 | 0.0010649 | 511.9469 | 0.0020423 | 506.12 | 0.00021923 | 511.9468 | 0.02174 | 511.9469 | 0.65739 | 511.9468 | 0.86249 | 506.12 | -0.0024274 | 511.9469 | 0 | 484.3289 | 9.3452e-06 | 511.9469 | 0 | 511.9468 | 0 | 511.3854 | -0.00042248 | 730.6109 | 0.06302 | 511.3854 | -0.00032026 | 729.8906 | 1.0001e-05 | 730.6109 | 0.00246 | 511.3854 | 0.1821 | 511.9468 | 0.37106
| 484.0941 | 0 | 511.61 | 0.0035661 | 484.0941 | 0 | 511.61 | 0.0017104 | 505.4512 | 0.00043285 | 511.61 | 0.0020021 | 512.1712 | 0.002625 | 506.34 | 0.0021416 | 512.1712 | 0.02247 | 512.1712 | 0.64929 | 512.1712 | 0.86819 | 506.34 | 1.0836e-05 | 512.1712 | 0.0003409 | 484.445 | 1.0739e-05 | 512.1712 | 0.00053394 | 512.1712 | 0.00059356 | 511.61 | 0.0012 | 730.7749 | 0.06244 | 511.61 | 0.0021828 | 730.0547 | 0 | 730.7749 | 0.00231 | 511.61 | 0.18134 | 512.1712 | 0.3719
| 484.2077 | 6.8875e-05 | 511.8346 | 0.003438 | 484.2077 | 0.00121 | 511.8346 | 0.00046069 | 505.6744 | 0.00010655 | 511.8346 | 0.0010505 | 512.3956 | 0.0017645 | 506.57 | -0.0017707 | 512.3956 | 0.02119 | 512.3956 | 0.63714 | 512.3956 | 0.86903 | 506.57 | 4.3346e-05 | 512.3956 | 0 | 484.5612 | 1.0341e-05 | 512.3956 | 0 | 512.3956 | 0 | 511.8346 | -0.00028913 | 730.9389 | 0.06033 | 511.8346 | -0.0014974 | 730.2188 | 1.0001e-05 | 730.9389 | 0.00239 | 511.8346 | 0.17975 | 512.3956 | 0.37163
| 484.3213 | 0 | 512.0593 | 0.0033641 | 484.3213 | 0 | 512.0593 | 0.0018156 | 505.8976 | 0.00051983 | 512.0593 | 0.0020469 | 512.6199 | 0.0029236 | 506.79 | -0.0024789 | 512.6199 | 0.02182 | 512.6199 | 0.62834 | 512.6199 | 0.87317 | 506.79 | -0.00093193 | 512.6199 | 0.00043964 | 484.6773 | 1.0364e-05 | 512.6199 | 0.00053382 | 512.6199 | 0.0004012 | 512.0593 | 0.00063207 | 731.1029 | 0.06571 | 512.0593 | 0.00015114 | 730.3829 | 0 | 731.1029 | 0.0023 | 512.0593 | 0.18104 | 512.6199 | 0.37332
| 484.4349 | 5.091e-05 | 512.2839 | 0.0035401 | 484.4349 | 0.00083232 | 512.2839 | 0.00031347 | 506.1208 | 4.7166e-05 | 512.2839 | 0.0010275 | 512.8443 | 0.0018738 | 507.02 | -0.001231 | 512.8443 | 0.02084 | 512.8443 | 0.61591 | 512.8444 | 0.87214 | 507.02 | -0.00096444 | 512.8443 | 0 | 484.7935 | 9.029e-06 | 512.8443 | 0 | 512.8444 | 0 | 512.2839 | -7.9271e-05 | 731.2669 | 0.06365 | 512.2839 | -0.0003864 | 730.547 | 3.0002e-05 | 731.2669 | 0.00238 | 512.2839 | 0.1804 | 512.8444 | 0.37562
| 484.5485 | 0 | 512.5086 | 0.0034107 | 484.5485 | 0 | 512.5086 | 0.0015385 | 506.344 | 0.00062128 | 512.5086 | 0.0020652 | 513.0687 | 0.0026949 | 507.24 | -0.00021923 | 513.0687 | 0.02093 | 513.0687 | 0.60735 | 513.0687 | 0.8758 | 507.24 | 0.00059601 | 513.0687 | 0.0004021 | 484.9096 | 9.6848e-06 | 513.0687 | 0.00059574 | 513.0687 | 0.00053738 | 512.5086 | 0.00088346 | 731.431 | 0.06478 | 512.5086 | 0.00066106 | 730.7111 | 0 | 731.431 | 0.00226 | 512.5086 | 0.1849 | 513.0687 | 0.37933
| 484.6621 | 0.00116 | 512.7333 | 0.0032458 | 484.6621 | 0.00086701 | 512.7333 | 0.00046789 | 506.5672 | 5.9434e-05 | 512.7333 | 0.00094954 | 513.2932 | 0.00172 | 507.47 | 0.00059023 | 513.2931 | 0.01935 | 513.2932 | 0.60038 | 513.2932 | 0.88487 | 507.47 | -0.00070437 | 513.2932 | 0 | 485.0258 | 9.7668e-06 | 513.2932 | 0 | 513.2931 | 0 | 512.7333 | -0.00070103 | 731.595 | 0.06605 | 512.7333 | -0.00087316 | 730.8752 | 1.0001e-05 | 731.595 | 0.0023 | 512.7333 | 0.18503 | 513.2932 | 0.38287
| 484.7757 | 0 | 512.958 | 0.0035767 | 484.7757 | 0 | 512.958 | 0.001699 | 506.7904 | 0.00057677 | 512.958 | 0.0019971 | 513.5176 | 0.0027827 | 507.69 | -0.00059023 | 513.5176 | 0.02061 | 513.5176 | 0.59698 | 513.5176 | 0.89586 | 507.69 | -0.00037928 | 513.5176 | 0.00047377 | 485.142 | 9.8371e-06 | 513.5176 | 0.00065602 | 513.5176 | 0.00043578 | 512.958 | 0.00065498 | 731.7591 | 0.06673 | 512.958 | 0.00086396 | 731.0393 | 6.6672e-06 | 731.7591 | 0.00229 | 512.958 | 0.18954 | 513.5176 | 0.38581
| 484.8893 | 0.00030245 | 513.1827 | 0.0031973 | 484.8893 | 0.00189 | 513.1827 | 0.000958 | 507.0137 | 0.00013541 | 513.1827 | 0.0012219 | 513.742 | 0.0014867 | 507.92 | -0.00059023 | 513.742 | 0.0191 | 513.742 | 0.58817 | 513.742 | 0.90151 | 507.92 | -0.0026874 | 513.742 | 0 | 485.2581 | 1.0446e-05 | 513.742 | 0 | 513.742 | 0 | 513.1827 | -0.0007623 | 731.9231 | 0.0664 | 513.1827 | -0.00058896 | 731.2034 | 1.0001e-05 | 731.9231 | 0.00243 | 513.1827 | 0.18941 | 513.742 | 0.38744
| 485.0029 | 0 | 513.4074 | 0.0035315 | 485.0029 | 0 | 513.4074 | 0.0014315 | 507.237 | 0.00064939 | 513.4074 | 0.0020817 | 513.9665 | 0.0026548 | 508.14 | 0.00075887 | 513.9665 | 0.01957 | 513.9665 | 0.5798 | 513.9665 | 0.90737 | 508.14 | -0.00031426 | 513.9665 | 0.00039326 | 485.3743 | 1.0341e-05 | 513.9665 | 0.00041834 | 513.9665 | 0.00049661 | 513.4074 | 0.00064129 | 732.0871 | 0.0678 | 513.4074 | 0.00085908 | 731.3675 | 0 | 732.0871 | 0.00235 | 513.4074 | 0.19171 | 513.9665 | 0.38913
| 485.1166 | 3.2945e-05 | 513.6321 | 0.0034091 | 485.1166 | 0.00102 | 513.6321 | 0.00083706 | 507.4602 | 3.0138e-05 | 513.6321 | 0.0010021 | 514.1909 | 0.0014032 | 508.37 | 0.00015177 | 514.1909 | 0.01817 | 514.1909 | 0.57391 | 514.1909 | 0.91586 | 508.37 | -0.0029475 | 514.1909 | 0 | 485.4905 | 1.109e-05 | 514.1909 | 0 | 514.1909 | 0 | 513.6321 | -0.0008073 | 732.2512 | 0.06821 | 513.6321 | 5.7977e-05 | 731.5316 | 3.0002e-05 | 732.2512 | 0.00238 | 513.6321 | 0.19272 | 514.1909 | 0.38942
| 485.2302 | 0.0004679 | 513.8569 | 0.0034833 | 485.2302 | 0 | 513.8569 | 0.0015402 | 507.6835 | 0.00046415 | 513.8569 | 0.0020878 | 514.4154 | 0.0026643 | 508.59 | 0.00025296 | 514.4154 | 0.01876 | 514.4154 | 0.56379 | 514.4154 | 0.91589 | 508.59 | 4.3346e-05 | 514.4154 | 0.00060663 | 485.6067 | 9.8488e-06 | 514.4154 | 0.0010977 | 514.4154 | 0.00027357 | 513.8569 | 0.00041912 | 732.4153 | 0.06975 | 513.8569 | 0.0013798 | 731.6957 | 6.6672e-06 | 732.4153 | 0.00222 | 513.8569 | 0.19233 | 514.4154 | 0.39104
| 485.3438 | 0.00165 | 514.0816 | 0.0032624 | 485.3438 | 0.00153 | 514.0816 | 0.0007787 | 507.9068 | 0.00021075 | 514.0816 | 0.0010469 | 514.6399 | 0.0017442 | 508.82 | -0.00096123 | 514.6399 | 0.01751 | 514.6399 | 0.55368 | 514.6399 | 0.91688 | 508.82 | 0.00066102 | 514.6399 | 0 | 485.7228 | 9.8136e-06 | 514.6399 | 0 | 514.6399 | 0 | 514.0816 | 0.00011107 | 732.5793 | 0.07185 | 514.0816 | 0.00056065 | 731.8599 | 0 | 732.5793 | 0.00236 | 514.0816 | 0.19056 | 514.6399 | 0.39215
| 485.4574 | 0 | 514.3064 | 0.0029783 | 485.4574 | 0 | 514.3064 | 0.0010348 | 508.1301 | 0.0006031 | 514.3064 | 0.0020209 | 514.8644 | 0.0027291 | 509.04 | 5.0592e-05 | 514.8644 | 0.01849 | 514.8644 | 0.54828 | 514.8644 | 0.92253 | 509.04 | -0.00067186 | 514.8644 | 0.00085877 | 485.839 | 9.193e-06 | 514.8644 | 0.00036142 | 514.8644 | 0.00066864 | 514.3064 | 0.00050507 | 732.7434 | 0.07011 | 514.3064 | 0.0012511 | 732.024 | 6.6672e-06 | 732.7434 | 0.00226 | 514.3064 | 0.19105 | 514.8644 | 0.39492
| 485.5711 | 0 | 514.5312 | 0.0031893 | 485.5711 | 0.00015606 | 514.5312 | 0.00056779 | 508.3534 | 8.2406e-05 | 514.5312 | 0.00098148 | 515.0889 | 0.0016319 | 509.27 | -0.00015177 | 515.0889 | 0.01713 | 515.0889 | 0.53564 | 515.0889 | 0.92064 | 509.27 | -0.0018096 | 515.0889 | 0 | 485.9552 | 1.02e-05 | 515.0889 | 0 | 515.0889 | 0 | 514.5312 | -0.00049588 | 732.9075 | 0.07139 | 514.5312 | -0.0023309 | 732.1881 | 0 | 732.9075 | 0.0024 | 514.5312 | 0.18793 | 515.0889 | 0.39745
| 485.6847 | 0 | 514.756 | 0.0034061 | 485.6847 | 0 | 514.756 | 0.0012735 | 508.5768 | 0.0003174 | 514.756 | 0.0019377 | 515.3135 | 0.0026919 | 509.49 | 0.00038786 | 515.3134 | 0.01751 | 515.3135 | 0.53317 | 515.3135 | 0.93176 | 509.49 | -0.00015171 | 515.3135 | 0.0006145 | 486.0714 | 9.7902e-06 | 515.3135 | 0.00070489 | 515.3135 | 0.00039053 | 514.756 | 0.00063925 | 733.0715 | 0.07452 | 514.756 | 0.00067246 | 732.3523 | 0 | 733.0715 | 0.00233 | 514.756 | 0.19127 | 515.3135 | 0.401
| 485.7983 | 0.00096726 | 514.9808 | 0.0031595 | 485.7983 | 0.00142 | 514.9808 | 0.00028057 | 508.8001 | 0.00013636 | 514.9808 | 0.00096296 | 515.538 | 0.0013874 | 509.72 | -0.00038786 | 515.538 | 0.01598 | 515.538 | 0.5232 | 515.538 | 0.93209 | 509.72 | -0.0023949 | 515.538 | 0 | 486.1876 | 1.0551e-05 | 515.538 | 0 | 515.538 | 0 | 514.9808 | -0.00019872 | 733.2356 | 0.07445 | 514.9808 | -0.0010419 | 732.5164 | 3.0002e-05 | 733.2356 | 0.0025 | 514.9808 | 0.18976 | 515.538 | 0.40372
| 485.912 | 0 | 515.2056 | 0.0032512 | 485.912 | 0 | 515.2056 | 0.0015547 | 509.0234 | 0.00034322 | 515.2056 | 0.001906 | 515.7625 | 0.0025086 | 509.94 | 0.00038786 | 515.7626 | 0.01705 | 515.7625 | 0.51945 | 515.7626 | 0.93894 | 509.94 | 0.0019939 | 515.7625 | 0.00040616 | 486.3038 | 1.0013e-05 | 515.7625 | 0.00095113 | 515.7626 | 0.00056953 | 515.2056 | 0.00091552 | 733.3997 | 0.07406 | 515.2056 | 0.0015085 | 732.6806 | 0 | 733.3997 | 0.00237 | 515.2056 | 0.19628 | 515.7626 | 0.40652
| 486.0256 | 0.00033839 | 515.4304 | 0.0032423 | 486.0256 | 0.00144 | 515.4304 | -9.8531e-05 | 509.2468 | 0.00017337 | 515.4304 | 0.00097506 | 515.9871 | 0.0013299 | 510.17 | -0.00035414 | 515.9871 | 0.01533 | 515.9871 | 0.50685 | 515.9871 | 0.93347 | 510.17 | -0.0037602 | 515.9871 | 0 | 486.42 | 1.0856e-05 | 515.9871 | 0 | 515.9871 | 0 | 515.4304 | -0.00037294 | 733.5638 | 0.0744 | 515.4304 | -0.00020631 | 732.8448 | 0 | 733.5638 | 0.00247 | 515.4304 | 0.19105 | 515.9871 | 0.40836
| 486.1393 | 0 | 515.6553 | 0.0033925 | 486.1393 | 0 | 515.6553 | 0.0012422 | 509.4702 | 0.00040284 | 515.6553 | 0.0020522 | 516.2117 | 0.0024408 | 510.39 | 5.0592e-05 | 516.2117 | 0.01665 | 516.2117 | 0.50136 | 516.2117 | 0.93737 | 510.39 | 0.00040094 | 516.2117 | 0.00071573 | 486.5362 | 9.3569e-06 | 516.2117 | 0.0010997 | 516.2117 | 0.0004678 | 515.6553 | 0.00056791 | 733.7279 | 0.07749 | 515.6553 | 0.001036 | 733.0089 | 0 | 733.7279 | 0.0023 | 515.6553 | 0.19645 | 516.2117 | 0.41081
| 486.2529 | 0.00199 | 515.8801 | 0.0030995 | 486.2529 | 0.00036414 | 515.8801 | 0.00080142 | 509.6935 | 0.00019991 | 515.8801 | 0.0010136 | 516.4363 | 0.0014282 | 510.62 | -0.0016695 | 516.4363 | 0.01513 | 516.4363 | 0.49386 | 516.4363 | 0.94021 | 510.62 | -0.001257 | 516.4363 | 0 | 486.6524 | 9.7668e-06 | 516.4363 | 0 | 516.4363 | 0 | 515.8801 | -0.00030303 | 733.892 | 0.07737 | 515.8801 | -0.0008074 | 733.1731 | 3.0002e-05 | 733.892 | 0.00249 | 515.8801 | 0.19447 | 516.4363 | 0.41275
| 486.3666 | 0 | 516.105 | 0.0035399 | 486.3666 | 0 | 516.105 | 0.0015687 | 509.9169 | 0.00067241 | 516.105 | 0.0020493 | 516.6609 | 0.0024069 | 510.84 | -0.00082632 | 516.6609 | 0.01626 | 516.6609 | 0.49023 | 516.6609 | 0.94776 | 510.84 | 0.0029691 | 516.6609 | 0.00058977 | 486.7687 | 8.0102e-06 | 516.6609 | 0.00092259 | 516.6609 | 0.00050235 | 516.105 | 0.00127 | 734.0561 | 0.07795 | 516.105 | 0.0012554 | 733.3373 | 0 | 734.0561 | 0.00237 | 516.105 | 0.1952 | 516.6609 | 0.41552
| 486.4802 | 0.00058994 | 516.3299 | 0.0025951 | 486.4802 | 0.00153 | 516.3299 | 0.0004373 | 510.1403 | 0.00019524 | 516.3299 | 0.00089047 | 516.8855 | 0.0015585 | 511.07 | 1.6864e-05 | 516.8855 | 0.0149 | 516.8855 | 0.48908 | 516.8855 | 0.9609 | 511.07 | -0.0001192 | 516.8855 | 0 | 486.8849 | 9.111e-06 | 516.8855 | 0.00012897 | 516.8855 | 0 | 516.3299 | -1.3173e-06 | 734.2202 | 0.07702 | 516.3299 | -5.975e-06 | 733.5015 | 1.0001e-05 | 734.2202 | 0.00257 | 516.3299 | 0.19676 | 516.8855 | 0.41757
| 486.5939 | 0 | 516.5548 | 0.0033453 | 486.5939 | 0 | 516.5548 | 0.0016619 | 510.3637 | 0.00056252 | 516.5548 | 0.002029 | 517.1101 | 0.0025991 | 511.29 | 8.4319e-05 | 517.1101 | 0.01519 | 517.1101 | 0.4843 | 517.1101 | 0.967 | 511.29 | -0.0016472 | 517.1101 | 0.0002791 | 487.0011 | 9.0173e-06 | 517.1101 | 0.00072283 | 517.1101 | 0.00031193 | 516.5548 | 0.0007141 | 734.3843 | 0.08132 | 516.5548 | 0.00036636 | 733.6656 | 6.6672e-06 | 734.3843 | 0.00242 | 516.5548 | 0.20117 | 517.1101 | 0.41965
| 486.7075 | 0 | 516.7797 | 0.0027987 | 486.7075 | 0.00139 | 516.7797 | 0.00027893 | 510.5872 | 7.8344e-05 | 516.7797 | 0.00089255 | 517.3348 | 0.0015285 | 511.52 | -0.0026476 | 517.3348 | 0.01415 | 517.3348 | 0.47722 | 517.3348 | 0.96757 | 511.52 | -0.00076939 | 517.3348 | 0 | 487.1174 | 1.1699e-05 | 517.3348 | 0 | 517.3348 | 0 | 516.7797 | -9.0085e-05 | 734.5485 | 0.07913 | 516.7797 | -0.0015825 | 733.8298 | 1.0001e-05 | 734.5485 | 0.00253 | 516.7797 | 0.20056 | 517.3348 | 0.42223
| 486.8212 | 0 | 517.0046 | 0.0035704 | 486.8212 | 0 | 517.0046 | 0.0017212 | 510.8106 | 0.00052308 | 517.0046 | 0.0021892 | 517.5594 | 0.0024563 | 511.74 | 0.0022092 | 517.5594 | 0.01543 | 517.5594 | 0.47168 | 517.5594 | 0.96907 | 511.74 | -0.00086692 | 517.5594 | 0.00062448 | 487.2336 | 1.0926e-05 | 517.5594 | 0.0010647 | 517.5594 | 0.00045958 | 517.0046 | 0.00107 | 734.7126 | 0.08195 | 517.0046 | 0.0022653 | 733.994 | 0 | 734.7126 | 0.0024 | 517.0046 | 0.2022 | 517.5594 | 0.42558
| 486.9348 | 0.00075165 | 517.2296 | 0.0032648 | 486.9348 | 0.00111 | 517.2296 | 0.00030813 | 511.0341 | 5.8192e-05 | 517.2296 | 0.00092635 | 517.7841 | 0.0012249 | 511.97 | 0.00015177 | 517.7841 | 0.01367 | 517.7841 | 0.46361 | 517.7841 | 0.96853 | 511.97 | -0.0010295 | 517.7841 | 0 | 487.3498 | 1.0516e-05 | 517.7841 | 0 | 517.7841 | 0 | 517.2296 | -0.0004063 | 734.8767 | 0.0802 | 517.2296 | -0.00023413 | 734.1582 | 1.0001e-05 | 734.8767 | 0.00249 | 517.2296 | 0.2002 | 517.7841 | 0.42752
| 487.0485 | 0 | 517.4545 | 0.0032732 | 487.0485 | 0 | 517.4545 | 0.00158 | 511.2575 | 0.0005139 | 517.4545 | 0.0021455 | 518.0088 | 0.0022955 | 512.19 | -0.0015346 | 518.0088 | 0.01474 | 518.0088 | 0.45784 | 518.0088 | 0.97181 | 512.19 | -0.00093193 | 518.0088 | 0.0004501 | 487.4661 | 9.2984e-06 | 518.0088 | 0.00087403 | 518.0088 | 0.00043346 | 517.4545 | 0.00067386 | 735.0409 | 0.08232 | 517.4545 | -0.00050101 | 734.3224 | 6.6672e-06 | 735.0409 | 0.00236 | 517.4545 | 0.20275 | 518.0088 | 0.42972
| 487.1622 | 0.00084148 | 517.6795 | 0.0028113 | 487.1622 | 0.00113 | 517.6795 | -2.7364e-05 | 511.481 | 0.00022321 | 517.6795 | 0.0009019 | 518.2335 | 0.0011837 | 512.42 | -0.0011973 | 518.2335 | 0.01301 | 518.2335 | 0.44685 | 518.2335 | 0.96505 | 512.42 | 0.00017338 | 518.2335 | 0 | 487.5823 | 1.0739e-05 | 518.2335 | 0 | 518.2335 | 0 | 517.6795 | -0.00069702 | 735.205 | 0.08097 | 517.6795 | -0.00065818 | 734.4866 | 0 | 735.205 | 0.0025 | 517.6795 | 0.20294 | 518.2335 | 0.43241
| 487.2758 | 0 | 517.9045 | 0.0031216 | 487.2758 | 0 | 517.9045 | 0.0013104 | 511.7045 | 0.00063463 | 517.9045 | 0.001991 | 518.4582 | 0.0021761 | 512.64 | 0.00025296 | 518.4582 | 0.01367 | 518.4582 | 0.44192 | 518.4581 | 0.96652 | 512.64 | 0.00043346 | 518.4582 | 0.00060574 | 487.6986 | 1.1781e-05 | 518.4582 | 0.00049629 | 518.4581 | 0.00042744 | 517.9045 | 0.00051114 | 735.3692 | 0.08308 | 517.9045 | 0.0012136 | 734.6509 | 0 | 735.3692 | 0.00236 | 517.9045 | 0.20501 | 518.4581 | 0.43473
| 487.3895 | 0.0004462 | 518.1295 | 0.00305 | 487.3895 | 0.00135 | 518.1295 | 0.00033252 | 511.9279 | 0.00013253 | 518.1295 | 0.00096712 | 518.6829 | 0.0013957 | 512.87 | -0.00086005 | 518.6829 | 0.01231 | 518.6829 | 0.43348 | 518.6829 | 0.96152 | 512.87 | -0.00018422 | 518.6829 | 0 | 487.8148 | 1.15e-05 | 518.6829 | 0 | 518.6829 | 0 | 518.1295 | -0.00070986 | 735.5333 | 0.08268 | 518.1295 | -0.0009447 | 734.8151 | 0 | 735.5333 | 0.00254 | 518.1295 | 0.20345 | 518.6829 | 0.43667
| 487.5032 | 0 | 518.3545 | 0.0033636 | 487.5032 | 0 | 518.3545 | 0.0014826 | 512.1514 | 0.00061585 | 518.3545 | 0.0021252 | 518.9076 | 0.0024537 | 513.09 | 0.0012985 | 518.9076 | 0.01366 | 518.9076 | 0.43399 | 518.9076 | 0.97249 | 513.09 | 0.0020589 | 518.9076 | 0.0007357 | 487.9311 | 1.0493e-05 | 518.9076 | 0.00053379 | 518.9076 | 0.00055228 | 518.3545 | 0.00065381 | 735.6975 | 0.08234 | 518.3545 | 0.00095945 | 734.9793 | 6.6672e-06 | 735.6975 | 0.00237 | 518.3545 | 0.20919 | 518.9076 | 0.43883
| 487.6169 | 0.00136 | 518.5795 | 0.0031241 | 487.6169 | 0.00114 | 518.5795 | 0.00035519 | 512.375 | 5.2033e-05 | 518.5795 | 0.0010292 | 519.1323 | 0.0012739 | 513.32 | 0.00025296 | 519.1323 | 0.01196 | 519.1323 | 0.42595 | 519.1323 | 0.96831 | 513.32 | -0.0024274 | 519.1323 | 0 | 488.0474 | 1.0329e-05 | 519.1323 | 0 | 519.1323 | 0 | 518.5795 | -0.00073759 | 735.8616 | 0.08555 | 518.5795 | -0.00097768 | 735.1435 | 1.0001e-05 | 735.8616 | 0.00256 | 518.5795 | 0.20663 | 519.1323 | 0.44115
| 487.7306 | 0 | 518.8045 | 0.003372 | 487.7306 | 0 | 518.8045 | 0.0015234 | 512.5985 | 0.0003696 | 518.8045 | 0.0019994 | 519.3571 | 0.0021881 | 513.54 | 0.00082632 | 519.3571 | 0.01349 | 519.3571 | 0.42333 | 519.3571 | 0.97569 | 513.54 | 0.0012462 | 519.3571 | 0.00041716 | 488.1636 | 1.0118e-05 | 519.3571 | 0.00047271 | 519.3571 | 0.00051289 | 518.8045 | 0.00079508 | 736.0258 | 0.0861 | 518.8045 | -0.00096187 | 735.3078 | 0 | 736.0258 | 0.00242 | 518.8045 | 0.20881 | 519.3571 | 0.44305
| 487.8442 | 0 | 519.0295 | 0.0029543 | 487.8442 | 0.00104 | 519.0295 | 0.00072629 | 512.822 | 0.0002429 | 519.0295 | 0.00084724 | 519.5819 | 0.00091677 | 513.77 | -0.0026813 | 519.5819 | 0.01179 | 519.5819 | 0.4208 | 519.5818 | 0.98513 | 513.77 | -0.0016797 | 519.5819 | 0 | 488.2799 | 9.9542e-06 | 519.5819 | 0 | 519.5819 | 0 | 519.0295 | -0.00069764 | 736.19 | 0.08741 | 519.0295 | -0.0008575 | 735.472 | 5.0004e-05 | 736.19 | 0.00247 | 519.0295 | 0.21114 | 519.5818 | 0.44513
| 487.9579 | 0 | 519.2546 | 0.0033343 | 487.9579 | 0 | 519.2546 | 0.0020019 | 513.0456 | 0.00065658 | 519.2546 | 0.001949 | 519.8066 | 0.0019581 | 513.99 | 1.6864e-05 | 519.8066 | 0.01276 | 519.8066 | 0.42036 | 519.8066 | 0.9901 | 513.99 | 0.00079106 | 519.8066 | 0.00019289 | 488.3962 | 9.1344e-06 | 519.8066 | 0.00061139 | 519.8066 | 0.00053682 | 519.2546 | 0.00068747 | 736.3542 | 0.08932 | 519.2546 | 0.0014652 | 735.6363 | 0 | 736.3542 | 0.00232 | 519.2546 | 0.21262 | 519.8066 | 0.44733
| 488.0716 | 0 | 519.4797 | 0.0031442 | 488.0716 | 0.0013 | 519.4797 | 0.00040842 | 513.2691 | 4.8282e-06 | 519.4797 | 0.00094877 | 520.0314 | 0.00095368 | 514.22 | -0.00065769 | 520.0314 | 0.01152 | 520.0314 | 0.41242 | 520.0314 | 0.98489 | 514.22 | 0.0016038 | 520.0314 | 0 | 488.5125 | 9.3803e-06 | 520.0314 | 0 | 520.0314 | 0 | 519.4797 | -0.00074429 | 736.5184 | 0.09031 | 519.4797 | -0.0013937 | 735.8005 | 3.0002e-05 | 736.5184 | 0.00241 | 519.4797 | 0.212 | 520.0314 | 0.4501
| 488.1853 | 0 | 519.7047 | 0.0032432 | 488.1853 | 0 | 519.7047 | 0.0013147 | 513.4927 | 0.00046602 | 519.7047 | 0.002054 | 520.2562 | 0.0022426 | 514.44 | 0.00015177 | 520.2562 | 0.01246 | 520.2562 | 0.40699 | 520.2562 | 0.98396 | 514.44 | 0.0010836 | 520.2562 | 0 | 488.6287 | 9.4857e-06 | 520.2562 | 0.0010098 | 520.2562 | 0.00034373 | 519.7047 | 0.00058445 | 736.6825 | 0.08869 | 519.7047 | -0.00034003 | 735.9648 | 0 | 736.6825 | 0.00239 | 519.7047 | 0.21356 | 520.2562 | 0.4532
| 488.299 | 0.00037433 | 519.9298 | 0.0028472 | 488.299 | 0.00041617 | 519.9298 | 0.00045338 | 513.7163 | 0.00029184 | 519.9298 | 0.00089236 | 520.481 | 0.00081867 | 514.67 | -0.0013997 | 520.481 | 0.01085 | 520.481 | 0.39672 | 520.4811 | 0.97616 | 514.67 | -0.0013546 | 520.481 | 0 | 488.745 | 1.0013e-05 | 520.481 | 0 | 520.4811 | 0 | 519.9298 | -0.00023844 | 736.8467 | 0.08883 | 519.9298 | -0.00061914 | 736.129 | 3.0002e-05 | 736.8467 | 0.00252 | 519.9298 | 0.2117 | 520.4811 | 0.45597
| 488.4127 | 0 | 520.1549 | 0.0033402 | 488.4127 | 0 | 520.1549 | 0.0011992 | 513.9399 | 0.00050945 | 520.1549 | 0.0021661 | 520.7059 | 0.002379 | 514.89 | 0.00035414 | 520.7059 | 0.01229 | 520.7059 | 0.39654 | 520.7059 | 0.98426 | 514.89 | 0.00020589 | 520.7059 | 0.00094438 | 488.8613 | 1.0692e-05 | 520.7059 | 0.0010553 | 520.7059 | 0.0006611 | 520.1549 | 0.00108 | 737.0109 | 0.09169 | 520.1549 | 0.00079001 | 736.2933 | 2.6669e-05 | 737.0109 | 0.00239 | 520.1549 | 0.21512 | 520.7059 | 0.45988
| 488.5264 | 0.00152 | 520.3801 | 0.0033373 | 488.5264 | 0.00172 | 520.3801 | 0.00050161 | 514.1635 | 1.4044e-05 | 520.3801 | 0.001049 | 520.9307 | 0.0010937 | 515.12 | -0.00011805 | 520.9307 | 0.01096 | 520.9307 | 0.39399 | 520.9307 | 0.99221 | 515.12 | 0.00014088 | 520.9307 | 0 | 488.9776 | 1.1313e-05 | 520.9307 | 0 | 520.9307 | 0 | 520.38 | -0.00039386 | 737.1751 | 0.09262 | 520.3801 | 0.00052269 | 736.4575 | 1.0001e-05 | 737.1751 | 0.00253 | 520.38 | 0.21703 | 520.9307 | 0.46293
| 488.6401 | 0 | 520.6052 | 0.0032062 | 488.6401 | 0 | 520.6052 | 0.0015324 | 514.3871 | 0.00044897 | 520.6052 | 0.0020719 | 521.1556 | 0.0018593 | 515.34 | 0.0005565 | 521.1556 | 0.01206 | 521.1556 | 0.39061 | 521.1556 | 0.99001 | 515.34 | 0.00014088 | 521.1556 | 0.00043163 | 489.0939 | 1.102e-05 | 521.1556 | 0.00076914 | 521.1556 | 0.00027142 | 520.6052 | -1.924e-05 | 737.3393 | 0.0921 | 520.6052 | 0.00083917 | 736.6218 | 0 | 737.3393 | 0.00238 | 520.6052 | 0.21903 | 521.1556 | 0.46582
| 488.7538 | 0 | 520.8303 | 0.0028487 | 488.7538 | 0.00186 | 520.8303 | 0.00013808 | 514.6107 | 0.00015297 | 520.8303 | 0.00085581 | 521.3804 | 0.00079393 | 515.57 | -0.0032884 | 521.3804 | 0.01005 | 521.3804 | 0.38106 | 521.3804 | 0.98483 | 515.57 | -0.0015171 | 521.3804 | 0 | 489.2102 | 1.0095e-05 | 521.3804 | 0 | 521.3804 | 0 | 520.8303 | -0.00063517 | 737.5036 | 0.09207 | 520.8303 | -0.00040424 | 736.7861 | 3.0002e-05 | 737.5036 | 0.00258 | 520.8303 | 0.21721 | 521.3804 | 0.46654
| 488.8675 | 0 | 521.0555 | 0.0032874 | 488.8675 | 0 | 521.0555 | 0.0018296 | 514.8344 | 0.00056625 | 521.0555 | 0.0021926 | 521.6053 | 0.0023843 | 515.8 | 0.001366 | 521.6053 | 0.01165 | 521.6053 | 0.37955 | 521.6053 | 0.98674 | 515.8 | 0.0017663 | 521.6053 | 0.00057054 | 489.3265 | 1.0118e-05 | 521.6053 | 0.00066568 | 521.6053 | 0.00057696 | 521.0555 | 0.00084002 | 737.6678 | 0.09484 | 521.0555 | 0.0015105 | 736.9504 | 6.6672e-06 | 737.6678 | 0.00243 | 521.0555 | 0.21799 | 521.6053 | 0.46714
| 488.9812 | 0.0005001 | 521.2807 | 0.0029408 | 488.9812 | 0.00156 | 521.2807 | 0.00037166 | 515.058 | 1.6933e-05 | 521.2807 | 0.00086873 | 521.8302 | 0.0014159 | 516.02 | 0.00072515 | 521.8302 | 0.01 | 521.8302 | 0.37535 | 521.8302 | 0.99156 | 516.02 | 0.00014088 | 521.8302 | 0 | 489.4428 | 1.0223e-05 | 521.8302 | 0 | 521.8302 | 0 | 521.2807 | -8.8507e-05 | 737.832 | 0.09596 | 521.2807 | -0.00058763 | 737.1147 | 1.0001e-05 | 737.832 | 0.00251 | 521.2807 | 0.21955 | 521.8302 | 0.46851
| 489.095 | 0 | 521.5058 | 0.0032506 | 489.095 | 0 | 521.5058 | 0.0012794 | 515.2816 | 0.00053689 | 521.5058 | 0.002191 | 522.0551 | 0.0023668 | 516.25 | -0.0001855 | 522.0551 | 0.0118 | 522.0551 | 0.37685 | 522.0551 | 0.99904 | 516.25 | 0.0009211 | 522.0551 | 0.00057613 | 489.5591 | 9.4389e-06 | 522.0551 | 0.00096491 | 522.0551 | 0.00041987 | 521.5058 | 0.00096453 | 737.9962 | 0.09705 | 521.5058 | 0.001049 | 737.279 | 6.6672e-06 | 737.9962 | 0.00239 | 521.5058 | 0.22188 | 522.0551 | 0.47078
| 489.2087 | 0.00026652 | 521.731 | 0.0030139 | 489.2087 | 0.0012 | 521.731 | 0.00040746 | 515.5053 | 1.2448e-05 | 521.731 | 0.00078411 | 522.28 | 0.00083124 | 516.47 | -0.0005565 | 522.28 | 0.01018 | 522.28 | 0.36593 | 522.28 | 0.9872 | 516.47 | -5.4182e-05 | 522.28 | 0 | 489.6755 | 5.9374e-06 | 522.28 | 0 | 522.28 | 0 | 521.731 | -0.00041168 | 738.1605 | 0.09939 | 521.731 | -0.0021784 | 737.4433 | 3.0002e-05 | 738.1605 | 0.00241 | 521.731 | 0.21788 | 522.28 | 0.47284
| 489.3224 | 0 | 521.9562 | 0.0026883 | 489.3224 | 0 | 521.9562 | 0.00013421 | 515.729 | 2.0653e-05 | 521.9562 | 0.00092756 | 522.505 | 0.00055644 | 516.7 | 0.00032042 | 522.505 | 0.00931 | 522.505 | 0.3521 | 522.5049 | 0.97166 | 516.7 | -0.0013871 | 522.505 | 0 | 489.7918 | 1.6547e-05 | 522.505 | 0 | 522.5049 | 0 | 521.9562 | -0.00070525 | 738.3247 | 0.10076 | 521.9562 | -0.00083764 | 737.6076 | 0 | 738.3247 | 0.0024 | 521.9562 | 0.22174 | 522.5049 | 0.47556
| 489.4361 | 0.00091335 | 522.1815 | 0.0032314 | 489.4361 | 0.00060691 | 522.1815 | 0.001667 | 515.9527 | 0.00052624 | 522.1815 | 0.0019538 | 522.7299 | 0.0018427 | 516.92 | 0.00079259 | 522.7299 | 0.01056 | 522.7299 | 0.34901 | 522.7299 | 0.96687 | 516.92 | 0.00036844 | 522.7299 | 0.00086842 | 489.9081 | 1.4123e-05 | 522.7299 | 0.0009613 | 522.7299 | 0.00049743 | 522.1815 | 0.00058206 | 738.489 | 0.10255 | 522.1815 | -9.4911e-06 | 737.7719 | 6.9993e-05 | 738.489 | 0.00239 | 522.1815 | 0.2231 | 522.7299 | 0.47796
| 489.5499 | 0 | 522.4067 | 0.0030331 | 489.5499 | 0 | 522.4067 | 0.00021128 | 516.1764 | -4.3245e-05 | 522.4067 | 0.00071179 | 522.9548 | 0.0011751 | 517.15 | 0.00015177 | 522.9548 | 0.00918 | 522.9548 | 0.34217 | 522.9548 | 0.96182 | 517.15 | 0.00079106 | 522.9548 | 0 | 490.0245 | 2.8949e-05 | 522.9548 | 2.5371e-05 | 522.9548 | 0 | 522.4067 | -0.00090043 | 738.6532 | 0.1021 | 522.4067 | -0.00091174 | 737.9362 | 0 | 738.6532 | 0.00253 | 522.4067 | 0.21957 | 522.9548 | 0.48004
| 489.6636 | 0.00058994 | 522.6319 | 0.003174 | 489.6636 | 0.00213 | 522.6319 | 0.0018194 | 516.4001 | 0.00064872 | 522.6319 | 0.0020146 | 523.1798 | 0.0019428 | 517.37 | 0.00028669 | 523.1798 | 0.01032 | 523.1798 | 0.33743 | 523.1798 | 0.95311 | 517.37 | 0.00088859 | 523.1798 | 0.00079114 | 490.1408 | 1.4884e-05 | 523.1798 | 0.00069724 | 523.1798 | 0.00043017 | 522.6319 | 0.00093871 | 738.8175 | 0.10165 | 522.6319 | 0.0010473 | 738.1005 | 6.9993e-05 | 738.8175 | 0.00243 | 522.6319 | 0.22079 | 523.1798 | 0.48157
| 489.7773 | 0 | 522.8572 | 0.0029735 | 489.7773 | 0 | 522.8572 | 0.00048029 | 516.6238 | 7.4112e-05 | 522.8572 | 0.00087208 | 523.4048 | 0.00089236 | 517.6 | -0.001602 | 523.4048 | 0.00879 | 523.4048 | 0.33136 | 523.4048 | 0.94796 | 517.6 | -0.001062 | 523.4048 | 0 | 490.2571 | 2.9535e-05 | 523.4048 | 2.6722e-05 | 523.4048 | 0 | 522.8572 | -0.00091423 | 738.9817 | 0.10635 | 522.8572 | -0.0012099 | 738.2648 | 0 | 738.9817 | 0.00256 | 522.8572 | 0.22012 | 523.4048 | 0.48428
| 489.8911 | 0.00041025 | 523.0825 | 0.0027212 | 489.8911 | 0.00039883 | 523.0825 | 0.00072314 | 516.8475 | 0.00060188 | 523.0825 | 0.0018273 | 523.6298 | 0.0015249 | 517.82 | 0.00038786 | 523.6298 | 0.00966 | 523.6298 | 0.32586 | 523.6298 | 0.93958 | 517.82 | -0.00089942 | 523.6298 | 0.0004569 | 490.3735 | 1.4826e-05 | 523.6298 | 0.0011057 | 523.6298 | 0.00047984 | 523.0825 | 3.9038e-05 | 739.146 | 0.10652 | 523.0825 | -0.0017602 | 738.4292 | 8.9995e-05 | 739.146 | 0.00242 | 523.0825 | 0.2224 | 523.6298 | 0.48439
| 490.0048 | 0 | 523.3077 | 0.003094 | 490.0048 | 0 | 523.3077 | 5.9314e-05 | 517.0713 | 0.00012777 | 523.3077 | 0.00066731 | 523.8548 | 0.00041797 | 518.05 | -0.00045532 | 523.8548 | 0.00853 | 523.8548 | 0.32166 | 523.8548 | 0.93875 | 518.05 | -0.0012245 | 523.8548 | 0 | 490.4898 | 2.827e-05 | 523.8548 | 2.0991e-05 | 523.8548 | 0 | 523.3077 | -0.00032497 | 739.3102 | 0.10878 | 523.3077 | -0.00095358 | 738.5935 | 0 | 739.3102 | 0.0026 | 523.3077 | 0.22171 | 523.8548 | 0.48649
| 490.1186 | 0.0012 | 523.533 | 0.0030768 | 490.1186 | 0.00074563 | 523.533 | 0.0013502 | 517.295 | 0.00061856 | 523.533 | 0.0019659 | 524.0798 | 0.0023024 | 518.27 | 0.0018381 | 524.0798 | 0.00996 | 524.0798 | 0.31755 | 524.0798 | 0.93022 | 518.27 | 1.0836e-05 | 524.0798 | 0.00082746 | 490.6062 | 1.3573e-05 | 524.0798 | 0.0012786 | 524.0798 | 0.00056048 | 523.533 | 0.00076848 | 739.4745 | 0.10821 | 523.533 | -0.0010112 | 738.7578 | 6.9993e-05 | 739.4745 | 0.00249 | 523.533 | 0.22296 | 524.0798 | 0.48861
| 490.2323 | 0 | 523.7584 | 0.0029123 | 490.2323 | 0 | 523.7584 | 0.00055626 | 517.5188 | 0.00021201 | 523.7584 | 0.00084659 | 524.3048 | 0.0006538 | 518.5 | -0.0010287 | 524.3048 | 0.00852 | 524.3048 | 0.30886 | 524.3048 | 0.92133 | 518.5 | -0.00093193 | 524.3048 | 0 | 490.7225 | 2.8656e-05 | 524.3048 | 0 | 524.3048 | 0 | 523.7583 | -0.00039874 | 739.6388 | 0.11207 | 523.7584 | -0.0013159 | 738.9222 | 0 | 739.6388 | 0.00258 | 523.7583 | 0.22073 | 524.3048 | 0.48932
| 490.346 | 0.00082352 | 523.9837 | 0.0027469 | 490.346 | 0.00045084 | 523.9837 | 0.0014359 | 517.7426 | 0.00074842 | 523.9837 | 0.0020341 | 524.5299 | 0.0020414 | 518.73 | 0.00021923 | 524.5299 | 0.00925 | 524.5299 | 0.30705 | 524.5298 | 0.91586 | 518.73 | 0.0019939 | 524.5299 | 0.00080267 | 490.8389 | 1.5236e-05 | 524.5299 | 0.0006672 | 524.5299 | 0.00063819 | 523.9837 | 0.00062045 | 739.8031 | 0.1095 | 523.9837 | 0.00085618 | 739.0865 | 5.0004e-05 | 739.8031 | 0.0024 | 523.9837 | 0.22145 | 524.5298 | 0.49174
| 490.4598 | 0 | 524.209 | 0.0028512 | 490.4598 | 0 | 524.209 | 0.00035235 | 517.9664 | 4.7978e-05 | 524.209 | 0.00067892 | 524.7549 | 0.00020264 | 518.95 | -0.0023778 | 524.7549 | 0.0079 | 524.7549 | 0.30096 | 524.7549 | 0.91049 | 518.95 | -0.0025899 | 524.7549 | 0 | 490.9552 | 3.2767e-05 | 524.7549 | 0 | 524.7549 | 0 | 524.209 | -0.00060928 | 739.9674 | 0.11263 | 524.209 | -0.002759 | 739.2509 | 0 | 739.9674 | 0.00249 | 524.209 | 0.22203 | 524.7549 | 0.49273
| 490.5736 | 0.00087741 | 524.4344 | 0.003291 | 490.5736 | 0.00165 | 524.4344 | 0.00098083 | 518.1902 | 0.00042002 | 524.4344 | 0.0020134 | 524.98 | 0.0020413 | 519.18 | 0.0015684 | 524.98 | 0.00926 | 524.98 | 0.29705 | 524.98 | 0.90435 | 519.18 | -0.00080189 | 524.98 | 0.00097223 | 491.0716 | 1.7613e-05 | 524.98 | 0.00092326 | 524.98 | 0.00036861 | 524.4344 | 0.00086867 | 740.1317 | 0.11277 | 524.4344 | -0.00016687 | 739.4152 | 6.9993e-05 | 740.1317 | 0.00235 | 524.4344 | 0.22429 | 524.98 | 0.49407
| 490.6873 | 0 | 524.6597 | 0.002869 | 490.6873 | 0 | 524.6597 | 0.00083378 | 518.414 | 0.00010251 | 524.6597 | 0.0008609 | 525.2051 | 0.00060104 | 519.4 | 0.0015008 | 525.2051 | 0.00724 | 525.2051 | 0.29123 | 525.2051 | 0.89718 | 519.4 | -0.0017121 | 525.2051 | 0 | 491.188 | 3.0952e-05 | 525.2051 | 0 | 525.2051 | 0 | 524.6597 | -0.00016994 | 740.296 | 0.11701 | 524.6597 | 0.00098692 | 739.5796 | 0 | 740.296 | 0.00253 | 524.6597 | 0.22197 | 525.2051 | 0.4952
| 490.8011 | 0.00096726 | 524.8851 | 0.0029889 | 490.8011 | 0.00146 | 524.8851 | 0.0016541 | 518.6378 | 0.00063969 | 524.8851 | 0.0018561 | 525.4301 | 0.0018396 | 519.63 | -0.00035414 | 525.4301 | 0.00882 | 525.4301 | 0.28414 | 525.4301 | 0.87761 | 519.63 | 0.0011487 | 525.4301 | 0.00065135 | 491.3043 | 1.3573e-05 | 525.4301 | 0.00078738 | 525.4301 | 0.00030298 | 524.8851 | 0.00017354 | 740.4603 | 0.11521 | 524.8851 | -0.00024069 | 739.744 | 5.0004e-05 | 740.4603 | 0.00243 | 524.8851 | 0.22062 | 525.4301 | 0.49561
| 490.9148 | 0 | 525.1105 | 0.0026746 | 490.9148 | 0 | 525.1105 | 1.6178e-05 | 518.8616 | 0.00028434 | 525.1105 | 0.00068176 | 525.6552 | 0.00041464 | 519.85 | -0.00099496 | 525.6552 | 0.0071 | 525.6552 | 0.27794 | 525.6552 | 0.86761 | 519.85 | -0.00050931 | 525.6552 | 0 | 491.4207 | 2.9207e-05 | 525.6552 | 0 | 525.6552 | 0 | 525.1105 | -0.00066776 | 740.6246 | 0.11943 | 525.1105 | -0.0017248 | 739.9083 | 0 | 740.6246 | 0.00262 | 525.1105 | 0.21912 | 525.6552 | 0.49615
| 491.0286 | 0.00109 | 525.3359 | 0.0029637 | 491.0286 | 0.0016 | 525.3359 | 0.0011728 | 519.0855 | 0.00047589 | 525.3359 | 0.0020214 | 525.8804 | 0.0018136 | 520.08 | 0.0029849 | 525.8804 | 0.00841 | 525.8804 | 0.27448 | 525.8804 | 0.86139 | 520.08 | 0.0016363 | 525.8804 | 0.00050229 | 491.5371 | 1.5821e-05 | 525.8804 | 0.00053838 | 525.8804 | 0.00047846 | 525.3359 | 0.00053113 | 740.7889 | 0.1159 | 525.3359 | 0.00088124 | 740.0727 | 6.9993e-05 | 740.7889 | 0.00254 | 525.3359 | 0.22152 | 525.8804 | 0.49743
| 491.1424 | 0 | 525.5613 | 0.0028199 | 491.1424 | 0 | 525.5613 | 0.00040022 | 519.3093 | 0.00012144 | 525.5613 | 0.00066487 | 526.1055 | 0.000601 | 520.3 | 0.00082632 | 526.1055 | 0.0071 | 526.1055 | 0.27011 | 526.1055 | 0.85889 | 520.3 | -0.0017446 | 526.1055 | 0 | 491.6535 | 3.0753e-05 | 526.1055 | 0 | 526.1055 | 0 | 525.5613 | -0.0004698 | 740.9532 | 0.11945 | 525.5613 | -0.00053288 | 740.2371 | 0 | 740.9532 | 0.00267 | 525.5613 | 0.22111 | 526.1055 | 0.49841
| 491.2561 | 0.00015871 | 525.7867 | 0.0030003 | 491.2561 | 0.00182 | 525.7867 | 0.0011285 | 519.5332 | 0.00049335 | 525.7867 | 0.0019289 | 526.3306 | 0.0018657 | 520.53 | 0.0015346 | 526.3306 | 0.00824 | 526.3306 | 0.26599 | 526.3306 | 0.84751 | 520.53 | -0.00054182 | 526.3306 | 0.0011949 | 491.7699 | 1.5072e-05 | 526.3306 | 0.00061488 | 526.3306 | 0.00028462 | 525.7867 | 0.00121 | 741.1175 | 0.11968 | 525.7867 | 0.00045365 | 740.4015 | 5.0004e-05 | 741.1175 | 0.00249 | 525.7867 | 0.22186 | 526.3306 | 0.49826
| 491.3699 | 0 | 526.0121 | 0.0029349 | 491.3699 | 0 | 526.0121 | -2.5667e-06 | 519.7571 | 0.00024614 | 526.0121 | 0.00071381 | 526.5558 | 0.00046107 | 520.76 | -0.00099496 | 526.5558 | 0.00654 | 526.5558 | 0.26066 | 526.5558 | 0.84438 | 520.76 | -0.00067186 | 526.5558 | 0 | 491.8863 | 3.0507e-05 | 526.5558 | 6.2752e-05 | 526.5558 | 0 | 526.0122 | -0.00074904 | 741.2819 | 0.11998 | 526.0121 | 0.00014146 | 740.5659 | 0 | 741.2819 | 0.00261 | 526.0122 | 0.22266 | 526.5558 | 0.49952
| 491.4837 | 0 | 526.2376 | 0.0028073 | 491.4837 | 0.00071094 | 526.2376 | 0.0008462 | 519.981 | 0.00068498 | 526.2376 | 0.0018787 | 526.7809 | 0.0016196 | 520.98 | -0.00065769 | 526.7809 | 0.00817 | 526.7809 | 0.25749 | 526.7809 | 0.83844 | 520.98 | 0.0015387 | 526.7809 | 0.00034261 | 492.0027 | 1.5622e-05 | 526.7809 | 0.00045921 | 526.7809 | 0.0002691 | 526.2376 | 0.00039288 | 741.4462 | 0.12244 | 526.2376 | 0.00042482 | 740.7303 | 5.0004e-05 | 741.4462 | 0.00248 | 526.2376 | 0.22519 | 526.7809 | 0.49982
| 491.5975 | 0 | 526.4631 | 0.0030003 | 491.5975 | 0 | 526.4631 | -0.00071759 | 520.2048 | -2.2537e-05 | 526.4631 | 0.00068033 | 527.0061 | 0.00066808 | 521.21 | -0.00099496 | 527.0061 | 0.00638 | 527.0061 | 0.25143 | 527.0061 | 0.82552 | 521.21 | 0.00040094 | 527.0061 | 0 | 492.1191 | 2.9699e-05 | 527.0061 | 0 | 527.0061 | 0 | 526.4631 | -3.403e-05 | 741.6105 | 0.12486 | 526.4631 | -0.00072102 | 740.8947 | 0 | 741.6105 | 0.00269 | 526.4631 | 0.22362 | 527.0061 | 0.50005
| 491.7113 | 0.00080555 | 526.6885 | 0.0030861 | 491.7113 | 0.0013 | 526.6885 | 0.00093122 | 520.4288 | 0.00070552 | 526.6885 | 0.0019612 | 527.2313 | 0.0020877 | 521.43 | 0.00096123 | 527.2313 | 0.00803 | 527.2313 | 0.24686 | 527.2313 | 0.81364 | 521.43 | 0.00049847 | 527.2313 | 0.00026404 | 492.2355 | 1.4428e-05 | 527.2313 | 0.00086911 | 527.2313 | 0.00052389 | 526.6885 | 0.00037876 | 741.7749 | 0.12622 | 526.6885 | 0.0012247 | 741.0591 | 3.0002e-05 | 741.7749 | 0.00247 | 526.6885 | 0.22149 | 527.2313 | 0.50063
| 491.8251 | 0 | 526.914 | 0.0028175 | 491.8251 | 0 | 526.914 | 0.00039704 | 520.6527 | 0.0001471 | 526.914 | 0.00066124 | 527.4565 | 0.00047091 | 521.66 | -0.0018381 | 527.4565 | 0.00638 | 527.4565 | 0.24098 | 527.4565 | 0.8036 | 521.66 | 4.3346e-05 | 527.4565 | 0 | 492.3519 | 2.9441e-05 | 527.4565 | 7.392e-05 | 527.4565 | 0 | 526.914 | -0.00014432 | 741.9392 | 0.12471 | 526.914 | 0.0015294 | 741.2235 | 0 | 741.9392 | 0.00262 | 526.914 | 0.21976 | 527.4565 | 0.50077
| 491.9389 | 0.00087741 | 527.1395 | 0.0028358 | 491.9389 | 0.00146 | 527.1395 | 0.0016911 | 520.8766 | 0.0005504 | 527.1395 | 0.0018835 | 527.6817 | 0.0016178 | 521.88 | 0.00062396 | 527.6817 | 0.00731 | 527.6817 | 0.23754 | 527.6817 | 0.79541 | 521.88 | 0.00043346 | 527.6817 | 0.00053274 | 492.4683 | 1.5458e-05 | 527.6817 | 0.00092218 | 527.6817 | 0.00065102 | 527.1395 | 0.0005068 | 742.1036 | 0.1278 | 527.1395 | -0.00070529 | 741.3879 | 6.9993e-05 | 742.1036 | 0.00246 | 527.1395 | 0.22191 | 527.6817 | 0.50156
| 492.0526 | 0 | 527.365 | 0.0025519 | 492.0526 | 0 | 527.365 | 0.00055787 | 521.1006 | 0.00013283 | 527.365 | 0.0006474 | 527.9069 | 0.00086444 | 522.11 | -0.0020742 | 527.9069 | 0.00617 | 527.9069 | 0.23183 | 527.9069 | 0.7855 | 522.11 | -0.00057433 | 527.9069 | 0 | 492.5847 | 2.9371e-05 | 527.9069 | 0 | 527.9069 | 0 | 527.365 | -0.00088659 | 742.268 | 0.12877 | 527.365 | -0.0011614 | 741.5523 | 0 | 742.268 | 0.00274 | 527.365 | 0.2202 | 527.9069 | 0.50063
| 492.1664 | 0.0004462 | 527.5906 | 0.0027637 | 492.1664 | 0.00102 | 527.5906 | 0.0015132 | 521.3245 | 0.0006728 | 527.5906 | 0.0019571 | 528.1322 | 0.0015019 | 522.34 | 0.00032042 | 528.1322 | 0.00715 | 528.1322 | 0.23008 | 528.1322 | 0.7833 | 522.34 | 0.00014088 | 528.1322 | 0.00078482 | 492.7011 | 1.4311e-05 | 528.1322 | 0.00091718 | 528.1322 | 0.00037698 | 527.5906 | 0.00069375 | 742.4323 | 0.13185 | 527.5906 | 0.00010774 | 741.7167 | 5.0004e-05 | 742.4323 | 0.00267 | 527.5906 | 0.2254 | 528.1322 | 0.50194
| 492.2802 | 0 | 527.8161 | 0.0027325 | 492.2802 | 0 | 527.8161 | 0.00030282 | 521.5485 | 0.00022045 | 527.8161 | 0.00072255 | 528.3574 | 0.00088581 | 522.56 | -0.00086005 | 528.3574 | 0.00578 | 528.3574 | 0.22627 | 528.3574 | 0.77379 | 522.56 | -0.00047681 | 528.3574 | 0 | 492.8176 | 2.9886e-05 | 528.3574 | 0 | 528.3574 | 0 | 527.8161 | -0.00061837 | 742.5967 | 0.13144 | 527.8161 | -0.0020252 | 741.8812 | 0 | 742.5967 | 0.00281 | 527.8161 | 0.21938 | 528.3574 | 0.50109
| 492.394 | 0 | 528.0417 | 0.0028035 | 492.394 | 0.00067626 | 528.0417 | 0.0014578 | 521.7725 | 0.00038354 | 528.0417 | 0.0018244 | 528.5827 | 0.001706 | 522.79 | 0.00062396 | 528.5827 | 0.00712 | 528.5827 | 0.22063 | 528.5827 | 0.76032 | 522.79 | 0.00020589 | 528.5827 | 0.00062333 | 492.934 | 1.581e-05 | 528.5827 | 0.0010677 | 528.5827 | 0.00025602 | 528.0417 | 0.00076262 | 742.761 | 0.12995 | 528.0417 | -0.00071466 | 742.0456 | 8.9995e-05 | 742.761 | 0.00257 | 528.0417 | 0.22506 | 528.5827 | 0.50116
| 492.5079 | 0 | 528.2672 | 0.002854 | 492.5079 | 0 | 528.2672 | 0.00051937 | 521.9965 | 0.00011692 | 528.2672 | 0.00086721 | 528.808 | 0.00038879 | 523.01 | -0.00038786 | 528.808 | 0.00559 | 528.808 | 0.21676 | 528.808 | 0.75601 | 523.01 | -0.0013871 | 528.808 | 0 | 493.0504 | 3.0378e-05 | 528.808 | 0 | 528.808 | 0 | 528.2672 | -0.0009753 | 742.9254 | 0.13226 | 528.2672 | -0.0023086 | 742.2101 | 0 | 742.9254 | 0.00271 | 528.2672 | 0.22539 | 528.808 | 0.50014
| 492.6217 | 0.00116 | 528.4928 | 0.0029023 | 492.6217 | 0.00118 | 528.4928 | 0.0014222 | 522.2205 | 0.00039646 | 528.4928 | 0.0020418 | 529.0332 | 0.0017648 | 523.24 | -0.00032042 | 529.0332 | 0.00641 | 529.0332 | 0.21466 | 529.0333 | 0.7527 | 523.24 | -0.0010295 | 529.0332 | 0.0007652 | 493.1669 | 1.4697e-05 | 529.0332 | 0.00072544 | 529.0333 | 0.00034632 | 528.4928 | 0.00080994 | 743.0898 | 0.13332 | 528.4928 | -0.00084081 | 742.3745 | 6.9993e-05 | 743.0898 | 0.00259 | 528.4928 | 0.22769 | 529.0333 | 0.50011
| 492.7355 | 0 | 528.7184 | 0.002639 | 492.7355 | 0 | 528.7184 | -0.00082637 | 522.4445 | 0.0003189 | 528.7184 | 0.00060624 | 529.2585 | 0.00050013 | 523.46 | 0.0011636 | 529.2586 | 0.00525 | 529.2585 | 0.21112 | 529.2585 | 0.74637 | 523.46 | -0.0013546 | 529.2585 | 0 | 493.2833 | 2.9148e-05 | 529.2585 | 0 | 529.2585 | 0 | 528.7184 | -0.00071395 | 743.2542 | 0.13538 | 528.7184 | -0.0034348 | 742.5389 | 0 | 743.2542 | 0.00278 | 528.7184 | 0.2259 | 529.2585 | 0.49843
| 492.8493 | 0.00115 | 528.944 | 0.0030659 | 492.8493 | 0.00166 | 528.944 | 0.0017887 | 522.6685 | 0.00068848 | 528.944 | 0.0019678 | 529.4839 | 0.0020664 | 523.69 | 5.0592e-05 | 529.4839 | 0.00692 | 529.4839 | 0.20746 | 529.4839 | 0.73623 | 523.69 | -0.00057433 | 529.4839 | 0.00068347 | 493.3997 | 1.458e-05 | 529.4839 | 0.00077927 | 529.4839 | 0.00037304 | 528.944 | 0.00083094 | 743.4186 | 0.13563 | 528.944 | 0.0015367 | 742.7034 | 5.0004e-05 | 743.4186 | 0.00266 | 528.944 | 0.22685 | 529.4839 | 0.49913
| 492.9631 | 0 | 529.1696 | 0.00255 | 492.9631 | 0 | 529.1696 | -0.00040484 | 522.8925 | 5.1848e-05 | 529.1696 | 0.0007226 | 529.7092 | 0.0006179 | 523.92 | -0.00079259 | 529.7092 | 0.00516 | 529.7092 | 0.20235 | 529.7092 | 0.7281 | 523.92 | -0.0031101 | 529.7092 | 0 | 493.5162 | 3.0507e-05 | 529.7092 | 0 | 529.7092 | 0 | 529.1696 | -0.00058726 | 743.583 | 0.14053 | 529.1696 | -0.0012153 | 742.8679 | 0 | 743.583 | 0.00281 | 529.1696 | 0.22814 | 529.7092 | 0.4991
| 493.0769 | 0.00091335 | 529.3952 | 0.0029908 | 493.0769 | 0.00241 | 529.3952 | 0.00066703 | 523.1165 | 0.00052768 | 529.3952 | 0.0017646 | 529.9345 | 0.0016514 | 524.14 | 5.0592e-05 | 529.9345 | 0.00628 | 529.9345 | 0.20095 | 529.9345 | 0.71765 | 524.14 | 0.00036844 | 529.9345 | 0.00063654 | 493.6326 | 1.6055e-05 | 529.9345 | 0.00057533 | 529.9345 | 0.00047066 | 529.3952 | 0.00076796 | 743.7474 | 0.14 | 529.3952 | 0.002414 | 743.0323 | 6.9993e-05 | 743.7474 | 0.00264 | 529.3952 | 0.2277 | 529.9345 | 0.4995
| 493.1907 | 0 | 529.6209 | 0.0027635 | 493.1907 | 0 | 529.6209 | 0.00040251 | 523.3406 | 7.8709e-05 | 529.6209 | 0.00080988 | 530.1599 | 0.00022636 | 524.37 | -0.0018381 | 530.1599 | 0.00536 | 530.1599 | 0.19454 | 530.1599 | 0.70987 | 524.37 | -0.0016797 | 530.1599 | 0 | 493.7491 | 3.1244e-05 | 530.1599 | 0 | 530.1599 | 0 | 529.6209 | -0.00021852 | 743.9118 | 0.14149 | 529.6209 | -0.0016866 | 743.1968 | 0 | 743.9118 | 0.00276 | 529.6209 | 0.22612 | 530.1599 | 0.49859
| 493.3046 | 0.00042823 | 529.8465 | 0.002635 | 493.3046 | 0.00172 | 529.8465 | 0.00062022 | 523.5646 | 0.00057313 | 529.8465 | 0.0017532 | 530.3852 | 0.002077 | 524.59 | 0.00035414 | 530.3852 | 0.006 | 530.3852 | 0.19424 | 530.3853 | 0.70557 | 524.59 | 0.00027091 | 530.3852 | 0.00072911 | 493.8655 | 1.5599e-05 | 530.3852 | 0.00063147 | 530.3853 | 0.00017947 | 529.8465 | 0.00069757 | 744.0762 | 0.14143 | 529.8465 | 0.0012651 | 743.3613 | 3.0002e-05 | 744.0762 | 0.00258 | 529.8465 | 0.228 | 530.3853 | 0.49995
| 493.4184 | 0 | 530.0722 | 0.0027437 | 493.4184 | 0 | 530.0722 | -0.00065399 | 523.7887 | 0.00016464 | 530.0722 | 0.00074358 | 530.6106 | 0 | 524.82 | -0.0013997 | 530.6106 | 0.00487 | 530.6106 | 0.19054 | 530.6106 | 0.70198 | 524.82 | -0.0022973 | 530.6106 | 0 | 493.982 | 3.2205e-05 | 530.6106 | 0 | 530.6106 | 0 | 530.0722 | -0.00105 | 744.2406 | 0.14278 | 530.0722 | -0.00021844 | 743.5257 | 0 | 744.2406 | 0.00269 | 530.0722 | 0.22972 | 530.6106 | 0.49928
| 493.5322 | 0.0016 | 530.2979 | 0.0027633 | 493.5322 | 0.00102 | 530.2979 | 0.0015486 | 524.0128 | 0.00059904 | 530.2979 | 0.0017701 | 530.836 | 0.0020211 | 525.05 | -0.00065769 | 530.836 | 0.00619 | 530.836 | 0.18904 | 530.836 | 0.69721 | 525.05 | -0.0017121 | 530.836 | 0.00085714 | 494.0985 | 1.6899e-05 | 530.836 | 0.00073199 | 530.836 | 0.00049324 | 530.2979 | 0.00072641 | 744.405 | 0.14517 | 530.2979 | 0.0012691 | 743.6902 | 6.9993e-05 | 744.405 | 0.00253 | 530.2979 | 0.23205 | 530.836 | 0.49942
| 493.6461 | 5.399e-05 | 530.5236 | 0.0026813 | 493.6461 | 0 | 530.5236 | 0.00021929 | 524.2369 | 7.4649e-05 | 530.5236 | 0.00079041 | 531.0614 | 0.00059344 | 525.27 | -0.0017707 | 531.0614 | 0.00435 | 531.0614 | 0.18284 | 531.0614 | 0.68252 | 525.27 | -0.0001192 | 531.0614 | 0 | 494.2149 | 3.1303e-05 | 531.0614 | 0 | 531.0614 | 0 | 530.5236 | -0.00013513 | 744.5695 | 0.14596 | 530.5236 | -0.00069547 | 743.8547 | 0 | 744.5695 | 0.00272 | 530.5236 | 0.23285 | 531.0614 | 0.49867
| 493.7599 | 0.0016 | 530.7493 | 0.0029645 | 493.7599 | 0.00227 | 530.7493 | 0.0020929 | 524.461 | 0.00041831 | 530.7493 | 0.0017967 | 531.2868 | 0.0018283 | 525.5 | -0.0014334 | 531.2868 | 0.00611 | 531.2868 | 0.18183 | 531.2868 | 0.67721 | 525.5 | -0.00041178 | 531.2868 | 0.0011653 | 494.3314 | 1.4697e-05 | 531.2868 | 0.0010396 | 531.2868 | 0.0003253 | 530.7493 | 0.00097017 | 744.7339 | 0.14667 | 530.7493 | 0.00063423 | 744.0192 | 6.9993e-05 | 744.7339 | 0.00259 | 530.7493 | 0.23304 | 531.2868 | 0.49844
| 493.8738 | 0 | 530.975 | 0.0023629 | 493.8738 | 0 | 530.975 | 0.00051694 | 524.6851 | 0.00017108 | 530.975 | 0.00045815 | 531.5122 | 0.00068033 | 525.72 | -5.0592e-05 | 531.5122 | 0.00437 | 531.5122 | 0.17615 | 531.5122 | 0.66787 | 525.72 | -0.00093193 | 531.5122 | 0 | 494.4479 | 2.9523e-05 | 531.5122 | 0 | 531.5122 | 0 | 530.975 | -0.00021414 | 744.8984 | 0.15023 | 530.975 | -0.00048371 | 744.1837 | 0 | 744.8984 | 0.00279 | 530.975 | 0.2315 | 531.5122 | 0.49766
| 493.9876 | 0.0004462 | 531.2007 | 0.0029421 | 493.9876 | 0.00113 | 531.2007 | 0.0015771 | 524.9092 | 0.00069691 | 531.2007 | 0.0018594 | 531.7377 | 0.0016272 | 525.95 | 0.0010961 | 531.7377 | 0.00609 | 531.7377 | 0.17477 | 531.7377 | 0.66067 | 525.95 | 0.002384 | 531.7377 | 0.00070995 | 494.5644 | 1.4826e-05 | 531.7377 | 0.0010876 | 531.7377 | 0.00085211 | 531.2007 | 0.00097009 | 745.0628 | 0.15611 | 531.2007 | 0.00098725 | 744.3482 | 5.0004e-05 | 745.0628 | 0.00264 | 531.2007 | 0.23456 | 531.7377 | 0.49809
| 494.1014 | 0 | 531.4264 | 0.0023671 | 494.1014 | 0 | 531.4264 | -0.00018867 | 525.1334 | 0.00010833 | 531.4264 | 0.00063403 | 531.9631 | 0 | 526.17 | -0.00072515 | 531.9631 | 0.00439 | 531.9631 | 0.16939 | 531.9631 | 0.65052 | 526.17 | -0.0014521 | 531.9631 | 0 | 494.6809 | 2.964e-05 | 531.9631 | 0 | 531.9631 | 0 | 531.4264 | -0.00092081 | 745.2272 | 0.15471 | 531.4264 | -0.0019519 | 744.5127 | 0 | 745.2272 | 0.00286 | 531.4264 | 0.23186 | 531.9631 | 0.4976
| 494.2153 | 0.00085945 | 531.6522 | 0.0027095 | 494.2153 | 0.00065893 | 531.6522 | 0.0012375 | 525.3575 | 0.00058746 | 531.6522 | 0.0019307 | 532.1886 | 0.0016119 | 526.4 | 0.00096123 | 532.1886 | 0.0054 | 532.1886 | 0.16712 | 532.1885 | 0.64076 | 526.4 | 0.00085607 | 532.1886 | 0.00077246 | 494.7974 | 1.499e-05 | 532.1886 | 0.00085854 | 532.1885 | 0.00036689 | 531.6522 | 0.00046656 | 745.3917 | 0.15829 | 531.6522 | -0.00029328 | 744.6772 | 6.9993e-05 | 745.3917 | 0.00264 | 531.6522 | 0.23095 | 532.1885 | 0.49784
| 494.3292 | 0 | 531.878 | 0.0020652 | 494.3292 | 0 | 531.878 | -0.00060602 | 525.5817 | 9.1719e-05 | 531.878 | 0.00080421 | 532.414 | 0.0008673 | 526.63 | -0.0024789 | 532.414 | 0.00432 | 532.414 | 0.16193 | 532.414 | 0.62785 | 526.63 | -0.0026224 | 532.414 | 0 | 494.9139 | 3.005e-05 | 532.414 | 0 | 532.414 | 0 | 531.878 | -0.00083686 | 745.5561 | 0.15427 | 531.878 | -0.0031178 | 744.8417 | 0 | 745.5561 | 0.00283 | 531.878 | 0.2315 | 532.414 | 0.49792
| 494.443 | 0.00149 | 532.1037 | 0.0028037 | 494.443 | 0.00097105 | 532.1037 | 0.0011019 | 525.8058 | 0.00040907 | 532.1037 | 0.0019258 | 532.6395 | 0.0018331 | 526.85 | 0.0022766 | 532.6395 | 0.00523 | 532.6395 | 0.16091 | 532.6395 | 0.62085 | 526.85 | 7.5855e-05 | 532.6395 | 0.0011212 | 495.0304 | 1.5236e-05 | 532.6395 | 0.00077181 | 532.6395 | 0.00066143 | 532.1037 | 0.00053366 | 745.7206 | 0.15805 | 532.1037 | 0.0025434 | 745.0063 | 8.9995e-05 | 745.7206 | 0.00273 | 532.1037 | 0.23241 | 532.6395 | 0.49873
| 494.5569 | 0 | 532.3295 | 0.0024972 | 494.5569 | 0 | 532.3295 | 0.00012854 | 526.03 | 0.00016208 | 532.3295 | 0.00064253 | 532.865 | 0.00063723 | 527.08 | -0.0016695 | 532.865 | 0.00404 | 532.865 | 0.15546 | 532.865 | 0.61109 | 527.08 | -2.1673e-05 | 532.865 | 0 | 495.1469 | 3.0132e-05 | 532.865 | 0 | 532.865 | 0 | 532.3295 | -0.00072415 | 745.8851 | 0.16041 | 532.3295 | -0.0011273 | 745.1708 | 0 | 745.8851 | 0.00288 | 532.3295 | 0.23025 | 532.865 | 0.49805
| 494.6707 | 0.0006079 | 532.5553 | 0.0026899 | 494.6707 | 0.00199 | 532.5553 | 0.0011791 | 526.2542 | 0.00053065 | 532.5553 | 0.0016733 | 533.0905 | 0.0017386 | 527.3 | 0.0023104 | 533.0905 | 0.00546 | 533.0905 | 0.15437 | 533.0905 | 0.6053 | 527.3 | 0.0011487 | 533.0905 | 0.00059531 | 495.2634 | 1.5072e-05 | 533.0905 | 0.0012663 | 533.0905 | 0.00041474 | 532.5553 | 0.0004038 | 746.0495 | 0.16156 | 532.5553 | 0.0015227 | 745.3353 | 5.0004e-05 | 746.0495 | 0.00267 | 532.5553 | 0.23133 | 533.0905 | 0.49952
| 494.7846 | 0 | 532.7812 | 0.0025309 | 494.7846 | 0 | 532.7812 | -0.00022927 | 526.4785 | 0.00010436 | 532.7812 | 0.00068215 | 533.316 | 0.00014776 | 527.53 | -0.0015684 | 533.316 | 0.00414 | 533.316 | 0.14923 | 533.316 | 0.59412 | 527.53 | -0.0018096 | 533.316 | 0 | 495.3799 | 2.9031e-05 | 533.316 | 0 | 533.316 | 0 | 532.7812 | -0.00056289 | 746.214 | 0.16287 | 532.7812 | -0.00029421 | 745.4999 | 0 | 746.214 | 0.00276 | 532.7812 | 0.22875 | 533.316 | 0.4988
| 494.8985 | 0.00041025 | 533.007 | 0.0025995 | 494.8985 | 0.00198 | 533.007 | 0.0015469 | 526.7026 | 0.00058141 | 533.007 | 0.0017925 | 533.5416 | 0.0015378 | 527.76 | 0.00069142 | 533.5416 | 0.00526 | 533.5416 | 0.14793 | 533.5416 | 0.58474 | 527.76 | 0.00072604 | 533.5416 | 0.00091608 | 495.4964 | 1.4076e-05 | 533.5416 | 0.0011246 | 533.5416 | 0.00041189 | 533.007 | 0.00060016 | 746.3785 | 0.16805 | 533.007 | 0.001306 | 745.6644 | 6.9993e-05 | 746.3785 | 0.00259 | 533.007 | 0.23019 | 533.5416 | 0.49915
| 495.0124 | 0 | 533.2328 | 0.0025997 | 495.0124 | 0 | 533.2328 | -0.00057667 | 526.9269 | 7.6273e-05 | 533.2328 | 0.00064371 | 533.7671 | 0.00062608 | 527.98 | -0.001231 | 533.7671 | 0.00379 | 533.7671 | 0.14229 | 533.7672 | 0.57304 | 527.98 | -0.00018422 | 533.7671 | 0 | 495.6129 | 2.841e-05 | 533.7671 | 0 | 533.7672 | 0 | 533.2328 | -0.00020098 | 746.543 | 0.16864 | 533.2328 | -0.0022145 | 745.8289 | 0 | 746.543 | 0.00285 | 533.2328 | 0.22808 | 533.7672 | 0.49901
| 495.1262 | 0.00116 | 533.4587 | 0.0024936 | 495.1262 | 0.00019074 | 533.4587 | 0.00094085 | 527.1511 | 0.00050571 | 533.4587 | 0.0017193 | 533.9927 | 0.001511 | 528.21 | -0.00015177 | 533.9927 | 0.00459 | 533.9927 | 0.1413 | 533.9927 | 0.56552 | 528.21 | -0.00031426 | 533.9927 | 0.0009032 | 495.7294 | 1.451e-05 | 533.9927 | 0.00081534 | 533.9927 | 0.00051291 | 533.4587 | 0.00034615 | 746.7075 | 0.169 | 533.4587 | 0.0019544 | 745.9935 | 6.9993e-05 | 746.7075 | 0.0027 | 533.4587 | 0.23002 | 533.9927 | 0.50001
| 495.2401 | 0 | 533.6845 | 0.0024001 | 495.2401 | 0 | 533.6845 | 0.0004974 | 527.3754 | 0.00020176 | 533.6845 | 0.00055533 | 534.2182 | 7.5922e-05 | 528.43 | -1.6864e-05 | 534.2183 | 0.00368 | 534.2182 | 0.13702 | 534.2183 | 0.55404 | 528.43 | -0.00099695 | 534.2182 | 0 | 495.846 | 2.9699e-05 | 534.2182 | 0 | 534.2183 | 0 | 533.6845 | -4.2797e-05 | 746.872 | 0.17129 | 533.6845 | -0.00071769 | 746.1581 | 0 | 746.872 | 0.00285 | 533.6845 | 0.22935 | 534.2183 | 0.50023
| 495.354 | 0.00024855 | 533.9104 | 0.0027637 | 495.354 | 0.00091902 | 533.9104 | 0.0014206 | 527.5996 | 0.00052381 | 533.9104 | 0.0016898 | 534.4438 | 0.0015882 | 528.66 | -0.00082632 | 534.4438 | 0.00474 | 534.4438 | 0.13562 | 534.4438 | 0.54747 | 528.66 | 0.00017338 | 534.4438 | 0.00091437 | 495.9625 | 1.5411e-05 | 534.4438 | 0.00063357 | 534.4438 | 0.00034021 | 533.9104 | 0.00084442 | 747.0365 | 0.16981 | 533.9104 | 0.00034816 | 746.3226 | 6.9993e-05 | 747.0365 | 0.00269 | 533.9104 | 0.22898 | 534.4438 | 0.4999
| 495.4679 | 0 | 534.1363 | 0.0023899 | 495.4679 | 0 | 534.1363 | -0.00024438 | 527.8239 | 8.3066e-05 | 534.1363 | 0.00056211 | 534.6694 | 0.00030039 | 528.89 | 0.00032042 | 534.6694 | 0.00344 | 534.6694 | 0.13045 | 534.6694 | 0.5381 | 528.89 | -0.00044429 | 534.6694 | 2.6128e-05 | 496.079 | 2.9195e-05 | 534.6694 | 0 | 534.6694 | 0 | 534.1363 | -0.00058361 | 747.201 | 0.17421 | 534.1363 | -0.0019446 | 746.4872 | 0 | 747.201 | 0.0028 | 534.1363 | 0.22465 | 534.6694 | 0.49959
| 495.5818 | 0.00046416 | 534.3622 | 0.0025403 | 495.5818 | 0.00146 | 534.3622 | 0.00078604 | 528.0482 | 0.00049615 | 534.3622 | 0.0017884 | 534.895 | 0.0015684 | 529.11 | -0.00015177 | 534.895 | 0.00476 | 534.895 | 0.12905 | 534.895 | 0.53018 | 529.11 | 0.0014088 | 534.895 | 0.00053988 | 496.1956 | 1.3912e-05 | 534.895 | 0.00088108 | 534.895 | 0.00040971 | 534.3622 | 0.00069532 | 747.3655 | 0.17431 | 534.3622 | 2.0977e-05 | 746.6517 | 8.9995e-05 | 747.3655 | 0.00267 | 534.3622 | 0.23114 | 534.895 | 0.50085
| 495.6957 | 0 | 534.5881 | 0.0023354 | 495.6957 | 0 | 534.5881 | -6.0596e-05 | 528.2725 | -8.3311e-05 | 534.5881 | 0.00059264 | 535.1207 | 0.00027534 | 529.34 | -0.00045532 | 535.1206 | 0.00337 | 535.1207 | 0.1254 | 535.1207 | 0.5231 | 529.34 | -0.0014521 | 535.1207 | 0 | 496.3121 | 3.0296e-05 | 535.1207 | 0 | 535.1207 | 0 | 534.5882 | -0.00050373 | 747.53 | 0.17509 | 534.5881 | -0.00098878 | 746.8163 | 0 | 747.53 | 0.00282 | 534.5882 | 0.22797 | 535.1207 | 0.50083
| 495.8096 | 0.00057197 | 534.8141 | 0.0025737 | 495.8096 | 0.00123 | 534.8141 | 0.0012566 | 528.4968 | 0.00046404 | 534.8141 | 0.0017575 | 535.3463 | 0.0015077 | 529.56 | -0.00072515 | 535.3463 | 0.00461 | 535.3463 | 0.12527 | 535.3463 | 0.5167 | 529.56 | -0.00050931 | 535.3463 | 0.00094441 | 496.4286 | 1.6547e-05 | 535.3463 | 0.00065252 | 535.3463 | 0.00049719 | 534.8141 | 0.0008536 | 747.6945 | 0.17883 | 534.8141 | -0.001526 | 746.9809 | 0.00011 | 747.6945 | 0.00268 | 534.8141 | 0.23043 | 535.3463 | 0.50084
| 495.9235 | 0 | 535.04 | 0.0023667 | 495.9235 | 0 | 535.04 | -0.00032891 | 528.7211 | 0.00021135 | 535.04 | 0.00052781 | 535.5719 | 0.00037611 | 529.79 | 0.00086005 | 535.5719 | 0.0035 | 535.5719 | 0.1226 | 535.5719 | 0.5122 | 529.79 | -0.0015171 | 535.5719 | 0 | 496.5452 | 3.1689e-05 | 535.5719 | 0 | 535.5719 | 0 | 535.04 | -0.00069248 | 747.859 | 0.1853 | 535.04 | -0.00042662 | 747.1455 | 0 | 747.859 | 0.00286 | 535.04 | 0.22921 | 535.5719 | 0.50151
| 496.0374 | 0.00010482 | 535.266 | 0.0025284 | 496.0374 | 0.00137 | 535.266 | 0.0010362 | 528.9454 | 0.00060634 | 535.266 | 0.001651 | 535.7976 | 0.0011431 | 530.02 | 0.0016695 | 535.7976 | 0.00441 | 535.7976 | 0.12047 | 535.7976 | 0.5064 | 530.02 | -0.00047681 | 535.7976 | 0.0011905 | 496.6617 | 1.5353e-05 | 535.7976 | 0.00044448 | 535.7976 | 0.00051562 | 535.266 | 0.00089273 | 748.0236 | 0.18571 | 535.266 | -0.00041752 | 747.3101 | 8.9995e-05 | 748.0236 | 0.00269 | 535.266 | 0.23003 | 535.7976 | 0.50272
| 496.1513 | 0 | 535.4919 | 0.0024037 | 496.1513 | 0 | 535.4919 | 8.5875e-06 | 529.1697 | 0.00029564 | 535.4919 | 0.00059882 | 536.0233 | 0 | 530.24 | -0.00062396 | 536.0232 | 0.00332 | 536.0233 | 0.1182 | 536.0233 | 0.50196 | 530.24 | -0.00034676 | 536.0233 | 0 | 496.7783 | 3.1443e-05 | 536.0233 | 0 | 536.0232 | 0 | 535.4919 | -0.00027973 | 748.1881 | 0.18567 | 535.4919 | 8.6632e-05 | 747.4747 | 0 | 748.1881 | 0.00292 | 535.4919 | 0.22986 | 536.0233 | 0.50247
| 496.2652 | 0.00080555 | 535.7179 | 0.0025084 | 496.2652 | 0.00184 | 535.7179 | 0.00099979 | 529.394 | 0.00058662 | 535.7179 | 0.0016605 | 536.2489 | 0.0015165 | 530.47 | 0.0005565 | 536.2489 | 0.00435 | 536.2489 | 0.118 | 536.2489 | 0.49742 | 530.47 | -0.00031426 | 536.2489 | 0.0011474 | 496.8949 | 1.6255e-05 | 536.2489 | 0.00086872 | 536.2489 | 0.00047578 | 535.7179 | 0.00040602 | 748.3526 | 0.18637 | 535.7179 | 0.0019841 | 747.6393 | 8.9995e-05 | 748.3526 | 0.00275 | 535.7179 | 0.23069 | 536.2489 | 0.50275
| 496.3791 | 0 | 535.9439 | 0.0023836 | 496.3791 | 0 | 535.9439 | 0.00029145 | 529.6184 | 0.00021252 | 535.9439 | 0.00056417 | 536.4746 | 0.00031479 | 530.7 | -0.00038786 | 536.4746 | 0.00297 | 536.4746 | 0.11467 | 536.4746 | 0.49133 | 530.7 | 0.0013438 | 536.4746 | 0.00014737 | 497.0114 | 3.2111e-05 | 536.4746 | 0 | 536.4746 | 0 | 535.9439 | -0.00020954 | 748.5172 | 0.1905 | 535.9439 | 0.00042286 | 747.8039 | 0 | 748.5172 | 0.00289 | 535.9439 | 0.22757 | 536.4746 | 0.50159
| 496.493 | 0.00089539 | 536.1699 | 0.0026477 | 496.493 | 0.00158 | 536.1699 | 0.0016525 | 529.8428 | 0.00058261 | 536.1699 | 0.0017794 | 536.7003 | 0.001336 | 530.92 | 0.00028669 | 536.7003 | 0.00429 | 536.7003 | 0.11345 | 536.7003 | 0.48401 | 530.92 | -0.0021348 | 536.7003 | 0.0013194 | 497.128 | 1.6114e-05 | 536.7003 | 0.00094101 | 536.7003 | 0.00047957 | 536.1699 | 0.00096506 | 748.6817 | 0.18935 | 536.1699 | 0.0018022 | 747.9685 | 6.9993e-05 | 748.6817 | 0.00271 | 536.1699 | 0.23025 | 536.7003 | 0.50188
| 496.6069 | 0 | 536.3959 | 0.0023617 | 496.6069 | 0 | 536.3959 | -0.00050097 | 530.0672 | 0.00021946 | 536.3959 | 0.00050897 | 536.926 | 0.00052754 | 531.15 | 0.0022766 | 536.9261 | 0.00311 | 536.926 | 0.10974 | 536.926 | 0.4763 | 531.15 | -0.0011595 | 536.926 | 0 | 497.2446 | 3.1924e-05 | 536.926 | 0 | 536.926 | 0 | 536.3959 | -0.00040039 | 748.8463 | 0.19293 | 536.3959 | -0.0010127 | 748.1331 | 0 | 748.8463 | 0.00294 | 536.3959 | 0.22896 | 536.926 | 0.50088
| 496.7208 | 0.00145 | 536.622 | 0.0025488 | 496.7208 | 0.00215 | 536.622 | 0.0011031 | 530.2916 | 0.00055783 | 536.622 | 0.0015655 | 537.1518 | 0.001741 | 531.37 | -0.001366 | 537.1518 | 0.00385 | 537.1518 | 0.1093 | 537.1518 | 0.4717 | 531.37 | -0.00057433 | 537.1518 | 0.0011663 | 497.3611 | 1.6032e-05 | 537.1518 | 0.00094299 | 537.1518 | 0.00037944 | 536.622 | 0.00073889 | 749.0108 | 0.19332 | 536.622 | 0.0012451 | 748.2977 | 3.0002e-05 | 749.0108 | 0.00278 | 536.622 | 0.22955 | 537.1518 | 0.50101
| 496.8348 | 0 | 536.848 | 0.0025716 | 496.8348 | 0 | 536.848 | 0.00058834 | 530.5159 | 2.3831e-05 | 536.848 | 0.00058209 | 537.3775 | 0 | 531.6 | -0.003457 | 537.3775 | 0.00314 | 537.3775 | 0.107 | 537.3775 | 0.46676 | 531.6 | -0.0015822 | 537.3775 | 0.00052105 | 497.4777 | 3.0425e-05 | 537.3775 | 0 | 537.3775 | 0 | 536.848 | -0.00060145 | 749.1754 | 0.19163 | 536.848 | 0.00019456 | 748.4623 | 0 | 749.1754 | 0.00296 | 536.848 | 0.22551 | 537.3775 | 0.50093
| 496.9487 | 0.00046416 | 537.0741 | 0.0024826 | 496.9487 | 0.00206 | 537.0741 | 0.00079382 | 530.7404 | 0.00074975 | 537.0741 | 0.0015707 | 537.6033 | 0.0013819 | 531.83 | -0.00062396 | 537.6033 | 0.00406 | 537.6033 | 0.10692 | 537.6033 | 0.46508 | 531.83 | -0.0016797 | 537.6033 | 0.0011031 | 497.5943 | 1.4615e-05 | 537.6033 | 0.00083219 | 537.6033 | 0.00031593 | 537.0741 | 0.00037485 | 749.34 | 0.19998 | 537.0741 | 0.0012131 | 748.627 | 6.9993e-05 | 749.34 | 0.00269 | 537.0741 | 0.22829 | 537.6033 | 0.5035
| 497.0626 | 0 | 537.3001 | 0.0022507 | 497.0626 | 0 | 537.3001 | -0.00046425 | 530.9648 | 0.00022009 | 537.3001 | 0.00064736 | 537.829 | 0.00010177 | 532.05 | -0.00089378 | 537.829 | 0.00327 | 537.829 | 0.10359 | 537.829 | 0.45878 | 532.05 | -0.00099695 | 537.829 | 0 | 497.7109 | 3.0507e-05 | 537.829 | 0 | 537.829 | 0 | 537.3001 | -0.00052443 | 749.5045 | 0.19525 | 537.3001 | -0.00022658 | 748.7916 | 0 | 749.5045 | 0.0029 | 537.3001 | 0.22721 | 537.829 | 0.5042
| 497.1766 | 0.00042823 | 537.5262 | 0.0024288 | 497.1766 | 0.00189 | 537.5262 | 0.0011114 | 531.1892 | 0.00046282 | 537.5262 | 0.0016908 | 538.0548 | 0.0017759 | 532.28 | -0.00086005 | 538.0548 | 0.00374 | 538.0548 | 0.10333 | 538.0548 | 0.45376 | 532.28 | -0.0012895 | 538.0548 | 0.0012698 | 497.8275 | 1.5973e-05 | 538.0548 | 0.0010514 | 538.0548 | 0.00059738 | 537.5262 | 4.5121e-05 | 749.6691 | 0.20151 | 537.5262 | -0.00027656 | 748.9562 | 6.9993e-05 | 749.6691 | 0.00268 | 537.5262 | 0.2308 | 538.0548 | 0.50556
| 497.2905 | 0 | 537.7523 | 0.0023334 | 497.2905 | 0 | 537.7523 | -0.00029171 | 531.4136 | 0.00015153 | 537.7523 | 0.00063706 | 538.2806 | 0.00034553 | 532.51 | -0.0022092 | 538.2806 | 0.00262 | 538.2806 | 0.10081 | 538.2806 | 0.44886 | 532.51 | -0.0015822 | 538.2806 | 3.156e-06 | 497.9441 | 3.0296e-05 | 538.2806 | 0 | 538.2806 | 0 | 537.7523 | -0.00077661 | 749.8337 | 0.2068 | 537.7523 | 0.00044803 | 749.1209 | 0 | 749.8337 | 0.00291 | 537.7523 | 0.2316 | 538.2806 | 0.5058
| 497.4044 | 0.0017 | 537.9784 | 0.0024151 | 497.4044 | 0.00177 | 537.9784 | 0.001135 | 531.6381 | 0.00050926 | 537.9784 | 0.0017092 | 538.5064 | 0.0016352 | 532.73 | 0.00099496 | 538.5064 | 0.00393 | 538.5064 | 0.099551 | 538.5064 | 0.44377 | 532.73 | -0.0016147 | 538.5064 | 0.0012154 | 498.0607 | 1.4639e-05 | 538.5064 | 0.00053609 | 538.5064 | 0.00053259 | 537.9784 | 0.00069551 | 749.9983 | 0.20777 | 537.9784 | 0.0020076 | 749.2855 | 3.0002e-05 | 749.9983 | 0.00271 | 537.9784 | 0.23412 | 538.5064 | 0.50582
| 497.5184 | 0 | 538.2045 | 0.0024438 | 497.5184 | 0 | 538.2045 | 0.00052553 | 531.8626 | 0.00018044 | 538.2045 | 0.00071814 | 538.7322 | 0.00071429 | 532.96 | -0.00045532 | 538.7322 | 0.00297 | 538.7322 | 0.09802 | 538.7322 | 0.4388 | 532.96 | -0.0015496 | 538.7322 | 0.00031916 | 498.1773 | 3.0776e-05 | 538.7322 | 0 | 538.7322 | 0 | 538.2045 | -3.6663e-05 | 750.1629 | 0.21028 | 538.2045 | -0.0010328 | 749.4502 | 0 | 750.1629 | 0.00293 | 538.2045 | 0.23323 | 538.7322 | 0.5058
| 497.6323 | 0.00080555 | 538.4307 | 0.0021523 | 497.6323 | 0.00083232 | 538.4307 | 0.0011744 | 532.087 | 0.00069596 | 538.4307 | 0.0016614 | 538.9581 | 0.0013533 | 533.18 | 0.00045532 | 538.958 | 0.00408 | 538.9581 | 0.096675 | 538.9581 | 0.43362 | 533.18 | 0.00056349 | 538.9581 | 0.0013297 | 498.2939 | 1.6465e-05 | 538.9581 | 0.00087253 | 538.9581 | 0.00026568 | 538.4307 | 0.00029391 | 750.3275 | 0.20811 | 538.4307 | 0.00012729 | 749.6148 | 3.0002e-05 | 750.3275 | 0.00275 | 538.4307 | 0.23547 | 538.9581 | 0.50573
| 497.7463 | 0.00012598 | 538.6568 | 0.0022769 | 497.7463 | 0 | 538.6568 | 0.00041103 | 532.3115 | 9.1504e-05 | 538.6568 | 0.00060784 | 539.1839 | 0.00033196 | 533.41 | -0.0010287 | 539.1839 | 0.0028 | 539.1839 | 0.09521 | 539.1839 | 0.43216 | 533.41 | -0.0021023 | 539.1839 | 0.00035275 | 498.4105 | 3.1385e-05 | 539.1839 | 0 | 539.1839 | 0 | 538.6568 | -0.00037287 | 750.4921 | 0.21441 | 538.6568 | 0.00024945 | 749.7795 | 0 | 750.4921 | 0.00291 | 538.6568 | 0.23651 | 539.1839 | 0.50596
| 497.8602 | 0.00104 | 538.883 | 0.0024231 | 497.8602 | 0.00234 | 538.883 | 0.00094828 | 532.536 | 0.00047201 | 538.883 | 0.001505 | 539.4097 | 0.0016378 | 533.64 | -0.0029849 | 539.4097 | 0.00374 | 539.4097 | 0.094502 | 539.4097 | 0.4266 | 533.64 | 0.0010186 | 539.4097 | 0.0015716 | 498.5271 | 1.5212e-05 | 539.4097 | 0.00061109 | 539.4097 | 0.00052493 | 538.883 | 0.00059616 | 750.6567 | 0.21555 | 538.883 | 0.0014738 | 749.9441 | 6.9993e-05 | 750.6567 | 0.00272 | 538.883 | 0.23877 | 539.4097 | 0.50753
| 497.9742 | 0 | 539.1091 | 0.002201 | 497.9742 | 0 | 539.1091 | 0.00069157 | 532.7606 | 0.00023596 | 539.1091 | 0.00059536 | 539.6356 | 0.00027409 | 533.86 | -0.00052277 | 539.6356 | 0.00254 | 539.6356 | 0.09169 | 539.6356 | 0.41886 | 533.86 | -0.0010945 | 539.6356 | 0.00044379 | 498.6437 | 3.1362e-05 | 539.6356 | 0 | 539.6356 | 0 | 539.1091 | -0.00017898 | 750.8213 | 0.2184 | 539.1091 | -0.001652 | 750.1088 | 0 | 750.8213 | 0.00296 | 539.1091 | 0.23699 | 539.6356 | 0.50755
| 498.0881 | 0.00048213 | 539.3353 | 0.0020017 | 498.0881 | 0.00182 | 539.3353 | 0.0011931 | 532.985 | 0.00041308 | 539.3353 | 0.0015468 | 539.8615 | 0.001409 | 534.09 | -0.00038786 | 539.8615 | 0.00382 | 539.8615 | 0.091732 | 539.8615 | 0.41452 | 534.09 | -0.0011595 | 539.8615 | 0.0013688 | 498.7603 | 1.6173e-05 | 539.8615 | 0.00050727 | 539.8615 | 0.00054409 | 539.3353 | 0.00074102 | 750.9859 | 0.214 | 539.3353 | -0.00092622 | 750.2735 | 3.0002e-05 | 750.9859 | 0.00279 | 539.3353 | 0.23974 | 539.8615 | 0.5081
| 498.2021 | 0 | 539.5615 | 0.002149 | 498.2021 | 0 | 539.5615 | 0.00027042 | 533.2096 | 7.9865e-05 | 539.5615 | 0.00062391 | 540.0874 | 0.00036477 | 534.32 | 0.0010624 | 540.0874 | 0.00212 | 540.0874 | 0.088693 | 540.0873 | 0.40884 | 534.32 | -2.1673e-05 | 540.0874 | 0.00049894 | 498.8769 | 3.0998e-05 | 540.0874 | 0 | 540.0873 | 0 | 539.5615 | -0.00041715 | 751.1505 | 0.22287 | 539.5615 | 0.00027838 | 750.4382 | 0 | 751.1505 | 0.00301 | 539.5615 | 0.23679 | 540.0873 | 0.50815
| 498.3161 | 0.00096726 | 539.7877 | 0.0024527 | 498.3161 | 0.00052021 | 539.7877 | 0.0015937 | 533.4341 | 0.00053443 | 539.7877 | 0.0015261 | 540.3133 | 0.0014533 | 534.54 | -0.0013997 | 540.3133 | 0.00387 | 540.3133 | 0.088509 | 540.3133 | 0.40513 | 534.54 | -0.00034676 | 540.3133 | 0.001567 | 498.9936 | 1.4838e-05 | 540.3133 | 0.00092066 | 540.3133 | 0.00052904 | 539.7877 | 0.00065584 | 751.3151 | 0.22319 | 539.7877 | 0.0003082 | 750.6028 | 5.0004e-05 | 751.3151 | 0.00283 | 539.7877 | 0.23924 | 540.3133 | 0.50824
| 498.43 | 0 | 540.0139 | 0.0021887 | 498.43 | 0 | 540.0139 | 0.0002465 | 533.6587 | 0.00025825 | 540.0139 | 0.00055779 | 540.5392 | 0.00033071 | 534.77 | -0.0026139 | 540.5392 | 0.0024 | 540.5392 | 0.085686 | 540.5392 | 0.39909 | 534.77 | -0.0011595 | 540.5392 | 0.00073502 | 499.1102 | 3.2614e-05 | 540.5392 | 0 | 540.5392 | 0 | 540.0139 | -0.00046788 | 751.4798 | 0.22651 | 540.0139 | -0.00057447 | 750.7675 | 0 | 751.4798 | 0.00304 | 540.0139 | 0.23679 | 540.5392 | 0.50791
| 498.544 | 0.00024855 | 540.2402 | 0.0020806 | 498.544 | 0.00102 | 540.2402 | 0.00053878 | 533.8832 | 0.00055215 | 540.2402 | 0.0014415 | 540.7651 | 0.0014941 | 535 | -0.00079259 | 540.7651 | 0.00337 | 540.7651 | 0.084636 | 540.7651 | 0.39347 | 535 | 0.002449 | 540.7651 | 0.0014141 | 499.2268 | 1.7824e-05 | 540.7651 | 0.00078811 | 540.7651 | 0.00043758 | 540.2402 | 0.00058854 | 751.6444 | 0.22497 | 540.2402 | 0.0014089 | 750.9322 | 5.0004e-05 | 751.6444 | 0.00282 | 540.2402 | 0.23748 | 540.7651 | 0.50874
| 498.658 | 0 | 540.4664 | 0.0022567 | 498.658 | 0 | 540.4664 | 3.0588e-05 | 534.1078 | 0.00010744 | 540.4664 | 0.00065435 | 540.991 | 0.00044804 | 535.22 | -0.00089378 | 540.991 | 0.00243 | 540.991 | 0.082631 | 540.991 | 0.38753 | 535.22 | -0.00054182 | 540.991 | 0.00045159 | 499.3435 | 3.1631e-05 | 540.991 | 0 | 540.991 | 0 | 540.4664 | -0.00051131 | 751.809 | 0.22955 | 540.4664 | 0.00011283 | 751.0969 | 0 | 751.809 | 0.00295 | 540.4664 | 0.23553 | 540.991 | 0.50788
| 498.772 | 0.00046416 | 540.6927 | 0.0023175 | 498.772 | 0.00149 | 540.6927 | 0.00077705 | 534.3324 | 0.00063855 | 540.6927 | 0.0016348 | 541.217 | 0.0014173 | 535.45 | 0.00048905 | 541.217 | 0.00344 | 541.217 | 0.08273 | 541.217 | 0.3845 | 535.45 | 0.00017338 | 541.217 | 0.0018345 | 499.4601 | 1.3901e-05 | 541.217 | 0.00064457 | 541.217 | 0.00060639 | 540.6927 | 0.00068159 | 751.9737 | 0.23461 | 540.6927 | 0.00050507 | 751.2616 | 3.0002e-05 | 751.9737 | 0.00277 | 540.6927 | 0.24128 | 541.217 | 0.50956
| 498.8859 | 0 | 540.9189 | 0.00187 | 498.8859 | 0 | 540.9189 | 0.00010061 | 534.557 | 0.00019478 | 540.9189 | 0.00065429 | 541.443 | 0.00042043 | 535.67 | -0.00065769 | 541.443 | 0.00221 | 541.443 | 0.080432 | 541.4429 | 0.37919 | 535.67 | 0.00056349 | 541.443 | 0.00064979 | 499.5768 | 2.9933e-05 | 541.443 | 0 | 541.4429 | 0 | 540.9189 | -0.00070111 | 752.1383 | 0.23589 | 540.9189 | -0.00093964 | 751.4263 | 0 | 752.1383 | 0.00288 | 540.9189 | 0.23668 | 541.4429 | 0.50943
| 498.9999 | 0.00113 | 541.1452 | 0.0023269 | 498.9999 | 0.00177 | 541.1452 | 0.0010443 | 534.7816 | 0.00047849 | 541.1452 | 0.0014242 | 541.6689 | 0.0012984 | 535.9 | 0.00035414 | 541.6689 | 0.00323 | 541.6689 | 0.080955 | 541.6689 | 0.37534 | 535.9 | 0.0019614 | 541.6689 | 0.0012805 | 499.6934 | 1.6114e-05 | 541.6689 | 0.00061537 | 541.6689 | 0.00033125 | 541.1452 | 0.00049711 | 752.303 | 0.23719 | 541.1452 | -0.0016017 | 751.5911 | 6.9993e-05 | 752.303 | 0.00275 | 541.1452 | 0.23835 | 541.6689 | 0.50958
| 499.1139 | 0 | 541.3715 | 0.002106 | 499.1139 | 0 | 541.3715 | -0.00015707 | 535.0062 | 0.00022035 | 541.3715 | 0.00051632 | 541.8949 | 0.00014425 | 536.13 | 0.00045532 | 541.8949 | 0.00198 | 541.8949 | 0.078119 | 541.8949 | 0.37063 | 536.13 | -0.0024274 | 541.8949 | 0.00081917 | 499.8101 | 3.2252e-05 | 541.8949 | 0 | 541.8949 | 0 | 541.3715 | -0.00046987 | 752.4677 | 0.2422 | 541.3715 | 0.00029633 | 751.7558 | 0 | 752.4677 | 0.00294 | 541.3715 | 0.23703 | 541.8949 | 0.50946
| 499.2279 | 0.00116 | 541.5978 | 0.0023826 | 499.2279 | 0.00081498 | 541.5978 | 0.0013778 | 535.2308 | 0.00058711 | 541.5978 | 0.0015856 | 542.1209 | 0.0012733 | 536.35 | 1.6864e-05 | 542.1209 | 0.00339 | 542.1209 | 0.077777 | 542.1209 | 0.36578 | 536.35 | -0.00050931 | 542.1209 | 0.0018933 | 499.9267 | 1.6219e-05 | 542.1209 | 0.00059475 | 542.1209 | 0.00052724 | 541.5978 | 0.00052814 | 752.6323 | 0.24477 | 541.5978 | 0.0002923 | 751.9205 | 5.0004e-05 | 752.6323 | 0.00288 | 541.5978 | 0.23901 | 542.1209 | 0.51072
| 499.3419 | 0 | 541.8241 | 0.0020483 | 499.3419 | 0 | 541.8241 | 0.00023129 | 535.4555 | 0.0003018 | 541.8241 | 0.00064821 | 542.3469 | 0.00048121 | 536.58 | -0.00072515 | 542.3469 | 0.00246 | 542.3469 | 0.075151 | 542.3469 | 0.35807 | 536.58 | -0.0023299 | 542.3469 | 0.00072536 | 500.0434 | 3.108e-05 | 542.3469 | 9.3447e-05 | 542.3469 | 0 | 541.8241 | -0.00076537 | 752.797 | 0.24665 | 541.8241 | 0.00055229 | 752.0852 | 0 | 752.797 | 0.00303 | 541.8241 | 0.23601 | 542.3469 | 0.51034
| 499.4559 | 0.0006079 | 542.0505 | 0.0021089 | 499.4559 | 0.00102 | 542.0505 | 0.001105 | 535.6801 | 0.00047649 | 542.0505 | 0.0014507 | 542.5729 | 0.0012873 | 536.81 | -0.0019057 | 542.5729 | 0.00332 | 542.5729 | 0.074729 | 542.5729 | 0.35421 | 536.81 | 0.00056349 | 542.5729 | 0.001659 | 500.1601 | 1.499e-05 | 542.5729 | 0.00052889 | 542.5729 | 0.00040044 | 542.0505 | 0.00024905 | 752.9616 | 0.25281 | 542.0505 | 0.0014017 | 752.25 | 5.0004e-05 | 752.9616 | 0.00283 | 542.0505 | 0.23649 | 542.5729 | 0.51166
| 499.5699 | 0 | 542.2768 | 0.0021123 | 499.5699 | 0 | 542.2768 | 0.00052102 | 535.9048 | 0.00022836 | 542.2768 | 0.00062963 | 542.799 | 0 | 537.03 | -0.00042159 | 542.799 | 0.00207 | 542.799 | 0.072485 | 542.799 | 0.34849 | 537.03 | -0.0016147 | 542.799 | 0.00099184 | 500.2767 | 3.2006e-05 | 542.799 | 0 | 542.7989 | 0 | 542.2768 | -0.00039223 | 753.1263 | 0.24707 | 542.2768 | -0.0003195 | 752.4147 | 0 | 753.1263 | 0.00299 | 542.2768 | 0.23541 | 542.799 | 0.51137
| 499.6839 | 0.00089539 | 542.5032 | 0.0023036 | 499.6839 | 0.00123 | 542.5032 | 0.0010548 | 536.1295 | 0.00057523 | 542.5032 | 0.0014734 | 543.025 | 0.001301 | 537.26 | 0.00045532 | 543.025 | 0.00335 | 543.025 | 0.071989 | 543.025 | 0.3444 | 537.26 | -0.00070437 | 543.025 | 0.0021158 | 500.3934 | 1.7145e-05 | 543.025 | 0.00072005 | 543.025 | 0.00034383 | 542.5032 | 0.00047799 | 753.291 | 0.25091 | 542.5032 | -0.00098235 | 752.5794 | 3.0002e-05 | 753.291 | 0.00285 | 542.5032 | 0.23683 | 543.025 | 0.51228
| 499.7979 | 0 | 542.7295 | 0.0019904 | 499.7979 | 0 | 542.7295 | -0.00021481 | 536.3541 | 0.00012648 | 542.7295 | 0.00060263 | 543.2511 | 0.00025651 | 537.49 | -0.0013997 | 543.2511 | 0.00213 | 543.2511 | 0.069772 | 543.2511 | 0.33765 | 537.49 | -0.0023299 | 543.2511 | 0.00087323 | 500.5101 | 3.286e-05 | 543.2511 | 0 | 543.2511 | 0 | 542.7295 | -0.00074053 | 753.4557 | 0.25604 | 542.7295 | -0.00083147 | 752.7442 | 0 | 753.4557 | 0.00303 | 542.7295 | 0.23653 | 543.2511 | 0.51305
| 499.9119 | 0.00093132 | 542.9559 | 0.0021428 | 499.9119 | 0.00239 | 542.9559 | 0.0013101 | 536.5789 | 0.00035993 | 542.9559 | 0.001566 | 543.4772 | 0.0015616 | 537.71 | -0.00042159 | 543.4772 | 0.00273 | 543.4772 | 0.069804 | 543.4772 | 0.33349 | 537.71 | -0.00054182 | 543.4772 | 0.0019521 | 500.6268 | 1.5891e-05 | 543.4772 | 0.00070495 | 543.4772 | 0.00053487 | 542.9559 | 0.00017956 | 753.6204 | 0.26058 | 542.9559 | 0.00079363 | 752.9089 | 3.0002e-05 | 753.6204 | 0.00288 | 542.9559 | 0.23884 | 543.4772 | 0.51206
| 500.026 | 0 | 543.1823 | 0.0020327 | 500.026 | 0 | 543.1823 | 0.00035769 | 536.8035 | 0.00024224 | 543.1823 | 0.0006186 | 543.7032 | 0.00018425 | 537.94 | -0.0027488 | 543.7032 | 0.00199 | 543.7032 | 0.067008 | 543.7032 | 0.32671 | 537.94 | -0.0022973 | 543.7032 | 0.0010259 | 500.7434 | 3.2064e-05 | 543.7032 | 0 | 543.7033 | 0 | 543.1823 | -0.0001693 | 753.7851 | 0.26291 | 543.1823 | 0.00034358 | 753.0737 | 0 | 753.7851 | 0.00305 | 543.1823 | 0.2356 | 543.7032 | 0.51081
| 500.14 | 0.00116 | 543.4087 | 0.0024396 | 500.14 | 0.00232 | 543.4087 | 0.0013134 | 537.0283 | 0.00043581 | 543.4087 | 0.001413 | 543.9293 | 0.0016039 | 538.17 | 0.0001855 | 543.9293 | 0.00312 | 543.9293 | 0.067083 | 543.9293 | 0.3231 | 538.17 | -0.0023949 | 543.9293 | 0.0028617 | 500.8601 | 1.6255e-05 | 543.9293 | 0.00086769 | 543.9293 | 0.00054959 | 543.4087 | 0.00021873 | 753.9498 | 0.26584 | 543.4087 | 0.0006084 | 753.2384 | 6.9993e-05 | 753.9498 | 0.00293 | 543.4087 | 0.23678 | 543.9293 | 0.51035
| 500.254 | 0 | 543.6351 | 0.0016019 | 500.254 | 0 | 543.6351 | 0.00027359 | 537.253 | 0.00020896 | 543.6351 | 0.00053695 | 544.1554 | 0.000542 | 538.39 | -0.00042159 | 544.1554 | 0.00189 | 544.1554 | 0.064884 | 544.1555 | 0.31877 | 538.39 | 0.0009211 | 544.1554 | 0.00094702 | 500.9768 | 3.2369e-05 | 544.1554 | 0 | 544.1555 | 0 | 543.6351 | -0.00049989 | 754.1145 | 0.26052 | 543.6351 | -0.0012365 | 753.4032 | 0 | 754.1145 | 0.00312 | 543.6351 | 0.23882 | 544.1555 | 0.51027
| 500.368 | 0.00037433 | 543.8616 | 0.0022975 | 500.368 | 0.00067626 | 543.8616 | 0.00094412 | 537.4777 | 0.0004187 | 543.8616 | 0.0015242 | 544.3816 | 0.0013421 | 538.62 | -0.0009275 | 544.3816 | 0.00302 | 544.3816 | 0.065309 | 544.3815 | 0.31528 | 538.62 | -0.0016797 | 544.3816 | 0.0023304 | 501.0935 | 1.636e-05 | 544.3816 | 0.00062771 | 544.3815 | 0.0005784 | 543.8616 | 0.00057873 | 754.2792 | 0.2665 | 543.8616 | 0.001696 | 753.568 | 6.9993e-05 | 754.2792 | 0.00296 | 543.8616 | 0.23979 | 544.3815 | 0.51119
| 500.4821 | 0 | 544.088 | 0.0021254 | 500.4821 | 0 | 544.088 | 2.9745e-05 | 537.7025 | 0.00013935 | 544.088 | 0.00066357 | 544.6077 | 0 | 538.85 | -0.00025296 | 544.6077 | 0.00186 | 544.6077 | 0.063225 | 544.6077 | 0.31112 | 538.85 | -0.0019722 | 544.6077 | 0.0011903 | 501.2102 | 3.094e-05 | 544.6077 | 0 | 544.6077 | 0 | 544.088 | -0.0004553 | 754.4439 | 0.27012 | 544.088 | 0.00021595 | 753.7328 | 0 | 754.4439 | 0.00316 | 544.088 | 0.24047 | 544.6077 | 0.51109
| 500.5961 | 0.00035636 | 544.3145 | 0.0023135 | 500.5961 | 0.00158 | 544.3145 | 0.0013421 | 537.9272 | 0.00050615 | 544.3145 | 0.0014707 | 544.8338 | 0.0012677 | 539.07 | 0.00015177 | 544.8338 | 0.00305 | 544.8338 | 0.06327 | 544.8339 | 0.30888 | 539.07 | -0.0018096 | 544.8338 | 0.0025731 | 501.3269 | 1.4802e-05 | 544.8338 | 0.00080871 | 544.8339 | 0.00068678 | 544.3144 | 0.00051541 | 754.6086 | 0.27254 | 544.3145 | 0.0020475 | 753.8975 | 0.00011 | 754.6086 | 0.00295 | 544.3144 | 0.24365 | 544.8339 | 0.51347
| 500.7101 | 0 | 544.5409 | 0.001915 | 500.7101 | 0 | 544.5409 | 0.00072844 | 538.152 | 5.2786e-05 | 544.5409 | 0.00058822 | 545.06 | 8.6272e-05 | 539.3 | -5.0592e-05 | 545.06 | 0.00183 | 545.06 | 0.061238 | 545.06 | 0.3052 | 539.3 | -0.0024923 | 545.06 | 0.0017756 | 501.4436 | 2.9933e-05 | 545.06 | 0 | 545.06 | 0 | 544.5409 | -0.0006413 | 754.7734 | 0.27318 | 544.5409 | -0.00061784 | 754.0623 | 0 | 754.7734 | 0.00316 | 544.5409 | 0.24171 | 545.06 | 0.51399
| 500.8242 | 0.000554 | 544.7674 | 0.0022111 | 500.8242 | 0.00074563 | 544.7674 | 0.00074258 | 538.3768 | 0.00049042 | 544.7674 | 0.001525 | 545.2862 | 0.0016049 | 539.53 | 0.0011973 | 545.2862 | 0.00262 | 545.2862 | 0.061357 | 545.2861 | 0.30113 | 539.53 | -0.00099695 | 545.2862 | 0.0024895 | 501.5603 | 1.5482e-05 | 545.2862 | 0.0009302 | 545.2861 | 0.00058395 | 544.7674 | 0.00060649 | 754.9381 | 0.2767 | 544.7674 | 0.0011201 | 754.2271 | 6.9993e-05 | 754.9381 | 0.00296 | 544.7674 | 0.24372 | 545.2861 | 0.51349
| 500.9382 | 0 | 544.9939 | 0.0019959 | 500.9382 | 0 | 544.9939 | -0.00011777 | 538.6016 | 0.00012889 | 544.9939 | 0.00054601 | 545.5123 | 0 | 539.75 | -0.0009275 | 545.5123 | 0.00182 | 545.5123 | 0.059494 | 545.5123 | 0.29702 | 539.75 | 0.00033593 | 545.5123 | 0.0015586 | 501.6771 | 3.0378e-05 | 545.5123 | 0 | 545.5123 | 0 | 544.9939 | -0.00041793 | 755.1028 | 0.27687 | 544.9939 | -0.0010098 | 754.3919 | 0 | 755.1028 | 0.00312 | 544.9939 | 0.24267 | 545.5123 | 0.5125
| 501.0522 | 0 | 545.2204 | 0.0019132 | 501.0522 | 0.00196 | 545.2204 | 0.00073998 | 538.8264 | 0.00044058 | 545.2204 | 0.0015493 | 545.7385 | 0.0013706 | 539.98 | -0.00038786 | 545.7385 | 0.00308 | 545.7385 | 0.059933 | 545.7385 | 0.29453 | 539.98 | 0.00062851 | 545.7385 | 0.0027387 | 501.7938 | 1.5294e-05 | 545.7385 | 0.00059473 | 545.7385 | 0.00068483 | 545.2204 | 0.00046799 | 755.2676 | 0.28384 | 545.2204 | -8.7344e-05 | 754.5567 | 6.9993e-05 | 755.2676 | 0.00292 | 545.2204 | 0.24288 | 545.7385 | 0.51055
| 501.1663 | 0 | 545.4469 | 0.0020117 | 501.1663 | 0 | 545.4469 | 0.00048865 | 539.0511 | 0.00028359 | 545.4469 | 0.00057493 | 545.9647 | 0.00031119 | 540.21 | -0.0010961 | 545.9647 | 0.00176 | 545.9647 | 0.057473 | 545.9647 | 0.2886 | 540.21 | 0.00036844 | 545.9647 | 0.0019122 | 501.9105 | 3.0237e-05 | 545.9647 | 4.5514e-05 | 545.9647 | 0 | 545.4469 | -1.9965e-05 | 755.4323 | 0.28671 | 545.4469 | 0.00058501 | 754.7215 | 0 | 755.4323 | 0.00308 | 545.4469 | 0.24147 | 545.9647 | 0.50927
| 501.2803 | 0.00142 | 545.6734 | 0.0019525 | 501.2803 | 0.00184 | 545.6734 | 0.0013036 | 539.2759 | 0.00047661 | 545.6734 | 0.0016048 | 546.191 | 0.0011519 | 540.43 | 0.00028669 | 546.191 | 0.00279 | 546.191 | 0.057561 | 546.191 | 0.2846 | 540.43 | 0.0002384 | 546.191 | 0.0028365 | 502.0272 | 1.5564e-05 | 546.191 | 0.00058955 | 546.191 | 0.00045587 | 545.6734 | 0.00043033 | 755.597 | 0.28687 | 545.6734 | 0.0013173 | 754.8863 | 6.9993e-05 | 755.597 | 0.00294 | 545.6734 | 0.24181 | 546.191 | 0.50847
| 501.3944 | 0 | 545.9 | 0.0019938 | 501.3944 | 0 | 545.9 | 0.00044166 | 539.5008 | 0.00017333 | 545.9 | 0.00058041 | 546.4172 | 0.00029719 | 540.66 | -0.0013322 | 546.4172 | 0.00164 | 546.4172 | 0.056224 | 546.4172 | 0.28126 | 540.66 | -0.0017446 | 546.4172 | 0.001869 | 502.144 | 2.9663e-05 | 546.4172 | 0 | 546.4172 | 0 | 545.9 | -0.00022679 | 755.7618 | 0.28657 | 545.9 | -0.0014642 | 755.0511 | 0 | 755.7618 | 0.0031 | 545.9 | 0.23984 | 546.4172 | 0.50792
| 501.5085 | 0.00219 | 546.1265 | 0.0019578 | 501.5085 | 0.00172 | 546.1265 | 0.0013252 | 539.7256 | 0.00049976 | 546.1265 | 0.0013432 | 546.6434 | 0.0011208 | 540.89 | 0.00069142 | 546.6434 | 0.00285 | 546.6434 | 0.055747 | 546.6434 | 0.27838 | 540.89 | 4.3346e-05 | 546.6434 | 0.0028612 | 502.2607 | 1.4592e-05 | 546.6434 | 0.0006326 | 546.6434 | 0.00063959 | 546.1265 | 0.00014598 | 755.9265 | 0.2919 | 546.1265 | -0.00090038 | 755.2159 | 6.9993e-05 | 755.9265 | 0.00292 | 546.1265 | 0.24231 | 546.6434 | 0.50898
| 501.6225 | 0 | 546.3531 | 0.0020057 | 501.6225 | 0 | 546.3531 | -0.00011604 | 539.9505 | 0.00034138 | 546.3531 | 0.0006523 | 546.8697 | 3.0833e-05 | 541.11 | -1.6864e-05 | 546.8697 | 0.00162 | 546.8697 | 0.05442 | 546.8697 | 0.27502 | 541.11 | 0.00053099 | 546.8697 | 0.0024095 | 502.3774 | 2.9886e-05 | 546.8697 | 0 | 546.8697 | 0 | 546.3531 | -0.00021488 | 756.0913 | 0.29441 | 546.3531 | -0.00033347 | 755.3808 | 0 | 756.0913 | 0.00318 | 546.3531 | 0.24085 | 546.8697 | 0.50938
| 501.7366 | 8.684e-05 | 546.5797 | 0.0017923 | 501.7366 | 0.00187 | 546.5797 | 0.00067827 | 540.1754 | 0.00054215 | 546.5797 | 0.0013314 | 547.0959 | 0.0011439 | 541.34 | 0.0010624 | 547.0959 | 0.00251 | 547.0959 | 0.054572 | 547.0959 | 0.27182 | 541.34 | -0.001257 | 547.0959 | 0.0031481 | 502.4942 | 1.581e-05 | 547.0959 | 0.0008382 | 547.096 | 0.00053113 | 546.5797 | 0.00041268 | 756.2561 | 0.29928 | 546.5797 | 0.0003947 | 755.5456 | 5.0004e-05 | 756.2561 | 0.00297 | 546.5797 | 0.24319 | 547.0959 | 0.51021
| 501.8507 | 0 | 546.8063 | 0.0018566 | 501.8507 | 0 | 546.8063 | -1.0191e-05 | 540.4002 | 0.00014454 | 546.8063 | 0.00054314 | 547.3222 | 0.00017157 | 541.57 | -0.00075887 | 547.3222 | 0.00195 | 547.3222 | 0.052221 | 547.3222 | 0.26688 | 541.57 | -0.00093193 | 547.3222 | 0.0021752 | 502.6109 | 3.2474e-05 | 547.3222 | 0 | 547.3222 | 0 | 546.8063 | -0.0003264 | 756.4208 | 0.29884 | 546.8063 | -0.00084055 | 755.7104 | 0 | 756.4208 | 0.00313 | 546.8063 | 0.23931 | 547.3222 | 0.51011
| 501.9647 | 0.00076961 | 547.0329 | 0.0019529 | 501.9647 | 0.00102 | 547.0329 | 0.00065233 | 540.6251 | 0.00049522 | 547.0329 | 0.0013793 | 547.5485 | 0.00081678 | 541.79 | 0.00021923 | 547.5485 | 0.00262 | 547.5485 | 0.052043 | 547.5485 | 0.26189 | 541.79 | -0.00089942 | 547.5485 | 0.0033853 | 502.7277 | 1.6957e-05 | 547.5485 | 0.00071324 | 547.5485 | 0.0005776 | 547.0329 | 0.00049077 | 756.5856 | 0.30447 | 547.0329 | -0.00046834 | 755.8752 | 5.0004e-05 | 756.5856 | 0.00289 | 547.0329 | 0.2436 | 547.5485 | 0.51043
| 502.0788 | 0 | 547.2595 | 0.0017121 | 502.0788 | 0 | 547.2595 | 0.00031885 | 540.85 | 0.00023453 | 547.2595 | 0.00051722 | 547.7748 | 0.00033662 | 542.02 | 0.00038786 | 547.7748 | 0.00159 | 547.7748 | 0.050524 | 547.7748 | 0.25825 | 542.02 | 0.00059601 | 547.7748 | 0.0022404 | 502.8444 | 2.9804e-05 | 547.7748 | 0 | 547.7748 | 0 | 547.2595 | -6.9277e-05 | 756.7504 | 0.30389 | 547.2595 | -0.0010116 | 756.0401 | 0 | 756.7504 | 0.00309 | 547.2595 | 0.24021 | 547.7748 | 0.51106
| 502.1929 | 0.00115 | 547.4861 | 0.0020351 | 502.1929 | 0.00255 | 547.4861 | 0.00061152 | 541.0749 | 0.00050337 | 547.4861 | 0.0014647 | 548.0011 | 0.0010192 | 542.25 | 0.0009275 | 548.0011 | 0.00254 | 548.0011 | 0.050312 | 548.0011 | 0.25437 | 542.25 | -0.00060684 | 548.0011 | 0.003329 | 502.9612 | 1.3222e-05 | 548.0011 | 0.0005213 | 548.0011 | 0.00045182 | 547.4861 | 0.0006175 | 756.9152 | 0.30955 | 547.4861 | -0.0010963 | 756.2049 | 5.0004e-05 | 756.9152 | 0.00293 | 547.4861 | 0.24094 | 548.0011 | 0.51163
| 502.307 | 0 | 547.7128 | 0.0019258 | 502.307 | 0 | 547.7128 | 0.0001736 | 541.2998 | 0.00023604 | 547.7128 | 0.00049679 | 548.2274 | 0.00017986 | 542.47 | -0.001602 | 548.2274 | 0.0016 | 548.2274 | 0.048893 | 548.2274 | 0.25052 | 542.47 | 0.0016038 | 548.2274 | 0.0026994 | 503.0779 | 2.7754e-05 | 548.2274 | 0 | 548.2274 | 0 | 547.7128 | -0.00039947 | 757.08 | 0.31693 | 547.7128 | -0.00068653 | 756.3698 | 0 | 757.08 | 0.00312 | 547.7128 | 0.24008 | 548.2274 | 0.51174
| 502.4211 | 0.00127 | 547.9394 | 0.0019219 | 502.4211 | 0.0018 | 547.9394 | 0.0010175 | 541.5248 | 0.00051722 | 547.9394 | 0.0012421 | 548.4538 | 0.00088961 | 542.7 | -0.0016695 | 548.4538 | 0.00234 | 548.4538 | 0.048483 | 548.4538 | 0.24634 | 542.7 | -2.1673e-05 | 548.4538 | 0.0036624 | 503.1947 | 1.4779e-05 | 548.4538 | 0.00061596 | 548.4538 | 0.00051362 | 547.9394 | 0.00061473 | 757.2448 | 0.32165 | 547.9394 | 0.00043979 | 756.5346 | 3.0002e-05 | 757.2448 | 0.00301 | 547.9394 | 0.24106 | 548.4538 | 0.51079
| 502.5351 | 0 | 548.1661 | 0.001772 | 502.5351 | 0 | 548.1661 | -6.5076e-05 | 541.7497 | 0.00011516 | 548.1661 | 0.00057751 | 548.6801 | 0.00016087 | 542.93 | -0.0022766 | 548.6801 | 0.00141 | 548.6801 | 0.047264 | 548.6801 | 0.24301 | 542.93 | -0.0046705 | 548.6801 | 0.0028329 | 503.3115 | 2.9769e-05 | 548.6801 | 0 | 548.6801 | 0 | 548.1661 | -0.00070436 | 757.4096 | 0.31922 | 548.1661 | 0.00026045 | 756.6995 | 0 | 757.4096 | 0.00325 | 548.1661 | 0.24117 | 548.6801 | 0.51196
| 502.6492 | 0.00080555 | 548.3928 | 0.002032 | 502.6492 | 0.00057222 | 548.3928 | 0.00093954 | 541.9747 | 0.0005807 | 548.3928 | 0.0013893 | 548.9065 | 0.0010595 | 543.15 | 0.00011805 | 548.9065 | 0.00269 | 548.9065 | 0.046924 | 548.9065 | 0.23944 | 543.15 | -0.0023299 | 548.9065 | 0.0039328 | 503.4282 | 1.5189e-05 | 548.9065 | 0.00050122 | 548.9065 | 0.00040184 | 548.3928 | 0.00047401 | 757.5744 | 0.31852 | 548.3928 | 0.00035414 | 756.8643 | 8.9995e-05 | 757.5744 | 0.00307 | 548.3928 | 0.24005 | 548.9065 | 0.5122
| 502.7633 | 0 | 548.6194 | 0.0020146 | 502.7633 | 0 | 548.6194 | 0.00015236 | 542.1996 | 8.0037e-05 | 548.6194 | 0.00057423 | 549.1329 | 0.00053442 | 543.38 | -0.0012985 | 549.1329 | 0.00161 | 549.1329 | 0.045467 | 549.1329 | 0.23509 | 543.38 | -0.0024274 | 549.1329 | 0.0034627 | 503.545 | 2.9277e-05 | 549.1329 | 0 | 549.1329 | 0 | 548.6195 | -0.00014446 | 757.7392 | 0.32716 | 548.6194 | 0.00070582 | 757.0292 | 0 | 757.7392 | 0.0033 | 548.6195 | 0.2398 | 549.1329 | 0.51264
| 502.8774 | 0.00048213 | 548.8462 | 0.0019055 | 502.8774 | 0.0014 | 548.8462 | 0.00082758 | 542.4246 | 0.00064096 | 548.8462 | 0.0013354 | 549.3592 | 0.0012075 | 543.61 | 0.0026476 | 549.3592 | 0.00264 | 549.3592 | 0.045594 | 549.3593 | 0.23144 | 543.61 | 0.0024165 | 549.3592 | 0.0036934 | 503.6618 | 1.4369e-05 | 549.3592 | 0.00047423 | 549.3592 | 0.00045097 | 548.8461 | 0.00048748 | 757.904 | 0.32212 | 548.8462 | 0.0015093 | 757.1941 | 1.0001e-05 | 757.904 | 0.00313 | 548.8461 | 0.24045 | 549.3593 | 0.51313
| 502.9915 | 0 | 549.0729 | 0.0019118 | 502.9915 | 0 | 549.0729 | 0.00015496 | 542.6495 | 0.00031467 | 549.0729 | 0.00063305 | 549.5856 | 0.00037466 | 543.83 | -0.0012648 | 549.5856 | 0.00173 | 549.5856 | 0.043925 | 549.5856 | 0.2289 | 543.83 | 0.00020589 | 549.5856 | 0.0031606 | 503.7786 | 2.8036e-05 | 549.5856 | 0 | 549.5856 | 0 | 549.0729 | -0.00042275 | 758.0688 | 0.33889 | 549.0729 | 0.00031673 | 757.359 | 0 | 758.0688 | 0.00334 | 549.0729 | 0.24072 | 549.5856 | 0.51393
| 503.1057 | 0.00023058 | 549.2996 | 0.0018774 | 503.1057 | 0.00116 | 549.2996 | 0.0010114 | 542.8746 | 0.00054371 | 549.2996 | 0.0013462 | 549.8121 | 0.0011715 | 544.06 | -0.0011973 | 549.8121 | 0.00263 | 549.8121 | 0.044413 | 549.8121 | 0.22688 | 544.06 | 0.00098612 | 549.8121 | 0.0041117 | 503.8954 | 1.383e-05 | 549.8121 | 0.00064351 | 549.8121 | 0.00057116 | 549.2996 | 0.00061466 | 758.2336 | 0.34466 | 549.2996 | -1.2583e-05 | 757.5239 | 5.0004e-05 | 758.2336 | 0.00305 | 549.2996 | 0.24162 | 549.8121 | 0.51477
| 503.2198 | 0 | 549.5263 | 0.0017619 | 503.2198 | 0 | 549.5263 | 0.00048336 | 543.0995 | 0.00026538 | 549.5263 | 0.00062873 | 550.0385 | 0.00031192 | 544.29 | -0.0024789 | 550.0385 | 0.00132 | 550.0385 | 0.04289 | 550.0385 | 0.22369 | 544.29 | -0.001062 | 550.0385 | 0.0033252 | 504.0121 | 2.9851e-05 | 550.0385 | 0 | 550.0385 | 0 | 549.5263 | -0.00052593 | 758.3985 | 0.34564 | 549.5263 | -0.00035343 | 757.6887 | 0 | 758.3985 | 0.00322 | 549.5263 | 0.24067 | 550.0385 | 0.51469
| 503.3339 | 0.00019465 | 549.7531 | 0.0018639 | 503.3339 | 0.00114 | 549.7531 | 0.0008345 | 543.3246 | 0.00052443 | 549.7531 | 0.0013511 | 550.2649 | 0.00079312 | 544.51 | 0.0013322 | 550.2649 | 0.00231 | 550.2649 | 0.042939 | 550.2649 | 0.22172 | 544.51 | -0.00063934 | 550.2649 | 0.0047067 | 504.1289 | 1.6325e-05 | 550.2649 | 0.00071241 | 550.2649 | 0.00040591 | 549.7531 | 0.00059616 | 758.5633 | 0.34746 | 549.7531 | 0.00041156 | 757.8536 | 3.0002e-05 | 758.5633 | 0.00304 | 549.7531 | 0.2429 | 550.2649 | 0.5152
| 503.448 | 0 | 549.9798 | 0.0018509 | 503.448 | 0 | 549.9798 | 0.0003187 | 543.5496 | 0.00026629 | 549.9798 | 0.00057207 | 550.4914 | 0.00028756 | 544.74 | -0.001231 | 550.4914 | 0.00176 | 550.4914 | 0.041878 | 550.4913 | 0.21856 | 544.74 | 0.00010836 | 550.4914 | 0.0038636 | 504.2457 | 3.1631e-05 | 550.4914 | 0 | 550.4913 | 0 | 549.9799 | -0.00017777 | 758.7281 | 0.34727 | 549.9798 | 0.00067219 | 758.0185 | 0 | 758.7281 | 0.00325 | 549.9799 | 0.24174 | 550.4913 | 0.51522
| 503.5621 | 0 | 550.2066 | 0.0020291 | 503.5621 | 0.00072829 | 550.2066 | 0.00081626 | 543.7747 | 0.0004996 | 550.2066 | 0.0013461 | 550.7178 | 0.0013507 | 544.97 | 8.4319e-05 | 550.7178 | 0.00249 | 550.7178 | 0.042073 | 550.7178 | 0.21637 | 544.97 | 0.0011812 | 550.7178 | 0.0048279 | 504.3625 | 1.5482e-05 | 550.7178 | 0.00081749 | 550.7178 | 0.0006652 | 550.2066 | 0.00045923 | 758.893 | 0.35282 | 550.2066 | -0.00016835 | 758.1834 | 6.9993e-05 | 758.893 | 0.00307 | 550.2066 | 0.24123 | 550.7178 | 0.5158
| 503.6762 | 0 | 550.4334 | 0.0019011 | 503.6762 | 0 | 550.4334 | 0.00026506 | 543.9997 | 0.00026149 | 550.4334 | 0.00059162 | 550.9443 | 0.00031864 | 545.2 | 0.00038786 | 550.9443 | 0.00171 | 550.9443 | 0.040432 | 550.9443 | 0.21297 | 545.2 | -0.001322 | 550.9443 | 0.0040064 | 504.4793 | 3.0776e-05 | 550.9443 | 4.5114e-05 | 550.9443 | 0 | 550.4334 | -0.00013801 | 759.0578 | 0.35452 | 550.4334 | -0.0014641 | 758.3483 | 0 | 759.0578 | 0.00323 | 550.4334 | 0.24025 | 550.9443 | 0.51631
| 503.7904 | 0.0006079 | 550.6602 | 0.0019941 | 503.7904 | 0.00127 | 550.6602 | 0.0012901 | 544.2247 | 0.00060483 | 550.6602 | 0.0014259 | 551.1708 | 0.0011624 | 545.42 | -0.001737 | 551.1708 | 0.00226 | 551.1708 | 0.040576 | 551.1708 | 0.2105 | 545.42 | -0.00041178 | 551.1708 | 0.005123 | 504.5962 | 1.5458e-05 | 551.1708 | 0.00071535 | 551.1708 | 0.00060024 | 550.6602 | 0.00034748 | 759.2227 | 0.36079 | 550.6602 | -0.00028786 | 758.5132 | 5.0004e-05 | 759.2227 | 0.00309 | 550.6602 | 0.24219 | 551.1708 | 0.51694
| 503.9045 | 0 | 550.887 | 0.0013832 | 503.9045 | 0 | 550.887 | 0.00024247 | 544.4498 | 0.00020322 | 550.887 | 0.00053879 | 551.3973 | 0.00076698 | 545.65 | -0.00086005 | 551.3973 | 0.00126 | 551.3973 | 0.039336 | 551.3973 | 0.20718 | 545.65 | -0.0010295 | 551.3973 | 0.0043597 | 504.713 | 3.0015e-05 | 551.3973 | 0 | 551.3973 | 0 | 550.887 | -0.0003378 | 759.3875 | 0.36441 | 550.887 | 0.00028768 | 758.6782 | 0 | 759.3875 | 0.00333 | 550.887 | 0.24201 | 551.3973 | 0.51775
| 504.0186 | 0.00062587 | 551.1139 | 0.0018256 | 504.0186 | 0.0014 | 551.1139 | 0.00056629 | 544.6749 | 0.00050439 | 551.1139 | 0.0013551 | 551.6238 | 0.0011311 | 545.88 | 0.0025465 | 551.6238 | 0.00242 | 551.6238 | 0.039455 | 551.6238 | 0.204 | 545.88 | -0.00037928 | 551.6238 | 0.0054972 | 504.8298 | 1.4662e-05 | 551.6238 | 0.00058367 | 551.6238 | 0.000543 | 551.1138 | 0.00064864 | 759.5524 | 0.37115 | 551.1139 | 0.00087136 | 758.8431 | 6.9993e-05 | 759.5524 | 0.0032 | 551.1138 | 0.24157 | 551.6238 | 0.519
| 504.1328 | 0 | 551.3407 | 0.0017271 | 504.1328 | 0 | 551.3407 | 0.00029813 | 544.9 | 0.0001484 | 551.3407 | 0.00049096 | 551.8503 | 0.00032476 | 546.1 | -0.00052277 | 551.8503 | 0.00149 | 551.8503 | 0.037467 | 551.8503 | 0.20031 | 546.1 | -0.00099695 | 551.8503 | 0.0046795 | 504.9466 | 2.9476e-05 | 551.8503 | 0 | 551.8503 | 0 | 551.3407 | -0.00028511 | 759.7172 | 0.37104 | 551.3407 | -0.00094098 | 759.008 | 0 | 759.7172 | 0.00339 | 551.3407 | 0.23964 | 551.8503 | 0.51836
| 504.2469 | 0.00147 | 551.5675 | 0.0019279 | 504.2469 | 0.00166 | 551.5675 | 0.00060302 | 545.1251 | 0.00042623 | 551.5675 | 0.001296 | 552.0768 | 0.00099382 | 546.33 | 0.00075887 | 552.0768 | 0.00247 | 552.0768 | 0.037751 | 552.0768 | 0.19788 | 546.33 | -5.4182e-05 | 552.0768 | 0.00617 | 505.0634 | 1.5002e-05 | 552.0768 | 0.00060197 | 552.0768 | 0.00075451 | 551.5675 | 0.00069818 | 759.8821 | 0.37834 | 551.5675 | -0.00091562 | 759.1729 | 3.0002e-05 | 759.8821 | 0.00319 | 551.5675 | 0.24242 | 552.0768 | 0.51988
| 504.361 | 0 | 551.7944 | 0.0018757 | 504.361 | 0 | 551.7944 | -0.00021285 | 545.3502 | 0.00018961 | 551.7944 | 0.00065902 | 552.3034 | 0.0003925 | 546.56 | 0.00032042 | 552.3034 | 0.00135 | 552.3034 | 0.036621 | 552.3033 | 0.19393 | 546.56 | -0.001127 | 552.3034 | 0.0048531 | 505.1803 | 2.9991e-05 | 552.3034 | 5.1187e-06 | 552.3033 | 0 | 551.7944 | -0.00046122 | 760.047 | 0.38064 | 551.7944 | -0.0015805 | 759.3379 | 0 | 760.047 | 0.00337 | 551.7944 | 0.23963 | 552.3033 | 0.52027
| 504.4752 | 0.00169 | 552.0213 | 0.0019634 | 504.4752 | 0.00091902 | 552.0213 | 0.0007971 | 545.5753 | 0.00065073 | 552.0213 | 0.0013574 | 552.5299 | 0.0013319 | 546.78 | 0.0011636 | 552.5299 | 0.00211 | 552.5299 | 0.036703 | 552.5299 | 0.19143 | 546.78 | 0.0023515 | 552.5299 | 0.0062434 | 505.2971 | 1.5212e-05 | 552.5299 | 0.00087553 | 552.5299 | 0.00047621 | 552.0213 | 0.00048887 | 760.2118 | 0.38124 | 552.0213 | -0.00068769 | 759.5028 | 6.9993e-05 | 760.2118 | 0.00322 | 552.0213 | 0.24264 | 552.5299 | 0.52098
| 504.5894 | 0 | 552.2482 | 0.001778 | 504.5894 | 0 | 552.2482 | 0.00022847 | 545.8004 | 0.00024599 | 552.2482 | 0.00045757 | 552.7565 | 0.0001673 | 547.01 | -0.0019057 | 552.7565 | 0.0012 | 552.7565 | 0.035254 | 552.7565 | 0.18834 | 547.01 | 0.0016688 | 552.7565 | 0.0053625 | 505.4139 | 3.1654e-05 | 552.7565 | 8.2623e-05 | 552.7565 | 0 | 552.2482 | -0.00020508 | 760.3767 | 0.38132 | 552.2482 | -0.00025778 | 759.6677 | 0 | 760.3767 | 0.00339 | 552.2482 | 0.24013 | 552.7565 | 0.52139
| 504.7035 | 0.00084148 | 552.4751 | 0.001948 | 504.7035 | 0.00123 | 552.4751 | 0.00067177 | 546.0256 | 0.00051591 | 552.4751 | 0.0012649 | 552.9831 | 0.0009874 | 547.24 | 0.0024115 | 552.9831 | 0.00225 | 552.9831 | 0.035828 | 552.983 | 0.18626 | 547.24 | 0.0028717 | 552.9831 | 0.0063985 | 505.5308 | 1.6711e-05 | 552.9831 | 0.00084334 | 552.983 | 0.00050258 | 552.4751 | 0.00032556 | 760.5416 | 0.38984 | 552.4751 | 0.0011798 | 759.8327 | 5.0004e-05 | 760.5416 | 0.00314 | 552.4751 | 0.24058 | 552.983 | 0.52205
| 504.8177 | 0 | 552.702 | 0.0018258 | 504.8177 | 0 | 552.702 | 0.00025394 | 546.2507 | 0.00034555 | 552.702 | 0.00050482 | 553.2096 | 0.00019544 | 547.47 | 0.0005565 | 553.2097 | 0.00116 | 553.2096 | 0.03389 | 553.2097 | 0.18325 | 547.47 | 0.00088859 | 553.2096 | 0.0056909 | 505.6476 | 3.0378e-05 | 553.2096 | 0 | 553.2097 | 0 | 552.702 | -0.00034866 | 760.7065 | 0.39124 | 552.702 | -0.00050217 | 759.9976 | 0 | 760.7065 | 0.00336 | 552.702 | 0.24056 | 553.2097 | 0.52198
| 504.9318 | 0.000554 | 552.9289 | 0.0018728 | 504.9318 | 0.00111 | 552.9289 | 0.00088667 | 546.4759 | 0.00053058 | 552.9289 | 0.0012301 | 553.4362 | 0.0010649 | 547.69 | -5.0592e-05 | 553.4362 | 0.00246 | 553.4362 | 0.034015 | 553.4363 | 0.18053 | 547.69 | -0.001127 | 553.4362 | 0.0067518 | 505.7644 | 1.4076e-05 | 553.4362 | 0.00089195 | 553.4363 | 0.00060597 | 552.9289 | 0.00050962 | 760.8714 | 0.40158 | 552.9289 | 0.00037553 | 760.1626 | 5.0004e-05 | 760.8714 | 0.00321 | 552.9289 | 0.24208 | 553.4363 | 0.52292
| 505.046 | 0 | 553.1558 | 0.0016614 | 505.046 | 0 | 553.1558 | 0.0004224 | 546.701 | 0.00018112 | 553.1558 | 0.00047663 | 553.6629 | 0.00017345 | 547.92 | 0.00011805 | 553.6629 | 0.00099231 | 553.6629 | 0.032823 | 553.6628 | 0.17701 | 547.92 | 0.0010186 | 553.6629 | 0.0059494 | 505.8813 | 2.8785e-05 | 553.6629 | 0.00015267 | 553.6628 | 0 | 553.1558 | -0.00032149 | 761.0363 | 0.40383 | 553.1558 | -0.00071839 | 760.3276 | 0 | 761.0363 | 0.00341 | 553.1558 | 0.23605 | 553.6628 | 0.52252
| 505.1602 | 0.00149 | 553.3828 | 0.0018987 | 505.1602 | 0.00116 | 553.3828 | 0.0010034 | 546.9263 | 0.00044954 | 553.3828 | 0.0013323 | 553.8895 | 0.0010245 | 548.15 | -0.00035414 | 553.8895 | 0.00213 | 553.8895 | 0.033186 | 553.8895 | 0.17475 | 548.15 | 0.0009536 | 553.8895 | 0.0070087 | 505.9981 | 1.5107e-05 | 553.8895 | 0.0010481 | 553.8895 | 0.00063297 | 553.3828 | 0.00044586 | 761.2012 | 0.40586 | 553.3828 | 0.0017789 | 760.4925 | 5.0004e-05 | 761.2012 | 0.0032 | 553.3828 | 0.24218 | 553.8895 | 0.52214
| 505.2743 | 0 | 553.6097 | 0.0016173 | 505.2743 | 0 | 553.6097 | 0.00054736 | 547.1514 | 0.00013567 | 553.6097 | 0.00054222 | 554.1161 | 4.8419e-05 | 548.37 | -0.00072515 | 554.1161 | 0.00135 | 554.1161 | 0.031819 | 554.1161 | 0.17202 | 548.37 | -0.00060684 | 554.1161 | 0.0066487 | 506.115 | 2.8902e-05 | 554.1161 | 0.0003572 | 554.1161 | 0 | 553.6097 | -0.00075546 | 761.3661 | 0.40957 | 553.6097 | -0.00070951 | 760.6575 | 0 | 761.3661 | 0.00337 | 553.6097 | 0.24011 | 554.1161 | 0.52277
| 505.3885 | 0.00098522 | 553.8367 | 0.0018571 | 505.3885 | 0.00095371 | 553.8367 | 0.001057 | 547.3766 | 0.00044132 | 553.8367 | 0.0013032 | 554.3428 | 0.0014533 | 548.6 | -0.00025296 | 554.3428 | 0.00218 | 554.3428 | 0.032544 | 554.3428 | 0.17089 | 548.6 | -0.0021673 | 554.3428 | 0.0072909 | 506.2319 | 1.4076e-05 | 554.3428 | 0.00074379 | 554.3428 | 0.00045276 | 553.8367 | 0.0006671 | 761.531 | 0.40918 | 553.8367 | -0.00069419 | 760.8225 | 5.0004e-05 | 761.531 | 0.00318 | 553.8367 | 0.24249 | 554.3428 | 0.52298
| 505.5027 | 0 | 554.0637 | 0.0016333 | 505.5027 | 0 | 554.0637 | 0.00016418 | 547.6019 | 0.00019302 | 554.0637 | 0.0004081 | 554.5694 | 0.0002815 | 548.83 | -0.00059023 | 554.5694 | 0.00107 | 554.5694 | 0.031024 | 554.5695 | 0.16731 | 548.83 | -0.0013546 | 554.5694 | 0.0067584 | 506.3487 | 2.9359e-05 | 554.5694 | 0 | 554.5695 | 0 | 554.0637 | -0.00023502 | 761.6959 | 0.41828 | 554.0637 | -0.0013039 | 760.9874 | 0 | 761.6959 | 0.00332 | 554.0637 | 0.24065 | 554.5695 | 0.52284
| 505.6169 | 0.0005001 | 554.2907 | 0.0017605 | 505.6169 | 0.00154 | 554.2907 | 0.00088678 | 547.8271 | 0.00044066 | 554.2907 | 0.0012274 | 554.7961 | 0.0010123 | 549.06 | -0.0016695 | 554.7961 | 0.00182 | 554.7961 | 0.031065 | 554.7961 | 0.16545 | 549.06 | -0.00067186 | 554.7961 | 0.0081677 | 506.4656 | 1.5318e-05 | 554.7961 | 0.00083119 | 554.7961 | 0.0005585 | 554.2907 | 0.00042306 | 761.8609 | 0.4214 | 554.2907 | 0.0012163 | 761.1524 | 6.9993e-05 | 761.8609 | 0.00306 | 554.2907 | 0.24097 | 554.7961 | 0.52284
| 505.7311 | 0 | 554.5177 | 0.0017282 | 505.7311 | 0 | 554.5177 | -0.00032784 | 548.0524 | 0.00017459 | 554.5177 | 0.00049645 | 555.0228 | 0.00021761 | 549.28 | -0.0010624 | 555.0228 | 0.00148 | 555.0228 | 0.030109 | 555.0228 | 0.16246 | 549.28 | -0.00060684 | 555.0228 | 0.0073554 | 506.5825 | 3.0998e-05 | 555.0228 | 0.00025915 | 555.0228 | 0 | 554.5177 | -4.6656e-05 | 762.0258 | 0.42942 | 554.5177 | -0.00033255 | 761.3174 | 0 | 762.0258 | 0.00334 | 554.5177 | 0.23901 | 555.0228 | 0.52291
| 505.8453 | 0 | 554.7447 | 0.0016436 | 505.8453 | 0.00137 | 554.7447 | 0.00099264 | 548.2776 | 0.00040737 | 554.7447 | 0.0012763 | 555.2495 | 0.0010529 | 549.51 | 0.001366 | 555.2495 | 0.00203 | 555.2495 | 0.030733 | 555.2495 | 0.16115 | 549.51 | 0.00069354 | 555.2495 | 0.0085764 | 506.6993 | 1.5728e-05 | 555.2495 | 0.0010993 | 555.2495 | 0.00063709 | 554.7447 | 0.00053289 | 762.1907 | 0.43327 | 554.7447 | 0.00077888 | 761.4824 | 6.9993e-05 | 762.1907 | 0.00319 | 554.7447 | 0.24052 | 555.2495 | 0.5227
| 505.9595 | 0 | 554.9718 | 0.0016784 | 505.9595 | 0 | 554.9718 | 7.4701e-05 | 548.5029 | 0.00016371 | 554.9718 | 0.0004436 | 555.4762 | 0.00046585 | 549.74 | -0.0016358 | 555.4762 | 0.00116 | 555.4762 | 0.029158 | 555.4762 | 0.15867 | 549.74 | 0.0013112 | 555.4762 | 0.0077251 | 506.8162 | 3.1408e-05 | 555.4762 | 0.00019661 | 555.4762 | 0 | 554.9718 | -0.00029193 | 762.3557 | 0.43121 | 554.9718 | -0.001004 | 761.6474 | 0 | 762.3557 | 0.00354 | 554.9718 | 0.23984 | 555.4762 | 0.52226
| 506.0736 | 0.00109 | 555.1988 | 0.0017279 | 506.0736 | 0.00168 | 555.1988 | 0.0007956 | 548.7281 | 0.00048569 | 555.1988 | 0.0012582 | 555.7029 | 0.00083407 | 549.96 | -0.0020742 | 555.7029 | 0.00203 | 555.7029 | 0.029057 | 555.7029 | 0.15666 | 549.96 | 7.5855e-05 | 555.7029 | 0.0088108 | 506.9331 | 1.5821e-05 | 555.7029 | 0.00087892 | 555.7029 | 0.00056984 | 555.1988 | 0.0001334 | 762.5206 | 0.43863 | 555.1988 | -0.00040497 | 761.8124 | 6.9993e-05 | 762.5206 | 0.00332 | 555.1988 | 0.24149 | 555.7029 | 0.52151
| 506.1879 | 0 | 555.4259 | 0.0015462 | 506.1879 | 0 | 555.4259 | -0.00022372 | 548.9534 | 0.00019578 | 555.4259 | 0.00043903 | 555.9297 | 0.00025116 | 550.19 | 0.00035414 | 555.9297 | 0.00092397 | 555.9297 | 0.027922 | 555.9297 | 0.15409 | 550.19 | -0.0013871 | 555.9297 | 0.0084905 | 507.05 | 3.012e-05 | 555.9297 | 0.00031931 | 555.9297 | 0 | 555.4259 | -0.0002757 | 762.6855 | 0.44155 | 555.4259 | 0.00038336 | 761.9774 | 0 | 762.6855 | 0.00356 | 555.4259 | 0.24085 | 555.9297 | 0.5215
| 506.3021 | 0.00051807 | 555.6529 | 0.0018347 | 506.3021 | 0.00104 | 555.6529 | 0.0006429 | 549.1787 | 0.00031118 | 555.6529 | 0.0013013 | 556.1564 | 0.00080499 | 550.42 | 0.00015177 | 556.1564 | 0.00214 | 556.1564 | 0.028571 | 556.1564 | 0.1524 | 550.42 | 0.00046596 | 556.1564 | 0.0095585 | 507.1669 | 1.4428e-05 | 556.1564 | 0.00090322 | 556.1564 | 0.00063592 | 555.6529 | 0.00045801 | 762.8505 | 0.45212 | 555.6529 | 0.00083819 | 762.1424 | 3.0002e-05 | 762.8505 | 0.00334 | 555.6529 | 0.24152 | 556.1564 | 0.52163
| 506.4163 | 0 | 555.88 | 0.0017542 | 506.4163 | 0 | 555.88 | 0.00041118 | 549.404 | 0.00016134 | 555.88 | 0.00051 | 556.3832 | 7.8933e-05 | 550.65 | -0.00025296 | 556.3832 | 0.00113 | 556.3832 | 0.026809 | 556.3832 | 0.14968 | 550.65 | -0.0016472 | 556.3832 | 0.0090238 | 507.2838 | 2.9394e-05 | 556.3832 | 0.00017668 | 556.3832 | 4.6892e-05 | 555.88 | -0.00028954 | 763.0154 | 0.45269 | 555.88 | -0.0010653 | 762.3075 | 0 | 763.0154 | 0.0036 | 555.88 | 0.24033 | 556.3832 | 0.5205
| 506.5305 | 0.00131 | 556.1071 | 0.0017712 | 506.5305 | 0.00065893 | 556.1071 | 0.0010519 | 549.6293 | 0.00050246 | 556.1071 | 0.001197 | 556.6099 | 0.0010028 | 550.87 | 0.0016358 | 556.6099 | 0.00187 | 556.6099 | 0.027458 | 556.6099 | 0.14698 | 550.87 | 0.0015062 | 556.6099 | 0.010039 | 507.4007 | 1.5189e-05 | 556.6099 | 0.00094093 | 556.6099 | 0.00065739 | 556.1071 | 0.00043886 | 763.1804 | 0.45875 | 556.1071 | -0.00046328 | 762.4725 | 6.9993e-05 | 763.1804 | 0.00332 | 556.1071 | 0.24006 | 556.6099 | 0.52047
| 506.6447 | 0 | 556.3342 | 0.0015546 | 506.6447 | 0 | 556.3342 | 8.6852e-05 | 549.8547 | 0.00022614 | 556.3342 | 0.00040457 | 556.8367 | 0.00040547 | 551.1 | -0.0026813 | 556.8367 | 0.00127 | 556.8367 | 0.026265 | 556.8367 | 0.14464 | 551.1 | -0.00031426 | 556.8367 | 0.0094997 | 507.5176 | 3.1057e-05 | 556.8367 | 0 | 556.8367 | 0 | 556.3342 | -0.00039789 | 763.3454 | 0.46256 | 556.3342 | -0.00090334 | 762.6375 | 0 | 763.3454 | 0.00349 | 556.3342 | 0.23946 | 556.8367 | 0.5205
| 506.7589 | 0.00024855 | 556.5613 | 0.0017062 | 506.7589 | 0.00248 | 556.5613 | 0.00076767 | 550.08 | 0.00058293 | 556.5613 | 0.0013072 | 557.0635 | 0.0010772 | 551.33 | -5.0592e-05 | 557.0635 | 0.00184 | 557.0635 | 0.026393 | 557.0635 | 0.14228 | 551.33 | -0.00060684 | 557.0635 | 0.010873 | 507.6345 | 1.6173e-05 | 557.0635 | 0.00097044 | 557.0635 | 0.00064174 | 556.5613 | 0.00044289 | 763.5103 | 0.46988 | 556.5613 | 0.0013144 | 762.8025 | 5.0004e-05 | 763.5103 | 0.00329 | 556.5613 | 0.2423 | 557.0635 | 0.52084
| 506.8731 | 0 | 556.7885 | 0.0016277 | 506.8731 | 0 | 556.7885 | -0.00019614 | 550.3053 | 6.2311e-05 | 556.7885 | 0.00032693 | 557.2903 | 0.00033783 | 551.55 | -0.0019731 | 557.2903 | 0.0011 | 557.2903 | 0.025252 | 557.2903 | 0.13986 | 551.55 | -0.00044429 | 557.2903 | 0.010252 | 507.7514 | 3.2228e-05 | 557.2903 | 0.00030812 | 557.2903 | 0 | 556.7885 | -0.00011786 | 763.6753 | 0.4723 | 556.7885 | -0.0010494 | 762.9676 | 0 | 763.6753 | 0.00362 | 556.7885 | 0.24141 | 557.2903 | 0.52011
| 506.9874 | 0 | 557.0156 | 0.001714 | 506.9874 | 0.0018 | 557.0156 | 0.00088523 | 550.5307 | 0.00057032 | 557.0156 | 0.0012439 | 557.5171 | 0.0012809 | 551.78 | -0.0011636 | 557.5171 | 0.00203 | 557.5171 | 0.02587 | 557.5172 | 0.13806 | 551.78 | -0.00024923 | 557.5171 | 0.011129 | 507.8683 | 1.6465e-05 | 557.5171 | 0.0010237 | 557.5172 | 0.00080973 | 557.0156 | -6.6663e-05 | 763.8403 | 0.47647 | 557.0156 | 0.00022597 | 763.1326 | 6.9993e-05 | 763.8403 | 0.00342 | 557.0156 | 0.2409 | 557.5172 | 0.51994
| 507.1016 | 0 | 557.2428 | 0.0014267 | 507.1016 | 0 | 557.2428 | 0.00012994 | 550.756 | 0.00018634 | 557.2428 | 0.00037619 | 557.744 | 0.0003672 | 552.01 | -0.0010961 | 557.744 | 0.00088626 | 557.744 | 0.02395 | 557.744 | 0.1352 | 552.01 | -0.0018096 | 557.744 | 0.010645 | 507.9852 | 3.1959e-05 | 557.744 | 0.00024245 | 557.744 | 0 | 557.2428 | -0.00029074 | 764.0053 | 0.48151 | 557.2428 | -0.00097958 | 763.2976 | 0 | 764.0053 | 0.0036 | 557.2428 | 0.23959 | 557.744 | 0.51947
| 507.2158 | 0.00064383 | 557.4699 | 0.0017784 | 507.2158 | 0.00104 | 557.4699 | 0.0008076 | 550.9814 | 0.00032347 | 557.4699 | 0.0011449 | 557.9708 | 0.0010404 | 552.24 | 0.0022428 | 557.9708 | 0.00204 | 557.9708 | 0.025005 | 557.9708 | 0.13391 | 552.24 | -0.00047681 | 557.9708 | 0.0119 | 508.1021 | 1.5891e-05 | 557.9708 | 0.0010043 | 557.9708 | 0.00078471 | 557.4699 | 0.00058048 | 764.1703 | 0.48442 | 557.4699 | 0.00065866 | 763.4627 | 3.0002e-05 | 764.1703 | 0.00332 | 557.4699 | 0.24112 | 557.9708 | 0.51895
| 507.3301 | 0 | 557.6971 | 0.0016526 | 507.3301 | 0 | 557.6971 | -0.00021779 | 551.2068 | 0.00023536 | 557.6971 | 0.00033307 | 558.1977 | 4.1926e-05 | 552.46 | -0.0011299 | 558.1977 | 0.00090752 | 558.1977 | 0.02333 | 558.1977 | 0.1315 | 552.46 | -0.0018747 | 558.1977 | 0.01119 | 508.2191 | 3.2088e-05 | 558.1977 | 0.00045983 | 558.1977 | 0 | 557.6971 | -0.00021621 | 764.3352 | 0.48525 | 557.6971 | -0.00040861 | 763.6277 | 0 | 764.3352 | 0.00362 | 557.6971 | 0.23848 | 558.1977 | 0.51791
| 507.4443 | 0.00138 | 557.9243 | 0.0018017 | 507.4443 | 0.00113 | 557.9243 | 0.00095486 | 551.4322 | 0.00038946 | 557.9243 | 0.001253 | 558.4245 | 0.0010012 | 552.69 | -0.00035414 | 558.4245 | 0.00197 | 558.4245 | 0.024164 | 558.4246 | 0.12939 | 552.69 | -0.00044429 | 558.4245 | 0.012757 | 508.336 | 1.6571e-05 | 558.4245 | 0.00070965 | 558.4246 | 0.00083935 | 557.9243 | 0.00035232 | 764.5003 | 0.49098 | 557.9243 | 0.00064993 | 763.7928 | 6.9993e-05 | 764.5003 | 0.00346 | 557.9243 | 0.23786 | 558.4246 | 0.51656
| 507.5585 | 0 | 558.1515 | 0.0015355 | 507.5585 | 0 | 558.1515 | 0.00029442 | 551.6577 | 0.00041939 | 558.1515 | 0.00038305 | 558.6514 | 0.00017163 | 552.92 | -0.00089378 | 558.6514 | 0.0011 | 558.6514 | 0.022652 | 558.6514 | 0.12648 | 552.92 | -0.0018422 | 558.6514 | 0.011765 | 508.4529 | 3.3504e-05 | 558.6514 | 0.00019315 | 558.6514 | 0 | 558.1515 | -0.00014873 | 764.6653 | 0.50186 | 558.1515 | -0.00048956 | 763.9579 | 0 | 764.6653 | 0.00372 | 558.1515 | 0.23467 | 558.6514 | 0.51521
| 507.6728 | 0.00066181 | 558.3787 | 0.0016853 | 507.6728 | 0.00194 | 558.3787 | 0.00066583 | 551.8831 | 0.00054836 | 558.3787 | 0.0011335 | 558.8783 | 0.0012452 | 553.15 | 0.0011636 | 558.8783 | 0.0019 | 558.8783 | 0.023068 | 558.8783 | 0.12472 | 553.15 | -5.4182e-05 | 558.8783 | 0.01337 | 508.5698 | 1.7367e-05 | 558.8783 | 0.0013353 | 558.8783 | 0.00055378 | 558.3787 | 0.0001638 | 764.8302 | 0.50428 | 558.3787 | -8.3439e-05 | 764.1229 | 8.9995e-05 | 764.8302 | 0.00347 | 558.3787 | 0.23404 | 558.8783 | 0.51478
| 507.787 | 0 | 558.606 | 0.001717 | 507.787 | 0 | 558.606 | 0.00012344 | 552.1085 | 0.00014906 | 558.606 | 0.00044987 | 559.1052 | 0.0005605 | 553.37 | -0.0009275 | 559.1052 | 0.00105 | 559.1052 | 0.022294 | 559.1052 | 0.12225 | 553.37 | -0.001127 | 559.1052 | 0.012532 | 508.6868 | 3.2767e-05 | 559.1052 | 0.00016054 | 559.1052 | 0 | 558.606 | -0.00014876 | 764.9953 | 0.51137 | 558.606 | 6.4511e-05 | 764.288 | 0 | 764.9953 | 0.00365 | 558.606 | 0.23275 | 559.1052 | 0.51383
| 507.9013 | 0.00134 | 558.8332 | 0.0018943 | 507.9013 | 0.00114 | 558.8332 | 0.00070908 | 552.3339 | 0.00027227 | 558.8332 | 0.0011243 | 559.3321 | 0.0013867 | 553.6 | -0.00086005 | 559.3321 | 0.00212 | 559.3321 | 0.022458 | 559.3321 | 0.12096 | 553.6 | -0.00018422 | 559.3321 | 0.013949 | 508.8037 | 1.5868e-05 | 559.3321 | 0.0014541 | 559.3321 | 0.00076954 | 558.8332 | 0.00044419 | 765.1603 | 0.51718 | 558.8332 | 0.00079058 | 764.4531 | 6.9993e-05 | 765.1603 | 0.00345 | 558.8332 | 0.23441 | 559.3321 | 0.51328
| 508.0156 | 0 | 559.0604 | 0.0016222 | 508.0156 | 0 | 559.0604 | 0.00068017 | 552.5594 | 6.8814e-05 | 559.0604 | 0.00033592 | 559.559 | 0.00033209 | 553.83 | -0.0011973 | 559.559 | 0.00090953 | 559.559 | 0.02124 | 559.559 | 0.11803 | 553.83 | -0.0019722 | 559.559 | 0.013135 | 508.9207 | 3.0893e-05 | 559.559 | 0.00057114 | 559.559 | 0.00012931 | 559.0604 | -0.00037455 | 765.3253 | 0.5206 | 559.0604 | -0.00093681 | 764.6182 | 0 | 765.3253 | 0.00372 | 559.0604 | 0.23158 | 559.559 | 0.51374
| 508.1298 | 0.00082352 | 559.2877 | 0.0017551 | 508.1298 | 0.00139 | 559.2877 | 0.00073882 | 552.7849 | 0.00049001 | 559.2877 | 0.0012157 | 559.786 | 0.0010718 | 554.06 | -8.4319e-05 | 559.786 | 0.00199 | 559.786 | 0.021632 | 559.7859 | 0.11711 | 554.06 | -0.0015496 | 559.786 | 0.014697 | 509.0376 | 1.5458e-05 | 559.786 | 0.0013518 | 559.7859 | 0.00071553 | 559.2877 | 0.00046583 | 765.4903 | 0.52801 | 559.2877 | -0.00014592 | 764.7833 | 3.0002e-05 | 765.4903 | 0.00357 | 559.2877 | 0.23442 | 559.7859 | 0.514
| 508.2441 | 0 | 559.515 | 0.0016735 | 508.2441 | 0 | 559.515 | -0.00019346 | 553.0103 | 0.00019373 | 559.515 | 0.00042638 | 560.0129 | 5.0949e-05 | 554.28 | -1.6864e-05 | 560.0129 | 0.00095382 | 560.0129 | 0.02019 | 560.0129 | 0.11467 | 554.28 | -0.00047681 | 560.0129 | 0.014401 | 509.1546 | 2.9523e-05 | 560.0129 | 0.00048341 | 560.0129 | 0 | 559.515 | -0.00044072 | 765.6553 | 0.5325 | 559.515 | -0.0010791 | 764.9484 | 0 | 765.6553 | 0.0038 | 559.515 | 0.23172 | 560.0129 | 0.51475
| 508.3584 | 0.00075165 | 559.7423 | 0.0017041 | 508.3584 | 0.00048552 | 559.7423 | 0.00069956 | 553.2358 | 0.0004094 | 559.7423 | 0.001172 | 560.2399 | 0.0013461 | 554.51 | 0.0019057 | 560.2399 | 0.00199 | 560.2399 | 0.021005 | 560.2399 | 0.11309 | 554.51 | 0.00043346 | 560.2399 | 0.01548 | 509.2715 | 1.4392e-05 | 560.2399 | 0.00093274 | 560.2399 | 0.00071167 | 559.7423 | -0.00031234 | 765.8204 | 0.53424 | 559.7423 | 0.00018846 | 765.1134 | 5.0004e-05 | 765.8204 | 0.00353 | 559.7423 | 0.23483 | 560.2399 | 0.51538
| 508.4726 | 0 | 559.9696 | 0.0015586 | 508.4726 | 0 | 559.9696 | -8.922e-06 | 553.4613 | 0.00029354 | 559.9696 | 0.00021577 | 560.4669 | 8.9906e-05 | 554.74 | -0.00069142 | 560.4669 | 0.00101 | 560.4669 | 0.02007 | 560.4669 | 0.11105 | 554.74 | 0.00056349 | 560.4669 | 0.015044 | 509.3885 | 2.9336e-05 | 560.4669 | 0.00036135 | 560.4669 | 9.8133e-06 | 559.9696 | -0.00038657 | 765.9854 | 0.54658 | 559.9696 | 0.00027138 | 765.2785 | 0 | 765.9854 | 0.00369 | 559.9696 | 0.23416 | 560.4669 | 0.51546
| 508.5869 | 0.00156 | 560.1969 | 0.0017156 | 508.5869 | 0.00109 | 560.1969 | 0.00045091 | 553.6868 | 0.00045105 | 560.1969 | 0.0012407 | 560.6938 | 0.0010016 | 554.97 | 0.00075887 | 560.6938 | 0.00187 | 560.6938 | 0.019988 | 560.6938 | 0.1092 | 554.97 | -0.00021673 | 560.6938 | 0.016614 | 509.5055 | 1.5435e-05 | 560.6938 | 0.0012114 | 560.6938 | 0.00093472 | 560.1969 | 0.00035785 | 766.1504 | 0.54593 | 560.1969 | -0.00062757 | 765.4437 | 6.9993e-05 | 766.1504 | 0.00349 | 560.1969 | 0.23438 | 560.6938 | 0.51427
| 508.7012 | 0 | 560.4242 | 0.001686 | 508.7012 | 0 | 560.4242 | -8.4599e-05 | 553.9123 | 0.00026945 | 560.4242 | 0.00048094 | 560.9208 | 0.00015551 | 555.19 | 5.0592e-05 | 560.9208 | 0.00061085 | 560.9208 | 0.018875 | 560.9208 | 0.10728 | 555.19 | -0.0017446 | 560.9208 | 0.015731 | 509.6224 | 3.094e-05 | 560.9208 | 0.00023269 | 560.9208 | 7.7913e-05 | 560.4242 | -0.00064502 | 766.3155 | 0.55304 | 560.4242 | -0.00064706 | 765.6088 | 0 | 766.3155 | 0.00373 | 560.4242 | 0.23353 | 560.9208 | 0.51276
| 508.8155 | 0.00058994 | 560.6516 | 0.0018649 | 508.8155 | 0.00137 | 560.6516 | 0.00076608 | 554.1378 | 0.00048628 | 560.6516 | 0.0011276 | 561.1478 | 0.0012496 | 555.42 | 0.00062396 | 561.1478 | 0.00191 | 561.1478 | 0.019803 | 561.1478 | 0.10563 | 555.42 | 0.00040094 | 561.1478 | 0.017234 | 509.7394 | 1.5915e-05 | 561.1478 | 0.0014937 | 561.1478 | 0.00082289 | 560.6516 | 0.00044158 | 766.4805 | 0.55583 | 560.6516 | 0.00044245 | 765.7739 | 5.0004e-05 | 766.4805 | 0.00363 | 560.6516 | 0.23361 | 561.1478 | 0.50977
| 508.9298 | 0 | 560.8789 | 0.0014583 | 508.9298 | 0 | 560.8789 | -0.00013679 | 554.3634 | 0.00020145 | 560.8789 | 0.00035915 | 561.3749 | 0.00020365 | 555.65 | 0.00096123 | 561.3749 | 0.00087828 | 561.3749 | 0.01809 | 561.3749 | 0.10314 | 555.65 | 0.00027091 | 561.3749 | 0.016381 | 509.8564 | 3.1783e-05 | 561.3749 | 0.00057355 | 561.3749 | 6.7768e-05 | 560.8789 | -0.0004604 | 766.6456 | 0.56339 | 560.8789 | -0.00093449 | 765.939 | 0 | 766.6456 | 0.00381 | 560.8789 | 0.22951 | 561.3749 | 0.50784
| 509.0441 | 0.00111 | 561.1063 | 0.0019172 | 509.0441 | 0.00118 | 561.1063 | 0.00075536 | 554.5889 | 0.00038417 | 561.1063 | 0.0011701 | 561.6019 | 0.0013753 | 555.87 | -0.0001855 | 561.6019 | 0.00213 | 561.6019 | 0.019467 | 561.6019 | 0.10227 | 555.87 | -0.0019722 | 561.6019 | 0.018275 | 509.9733 | 1.6219e-05 | 561.6019 | 0.0014396 | 561.6019 | 0.00099608 | 561.1063 | 0.0007133 | 766.8107 | 0.56719 | 561.1063 | 0.00024004 | 766.1041 | 5.0004e-05 | 766.8107 | 0.00366 | 561.1063 | 0.22929 | 561.6019 | 0.50803
| 509.1583 | 0 | 561.3336 | 0.0015332 | 509.1583 | 0 | 561.3336 | -2.8889e-05 | 554.8145 | 0.00011692 | 561.3336 | 0.00040553 | 561.8289 | 0 | 556.1 | 0.00065769 | 561.8289 | 0.00074707 | 561.8289 | 0.016997 | 561.8289 | 0.10028 | 556.1 | -0.00015171 | 561.8289 | 0.017792 | 510.0903 | 3.1607e-05 | 561.8289 | 0.00069099 | 561.8289 | 0 | 561.3337 | -0.00023938 | 766.9757 | 0.57833 | 561.3336 | -0.00048905 | 766.2692 | 0 | 766.9757 | 0.00383 | 561.3337 | 0.22962 | 561.8289 | 0.50908
| 509.2726 | 0.00051807 | 561.561 | 0.0017837 | 509.2726 | 0.00142 | 561.561 | 0.00090124 | 555.04 | 0.00043946 | 561.561 | 0.0011662 | 562.056 | 0.00097552 | 556.33 | 0.00025296 | 562.056 | 0.00195 | 562.056 | 0.018507 | 562.056 | 0.10004 | 556.33 | -0.00028175 | 562.056 | 0.019231 | 510.2073 | 1.5435e-05 | 562.056 | 0.0015618 | 562.056 | 0.0009017 | 561.561 | 0.00062736 | 767.1408 | 0.58259 | 561.561 | -0.001049 | 766.4344 | 6.9993e-05 | 767.1408 | 0.00369 | 561.561 | 0.23132 | 562.056 | 0.51025
| 509.387 | 0 | 561.7884 | 0.0016493 | 509.387 | 0 | 561.7884 | -7.0346e-05 | 555.2656 | 0.00016471 | 561.7884 | 0.0003329 | 562.2831 | 0.00041176 | 556.56 | 0.0023104 | 562.2831 | 0.00106 | 562.2831 | 0.0174 | 562.2831 | 0.098214 | 556.56 | 0.00085607 | 562.2831 | 0.018898 | 510.3243 | 3.1115e-05 | 562.2831 | 0.00051885 | 562.2831 | 3.1129e-05 | 561.7884 | -0.00028354 | 767.3059 | 0.58955 | 561.7884 | -0.0010082 | 766.5995 | 0 | 767.3059 | 0.00391 | 561.7884 | 0.23006 | 562.2831 | 0.51143
| 509.5013 | 0.00124 | 562.0158 | 0.0017456 | 509.5013 | 0.00084967 | 562.0158 | 0.00059901 | 555.4912 | 0.00046807 | 562.0158 | 0.0012108 | 562.5102 | 0.0011876 | 556.79 | -0.00021923 | 562.5101 | 0.00186 | 562.5102 | 0.01806 | 562.5101 | 0.097055 | 556.79 | 0.00043346 | 562.5102 | 0.020225 | 510.4413 | 1.5739e-05 | 562.5102 | 0.0015645 | 562.5101 | 0.00109 | 562.0158 | 0.00062113 | 767.4709 | 0.59501 | 562.0158 | 0.00085939 | 766.7646 | 5.0004e-05 | 767.4709 | 0.00378 | 562.0158 | 0.23143 | 562.5101 | 0.51172
| 509.6156 | 0 | 562.2433 | 0.0015721 | 509.6156 | 0 | 562.2433 | 0.00023488 | 555.7168 | 0.00018154 | 562.2433 | 0.00031326 | 562.7372 | 0 | 557.01 | -0.0026476 | 562.7372 | 0.00091254 | 562.7372 | 0.016574 | 562.7372 | 0.095088 | 557.01 | -0.00041178 | 562.7372 | 0.020286 | 510.5583 | 3.1057e-05 | 562.7372 | 0.00078869 | 562.7372 | 0.00011299 | 562.2433 | 2.4598e-06 | 767.636 | 0.60625 | 562.2433 | -0.00016454 | 766.9298 | 0 | 767.636 | 0.00397 | 562.2433 | 0.22903 | 562.7372 | 0.5105
| 509.7299 | 0.00098522 | 562.4707 | 0.0017201 | 509.7299 | 0.00213 | 562.4707 | 0.00045287 | 555.9424 | 0.00035408 | 562.4707 | 0.00098151 | 562.9643 | 0.00090541 | 557.24 | 0.0017032 | 562.9643 | 0.00189 | 562.9643 | 0.017236 | 562.9644 | 0.094188 | 557.24 | 0.0018314 | 562.9643 | 0.021409 | 510.6753 | 1.5376e-05 | 562.9643 | 0.0016765 | 562.9644 | 0.00096285 | 562.4707 | 0.00071964 | 767.8011 | 0.6079 | 562.4707 | -0.00022551 | 767.0949 | 6.9993e-05 | 767.8011 | 0.00376 | 562.4707 | 0.22928 | 562.9644 | 0.50953
| 509.8442 | 0 | 562.6981 | 0.0014659 | 509.8442 | 0 | 562.6981 | -0.00023372 | 556.168 | 0.00016778 | 562.6981 | 0.00029549 | 563.1915 | 0.00021145 | 557.47 | -0.0011299 | 563.1915 | 0.00077447 | 563.1915 | 0.015425 | 563.1915 | 0.092341 | 557.47 | -0.0001192 | 563.1915 | 0.021456 | 510.7923 | 3.1279e-05 | 563.1915 | 0.00060609 | 563.1915 | 0.00022157 | 562.6982 | -0.000217 | 767.9662 | 0.61331 | 562.6981 | -0.0019554 | 767.2601 | 0 | 767.9662 | 0.00392 | 562.6982 | 0.2289 | 563.1915 | 0.50857
| 509.9585 | 0.00037433 | 562.9256 | 0.0016382 | 509.9585 | 0.00182 | 562.9256 | 0.00063722 | 556.3937 | 0.00046635 | 562.9256 | 0.0011223 | 563.4186 | 0.0013064 | 557.7 | 0.00052277 | 563.4186 | 0.00154 | 563.4186 | 0.016804 | 563.4186 | 0.091671 | 557.7 | 0.0016363 | 563.4186 | 0.022719 | 510.9093 | 1.5973e-05 | 563.4186 | 0.0015397 | 563.4186 | 0.00075418 | 562.9256 | 0.00073656 | 768.1313 | 0.6176 | 562.9256 | 0.001059 | 767.4253 | 5.0004e-05 | 768.1313 | 0.0037 | 562.9256 | 0.22923 | 563.4186 | 0.5082
| 510.0729 | 0 | 563.1531 | 0.0014546 | 510.0729 | 0 | 563.1531 | 1.0026e-05 | 556.6193 | 0.00013018 | 563.1531 | 0.00025273 | 563.6457 | 8.2537e-05 | 557.92 | -0.00035414 | 563.6457 | 0.00065031 | 563.6457 | 0.015443 | 563.6458 | 0.089791 | 557.92 | -0.00076939 | 563.6457 | 0.02266 | 511.0263 | 3.0788e-05 | 563.6457 | 0.00074758 | 563.6458 | 0 | 563.1531 | -0.00055983 | 768.2964 | 0.6239 | 563.1531 | -0.00028513 | 767.5904 | 0 | 768.2964 | 0.00383 | 563.1531 | 0.2272 | 563.6458 | 0.50813
| 510.1872 | 0.001 | 563.3806 | 0.0018006 | 510.1872 | 0.00146 | 563.3806 | 0.0012332 | 556.845 | 0.00045315 | 563.3806 | 0.0012346 | 563.8729 | 0.0010993 | 558.15 | 0.0014672 | 563.8729 | 0.00198 | 563.8729 | 0.016501 | 563.8729 | 0.089194 | 558.15 | 0.00043346 | 563.8729 | 0.024271 | 511.1433 | 1.4826e-05 | 563.8729 | 0.0015782 | 563.8729 | 0.00099795 | 563.3806 | 0.00091601 | 768.4615 | 0.63294 | 563.3806 | -0.00020175 | 767.7556 | 5.0004e-05 | 768.4615 | 0.00374 | 563.3806 | 0.22902 | 563.8729 | 0.5075
| 510.3015 | 0 | 563.6081 | 0.0016413 | 510.3015 | 0 | 563.6081 | 4.3801e-05 | 557.0707 | 5.6025e-05 | 563.6081 | 0.00037353 | 564.1 | 3.7841e-05 | 558.38 | -0.00045532 | 564.1001 | 0.00096799 | 564.1 | 0.015416 | 564.1 | 0.08758 | 558.38 | -0.00067186 | 564.1 | 0.024103 | 511.2604 | 3.0378e-05 | 564.1 | 0.00079431 | 564.1 | 0.00013593 | 563.6081 | -0.00056697 | 768.6266 | 0.63764 | 563.6081 | -0.0012726 | 767.9208 | 0 | 768.6266 | 0.00403 | 563.6081 | 0.22692 | 564.1 | 0.50804
| 510.4158 | 0.00084148 | 563.8356 | 0.0015252 | 510.4158 | 0.00071094 | 563.8356 | 0.00066596 | 557.2963 | 0.00041755 | 563.8356 | 0.0011288 | 564.3272 | 0.0009554 | 558.61 | 0.00048905 | 564.3272 | 0.00153 | 564.3272 | 0.015609 | 564.3272 | 0.086543 | 558.61 | 0.0013112 | 564.3272 | 0.025893 | 511.3774 | 1.5575e-05 | 564.3272 | 0.0019792 | 564.3272 | 0.00075447 | 563.8356 | 0.00040045 | 768.7917 | 0.63978 | 563.8356 | -9.8302e-05 | 768.0859 | 3.0002e-05 | 768.7917 | 0.00391 | 563.8356 | 0.22884 | 564.3272 | 0.50846
| 510.5302 | 0 | 564.0631 | 0.0011164 | 510.5302 | 0 | 564.0631 | 6.6364e-05 | 557.522 | 0.00026421 | 564.0631 | 0.00035038 | 564.5544 | 0.00035654 | 558.83 | -0.0019731 | 564.5544 | 0.00103 | 564.5544 | 0.014621 | 564.5544 | 0.085036 | 558.83 | -0.00080189 | 564.5544 | 0.025768 | 511.4944 | 3.0401e-05 | 564.5544 | 0.0011029 | 564.5544 | 0.00038008 | 564.0631 | 4.8873e-05 | 768.9568 | 0.64408 | 564.0631 | 0.00044665 | 768.2511 | 0 | 768.9568 | 0.00409 | 564.0631 | 0.22625 | 564.5544 | 0.5095
| 510.6445 | 0.00085945 | 564.2906 | 0.0015883 | 510.6445 | 0.00106 | 564.2906 | 0.00094923 | 557.7477 | 0.00039715 | 564.2906 | 0.0011275 | 564.7816 | 0.00098693 | 559.06 | 0.00021923 | 564.7816 | 0.00182 | 564.7816 | 0.015639 | 564.7816 | 0.083677 | 559.06 | 0.0002384 | 564.7816 | 0.027151 | 511.6114 | 1.4861e-05 | 564.7816 | 0.0019304 | 564.7816 | 0.00097443 | 564.2906 | 0.00053123 | 769.1219 | 0.65873 | 564.2906 | -0.0011929 | 768.4163 | 5.0004e-05 | 769.1219 | 0.00388 | 564.2906 | 0.22694 | 564.7816 | 0.50927
| 510.7589 | 0 | 564.5182 | 0.001245 | 510.7589 | 0 | 564.5182 | -9.8472e-05 | 557.9734 | 0.00023675 | 564.5182 | 0.00038145 | 565.0088 | 0.00023478 | 559.29 | -0.00028669 | 565.0088 | 0.00099399 | 565.0088 | 0.014132 | 565.0088 | 0.081976 | 559.29 | 0.0015712 | 565.0088 | 0.027155 | 511.7285 | 3.0155e-05 | 565.0088 | 0.0011994 | 565.0088 | 0.00031447 | 564.5181 | -0.00033131 | 769.2871 | 0.665 | 564.5182 | -0.00033778 | 768.5815 | 0 | 769.2871 | 0.00419 | 564.5181 | 0.22713 | 565.0088 | 0.51
| 510.8732 | 0.00023058 | 564.7457 | 0.0015842 | 510.8732 | 0.00104 | 564.7457 | 0.00052788 | 558.1992 | 0.00056847 | 564.7457 | 0.0011372 | 565.236 | 0.0011962 | 559.52 | 0.00069142 | 565.236 | 0.00173 | 565.236 | 0.014944 | 565.236 | 0.08138 | 559.52 | -0.0008344 | 565.236 | 0.028571 | 511.8455 | 1.5329e-05 | 565.236 | 0.0018616 | 565.236 | 0.00092544 | 564.7457 | 0.00066217 | 769.4522 | 0.67241 | 564.7457 | 0.00059871 | 768.7467 | 5.0004e-05 | 769.4522 | 0.00402 | 564.7457 | 0.22831 | 565.236 | 0.50938
| 510.9876 | 0 | 564.9733 | 0.0015653 | 510.9876 | 0 | 564.9733 | 8.7907e-05 | 558.4249 | 0.00011489 | 564.9733 | 0.00027363 | 565.4633 | 0.00036779 | 559.74 | 0.0013322 | 565.4633 | 0.00051557 | 565.4633 | 0.013747 | 565.4633 | 0.079586 | 559.74 | -0.00070437 | 565.4633 | 0.028451 | 511.9625 | 3.0507e-05 | 565.4633 | 0.00098364 | 565.4633 | 0.00014017 | 564.9733 | -0.00026824 | 769.6173 | 0.67479 | 564.9733 | -0.00098045 | 768.9119 | 0 | 769.6173 | 0.0042 | 564.9733 | 0.22679 | 565.4633 | 0.50906
| 511.1019 | 0 | 565.2009 | 0.0015597 | 511.1019 | 0.00048552 | 565.2009 | 0.00065445 | 558.6506 | 0.00043431 | 565.2009 | 0.0011561 | 565.6905 | 0.00099026 | 559.97 | -0.0013997 | 565.6905 | 0.00176 | 565.6905 | 0.014252 | 565.6905 | 0.07899 | 559.97 | 0.0020589 | 565.6905 | 0.03045 | 512.0796 | 1.5189e-05 | 565.6905 | 0.0019049 | 565.6905 | 0.00092304 | 565.2009 | 0.00034683 | 769.7825 | 0.67955 | 565.2009 | 0.00035303 | 769.0771 | 3.0002e-05 | 769.7825 | 0.00387 | 565.2009 | 0.22634 | 565.6905 | 0.50817
| 511.2163 | 0 | 565.4284 | 0.0013869 | 511.2163 | 0 | 565.4284 | 0.00043702 | 558.8763 | 0.0001373 | 565.4284 | 0.00037498 | 565.9178 | 0.00023581 | 560.2 | 0.00035414 | 565.9178 | 0.000841 | 565.9178 | 0.013099 | 565.9178 | 0.077247 | 560.2 | 0.00059601 | 565.9178 | 0.03031 | 512.1966 | 3.1362e-05 | 565.9178 | 0.0011475 | 565.9178 | 0.00034248 | 565.4284 | -0.00064533 | 769.9476 | 0.68737 | 565.4284 | -0.00063264 | 769.2423 | 0 | 769.9476 | 0.00414 | 565.4284 | 0.22548 | 565.9178 | 0.50922
| 511.3307 | 0.00131 | 565.6561 | 0.0018438 | 511.3307 | 0.00101 | 565.6561 | 0.00094298 | 559.1021 | 0.00051311 | 565.6561 | 0.0011799 | 566.145 | 0.0012557 | 560.43 | 0.00059023 | 566.145 | 0.00192 | 566.145 | 0.014312 | 566.145 | 0.076834 | 560.43 | 1.0836e-05 | 566.145 | 0.031992 | 512.3137 | 1.6219e-05 | 566.145 | 0.0022814 | 566.145 | 0.00118 | 565.6561 | 0.00017543 | 770.1128 | 0.69081 | 565.6561 | 0.001819 | 769.4075 | 6.9993e-05 | 770.1128 | 0.00401 | 565.6561 | 0.22512 | 566.145 | 0.50909
| 511.445 | 0 | 565.8837 | 0.0017016 | 511.445 | 0 | 565.8837 | 0.00015768 | 559.3279 | 0.00024522 | 565.8837 | 0.00014716 | 566.3723 | 0.00022274 | 560.66 | 0.0009275 | 566.3723 | 0.00098941 | 566.3723 | 0.013041 | 566.3723 | 0.074813 | 560.66 | -0.00096444 | 566.3723 | 0.031867 | 512.4307 | 3.2439e-05 | 566.3723 | 0.0012248 | 566.3723 | 0.00044166 | 565.8837 | -0.00023253 | 770.2779 | 0.70524 | 565.8837 | -0.0018655 | 769.5727 | 0 | 770.2779 | 0.0043 | 565.8837 | 0.22169 | 566.3723 | 0.50909
| 511.5594 | 0.00124 | 566.1113 | 0.0016662 | 511.5594 | 0.00081498 | 566.1113 | 0.0010166 | 559.5536 | 0.00054618 | 566.1113 | 0.0011627 | 566.5996 | 0.0013116 | 560.88 | 0.0020742 | 566.5996 | 0.00164 | 566.5996 | 0.013604 | 566.5996 | 0.07406 | 560.88 | 0.002124 | 566.5996 | 0.033554 | 512.5478 | 1.6336e-05 | 566.5996 | 0.0020302 | 566.5996 | 0.00115 | 566.1113 | 0.00051574 | 770.4431 | 0.70697 | 566.1113 | 0.0013122 | 769.738 | 5.0004e-05 | 770.4431 | 0.00403 | 566.1113 | 0.22521 | 566.5996 | 0.50891
| 511.6738 | 0 | 566.3389 | 0.0014236 | 511.6738 | 0 | 566.3389 | -0.00082011 | 559.7795 | 0.00026428 | 566.3389 | 0.00023326 | 566.8269 | 0 | 561.11 | -0.0013997 | 566.8269 | 0.00026006 | 566.8269 | 0.012114 | 566.8269 | 0.072214 | 561.11 | -0.0014196 | 566.8269 | 0.033629 | 512.6649 | 3.1115e-05 | 566.8269 | 0.0015597 | 566.8269 | 0.00039067 | 566.3389 | -0.00037217 | 770.6082 | 0.72076 | 566.3389 | -0.00024332 | 769.9032 | 0 | 770.6082 | 0.00428 | 566.3389 | 0.22202 | 566.8269 | 0.50818
| 511.7882 | 0.00058994 | 566.5666 | 0.0014998 | 511.7882 | 0.00097105 | 566.5666 | 0.00078379 | 560.0052 | 0.00032268 | 566.5666 | 0.0010115 | 567.0542 | 0.0012774 | 561.34 | 0.0011973 | 567.0543 | 0.0014 | 567.0542 | 0.01308 | 567.0543 | 0.071967 | 561.34 | 0.00030341 | 567.0542 | 0.035494 | 512.7819 | 1.513e-05 | 567.0542 | 0.0022829 | 567.0543 | 0.00094385 | 566.5666 | 0.00032614 | 770.7734 | 0.72701 | 566.5666 | -0.00039525 | 770.0684 | 5.0004e-05 | 770.7734 | 0.00412 | 566.5666 | 0.22236 | 567.0543 | 0.50765
| 511.9026 | 0 | 566.7942 | 0.0012153 | 511.9026 | 0 | 566.7942 | 2.9948e-05 | 560.2311 | 0.00032698 | 566.7942 | 0.00022285 | 567.2816 | 4.6216e-06 | 561.57 | -0.001231 | 567.2816 | 0.00053265 | 567.2816 | 0.012095 | 567.2816 | 0.070444 | 561.57 | -0.0014846 | 567.2816 | 0.035885 | 512.899 | 2.9371e-05 | 567.2816 | 0.0016259 | 567.2816 | 0.00037331 | 566.7943 | -0.00044169 | 770.9386 | 0.73264 | 566.7942 | -0.0014333 | 770.2337 | 0 | 770.9386 | 0.00433 | 566.7943 | 0.22228 | 567.2816 | 0.5078
| 512.0169 | 0.00062587 | 567.0219 | 0.0016161 | 512.0169 | 0.00104 | 567.0219 | 0.0007507 | 560.4569 | 0.0003439 | 567.0219 | 0.0011625 | 567.5089 | 0.00093174 | 561.79 | 0.00015177 | 567.5089 | 0.00176 | 567.5089 | 0.012739 | 567.5089 | 0.06993 | 561.79 | 0.0019614 | 567.5089 | 0.037617 | 513.0161 | 1.4744e-05 | 567.5089 | 0.0022556 | 567.5089 | 0.00117 | 567.0219 | 0.00044033 | 771.1037 | 0.73582 | 567.0219 | -0.00026301 | 770.3989 | 5.0004e-05 | 771.1037 | 0.00407 | 567.0219 | 0.22282 | 567.5089 | 0.50623
| 512.1313 | 0 | 567.2496 | 0.0014473 | 512.1313 | 0 | 567.2496 | -8.3664e-05 | 560.6827 | 4.313e-05 | 567.2496 | 0.0002908 | 567.7363 | 3.8405e-05 | 562.02 | -0.00089378 | 567.7363 | 0.00058515 | 567.7363 | 0.011202 | 567.7363 | 0.068255 | 562.02 | -0.0016472 | 567.7363 | 0.037851 | 513.1331 | 2.9617e-05 | 567.7363 | 0.0014079 | 567.7363 | 0.00046124 | 567.2496 | -0.0004357 | 771.2689 | 0.74092 | 567.2496 | -0.00089305 | 770.5641 | 0 | 771.2689 | 0.00426 | 567.2496 | 0.22119 | 567.7363 | 0.50612
| 512.2457 | 0.00058994 | 567.4773 | 0.0018013 | 512.2457 | 0.00213 | 567.4773 | 0.00087115 | 560.9086 | 0.00048797 | 567.4773 | 0.0012442 | 567.9636 | 0.00096331 | 562.25 | 0.0014672 | 567.9636 | 0.00179 | 567.9636 | 0.012936 | 567.9636 | 0.068332 | 562.25 | -0.00057433 | 567.9636 | 0.040126 | 513.2502 | 1.5411e-05 | 567.9636 | 0.0025461 | 567.9636 | 0.00122 | 567.4773 | 0.00025827 | 771.4341 | 0.75073 | 567.4773 | 0.00076362 | 770.7294 | 6.9993e-05 | 771.4341 | 0.0041 | 567.4773 | 0.22138 | 567.9636 | 0.50493
| 512.3601 | 0 | 567.705 | 0.0014978 | 512.3601 | 0 | 567.705 | -0.00054293 | 561.1345 | -4.0258e-05 | 567.705 | 0.00018902 | 568.191 | 0 | 562.48 | -0.0022092 | 568.191 | 0.00071809 | 568.191 | 0.011269 | 568.191 | 0.066362 | 562.48 | -0.0022648 | 568.191 | 0.039902 | 513.3673 | 3.1034e-05 | 568.191 | 0.0019723 | 568.191 | 0.00061155 | 567.705 | -0.00024145 | 771.5993 | 0.752 | 567.705 | 0.00021585 | 770.8946 | 0 | 771.5993 | 0.00435 | 567.705 | 0.21957 | 568.191 | 0.50355
| 512.4745 | 0.00085945 | 567.9327 | 0.001731 | 512.4745 | 0.00213 | 567.9327 | 0.00094445 | 561.3603 | 0.00037954 | 567.9327 | 0.0011428 | 568.4184 | 0.0012671 | 562.71 | -0.0011636 | 568.4184 | 0.0017 | 568.4184 | 0.01222 | 568.4184 | 0.065681 | 562.71 | 0.00075855 | 568.4184 | 0.04225 | 513.4844 | 1.6219e-05 | 568.4184 | 0.0027054 | 568.4184 | 0.00122 | 567.9328 | 0.00030754 | 771.7645 | 0.76424 | 567.9327 | 0.00020572 | 771.0599 | 6.9993e-05 | 771.7645 | 0.00417 | 567.9328 | 0.21854 | 568.4184 | 0.5021
| 512.5889 | 0 | 568.1605 | 0.001543 | 512.5889 | 0 | 568.1605 | -4.861e-05 | 561.5862 | 0.00010588 | 568.1605 | 0.00015744 | 568.6458 | 1.171e-05 | 562.93 | -0.0009275 | 568.6458 | 0.00059282 | 568.6458 | 0.01036 | 568.6458 | 0.064164 | 562.93 | 0.00069354 | 568.6458 | 0.042284 | 513.6015 | 3.1162e-05 | 568.6458 | 0.0019804 | 568.6458 | 0.00072821 | 568.1605 | -0.00047495 | 771.9297 | 0.77358 | 568.1605 | -0.00059414 | 771.2252 | 0 | 771.9297 | 0.00438 | 568.1605 | 0.21784 | 568.6458 | 0.50274
| 512.7034 | 0.00073368 | 568.3882 | 0.0015634 | 512.7034 | 0.00222 | 568.3882 | 0.00099117 | 561.8121 | 0.00065776 | 568.3882 | 0.0011828 | 568.8732 | 0.00082855 | 563.16 | 0.00062396 | 568.8732 | 0.00171 | 568.8732 | 0.011735 | 568.8732 | 0.063428 | 563.16 | 0.0017338 | 568.8732 | 0.044284 | 513.7186 | 1.5353e-05 | 568.8732 | 0.0025824 | 568.8732 | 0.00145 | 568.3882 | 0.00046144 | 772.0949 | 0.78071 | 568.3882 | 0.00080435 | 771.3904 | 5.0004e-05 | 772.0949 | 0.00418 | 568.3882 | 0.21529 | 568.8732 | 0.50039
| 512.8178 | 0 | 568.616 | 0.0014709 | 512.8178 | 0 | 568.616 | -0.00015351 | 562.038 | 0.00024776 | 568.616 | 0.00014832 | 569.1006 | 0 | 563.39 | -0.001602 | 569.1006 | 0.00085708 | 569.1006 | 0.010553 | 569.1006 | 0.061411 | 563.39 | -0.00044429 | 569.1006 | 0.04391 | 513.8357 | 3.1244e-05 | 569.1006 | 0.0020245 | 569.1006 | 0.00055076 | 568.616 | -0.00027138 | 772.2601 | 0.78432 | 568.616 | -0.00026025 | 771.5557 | 0 | 772.2601 | 0.00445 | 568.616 | 0.21474 | 569.1006 | 0.49955
| 512.9322 | 0.00080555 | 568.8438 | 0.0014789 | 512.9322 | 0.00192 | 568.8438 | -8.2147e-05 | 562.2639 | 0.00029976 | 568.8438 | 0.0010952 | 569.3281 | 0.0010384 | 563.62 | -0.00062396 | 569.3281 | 0.00143 | 569.3281 | 0.011139 | 569.3281 | 0.06099 | 563.62 | -0.0010295 | 569.3281 | 0.046166 | 513.9528 | 1.6196e-05 | 569.3281 | 0.0027828 | 569.3281 | 0.00135 | 568.8438 | 0.00039478 | 772.4253 | 0.79162 | 568.8438 | -0.00034385 | 771.721 | 8.9995e-05 | 772.4253 | 0.00422 | 568.8438 | 0.21494 | 569.3281 | 0.49911
| 513.0466 | 0 | 569.0715 | 0.001287 | 513.0466 | 0 | 569.0715 | 4.393e-05 | 562.4898 | 0.0002781 | 569.0715 | 0.00015916 | 569.5555 | 0 | 563.84 | -0.00011805 | 569.5555 | 0.00041261 | 569.5555 | 0.0096711 | 569.5555 | 0.059726 | 563.84 | 0.00017338 | 569.5555 | 0.04708 | 514.0699 | 3.2252e-05 | 569.5555 | 0.0019863 | 569.5555 | 0.00068381 | 569.0716 | -0.000549 | 772.5905 | 0.79663 | 569.0715 | -0.00070523 | 771.8863 | 0 | 772.5905 | 0.00457 | 569.0716 | 0.21448 | 569.5555 | 0.49908
| 513.161 | 0.0006079 | 569.2993 | 0.0014703 | 513.161 | 0.00179 | 569.2993 | 0.00042198 | 562.7157 | 0.00058205 | 569.2993 | 0.0010709 | 569.783 | 0.00078346 | 564.07 | 0.00045532 | 569.783 | 0.00142 | 569.783 | 0.010977 | 569.783 | 0.059318 | 564.07 | -0.00089942 | 569.783 | 0.048795 | 514.187 | 1.6079e-05 | 569.783 | 0.0031442 | 569.783 | 0.00133 | 569.2993 | 0.00066805 | 772.7557 | 0.80727 | 569.2993 | 0.00080297 | 772.0516 | 1.0001e-05 | 772.7557 | 0.00439 | 569.2993 | 0.21495 | 569.783 | 0.49807
| 513.2755 | 0 | 569.5271 | 0.0016777 | 513.2755 | 0 | 569.5271 | -0.00048869 | 562.9417 | 1.4346e-05 | 569.5271 | 0.00025457 | 570.0104 | 0.00010909 | 564.3 | -0.0024453 | 570.0104 | 0.00103 | 570.0104 | 0.010081 | 570.0104 | 0.05813 | 564.3 | -0.00086692 | 570.0104 | 0.049637 | 514.3041 | 3.0507e-05 | 570.0104 | 0.0023228 | 570.0104 | 0.00056985 | 569.5272 | 0.00012821 | 772.921 | 0.81196 | 569.5271 | -0.0002969 | 772.2168 | 0 | 772.921 | 0.00474 | 569.5272 | 0.21302 | 570.0104 | 0.4966
| 513.3899 | 0.00032042 | 569.755 | 0.0016055 | 513.3899 | 0.00161 | 569.755 | 0.00036343 | 563.1676 | 0.00045995 | 569.755 | 0.00096681 | 570.2379 | 0.0010765 | 564.53 | 0.00011805 | 570.2379 | 0.00159 | 570.2379 | 0.010458 | 570.2379 | 0.057379 | 564.53 | 0.00020589 | 570.2379 | 0.051734 | 514.4212 | 1.4451e-05 | 570.2379 | 0.0029867 | 570.2379 | 0.00153 | 569.755 | 0.00045121 | 773.0862 | 0.81303 | 569.755 | 0.0010705 | 772.3821 | 6.9993e-05 | 773.0862 | 0.00444 | 569.755 | 0.21198 | 570.2379 | 0.49597
| 513.5044 | 0 | 569.9828 | 0.0014661 | 513.5044 | 0 | 569.9828 | 0.00010027 | 563.3936 | 1.676e-08 | 569.9828 | 0.00023175 | 570.4654 | 1.4909e-05 | 564.76 | -0.0011636 | 570.4654 | 0.00065027 | 570.4654 | 0.0095225 | 570.4654 | 0.055622 | 564.76 | -0.0015822 | 570.4654 | 0.051961 | 514.5383 | 2.9769e-05 | 570.4654 | 0.00256 | 570.4654 | 0.00066169 | 569.9828 | -0.00022641 | 773.2514 | 0.81589 | 569.9828 | -0.000856 | 772.5474 | 0 | 773.2514 | 0.00471 | 569.9828 | 0.20837 | 570.4654 | 0.49422
| 513.6188 | 0.00039229 | 570.2106 | 0.0014305 | 513.6188 | 0.00224 | 570.2106 | 0.0008876 | 563.6195 | 0.00042601 | 570.2106 | 0.0011435 | 570.6929 | 0.0010983 | 564.98 | -0.00028669 | 570.6929 | 0.00208 | 570.6929 | 0.0098868 | 570.6929 | 0.055121 | 564.98 | 0.00066102 | 570.6929 | 0.054026 | 514.6555 | 1.5318e-05 | 570.6929 | 0.0034432 | 570.6929 | 0.00154 | 570.2106 | 0.00081239 | 773.4167 | 0.82402 | 570.2106 | -0.00029392 | 772.7127 | 5.0004e-05 | 773.4167 | 0.00443 | 570.2106 | 0.20639 | 570.6929 | 0.4925
| 513.7332 | 0 | 570.4385 | 0.0014776 | 513.7332 | 0 | 570.4385 | -0.00016008 | 563.8455 | 0.00010121 | 570.4385 | 0.00023502 | 570.9204 | 0.00021758 | 565.21 | -0.0013997 | 570.9204 | 0.0006106 | 570.9204 | 0.009077 | 570.9205 | 0.053519 | 565.21 | 1.0836e-05 | 570.9204 | 0.053997 | 514.7726 | 2.8656e-05 | 570.9204 | 0.0022854 | 570.9205 | 0.00084658 | 570.4385 | -0.00029987 | 773.5819 | 0.83135 | 570.4385 | -0.0015466 | 772.8781 | 0 | 773.5819 | 0.00472 | 570.4385 | 0.20508 | 570.9205 | 0.49106
| 513.8477 | 0.00037433 | 570.6664 | 0.0015854 | 513.8477 | 0.00182 | 570.6664 | 0.00089698 | 564.0715 | 0.00035636 | 570.6664 | 0.0011003 | 571.148 | 0.00093108 | 565.44 | -0.00038786 | 571.148 | 0.00138 | 571.148 | 0.0094298 | 571.1479 | 0.052972 | 565.44 | -0.001127 | 571.148 | 0.056337 | 514.8897 | 1.3339e-05 | 571.148 | 0.0033908 | 571.148 | 0.00157 | 570.6664 | 0.00070306 | 773.7471 | 0.83893 | 570.6664 | 0.00074464 | 773.0434 | 5.0004e-05 | 773.7471 | 0.00445 | 570.6664 | 0.20431 | 571.1479 | 0.4893
| 513.9621 | 0 | 570.8942 | 0.00129 | 513.9621 | 0 | 570.8942 | -0.00018731 | 564.2975 | 0.00028889 | 570.8942 | 0.00015387 | 571.3755 | 0 | 565.67 | 0.00015177 | 571.3755 | 0.00049823 | 571.3755 | 0.0085381 | 571.3755 | 0.051846 | 565.67 | 0.0014737 | 571.3755 | 0.056956 | 515.0068 | 2.9277e-05 | 571.3755 | 0.0026841 | 571.3755 | 0.00079672 | 570.8942 | -0.00024491 | 773.9124 | 0.84058 | 570.8942 | -0.00077037 | 773.2087 | 0 | 773.9124 | 0.00472 | 570.8942 | 0.20508 | 571.3755 | 0.48885
| 514.0766 | 0.00037433 | 571.1221 | 0.001588 | 514.0766 | 0.00109 | 571.1221 | 0.00057595 | 564.5235 | 0.0004718 | 571.1221 | 0.0010337 | 571.6031 | 0.0012404 | 565.9 | -0.00042159 | 571.6031 | 0.00134 | 571.6031 | 0.0093188 | 571.6031 | 0.051306 | 565.9 | 0.0020589 | 571.6031 | 0.059371 | 515.124 | 1.5927e-05 | 571.6031 | 0.0036179 | 571.6031 | 0.00153 | 571.1221 | 0.00060743 | 774.0776 | 0.85184 | 571.1221 | -0.00022755 | 773.374 | 6.9993e-05 | 774.0776 | 0.00449 | 571.1221 | 0.20769 | 571.6031 | 0.48864
| 514.1911 | 0 | 571.35 | 0.0015281 | 514.1911 | 0 | 571.35 | -0.00013007 | 564.7496 | 0.00010309 | 571.35 | 0.00020272 | 571.8306 | 0.00012658 | 566.12 | 0.0012985 | 571.8306 | 0.00063862 | 571.8306 | 0.0081057 | 571.8306 | 0.050228 | 566.12 | 0.00043346 | 571.8306 | 0.060586 | 515.2411 | 3.1115e-05 | 571.8306 | 0.0028154 | 571.8306 | 0.00094991 | 571.35 | -0.00040895 | 774.2429 | 0.8565 | 571.35 | 0.00037018 | 773.5393 | 0 | 774.2429 | 0.00477 | 571.35 | 0.20541 | 571.8306 | 0.48737
| 514.3055 | 0.0006079 | 571.578 | 0.0016584 | 514.3055 | 0.0025 | 571.578 | 0.00047415 | 564.9756 | 0.00047434 | 571.578 | 0.0011113 | 572.0582 | 0.0010508 | 566.35 | -0.0017707 | 572.0582 | 0.00177 | 572.0582 | 0.0097256 | 572.0582 | 0.050506 | 566.35 | 0.0010836 | 572.0582 | 0.063334 | 515.3583 | 1.5189e-05 | 572.0582 | 0.0039334 | 572.0582 | 0.00197 | 571.5779 | 0.00121 | 774.4082 | 0.86547 | 571.578 | -0.00071615 | 773.7047 | 5.0004e-05 | 774.4082 | 0.0045 | 571.5779 | 0.206 | 572.0582 | 0.48665
| 514.42 | 0 | 571.8059 | 0.0014628 | 514.42 | 0 | 571.8059 | -0.00026625 | 565.2017 | 0.00010677 | 571.8059 | 0.00021515 | 572.2858 | 0 | 566.58 | -0.00011805 | 572.2858 | 0.00060513 | 572.2858 | 0.0082965 | 572.2858 | 0.048442 | 566.58 | -2.1673e-05 | 572.2858 | 0.063533 | 515.4754 | 3.2146e-05 | 572.2858 | 0.0030325 | 572.2858 | 0.00096266 | 571.8059 | 0.00017707 | 774.5734 | 0.87007 | 571.8059 | -0.00037239 | 773.87 | 0 | 774.5734 | 0.00472 | 571.8059 | 0.2058 | 572.2858 | 0.48604
| 514.5345 | 0.00041025 | 572.0338 | 0.0014834 | 514.5345 | 0.00168 | 572.0338 | 0.00030292 | 565.4277 | 0.00029455 | 572.0338 | 0.0010442 | 572.5134 | 0.0012919 | 566.81 | 0.00052277 | 572.5134 | 0.00165 | 572.5134 | 0.0089337 | 572.5134 | 0.048328 | 566.81 | 0.0032617 | 572.5134 | 0.066077 | 515.5926 | 1.7203e-05 | 572.5134 | 0.0040567 | 572.5134 | 0.00164 | 572.0338 | 0.00094755 | 774.7387 | 0.87753 | 572.0338 | -9.6835e-06 | 774.0353 | 3.0002e-05 | 774.7387 | 0.00443 | 572.0338 | 0.20539 | 572.5134 | 0.48436
| 514.6489 | 0 | 572.2618 | 0.001284 | 514.6489 | 0 | 572.2618 | 7.5447e-05 | 565.6537 | 0.0001519 | 572.2618 | 0.0001165 | 572.741 | 0 | 567.04 | -0.0035246 | 572.741 | 0.00043403 | 572.741 | 0.0074672 | 572.741 | 0.04674 | 567.04 | -0.00015171 | 572.741 | 0.067374 | 515.7097 | 3.3376e-05 | 572.741 | 0.0030303 | 572.741 | 0.0009357 | 572.2618 | -0.00032723 | 774.904 | 0.87948 | 572.2618 | -0.00086071 | 774.2007 | 0 | 774.904 | 0.00482 | 572.2618 | 0.20219 | 572.741 | 0.4836
| 514.7634 | 0.00041025 | 572.4897 | 0.0014223 | 514.7634 | 0.00217 | 572.4897 | 0.00056629 | 565.8798 | 0.00042062 | 572.4897 | 0.00091724 | 572.9686 | 0.0010596 | 567.26 | -0.00065769 | 572.9686 | 0.00189 | 572.9686 | 0.0084253 | 572.9686 | 0.046659 | 567.26 | 0.00027091 | 572.9686 | 0.069514 | 515.8269 | 1.6524e-05 | 572.9686 | 0.0041129 | 572.9686 | 0.00186 | 572.4897 | 0.00055917 | 775.0693 | 0.892 | 572.4897 | 0.00067774 | 774.366 | 1.0001e-05 | 775.0693 | 0.0046 | 572.4897 | 0.20453 | 572.9686 | 0.48231
| 514.8779 | 0 | 572.7177 | 0.0016012 | 514.8779 | 0 | 572.7177 | -0.00015845 | 566.1059 | 6.2394e-05 | 572.7177 | 0.00016813 | 573.1963 | 0.00033535 | 567.49 | -0.0013997 | 573.1963 | 0.00072822 | 573.1963 | 0.0078212 | 573.1963 | 0.045705 | 567.49 | -0.00089942 | 573.1963 | 0.071157 | 515.944 | 2.9991e-05 | 573.1963 | 0.0037232 | 573.1963 | 0.00115 | 572.7177 | 5.2162e-05 | 775.2345 | 0.89416 | 572.7177 | -0.00083286 | 774.5314 | 0 | 775.2345 | 0.00492 | 572.7177 | 0.20286 | 573.1963 | 0.48235
| 514.9924 | 0 | 572.9457 | 0.0015148 | 514.9924 | 0.00144 | 572.9457 | 0.00074635 | 566.332 | 0.0003697 | 572.9457 | 0.0010402 | 573.4239 | 0.0012653 | 567.72 | 0.0009275 | 573.4239 | 0.00163 | 573.4239 | 0.0082245 | 573.4239 | 0.045282 | 567.72 | 0.0009211 | 573.4239 | 0.073581 | 516.0612 | 1.3912e-05 | 573.4239 | 0.0041458 | 573.4239 | 0.0018 | 572.9457 | 0.00048384 | 775.3998 | 0.90125 | 572.9457 | 3.2191e-05 | 774.6967 | 5.0004e-05 | 775.3998 | 0.00466 | 572.9457 | 0.20385 | 573.4239 | 0.48124
| 515.1069 | 0 | 573.1737 | 0.0014702 | 515.1069 | 0 | 573.1737 | -9.3755e-05 | 566.5581 | 0.00012126 | 573.1737 | 0.00019865 | 573.6516 | 0.00038676 | 567.95 | -0.00052277 | 573.6516 | 0.00071618 | 573.6516 | 0.0076868 | 573.6516 | 0.044228 | 567.95 | -0.0020698 | 573.6516 | 0.074804 | 516.1784 | 2.827e-05 | 573.6516 | 0.0032326 | 573.6516 | 0.00114 | 573.1737 | -0.00029058 | 775.5651 | 0.9069 | 573.1737 | -0.0001365 | 774.8621 | 0 | 775.5651 | 0.00501 | 573.1737 | 0.2035 | 573.6516 | 0.4808
| 515.2214 | 0.00116 | 573.4017 | 0.0014142 | 515.2214 | 0.0012 | 573.4017 | 0.00043361 | 566.7842 | 0.00045959 | 573.4017 | 0.0010807 | 573.8792 | 0.00082792 | 568.18 | 0.0012985 | 573.8792 | 0.00156 | 573.8792 | 0.0083077 | 573.8793 | 0.044018 | 568.18 | -0.0015496 | 573.8792 | 0.077617 | 516.2956 | 1.4557e-05 | 573.8792 | 0.0044302 | 573.8793 | 0.002 | 573.4017 | 0.00030354 | 775.7304 | 0.91743 | 573.4017 | 0.0014112 | 775.0275 | 6.9993e-05 | 775.7304 | 0.00479 | 573.4017 | 0.20605 | 573.8793 | 0.47984
| 515.3359 | 0 | 573.6297 | 0.0014405 | 515.3359 | 0 | 573.6297 | -0.00017136 | 567.0104 | 0.00022972 | 573.6297 | 0.00027962 | 574.1069 | 6.9559e-05 | 568.41 | 0.00045532 | 574.1069 | 0.00066375 | 574.1069 | 0.0071584 | 574.1069 | 0.042914 | 568.41 | -0.0030776 | 574.1069 | 0.079114 | 516.4127 | 3.0378e-05 | 574.1069 | 0.0040854 | 574.1069 | 0.00135 | 573.6297 | -0.00018678 | 775.8957 | 0.92362 | 573.6297 | -0.00052995 | 775.1928 | 0 | 775.8957 | 0.0051 | 573.6297 | 0.20489 | 574.1069 | 0.47923
| 515.4504 | 0.00176 | 573.8578 | 0.0014607 | 515.4504 | 0.00108 | 573.8578 | 0.00092471 | 567.2365 | 0.00054769 | 573.8578 | 0.00096256 | 574.3346 | 0.0011619 | 568.63 | 0.00096123 | 574.3346 | 0.00141 | 574.3346 | 0.0080715 | 574.3346 | 0.042836 | 568.63 | -0.0022648 | 574.3346 | 0.081784 | 516.5299 | 1.5927e-05 | 574.3346 | 0.0048828 | 574.3346 | 0.00205 | 573.8578 | 0.00080831 | 776.061 | 0.92334 | 573.8578 | 0.00015769 | 775.3582 | 5.0004e-05 | 776.061 | 0.00486 | 573.8578 | 0.20579 | 574.3346 | 0.47889
| 515.5649 | 0 | 574.0858 | 0.0012586 | 515.5649 | 0 | 574.0858 | -3.3068e-05 | 567.4626 | 0.00031493 | 574.0858 | 0.00020614 | 574.5623 | 0 | 568.86 | 0.00079259 | 574.5623 | 0.00060634 | 574.5623 | 0.0070571 | 574.5623 | 0.0413 | 568.86 | -0.00080189 | 574.5623 | 0.083198 | 516.6471 | 3.1982e-05 | 574.5623 | 0.0040465 | 574.5623 | 0.00135 | 574.0858 | -0.00012208 | 776.2263 | 0.93666 | 574.0858 | -0.00057771 | 775.5236 | 0 | 776.2263 | 0.00512 | 574.0858 | 0.20488 | 574.5623 | 0.47867
| 515.6794 | 0.00010482 | 574.3139 | 0.0016272 | 515.6794 | 0.00217 | 574.3139 | 0.00045846 | 567.6888 | 0.00049155 | 574.3139 | 0.0011354 | 574.79 | 0.0013687 | 569.09 | 0.00032042 | 574.79 | 0.00133 | 574.79 | 0.0078717 | 574.79 | 0.041095 | 569.09 | 0.00053099 | 574.79 | 0.08669 | 516.7643 | 1.6055e-05 | 574.79 | 0.0049565 | 574.79 | 0.00232 | 574.3139 | 0.00082029 | 776.3917 | 0.93373 | 574.3139 | 0.00078098 | 775.689 | 3.0002e-05 | 776.3917 | 0.0048 | 574.3139 | 0.20413 | 574.79 | 0.47826
| 515.7939 | 0 | 574.5419 | 0.0013578 | 515.7939 | 0 | 574.5419 | -0.00040203 | 567.915 | 0.00018005 | 574.5419 | 0.00014414 | 575.0178 | 0 | 569.32 | -0.0020068 | 575.0178 | 0.00063035 | 575.0178 | 0.0068891 | 575.0178 | 0.040189 | 569.32 | -0.0001192 | 575.0178 | 0.08747 | 516.8815 | 3.1736e-05 | 575.0178 | 0.0045635 | 575.0178 | 0.00152 | 574.5419 | -0.00019148 | 776.557 | 0.94536 | 574.5419 | -0.00050132 | 775.8544 | 0 | 776.557 | 0.00508 | 574.5419 | 0.20447 | 575.0178 | 0.47795
| 515.9085 | 0.00098522 | 574.77 | 0.0014136 | 515.9085 | 0.00208 | 574.77 | 0.00090263 | 568.1412 | 0.00058295 | 574.77 | 0.0010029 | 575.2455 | 0.0011582 | 569.55 | 0.0013997 | 575.2455 | 0.00165 | 575.2455 | 0.007612 | 575.2455 | 0.039927 | 569.55 | -0.00060684 | 575.2455 | 0.091483 | 516.9987 | 1.5915e-05 | 575.2455 | 0.0055498 | 575.2455 | 0.00216 | 574.77 | 0.00041156 | 776.7223 | 0.93925 | 574.77 | 0.0013971 | 776.0198 | 1.0001e-05 | 776.7223 | 0.00483 | 574.77 | 0.20518 | 575.2455 | 0.4766
| 516.023 | 0 | 574.9981 | 0.0011308 | 516.023 | 0 | 574.9981 | -0.00039049 | 568.3674 | -6.2128e-05 | 574.9981 | 0.00012978 | 575.4733 | 6.9646e-05 | 569.77 | -0.00045532 | 575.4733 | 0.00072953 | 575.4733 | 0.0065248 | 575.4733 | 0.038835 | 569.77 | -0.0019722 | 575.4733 | 0.092644 | 517.1159 | 2.9827e-05 | 575.4733 | 0.0047328 | 575.4733 | 0.00156 | 574.9981 | 9.4863e-05 | 776.8876 | 0.94594 | 574.9981 | 0.00045508 | 776.1852 | 0 | 776.8876 | 0.00519 | 574.9981 | 0.20226 | 575.4733 | 0.47626
| 516.1375 | 0.00142 | 575.2262 | 0.0013148 | 516.1375 | 0.00053755 | 575.2262 | 0.00039288 | 568.5936 | 0.00051449 | 575.2262 | 0.0011118 | 575.701 | 0.00092355 | 570 | 0.001737 | 575.701 | 0.00167 | 575.701 | 0.0072304 | 575.701 | 0.038952 | 570 | -0.00024923 | 575.701 | 0.096355 | 517.2331 | 1.4205e-05 | 575.701 | 0.0053933 | 575.7011 | 0.00239 | 575.2262 | 0.00073377 | 777.053 | 0.95223 | 575.2262 | 0.00093134 | 776.3506 | 5.0004e-05 | 777.053 | 0.00499 | 575.2262 | 0.20367 | 575.701 | 0.47568
| 516.252 | 0 | 575.4543 | 0.0015177 | 516.252 | 0 | 575.4543 | -7.8012e-05 | 568.8198 | 0.00014605 | 575.4543 | 0.00020602 | 575.9288 | 0 | 570.23 | -0.001602 | 575.9288 | 0.00067957 | 575.9288 | 0.006444 | 575.9288 | 0.037952 | 570.23 | -0.0012245 | 575.9288 | 0.097828 | 517.3503 | 2.8059e-05 | 575.9288 | 0.004656 | 575.9288 | 0.0017 | 575.4543 | -0.00018393 | 777.2183 | 0.95419 | 575.4543 | -0.00098825 | 776.516 | 0 | 777.2183 | 0.0054 | 575.4543 | 0.20369 | 575.9288 | 0.47521
| 516.3666 | 0 | 575.6825 | 0.0013193 | 516.3666 | 0.00095371 | 575.6825 | 0.00038301 | 569.046 | 0.00045797 | 575.6825 | 0.0010558 | 576.1566 | 0.0011275 | 570.46 | 0.00028669 | 576.1566 | 0.00139 | 576.1566 | 0.0072205 | 576.1566 | 0.037629 | 570.46 | 0.00036844 | 576.1566 | 0.10114 | 517.4675 | 1.4264e-05 | 576.1566 | 0.0057318 | 576.1566 | 0.00262 | 575.6825 | 0.00044728 | 777.3836 | 0.96049 | 575.6825 | 8.3456e-05 | 776.6814 | 5.0004e-05 | 777.3836 | 0.00515 | 575.6825 | 0.20418 | 576.1566 | 0.47479
| 516.4811 | 0 | 575.9106 | 0.0013797 | 516.4811 | 0 | 575.9106 | -0.00025281 | 569.2722 | 0.00013053 | 575.9106 | 0.00016621 | 576.3844 | 0.0002368 | 570.69 | -0.00011805 | 576.3844 | 0.00073923 | 576.3844 | 0.0059381 | 576.3844 | 0.036707 | 570.69 | 0.0017338 | 576.3844 | 0.10295 | 517.5847 | 2.9991e-05 | 576.3844 | 0.0052287 | 576.3844 | 0.00172 | 575.9106 | 6.5337e-05 | 777.549 | 0.96934 | 575.9106 | -0.00095204 | 776.8468 | 0 | 777.549 | 0.00548 | 575.9106 | 0.20234 | 576.3844 | 0.47487
| 516.5956 | 0.0005001 | 576.1388 | 0.0013502 | 516.5956 | 0.0016 | 576.1388 | 0.00094859 | 569.4985 | 0.00047937 | 576.1388 | 0.0010927 | 576.6122 | 0.0008775 | 570.92 | 0.0016695 | 576.6122 | 0.00125 | 576.6122 | 0.0072804 | 576.6122 | 0.036709 | 570.92 | -0.00037928 | 576.6122 | 0.10677 | 517.7019 | 1.6055e-05 | 576.6122 | 0.0062339 | 576.6122 | 0.00259 | 576.1387 | 0.00083776 | 777.7143 | 0.96702 | 576.1388 | 0.00081406 | 777.0122 | 6.9993e-05 | 777.7143 | 0.00517 | 576.1387 | 0.20255 | 576.6122 | 0.4741
| 516.7102 | 0 | 576.3669 | 0.0011929 | 516.7102 | 0 | 576.3669 | -0.00019207 | 569.7247 | 2.8254e-05 | 576.3669 | -2.9716e-05 | 576.84 | 0 | 571.14 | -0.0023104 | 576.84 | 0.00021068 | 576.84 | 0.0058216 | 576.84 | 0.035258 | 571.14 | -0.001257 | 576.84 | 0.10853 | 517.8191 | 3.1362e-05 | 576.84 | 0.0054934 | 576.84 | 0.00195 | 576.3669 | -0.00026954 | 777.8797 | 0.97541 | 576.3669 | -0.0021812 | 777.1776 | 0 | 777.8797 | 0.00547 | 576.3669 | 0.20107 | 576.84 | 0.4742
| 516.8247 | 0.00098522 | 576.5951 | 0.0015086 | 516.8247 | 0.00074563 | 576.5951 | 0.00075504 | 569.951 | 0.00037141 | 576.5951 | 0.0011557 | 577.0679 | 0.0010815 | 571.37 | 0.00048905 | 577.0679 | 0.00146 | 577.0679 | 0.0068325 | 577.0679 | 0.03548 | 571.37 | 0.0010836 | 577.0679 | 0.11271 | 517.9364 | 1.5575e-05 | 577.0679 | 0.0064931 | 577.0679 | 0.00282 | 576.5951 | 0.00078867 | 778.045 | 0.98274 | 576.5951 | 0.00092255 | 777.3431 | 5.0004e-05 | 778.045 | 0.00521 | 576.5951 | 0.20239 | 577.0679 | 0.47341
| 516.9393 | 0 | 576.8233 | 0.0012479 | 516.9393 | 0 | 576.8233 | -0.00039712 | 570.1773 | 7.3209e-05 | 576.8233 | 0.00013747 | 577.2957 | 0 | 571.6 | -0.00069142 | 577.2957 | 0.000298 | 577.2957 | 0.0056284 | 577.2957 | 0.034208 | 571.6 | 0.0011162 | 577.2957 | 0.11398 | 518.0536 | 3.0753e-05 | 577.2957 | 0.0056917 | 577.2957 | 0.00204 | 576.8233 | -0.00014925 | 778.2104 | 0.9733 | 576.8233 | -9.2613e-05 | 777.5085 | 0 | 778.2104 | 0.00561 | 576.8233 | 0.19901 | 577.2957 | 0.47307
| 517.0539 | 0.0006079 | 577.0515 | 0.0015006 | 517.0539 | 0.00154 | 577.0515 | 0.00069279 | 570.4036 | 0.0004805 | 577.0515 | 0.0011028 | 577.5236 | 0.00082237 | 571.83 | -0.0016695 | 577.5236 | 0.00146 | 577.5236 | 0.0068206 | 577.5236 | 0.034426 | 571.83 | 0.0019289 | 577.5236 | 0.11886 | 518.1708 | 1.5353e-05 | 577.5236 | 0.0067511 | 577.5236 | 0.00286 | 577.0515 | 0.00117 | 778.3758 | 0.97968 | 577.0515 | 0.0013316 | 777.6739 | 8.9995e-05 | 778.3758 | 0.00534 | 577.0515 | 0.20081 | 577.5236 | 0.47191
| 517.1684 | 0 | 577.2797 | 0.001366 | 517.1684 | 0 | 577.2797 | -0.00055776 | 570.6299 | 0.00014599 | 577.2797 | 8.2902e-05 | 577.7514 | 0 | 572.06 | -0.0012648 | 577.7514 | 0.00045949 | 577.7514 | 0.0054738 | 577.7515 | 0.033265 | 572.06 | -0.00096444 | 577.7514 | 0.12046 | 518.2881 | 2.8949e-05 | 577.7514 | 0.0060595 | 577.7515 | 0.00237 | 577.2797 | -0.00031692 | 778.5411 | 0.97898 | 577.2797 | 0.00047971 | 777.8394 | 0 | 778.5411 | 0.00568 | 577.2797 | 0.19976 | 577.7515 | 0.47186
| 517.283 | 0.00062587 | 577.5079 | 0.0014129 | 517.283 | 0.0016 | 577.5079 | 0.0010291 | 570.8562 | 0.00036726 | 577.5079 | 0.001044 | 577.9793 | 0.00090047 | 572.29 | 0.00045532 | 577.9793 | 0.00149 | 577.9793 | 0.0067105 | 577.9793 | 0.033177 | 572.29 | 0.00049847 | 577.9793 | 0.12471 | 518.4053 | 1.3713e-05 | 577.9793 | 0.0070814 | 577.9793 | 0.00289 | 577.5079 | 0.00109 | 778.7065 | 0.98173 | 577.5079 | 0.00068705 | 778.0048 | 5.0004e-05 | 778.7065 | 0.0054 | 577.5079 | 0.19862 | 577.9793 | 0.47052
| 517.3976 | 0 | 577.7362 | 0.0013574 | 517.3976 | 0 | 577.7362 | -0.00050146 | 571.0825 | 0.00030613 | 577.7362 | 0.00018985 | 578.2072 | 0.00015115 | 572.51 | -0.00086005 | 578.2072 | 0.00036245 | 578.2072 | 0.005514 | 578.2072 | 0.032126 | 572.51 | 4.3346e-05 | 578.2072 | 0.1269 | 518.5225 | 2.9113e-05 | 578.2072 | 0.0063569 | 578.2072 | 0.00233 | 577.7361 | -0.0002056 | 778.8719 | 0.98856 | 577.7362 | -0.0014288 | 778.1703 | 0 | 778.8719 | 0.00586 | 577.7361 | 0.19854 | 578.2072 | 0.46937
| 517.5122 | 0.00021262 | 577.9644 | 0.0012317 | 517.5122 | 0.00144 | 577.9644 | 0.00095676 | 571.3088 | 0.00039753 | 577.9644 | 0.0011241 | 578.4351 | 0.0010499 | 572.74 | 0.00045532 | 578.4351 | 0.00151 | 578.4351 | 0.0062617 | 578.4351 | 0.032004 | 572.74 | 0.0027091 | 578.4351 | 0.13124 | 518.6398 | 1.5763e-05 | 578.4351 | 0.0074158 | 578.4351 | 0.00307 | 577.9644 | 0.00105 | 779.0373 | 0.98571 | 577.9644 | 0.0020571 | 778.3357 | 5.0004e-05 | 779.0373 | 0.00566 | 577.9644 | 0.19857 | 578.4351 | 0.46834
| 517.6267 | 0 | 578.1927 | 0.0011335 | 517.6267 | 0 | 578.1927 | -0.00035155 | 571.5352 | 6.7728e-05 | 578.1927 | 0.00013005 | 578.663 | 0.00016345 | 572.97 | -0.0015346 | 578.663 | 0.00053071 | 578.663 | 0.0050077 | 578.663 | 0.031108 | 572.97 | 0.0016363 | 578.663 | 0.13306 | 518.757 | 3.19e-05 | 578.663 | 0.0067364 | 578.663 | 0.00263 | 578.1927 | 7.1823e-05 | 779.2026 | 0.99205 | 578.1927 | -0.0013704 | 778.5012 | 0 | 779.2026 | 0.00601 | 578.1927 | 0.19801 | 578.663 | 0.46816
| 517.7413 | 0.00075165 | 578.4209 | 0.0014239 | 517.7413 | 0.00098839 | 578.4209 | 0.00075465 | 571.7615 | 0.00052618 | 578.4209 | 0.0010149 | 578.891 | 0.0006404 | 573.2 | -0.00011805 | 578.891 | 0.00144 | 578.891 | 0.0057788 | 578.8909 | 0.031118 | 573.2 | -0.00031426 | 578.891 | 0.13734 | 518.8743 | 1.6571e-05 | 578.891 | 0.0078654 | 578.8909 | 0.00326 | 578.4209 | 0.0008325 | 779.3681 | 0.99733 | 578.4209 | 0.00077096 | 778.6667 | 3.0002e-05 | 779.3681 | 0.00564 | 578.4209 | 0.1982 | 578.8909 | 0.46701
| 517.8559 | 0 | 578.6492 | 0.0013657 | 517.8559 | 0 | 578.6492 | -0.00020748 | 571.9879 | 0.00018367 | 578.6492 | 0.00014349 | 579.1189 | 0.00011798 | 573.43 | 0.00099496 | 579.1189 | 0.00064621 | 579.1189 | 0.0053042 | 579.1189 | 0.029941 | 573.43 | 0.0011487 | 579.1189 | 0.14 | 518.9915 | 3.053e-05 | 579.1189 | 0.007147 | 579.1189 | 0.00248 | 578.6492 | 4.7314e-05 | 779.5334 | 0.9949 | 578.6492 | -0.00086784 | 778.8321 | 0 | 779.5334 | 0.00586 | 578.6492 | 0.19394 | 579.1189 | 0.46681
| 517.9705 | 0.00073368 | 578.8775 | 0.0014369 | 517.9705 | 0.0006936 | 578.8775 | 0.00087454 | 572.2142 | 0.00036767 | 578.8775 | 0.00099149 | 579.3468 | 0.00081011 | 573.66 | 0.00079259 | 579.3469 | 0.00136 | 579.3468 | 0.0057295 | 579.3469 | 0.030285 | 573.66 | -0.00047681 | 579.3468 | 0.14548 | 519.1088 | 1.458e-05 | 579.3468 | 0.0082286 | 579.3469 | 0.00346 | 578.8775 | 0.00051069 | 779.6988 | 0.99396 | 578.8775 | 0.0004618 | 778.9976 | 6.9993e-05 | 779.6988 | 0.00555 | 578.8775 | 0.1981 | 579.3469 | 0.46633
| 518.0851 | 0 | 579.1058 | 0.0012103 | 518.0851 | 0 | 579.1058 | 1.6262e-05 | 572.4406 | 4.5394e-05 | 579.1058 | 0.00022395 | 579.5748 | 0.00023686 | 573.88 | -0.00052277 | 579.5748 | 0.00010421 | 579.5748 | 0.0047959 | 579.5748 | 0.029109 | 573.88 | 0.0014088 | 579.5748 | 0.14834 | 519.2261 | 2.8926e-05 | 579.5748 | 0.0079157 | 579.5748 | 0.00299 | 579.1058 | 0.00027469 | 779.8642 | 0.99084 | 579.1058 | -0.0020042 | 779.1631 | 0 | 779.8642 | 0.00591 | 579.1058 | 0.19511 | 579.5748 | 0.46605
| 518.1997 | 0.00109 | 579.3341 | 0.0012833 | 518.1997 | 0.00121 | 579.3341 | 0.00075522 | 572.667 | 0.00034972 | 579.3341 | 0.00097337 | 579.8028 | 0.0011266 | 574.11 | 0.0020405 | 579.8028 | 0.0012 | 579.8028 | 0.0056441 | 579.8028 | 0.028959 | 574.11 | -8.6692e-05 | 579.8028 | 0.15223 | 519.3433 | 1.4861e-05 | 579.8028 | 0.0089268 | 579.8028 | 0.00364 | 579.3341 | 0.00073584 | 780.0296 | 0.99496 | 579.3341 | 0.00076272 | 779.3286 | 1.0001e-05 | 780.0296 | 0.00571 | 579.3341 | 0.19585 | 579.8028 | 0.46482
| 518.3143 | 0 | 579.5625 | 0.0012008 | 518.3143 | 0 | 579.5625 | -0.00035324 | 572.8934 | 8.5227e-05 | 579.5625 | 3.99e-05 | 580.0308 | 0.00035854 | 574.34 | -0.00075887 | 580.0308 | 0.00052421 | 580.0308 | 0.0046562 | 580.0308 | 0.027822 | 574.34 | 0.0020915 | 580.0308 | 0.15502 | 519.4606 | 2.8551e-05 | 580.0308 | 0.0080079 | 580.0308 | 0.00303 | 579.5625 | -0.00011511 | 780.1951 | 0.99314 | 579.5625 | -0.00076969 | 779.4941 | 0 | 780.1951 | 0.00595 | 579.5625 | 0.19432 | 580.0308 | 0.4641
| 518.4289 | 0.00127 | 579.7908 | 0.0014674 | 518.4289 | 0.00057222 | 579.7908 | 0.00071356 | 573.1198 | 0.00039577 | 579.7908 | 0.00089745 | 580.2588 | 0.00084352 | 574.57 | 0.00048905 | 580.2588 | 0.00146 | 580.2588 | 0.0059934 | 580.2588 | 0.028384 | 574.57 | 0.0039769 | 580.2588 | 0.16044 | 519.5779 | 1.78e-05 | 580.2588 | 0.009409 | 580.2588 | 0.00395 | 579.7908 | 0.00103 | 780.3605 | 0.99434 | 579.7908 | -0.000518 | 779.6595 | 1.0001e-05 | 780.3605 | 0.00603 | 579.7908 | 0.19486 | 580.2588 | 0.46331
| 518.5435 | 0 | 580.0192 | 0.0015145 | 518.5435 | 0 | 580.0192 | 0.00068317 | 573.3463 | 0.00040005 | 580.0192 | 0.00096992 | 580.4868 | 0.0010043 | 574.8 | 0.0005565 | 580.4868 | 0.00113 | 580.4868 | 0.0054169 | 580.4868 | 0.027454 | 574.8 | -0.0001192 | 580.4868 | 0.16871 | 519.6951 | 2.1618e-05 | 580.4868 | 0.0096869 | 580.4868 | 0.00425 | 580.0192 | 0.00086133 | 780.5259 | 0.99801 | 580.0192 | 0.00078844 | 779.8251 | 0 | 780.5259 | 0.00613 | 580.0192 | 0.1932 | 580.4868 | 0.46325
| 518.6581 | 0.00084148 | 580.2475 | 0.0011071 | 518.6581 | 0.00113 | 580.2475 | -0.00037225 | 573.5727 | -1.2967e-06 | 580.2475 | 0.00012136 | 580.7148 | 0 | 575.03 | -0.0014672 | 580.7148 | 0.00027308 | 580.7148 | 0.0045544 | 580.7148 | 0.026098 | 575.03 | 0.0015712 | 580.7148 | 0.17315 | 519.8124 | 1.1781e-05 | 580.7148 | 0.009009 | 580.7148 | 0.00313 | 580.2475 | 0.00029701 | 780.6913 | 0.99877 | 580.2475 | -0.0010898 | 779.9905 | 0 | 780.6913 | 0.00628 | 580.2475 | 0.1919 | 580.7148 | 0.46179
| 518.7727 | 0.00016197 | 580.4759 | 0.001378 | 518.7727 | 0 | 580.4759 | 0.00055152 | 573.7991 | 0.00039206 | 580.4759 | 0.001087 | 580.9428 | 0.00092165 | 575.26 | 0.0010961 | 580.9428 | 0.00143 | 580.9428 | 0.0057646 | 580.9428 | 0.026709 | 575.26 | 0.0025791 | 580.9428 | 0.17801 | 519.9297 | 1.0715e-05 | 580.9428 | 0.0099327 | 580.9428 | 0.00439 | 580.4759 | 0.00112 | 780.8568 | 1 | 580.4759 | 0.00064449 | 780.1561 | 0 | 780.8568 | 0.00599 | 580.4759 | 0.19246 | 580.9428 | 0.46194
| 518.8874 | 0.00075165 | 580.7043 | 0.0011836 | 518.8874 | 0.00053755 | 580.7043 | -0.00051119 | 574.0256 | 0.00022005 | 580.7043 | 5.1195e-05 | 581.1709 | 0.00024868 | 575.48 | 0.0011973 | 581.1709 | 0.00030228 | 581.1709 | 0.0041342 | 581.1709 | 0.025351 | 575.48 | 0.002384 | 581.1709 | 0.18022 | 520.047 | 9.6731e-06 | 581.1709 | 0.0095707 | 581.1709 | 0.00372 | 580.7043 | 0.00023627 | 781.0222 | 0.99965 | 580.7043 | -0.00063048 | 780.3216 | 0 | 781.0222 | 0.00629 | 580.7043 | 0.19033 | 581.1709 | 0.46152
| 519.002 | 0 | 580.9327 | 0.0014589 | 519.002 | 0 | 580.9327 | 0.00054184 | 574.2521 | 0.00036526 | 580.9327 | 0.00099569 | 581.3989 | 0.00035617 | 575.71 | -1.6864e-05 | 581.3989 | 0.00131 | 581.3989 | 0.005283 | 581.3989 | 0.025672 | 575.71 | 0.002449 | 581.3989 | 0.18684 | 520.1643 | 9.1812e-06 | 581.3989 | 0.010787 | 581.3989 | 0.0047 | 580.9327 | 0.0009052 | 781.1876 | 0.99445 | 580.9327 | -0.00021055 | 780.4871 | 0 | 781.1876 | 0.00613 | 580.9327 | 0.19217 | 581.3989 | 0.46053
| 519.1166 | 0.00089539 | 581.1611 | 0.0010542 | 519.1166 | 0.00168 | 581.1611 | -0.00011723 | 574.4785 | 0.00011456 | 581.1611 | 0.00019336 | 581.627 | 0.00018883 | 575.94 | -0.0017707 | 581.627 | 0.00051819 | 581.627 | 0.0041179 | 581.627 | 0.024955 | 575.94 | 0.0011487 | 581.627 | 0.19094 | 520.2816 | 9.3803e-06 | 581.627 | 0.010222 | 581.627 | 0.00382 | 581.1611 | -0.00011554 | 781.3531 | 0.99112 | 581.1611 | -0.00075759 | 780.6526 | 0 | 781.3531 | 0.00653 | 581.1611 | 0.19098 | 581.627 | 0.46116
| 519.2313 | 0 | 581.3895 | 0.0012467 | 519.2313 | 0 | 581.3895 | 0.00047571 | 574.705 | 0.00045509 | 581.3895 | 0.00092168 | 581.8551 | 0.0009672 | 576.17 | -0.00059023 | 581.8551 | 0.00125 | 581.8551 | 0.0050658 | 581.8551 | 0.024997 | 576.17 | 0.0030341 | 581.8551 | 0.19759 | 520.3989 | 8.6777e-06 | 581.8551 | 0.01139 | 581.8551 | 0.00483 | 581.3895 | 0.00127 | 781.5185 | 0.98866 | 581.3895 | 0.00056445 | 780.8181 | 0 | 781.5185 | 0.00635 | 581.3895 | 0.19244 | 581.8551 | 0.46034
| 519.3459 | 0.00037433 | 581.618 | 0.00097201 | 519.3459 | 0.00118 | 581.618 | -6.0847e-05 | 574.9315 | 0.00010466 | 581.618 | 0.00015702 | 582.0832 | 0 | 576.4 | -0.0014672 | 582.0832 | 0.00048473 | 582.0832 | 0.0036734 | 582.0832 | 0.024193 | 576.4 | 0.0070653 | 582.0832 | 0.20121 | 520.5162 | 9.2984e-06 | 582.0832 | 0.010642 | 582.0832 | 0.00415 | 581.618 | -0.00017085 | 781.684 | 0.98128 | 581.618 | 6.022e-05 | 780.9836 | 0 | 781.684 | 0.00669 | 581.618 | 0.19193 | 582.0832 | 0.46019
| 519.4606 | 0 | 581.8464 | 0.0013613 | 519.4606 | 0 | 581.8464 | 0.00069124 | 575.158 | 0.00045677 | 581.8464 | 0.0011133 | 582.3113 | 0.00079042 | 576.63 | -0.0015346 | 582.3113 | 0.00151 | 582.3113 | 0.0049127 | 582.3113 | 0.02435 | 576.63 | 0.0064477 | 582.3113 | 0.20847 | 520.6335 | 9.2632e-06 | 582.3113 | 0.011701 | 582.3113 | 0.00495 | 581.8464 | 0.00125 | 781.8494 | 0.98066 | 581.8464 | 0.0007533 | 781.1492 | 0 | 781.8494 | 0.00648 | 581.8464 | 0.19149 | 582.3113 | 0.45911
| 519.5752 | 0.00057197 | 582.0749 | 0.0011022 | 519.5752 | 0.00175 | 582.0749 | -0.00027406 | 575.3845 | 0.00013664 | 582.0749 | 8.9453e-05 | 582.5394 | 4.186e-06 | 576.85 | -0.00082632 | 582.5394 | 0.00040253 | 582.5394 | 0.0036096 | 582.5394 | 0.023023 | 576.85 | 0.0077805 | 582.5394 | 0.21232 | 520.7508 | 1.0516e-05 | 582.5394 | 0.011547 | 582.5394 | 0.00449 | 582.0749 | 4.5326e-06 | 782.0149 | 0.9829 | 582.0749 | -0.0016713 | 781.3147 | 0 | 782.0149 | 0.00678 | 582.0749 | 0.18956 | 582.5394 | 0.45863
| 519.6898 | 0 | 582.3033 | 0.0012549 | 519.6898 | 0 | 582.3033 | 0.00043291 | 575.6111 | 0.00033895 | 582.3033 | 0.0010276 | 582.7675 | 0.00057711 | 577.08 | -0.00065769 | 582.7675 | 0.00121 | 582.7675 | 0.0046539 | 582.7675 | 0.023634 | 577.08 | 0.0080731 | 582.7675 | 0.21852 | 520.8681 | 9.0524e-06 | 582.7675 | 0.012841 | 582.7675 | 0.00535 | 582.3033 | 0.00115 | 782.1803 | 0.99246 | 582.3033 | 0.00072312 | 781.4802 | 0 | 782.1803 | 0.00654 | 582.3033 | 0.18924 | 582.7675 | 0.45803
| 519.8045 | 0.00041025 | 582.5318 | 0.001127 | 519.8045 | 0.00106 | 582.5318 | 0.00042729 | 575.8376 | 8.2349e-05 | 582.5318 | 7.7261e-05 | 582.9956 | 0 | 577.31 | -0.00011805 | 582.9956 | 0.00043203 | 582.9956 | 0.0036982 | 582.9957 | 0.022498 | 577.31 | 0.010479 | 582.9956 | 0.22419 | 520.9854 | 8.5606e-06 | 582.9956 | 0.012465 | 582.9957 | 0.00472 | 582.5318 | 0.00026777 | 782.3458 | 0.9805 | 582.5318 | -0.00060086 | 781.6458 | 0 | 782.3458 | 0.00696 | 582.5318 | 0.18879 | 582.9957 | 0.45789
| 519.9192 | 0 | 582.7603 | 0.0012353 | 519.9192 | 0 | 582.7603 | 0.00057592 | 576.0641 | 0.00029387 | 582.7603 | 0.00097027 | 583.2238 | 0.00071649 | 577.54 | -0.00052277 | 583.2238 | 0.00147 | 583.2238 | 0.0046094 | 583.2238 | 0.022887 | 577.54 | 0.010121 | 583.2238 | 0.23168 | 521.1027 | 8.4318e-06 | 583.2238 | 0.013456 | 583.2238 | 0.00574 | 582.7603 | 0.00116 | 782.5113 | 0.98207 | 582.7603 | 1.5545e-05 | 781.8113 | 0 | 782.5113 | 0.00682 | 582.7603 | 0.19082 | 583.2238 | 0.45789
| 520.0338 | 0.00118 | 582.9888 | 0.0012039 | 520.0338 | 0.00113 | 582.9888 | -0.00064594 | 576.2907 | 0.00013204 | 582.9888 | 9.0456e-05 | 583.452 | 0.00013403 | 577.77 | -0.00042159 | 583.452 | 0.00045684 | 583.452 | 0.0035749 | 583.452 | 0.022037 | 577.77 | 0.014348 | 583.452 | 0.23829 | 521.2201 | 8.9939e-06 | 583.452 | 0.01265 | 583.452 | 0.00491 | 582.9888 | 0.0007743 | 782.6768 | 0.97846 | 582.9888 | -0.00092843 | 781.9769 | 0 | 782.6768 | 0.00697 | 582.9888 | 0.18901 | 583.452 | 0.45684
| 520.1485 | 0 | 583.2173 | 0.00091404 | 520.1485 | 0 | 583.2173 | 0.0010104 | 576.5173 | 0.0003254 | 583.2173 | 0.00089017 | 583.6801 | 0.0011017 | 578 | 0.0018381 | 583.6801 | 0.00138 | 583.6801 | 0.0048637 | 583.6801 | 0.022492 | 578 | 0.01555 | 583.6801 | 0.24645 | 521.3374 | 1.0095e-05 | 583.6801 | 0.014207 | 583.6801 | 0.00614 | 583.2173 | 0.00128 | 782.8423 | 0.97523 | 583.2173 | 0.0025963 | 782.1425 | 0 | 782.8423 | 0.00665 | 583.2173 | 0.19028 | 583.6801 | 0.45751
| 520.2632 | 0.00073368 | 583.4459 | 0.0010152 | 520.2632 | 0.00163 | 583.4459 | -0.00043706 | 576.7438 | 9.2954e-05 | 583.4459 | 4.0544e-05 | 583.9083 | 0 | 578.23 | -0.0011636 | 583.9083 | 0.00043317 | 583.9083 | 0.0036999 | 583.9083 | 0.021521 | 578.23 | 0.019029 | 583.9083 | 0.25202 | 521.4547 | 9.0993e-06 | 583.9083 | 0.013753 | 583.9083 | 0.0054 | 583.4459 | 0.00037098 | 783.0077 | 0.97124 | 583.4459 | -0.00079719 | 782.308 | 0 | 783.0077 | 0.00702 | 583.4459 | 0.1893 | 583.9083 | 0.45723
| 520.3778 | 0 | 583.6744 | 0.0014044 | 520.3778 | 0 | 583.6744 | 0.00064769 | 576.9705 | 0.00041078 | 583.6744 | 0.001015 | 584.1365 | 0.0011953 | 578.46 | 0.00059023 | 584.1365 | 0.00126 | 584.1365 | 0.004798 | 584.1365 | 0.021993 | 578.46 | 0.016948 | 584.1365 | 0.26136 | 521.572 | 8.2327e-06 | 584.1365 | 0.015005 | 584.1365 | 0.00639 | 583.6744 | 0.00093026 | 783.1732 | 0.96658 | 583.6744 | 0.0012291 | 782.4736 | 0 | 783.1732 | 0.00688 | 583.6744 | 0.19182 | 584.1365 | 0.4577
| 520.4925 | 0.00015871 | 583.903 | 0.00099418 | 520.4925 | 0.0016 | 583.903 | -6.3569e-05 | 577.197 | 0.00018229 | 583.903 | 6.5531e-05 | 584.3647 | 6.1721e-05 | 578.68 | -0.0016358 | 584.3647 | 0.00043166 | 584.3647 | 0.0033728 | 584.3647 | 0.02052 | 578.68 | 0.021825 | 584.3647 | 0.26603 | 521.6894 | 8.5372e-06 | 584.3647 | 0.014318 | 584.3647 | 0.00562 | 583.903 | 0.00055751 | 783.3387 | 0.96658 | 583.903 | -0.0008005 | 782.6391 | 0 | 783.3387 | 0.00718 | 583.903 | 0.19015 | 584.3647 | 0.45682
| 520.6072 | 0 | 584.1315 | 0.0013261 | 520.6072 | 0 | 584.1315 | 0.00066359 | 577.4236 | 0.00042642 | 584.1315 | 0.0010133 | 584.5929 | 0.0010906 | 578.91 | 0.00096123 | 584.5929 | 0.00144 | 584.5929 | 0.0046029 | 584.593 | 0.021518 | 578.91 | 0.023449 | 584.5929 | 0.27668 | 521.8067 | 9.2984e-06 | 584.5929 | 0.016066 | 584.593 | 0.00693 | 584.1315 | 0.00126 | 783.5042 | 0.9673 | 584.1315 | 0.001201 | 782.8047 | 0 | 783.5042 | 0.00691 | 584.1315 | 0.19131 | 584.593 | 0.45662
| 520.7219 | 0.00014075 | 584.3601 | 0.00087838 | 520.7219 | 0.00097105 | 584.3601 | -0.0001307 | 577.6503 | 0.00026385 | 584.3601 | -1.0223e-05 | 584.8212 | 5.59e-05 | 579.14 | -0.0020068 | 584.8212 | 0.00016231 | 584.8212 | 0.0033738 | 584.8212 | 0.02014 | 579.14 | 0.034405 | 584.8212 | 0.28339 | 521.9241 | 1.0247e-05 | 584.8212 | 0.015393 | 584.8212 | 0.00594 | 584.3601 | 0.00028389 | 783.6697 | 0.96686 | 584.3601 | -0.00012281 | 782.9703 | 0 | 783.6697 | 0.00727 | 584.3601 | 0.18906 | 584.8212 | 0.45653
| 520.8366 | 0 | 584.5887 | 0.0012361 | 520.8366 | 0 | 584.5887 | 0.00087563 | 577.8769 | 0.00049901 | 584.5887 | 0.00096376 | 585.0494 | 0.00092337 | 579.37 | 0.0011299 | 585.0494 | 0.00128 | 585.0494 | 0.0045596 | 585.0494 | 0.020848 | 579.37 | 0.036063 | 585.0494 | 0.29247 | 522.0414 | 9.6731e-06 | 585.0494 | 0.017409 | 585.0494 | 0.0073 | 584.5887 | 0.00122 | 783.8352 | 0.96656 | 584.5887 | 0.00072997 | 783.1359 | 0 | 783.8352 | 0.00711 | 584.5887 | 0.1911 | 585.0494 | 0.45577
| 520.9513 | 0.00096726 | 584.8173 | 0.0011403 | 520.9513 | 0.00158 | 584.8173 | -0.00023672 | 578.1036 | 0.00018987 | 584.8173 | 6.4504e-05 | 585.2777 | 0 | 579.6 | -0.0011299 | 585.2777 | 0.00040401 | 585.2777 | 0.0033751 | 585.2776 | 0.019626 | 579.6 | 0.042532 | 585.2777 | 0.29838 | 522.1588 | 1.0177e-05 | 585.2777 | 0.016483 | 585.2776 | 0.0065 | 584.8173 | 0.00052852 | 784.0007 | 0.95898 | 584.8173 | -0.00050772 | 783.3015 | 0 | 784.0007 | 0.00743 | 584.8173 | 0.18714 | 585.2776 | 0.45552
| 521.066 | 0 | 585.0459 | 0.0011975 | 521.066 | 0 | 585.0459 | 0.00077722 | 578.3302 | 0.00066048 | 585.0459 | 0.0010321 | 585.5059 | 0.00091399 | 579.83 | -0.0013997 | 585.5059 | 0.00126 | 585.5059 | 0.0043487 | 585.5059 | 0.0203 | 579.83 | 0.043833 | 585.5059 | 0.30742 | 522.2761 | 1.0341e-05 | 585.5059 | 0.017986 | 585.5059 | 0.00762 | 585.0459 | 0.00117 | 784.1662 | 0.95962 | 585.0459 | -0.0010677 | 783.4671 | 0 | 784.1662 | 0.00745 | 585.0459 | 0.19241 | 585.5059 | 0.45457
| 521.1807 | 0.00076961 | 585.2745 | 0.0010232 | 521.1807 | 0.00019074 | 585.2745 | -0.00048717 | 578.5569 | 0.00018811 | 585.2745 | -1.5826e-05 | 585.7342 | 3.5038e-05 | 580.06 | -1.6864e-05 | 585.7342 | 0.00031139 | 585.7342 | 0.0032416 | 585.7342 | 0.018874 | 580.06 | 0.052026 | 585.7342 | 0.31274 | 522.3935 | 1.1336e-05 | 585.7342 | 0.017213 | 585.7342 | 0.00686 | 585.2745 | 0.00042089 | 784.3318 | 0.94212 | 585.2745 | -0.00032352 | 783.6327 | 0 | 784.3318 | 0.00786 | 585.2745 | 0.18785 | 585.7342 | 0.45368
| 521.2954 | 0 | 585.5032 | 0.0012297 | 521.2954 | 0 | 585.5032 | 0.00060948 | 578.7835 | 0.00035873 | 585.5032 | 0.00089637 | 585.9625 | 0.00080923 | 580.28 | 0.00045532 | 585.9625 | 0.00124 | 585.9625 | 0.0040774 | 585.9625 | 0.01944 | 580.28 | 0.054464 | 585.9625 | 0.32158 | 522.5108 | 1.1149e-05 | 585.9625 | 0.018641 | 585.9625 | 0.00781 | 585.5032 | 0.00142 | 784.4973 | 0.93636 | 585.5032 | -0.00041465 | 783.7983 | 0 | 784.4973 | 0.0078 | 585.5032 | 0.1877 | 585.9625 | 0.45206
| 521.4101 | 0 | 585.7318 | 0.0009544 | 521.4101 | 0.00081498 | 585.7318 | -0.00025209 | 579.0102 | 0.00012474 | 585.7318 | 3.7279e-05 | 586.1908 | 0 | 580.51 | -0.00011805 | 586.1908 | 0.00016962 | 586.1908 | 0.0030008 | 586.1908 | 0.018126 | 580.51 | 0.06607 | 586.1908 | 0.3278 | 522.6282 | 1.068e-05 | 586.1908 | 0.017975 | 586.1908 | 0.00727 | 585.7318 | 0.00027304 | 784.6628 | 0.9268 | 585.7318 | -0.0010935 | 783.9639 | 0 | 784.6628 | 0.00807 | 585.7318 | 0.18552 | 586.1908 | 0.45125
| 521.5249 | 0 | 585.9605 | 0.00083447 | 521.5249 | 0 | 585.9605 | 0.0006789 | 579.2369 | 0.00046422 | 585.9605 | 0.0010459 | 586.4191 | 0.00096478 | 580.74 | 0.00082632 | 586.4191 | 0.00133 | 586.4191 | 0.004169 | 586.4191 | 0.018845 | 580.74 | 0.067988 | 586.4191 | 0.33664 | 522.7456 | 1.0879e-05 | 586.4191 | 0.019568 | 586.4191 | 0.00848 | 585.9605 | 0.0015 | 784.8284 | 0.92636 | 585.9605 | 0.00099057 | 784.1295 | 0 | 784.8284 | 0.00803 | 585.9605 | 0.18641 | 586.4191 | 0.45126
| 521.6396 | 0.0012 | 586.1891 | 0.0010159 | 521.6396 | 0.00205 | 586.1891 | -0.00076381 | 579.4636 | 0.00025544 | 586.1891 | 0.00016463 | 586.6474 | 0 | 580.97 | -0.0011973 | 586.6474 | 5.5185e-05 | 586.6474 | 0.0028421 | 586.6474 | 0.017574 | 580.97 | 0.082909 | 586.6474 | 0.34415 | 522.8629 | 1.1125e-05 | 586.6474 | 0.019199 | 586.6474 | 0.00787 | 586.1891 | 0.00082918 | 784.9939 | 0.92568 | 586.1891 | -0.00029059 | 784.2951 | 0 | 784.9939 | 0.00848 | 586.1891 | 0.18568 | 586.6474 | 0.45154
| 521.7543 | 0 | 586.4178 | 0.0012381 | 521.7543 | 0 | 586.4178 | 0.00072039 | 579.6903 | 0.00038718 | 586.4178 | 0.00093332 | 586.8758 | 0.00076943 | 581.2 | 0.00032042 | 586.8758 | 0.00117 | 586.8758 | 0.004043 | 586.8757 | 0.018139 | 581.2 | 0.076831 | 586.8758 | 0.35592 | 522.9803 | 1.068e-05 | 586.8758 | 0.020595 | 586.8757 | 0.00887 | 586.4178 | 0.00142 | 785.1594 | 0.92471 | 586.4178 | 6.3205e-05 | 784.4607 | 0 | 785.1594 | 0.0083 | 586.4178 | 0.18662 | 586.8757 | 0.45231
| 521.869 | 0.00109 | 586.6465 | 0.00080243 | 521.869 | 0.00093636 | 586.6465 | -0.00043563 | 579.9171 | 0.0002182 | 586.6465 | 0.00013048 | 587.1041 | 0 | 581.43 | -0.0022092 | 587.1041 | 0.00057743 | 587.1041 | 0.0025725 | 587.1041 | 0.017088 | 581.43 | 0.088436 | 587.1041 | 0.36439 | 523.0977 | 1.0247e-05 | 587.1041 | 0.020319 | 587.1041 | 0.00829 | 586.6465 | 0.0005399 | 785.325 | 0.91525 | 586.6465 | 0.00071702 | 784.6264 | 0 | 785.325 | 0.00858 | 586.6465 | 0.18529 | 587.1041 | 0.45212
| 521.9838 | 0 | 586.8752 | 0.0013947 | 521.9838 | 0 | 586.8752 | 0.00075503 | 580.1438 | 0.0004614 | 586.8752 | 0.00094811 | 587.3325 | 0.00077677 | 581.66 | 5.0592e-05 | 587.3325 | 0.00148 | 587.3325 | 0.0038644 | 587.3325 | 0.017816 | 581.66 | 0.091849 | 587.3325 | 0.37604 | 523.2151 | 9.7668e-06 | 587.3325 | 0.021939 | 587.3325 | 0.00947 | 586.8752 | 0.00145 | 785.4905 | 0.90249 | 586.8752 | 0.00072122 | 784.792 | 0 | 785.4905 | 0.00835 | 586.8752 | 0.18639 | 587.3325 | 0.45191
| 522.0985 | 8.684e-05 | 587.1039 | 0.0011328 | 522.0985 | 0.00097105 | 587.1039 | -0.00042423 | 580.3705 | 8.5709e-05 | 587.1039 | 0.00012408 | 587.5608 | 0 | 581.89 | -0.00045532 | 587.5608 | 0.00047161 | 587.5608 | 0.0032182 | 587.5609 | 0.016836 | 581.89 | 0.10433 | 587.5608 | 0.38504 | 523.3324 | 1.1184e-05 | 587.5608 | 0.021284 | 587.5608 | 0.00897 | 587.1039 | 0.00092628 | 785.6561 | 0.88952 | 587.1039 | 0.00056631 | 784.9576 | 0 | 785.6561 | 0.00873 | 587.1039 | 0.18575 | 587.5609 | 0.45131
| 522.2133 | 0 | 587.3327 | 0.0009473 | 522.2133 | 0 | 587.3327 | 0.00061212 | 580.5973 | 0.00051384 | 587.3327 | 0.00087014 | 587.7892 | 0.0010126 | 582.12 | 0.00052277 | 587.7892 | 0.00132 | 587.7892 | 0.003517 | 587.7892 | 0.017124 | 582.12 | 0.10323 | 587.7892 | 0.39668 | 523.4498 | 1.1184e-05 | 587.7892 | 0.022824 | 587.7892 | 0.01021 | 587.3327 | 0.00142 | 785.8216 | 0.88772 | 587.3327 | 0.001692 | 785.1232 | 0 | 785.8216 | 0.00845 | 587.3327 | 0.18704 | 587.7892 | 0.45002
| 522.328 | 0.000554 | 587.5614 | 0.0011546 | 522.328 | 0.0016 | 587.5614 | 0.00014062 | 580.824 | 0.00021933 | 587.5614 | 0.00012268 | 588.0176 | 0 | 582.34 | -0.0022428 | 588.0176 | 0.00026839 | 588.0176 | 0.0028496 | 588.0176 | 0.01635 | 582.34 | 0.11669 | 588.0176 | 0.40512 | 523.5672 | 1.0821e-05 | 588.0176 | 0.022731 | 588.0176 | 0.00951 | 587.5614 | 0.00090662 | 785.9872 | 0.88138 | 587.5614 | 0.00024094 | 785.2889 | 0 | 785.9872 | 0.00856 | 587.5614 | 0.18481 | 588.0176 | 0.44916
| 522.4428 | 0 | 587.7902 | 0.0010946 | 522.4428 | 0 | 587.7902 | 0.00051173 | 581.0508 | 0.00050931 | 587.7902 | 0.00088595 | 588.246 | 0.00095576 | 582.57 | 0.00079259 | 588.246 | 0.00117 | 588.246 | 0.0035369 | 588.246 | 0.016511 | 582.57 | 0.12345 | 588.246 | 0.41586 | 523.6846 | 9.8722e-06 | 588.246 | 0.024145 | 588.246 | 0.01039 | 587.7902 | 0.00161 | 786.1527 | 0.86283 | 587.7902 | -0.00043251 | 785.4545 | 0 | 786.1527 | 0.00842 | 587.7902 | 0.18345 | 588.246 | 0.44809
| 522.5575 | 0.00116 | 588.0189 | 0.00066641 | 522.5575 | 0.00067626 | 588.0189 | -0.0004281 | 581.2776 | 0.00013255 | 588.0189 | -4.5043e-06 | 588.4744 | 0 | 582.8 | -0.0013997 | 588.4744 | 0.00021017 | 588.4744 | 0.0028008 | 588.4744 | 0.015558 | 582.8 | 0.13781 | 588.4744 | 0.42373 | 523.802 | 9.6263e-06 | 588.4744 | 0.023903 | 588.4744 | 0.01005 | 588.0189 | 0.00055094 | 786.3183 | 0.85995 | 588.0189 | -0.00098183 | 785.6202 | 0 | 786.3183 | 0.00893 | 588.0189 | 0.18185 | 588.4744 | 0.44744
| 522.6723 | 0.00030594 | 588.2477 | 0.0011091 | 522.6723 | 0 | 588.2477 | 0.00044896 | 581.5044 | 0.00041948 | 588.2477 | 0.00093219 | 588.7028 | 0.00086386 | 583.03 | 0.00059023 | 588.7028 | 0.00115 | 588.7028 | 0.003406 | 588.7028 | 0.015911 | 583.03 | 0.13841 | 588.7028 | 0.4346 | 523.9194 | 1.0329e-05 | 588.7028 | 0.025542 | 588.7028 | 0.01123 | 588.2477 | 0.00154 | 786.4839 | 0.85656 | 588.2477 | 0.0012568 | 785.7858 | 0 | 786.4839 | 0.00906 | 588.2477 | 0.18256 | 588.7028 | 0.44565
| 522.787 | 0.00037433 | 588.4765 | 0.0012356 | 522.787 | 0.00057222 | 588.4765 | -0.00027912 | 581.7312 | 4.631e-05 | 588.4765 | 0.00010254 | 588.9313 | 0.00014978 | 583.26 | -0.00072515 | 588.9313 | 0.00015459 | 588.9313 | 0.0025614 | 588.9313 | 0.015402 | 583.26 | 0.15167 | 588.9313 | 0.44528 | 524.0368 | 1.0528e-05 | 588.9313 | 0.024959 | 588.9313 | 0.01079 | 588.4765 | 0.00103 | 786.6495 | 0.85047 | 588.4765 | -8.1572e-06 | 785.9515 | 0 | 786.6495 | 0.00942 | 588.4765 | 0.17986 | 588.9313 | 0.44449
| 522.9018 | 0 | 588.7053 | 0.0013207 | 522.9018 | 0 | 588.7053 | 0.00051126 | 581.9581 | 0.00039436 | 588.7053 | 0.00095998 | 589.1597 | 0.00089683 | 583.49 | -0.00038786 | 589.1597 | 0.00125 | 589.1597 | 0.0036964 | 589.1597 | 0.015929 | 583.49 | 0.15986 | 589.1597 | 0.45744 | 524.1542 | 9.3569e-06 | 589.1597 | 0.026545 | 589.1597 | 0.01194 | 588.7053 | 0.00185 | 786.815 | 0.84907 | 588.7053 | -0.00021061 | 786.1172 | 0 | 786.815 | 0.00935 | 588.7053 | 0.18167 | 589.1597 | 0.44379
| 523.0166 | 0.00028449 | 588.9341 | 0.00089631 | 523.0166 | 0.00123 | 588.9341 | -0.00053027 | 582.1849 | 0.00026713 | 588.9341 | 3.7455e-05 | 589.3882 | 0 | 583.72 | -0.00079259 | 589.3882 | 0.00047845 | 589.3882 | 0.0025113 | 589.3882 | 0.014442 | 583.72 | 0.17296 | 589.3882 | 0.47023 | 524.2717 | 1.0036e-05 | 589.3882 | 0.026452 | 589.3882 | 0.01143 | 588.9341 | 0.00049905 | 786.9806 | 0.8328 | 588.9341 | -0.00048544 | 786.2828 | 0 | 786.9806 | 0.00974 | 588.9341 | 0.18111 | 589.3882 | 0.44295
| 523.1313 | 0 | 589.1629 | 0.0011315 | 523.1313 | 0 | 589.1629 | 0.00048487 | 582.4117 | 0.00050763 | 589.1629 | 0.0010084 | 589.6167 | 0.00079748 | 583.95 | -0.0011636 | 589.6167 | 0.0011 | 589.6167 | 0.003569 | 589.6166 | 0.015143 | 583.95 | 0.17585 | 589.6167 | 0.48474 | 524.3891 | 9.7551e-06 | 589.6167 | 0.028007 | 589.6166 | 0.0127 | 589.1629 | 0.00169 | 787.1462 | 0.82727 | 589.1629 | 0.0019267 | 786.4485 | 0 | 787.1462 | 0.00972 | 589.1629 | 0.18112 | 589.6166 | 0.44279
| 523.2461 | 0.0006079 | 589.3917 | 0.0010062 | 523.2461 | 0.00227 | 589.3917 | -4.4861e-05 | 582.6385 | 0.00030686 | 589.3917 | 8.6427e-05 | 589.8451 | 0 | 584.18 | -0.0012648 | 589.8451 | 0.00040492 | 589.8451 | 0.0025127 | 589.8452 | 0.014204 | 584.18 | 0.18957 | 589.8451 | 0.49542 | 524.5065 | 1.0598e-05 | 589.8451 | 0.027765 | 589.8451 | 0.01222 | 589.3918 | 0.00106 | 787.3118 | 0.821 | 589.3917 | 0.00040476 | 786.6142 | 0 | 787.3118 | 0.00999 | 589.3918 | 0.17925 | 589.8452 | 0.44113
| 523.3609 | 0 | 589.6206 | 0.0012444 | 523.3609 | 0 | 589.6206 | 0.00053138 | 582.8654 | 0.00042197 | 589.6206 | 0.00090507 | 590.0736 | 0.00081745 | 584.4 | 0.0023778 | 590.0736 | 0.00139 | 590.0736 | 0.0035121 | 590.0737 | 0.014837 | 584.4 | 0.19536 | 590.0736 | 0.51078 | 524.6239 | 9.8956e-06 | 590.0736 | 0.029715 | 590.0737 | 0.01339 | 589.6206 | 0.00163 | 787.4774 | 0.8119 | 589.6206 | 0.0010056 | 786.7799 | 0 | 787.4774 | 0.00995 | 589.6206 | 0.18095 | 590.0737 | 0.44062
| 523.4757 | 0.00066181 | 589.8494 | 0.00097878 | 523.4757 | 0.00057222 | 589.8494 | -2.5655e-05 | 583.0923 | 4.5954e-05 | 589.8494 | 8.9465e-05 | 590.3021 | 0 | 584.63 | -0.0018044 | 590.3021 | 0.00033684 | 590.3021 | 0.0022789 | 590.3021 | 0.013968 | 584.63 | 0.20931 | 590.3021 | 0.52248 | 524.7413 | 9.6497e-06 | 590.3021 | 0.029694 | 590.3021 | 0.01302 | 589.8495 | 0.00123 | 787.643 | 0.80401 | 589.8494 | 0.00048746 | 786.9455 | 0 | 787.643 | 0.01034 | 589.8495 | 0.17943 | 590.3021 | 0.43969
| 523.5905 | 0 | 590.0783 | 0.00093802 | 523.5905 | 0 | 590.0783 | 0.00074399 | 583.3192 | 0.00040759 | 590.0783 | 0.00078679 | 590.5307 | 0.00088838 | 584.86 | 0.0015346 | 590.5307 | 0.00114 | 590.5307 | 0.0033377 | 590.5306 | 0.014076 | 584.86 | 0.21431 | 590.5307 | 0.53779 | 524.8588 | 9.9542e-06 | 590.5307 | 0.031134 | 590.5306 | 0.01402 | 590.0783 | 0.00201 | 787.8086 | 0.80449 | 590.0783 | 0.00076466 | 787.1112 | 0 | 787.8086 | 0.01031 | 590.0783 | 0.17988 | 590.5306 | 0.43852
| 523.7053 | 0.0014 | 590.3072 | 0.0009844 | 523.7053 | 0.00158 | 590.3072 | -0.00036739 | 583.5461 | 0.00019739 | 590.3072 | 4.5252e-05 | 590.7592 | 0.0002211 | 585.09 | -8.4319e-05 | 590.7592 | 0.00024414 | 590.7592 | 0.0024405 | 590.7592 | 0.013553 | 585.09 | 0.23342 | 590.7592 | 0.55078 | 524.9762 | 9.8371e-06 | 590.7592 | 0.031054 | 590.7592 | 0.01368 | 590.3072 | 0.0009726 | 787.9742 | 0.78977 | 590.3072 | 0.0002389 | 787.2769 | 0 | 787.9742 | 0.0106 | 590.3072 | 0.17787 | 590.7592 | 0.43738
| 523.8201 | 0 | 590.5361 | 0.00094185 | 523.8201 | 0 | 590.5361 | 0.00062641 | 583.7729 | 0.00045479 | 590.5361 | 0.0007962 | 590.9877 | 0.0011308 | 585.32 | 0.001231 | 590.9877 | 0.00121 | 590.9877 | 0.0031018 | 590.9877 | 0.013948 | 585.32 | 0.2344 | 590.9877 | 0.56701 | 525.0936 | 1.0657e-05 | 590.9877 | 0.032716 | 590.9877 | 0.01493 | 590.5361 | 0.00193 | 788.1398 | 0.78228 | 590.5361 | -0.00020616 | 787.4426 | 0 | 788.1398 | 0.01061 | 590.5361 | 0.17928 | 590.9877 | 0.43652
| 523.9349 | 0.00015871 | 590.765 | 0.00077662 | 523.9349 | 0.00125 | 590.765 | -0.00027968 | 583.9999 | 4.9793e-05 | 590.765 | 7.2142e-05 | 591.2163 | 0 | 585.55 | -0.0014334 | 591.2163 | 0.00030266 | 591.2163 | 0.0024365 | 591.2163 | 0.013198 | 585.55 | 0.25664 | 591.2163 | 0.58125 | 525.2111 | 1.0598e-05 | 591.2163 | 0.033674 | 591.2163 | 0.01488 | 590.765 | 0.00134 | 788.3055 | 0.78177 | 590.765 | -0.00047268 | 787.6083 | 0 | 788.3055 | 0.01099 | 590.765 | 0.17755 | 591.2163 | 0.43662
| 524.0497 | 0 | 590.9939 | 0.0012917 | 524.0497 | 0 | 590.9939 | 0.00053076 | 584.2268 | 0.00035522 | 590.9939 | 0.00091154 | 591.4449 | 0.00098199 | 585.78 | 0.0013997 | 591.4449 | 0.00143 | 591.4449 | 0.0037029 | 591.4449 | 0.013848 | 585.78 | 0.25329 | 591.4449 | 0.59565 | 525.3285 | 1.0036e-05 | 591.4449 | 0.034986 | 591.4449 | 0.01629 | 590.9939 | 0.00218 | 788.4711 | 0.77015 | 590.9939 | 0.00080699 | 787.774 | 0 | 788.4711 | 0.01102 | 590.9939 | 0.17846 | 591.4449 | 0.43556
| 524.1645 | 0.00131 | 591.2228 | 0.00068574 | 524.1645 | 0.00052021 | 591.2228 | -0.00050072 | 584.4537 | 0.0002034 | 591.2228 | -4.9617e-05 | 591.6734 | 0 | 586.01 | 0.00042159 | 591.6734 | 0.00040068 | 591.6734 | 0.002077 | 591.6735 | 0.012581 | 586.01 | 0.26886 | 591.6734 | 0.61007 | 525.446 | 1.0598e-05 | 591.6734 | 0.034575 | 591.6735 | 0.01551 | 591.2228 | 0.00129 | 788.6367 | 0.76236 | 591.2228 | -0.00047611 | 787.9397 | 0 | 788.6367 | 0.01122 | 591.2228 | 0.17372 | 591.6735 | 0.4343
| 524.2794 | 0 | 591.4518 | 0.0010698 | 524.2794 | 0 | 591.4518 | 0.00046366 | 584.6807 | 0.00033092 | 591.4518 | 0.00084042 | 591.902 | 0.00059373 | 586.24 | -0.0001855 | 591.902 | 0.00112 | 591.902 | 0.0027889 | 591.902 | 0.0131 | 586.24 | 0.2794 | 591.902 | 0.62847 | 525.5634 | 1.0341e-05 | 591.902 | 0.036543 | 591.902 | 0.01695 | 591.4518 | 0.00231 | 788.8023 | 0.75512 | 591.4518 | 0.00089012 | 788.1055 | 0 | 788.8023 | 0.01122 | 591.4518 | 0.17752 | 591.902 | 0.43452
| 524.3942 | 0 | 591.6807 | 0.00088394 | 524.3942 | 0.00084967 | 591.6807 | -0.00041158 | 584.9077 | 0.00019276 | 591.6807 | 3.9028e-05 | 592.1306 | 0 | 586.47 | -0.0024789 | 592.1306 | 0.00011324 | 592.1306 | 0.0019821 | 592.1306 | 0.012354 | 586.47 | 0.30378 | 592.1306 | 0.64164 | 525.6809 | 1.2343e-05 | 592.1306 | 0.036635 | 592.1306 | 0.01655 | 591.6807 | 0.0016 | 788.968 | 0.73927 | 591.6807 | -0.0017475 | 788.2712 | 0 | 788.968 | 0.01154 | 591.6807 | 0.17539 | 592.1306 | 0.43347
| 524.509 | 0 | 591.9097 | 0.00095704 | 524.509 | 0 | 591.9097 | 0.0007148 | 585.1346 | 0.00044836 | 591.9097 | 0.00080131 | 592.3592 | 0.00093266 | 586.69 | 0.00025296 | 592.3592 | 0.00103 | 592.3592 | 0.0029318 | 592.3593 | 0.01287 | 586.69 | 0.31037 | 592.3592 | 0.65642 | 525.7983 | 1.0493e-05 | 592.3592 | 0.038384 | 592.3592 | 0.01816 | 591.9097 | 0.00226 | 789.1336 | 0.73777 | 591.9097 | 0.00054032 | 788.4369 | 0 | 789.1336 | 0.01157 | 591.9097 | 0.17476 | 592.3593 | 0.43276
| 524.6238 | 6.8875e-05 | 592.1386 | 0.00085272 | 524.6238 | 0.00031212 | 592.1386 | -7.4699e-05 | 585.3616 | 0.00011044 | 592.1386 | -2.7732e-06 | 592.5879 | 6.1078e-05 | 586.92 | -0.0012648 | 592.5879 | 0.00019082 | 592.5879 | 0.0018967 | 592.5878 | 0.011876 | 586.92 | 0.33044 | 592.5879 | 0.6699 | 525.9158 | 1.006e-05 | 592.5879 | 0.038355 | 592.5878 | 0.01766 | 592.1386 | 0.00146 | 789.2993 | 0.7271 | 592.1386 | -0.00082597 | 788.6026 | 0 | 789.2993 | 0.01185 | 592.1386 | 0.17269 | 592.5878 | 0.43104
| 524.7387 | 0.00052189 | 592.3676 | 0.0010101 | 524.7387 | 0 | 592.3676 | 0.00033883 | 585.5886 | 0.00037651 | 592.3676 | 0.00088538 | 592.8165 | 0.00060757 | 587.15 | -0.00035414 | 592.8165 | 0.00104 | 592.8165 | 0.002995 | 592.8165 | 0.012363 | 587.15 | 0.33366 | 592.8165 | 0.68618 | 526.0333 | 8.7011e-06 | 592.8165 | 0.040173 | 592.8165 | 0.01914 | 592.3676 | 0.00233 | 789.4649 | 0.71575 | 592.3676 | 0.00051839 | 788.7684 | 0 | 789.4649 | 0.0117 | 592.3676 | 0.17269 | 592.8165 | 0.42922
| 524.8535 | 0 | 592.5966 | 0.00093137 | 524.8535 | 0.0018 | 592.5966 | -9.4146e-05 | 585.8156 | 0.00011905 | 592.5966 | 8.1013e-05 | 593.0451 | 0.00010356 | 587.38 | 0.00015177 | 593.0451 | 0.00022165 | 593.0451 | 0.0020136 | 593.0451 | 0.011666 | 587.38 | 0.35326 | 593.0451 | 0.69846 | 526.1507 | 9.8488e-06 | 593.0451 | 0.040286 | 593.0451 | 0.01871 | 592.5966 | 0.00155 | 789.6305 | 0.70862 | 592.5966 | 6.8533e-05 | 788.9341 | 0 | 789.6305 | 0.01201 | 592.5966 | 0.17194 | 593.0451 | 0.42764
| 524.9684 | 0 | 592.8256 | 0.0009943 | 524.9684 | 0 | 592.8256 | 0.00073775 | 586.0425 | 0.0004739 | 592.8256 | 0.00083551 | 593.2738 | 0.00053277 | 587.61 | 0.00045532 | 593.2738 | 0.00123 | 593.2738 | 0.003142 | 593.2738 | 0.01203 | 587.61 | 0.35749 | 593.2738 | 0.71633 | 526.2682 | 1.0247e-05 | 593.2738 | 0.042249 | 593.2738 | 0.02015 | 592.8256 | 0.0027 | 789.7962 | 0.70582 | 592.8256 | 0.00054818 | 789.0998 | 0 | 789.7962 | 0.01206 | 592.8256 | 0.17158 | 593.2738 | 0.42636
| 525.0832 | 0.00069774 | 593.0547 | 0.00079717 | 525.0832 | 0.00076297 | 593.0547 | -0.00022565 | 586.2696 | 0.0002487 | 593.0547 | 2.5358e-05 | 593.5025 | 0 | 587.84 | -0.00011805 | 593.5024 | 0 | 593.5025 | 0.0017355 | 593.5024 | 0.011108 | 587.84 | 0.37982 | 593.5025 | 0.73122 | 526.3857 | 1.0598e-05 | 593.5025 | 0.042093 | 593.5024 | 0.01966 | 593.0547 | 0.00136 | 789.9619 | 0.69016 | 593.0547 | -0.0012543 | 789.2656 | 0 | 789.9619 | 0.01237 | 593.0547 | 0.16968 | 593.5024 | 0.42587
| 525.1981 | 0 | 593.2837 | 0.0010309 | 525.1981 | 0 | 593.2837 | 0.00066478 | 586.4966 | 0.00035995 | 593.2837 | 0.00066566 | 593.7311 | 0.00051413 | 588.07 | -0.0014334 | 593.7311 | 0.00093228 | 593.7311 | 0.0026842 | 593.7311 | 0.01153 | 588.07 | 0.38743 | 593.7311 | 0.7514 | 526.5032 | 9.5677e-06 | 593.7311 | 0.044637 | 593.7311 | 0.02112 | 593.2837 | 0.00263 | 790.1275 | 0.6846 | 593.2837 | 5.8008e-05 | 789.4313 | 0 | 790.1275 | 0.0124 | 593.2837 | 0.17081 | 593.7311 | 0.42622
| 525.3129 | 0.00041025 | 593.5127 | 0.0010598 | 525.3129 | 0.00048552 | 593.5127 | -0.00042169 | 586.7236 | 8.2032e-05 | 593.5127 | 2.2915e-05 | 593.9598 | 0 | 588.3 | -0.0024115 | 593.9598 | 0.00069499 | 593.9598 | 0.0021525 | 593.9598 | 0.011109 | 588.3 | 0.41229 | 593.9598 | 0.76836 | 526.6206 | 9.9307e-06 | 593.9598 | 0.044912 | 593.9598 | 0.02123 | 593.5127 | 0.00189 | 790.2932 | 0.6725 | 593.5127 | 0.00028296 | 789.5971 | 0 | 790.2932 | 0.01267 | 593.5127 | 0.17127 | 593.9598 | 0.42692
| 525.4278 | 0 | 593.7418 | 0.0011067 | 525.4278 | 0 | 593.7418 | 0.00094977 | 586.9507 | 0.00048235 | 593.7418 | 0.0008929 | 594.1885 | 0.00094667 | 588.53 | -0.00086005 | 594.1885 | 0.0013 | 594.1885 | 0.0028473 | 594.1885 | 0.011509 | 588.53 | 0.41144 | 594.1885 | 0.78736 | 526.7381 | 9.2164e-06 | 594.1885 | 0.046737 | 594.1885 | 0.02295 | 593.7418 | 0.00285 | 790.4589 | 0.66125 | 593.7418 | 0.0010682 | 789.7628 | 0 | 790.4589 | 0.01281 | 593.7418 | 0.17184 | 594.1885 | 0.42733
| 525.5426 | 0.00197 | 593.9708 | 0.00086689 | 525.5426 | 0.00064159 | 593.9708 | -0.00018104 | 587.1777 | 5.1232e-05 | 593.9708 | 0.00012987 | 594.4172 | 0 | 588.76 | -0.0013997 | 594.4172 | 0.00012863 | 594.4172 | 0.0018796 | 594.4172 | 0.010594 | 588.76 | 0.44627 | 594.4172 | 0.80028 | 526.8556 | 9.9542e-06 | 594.4172 | 0.046853 | 594.4172 | 0.02272 | 593.9708 | 0.00188 | 790.6245 | 0.65861 | 593.9708 | -0.0001354 | 789.9286 | 0 | 790.6245 | 0.01305 | 593.9708 | 0.17125 | 594.4172 | 0.42584
| 525.6575 | 0 | 594.1999 | 0.00092981 | 525.6575 | 0 | 594.1999 | 0.00057051 | 587.4048 | 0.00040444 | 594.1999 | 0.00082892 | 594.646 | 0.00089188 | 588.99 | -0.0019393 | 594.646 | 0.00127 | 594.646 | 0.0029276 | 594.6459 | 0.011139 | 588.99 | 0.44821 | 594.646 | 0.81679 | 526.9731 | 1.006e-05 | 594.646 | 0.048572 | 594.6459 | 0.02415 | 594.1999 | 0.00305 | 790.7902 | 0.64378 | 594.1999 | 0.0012329 | 790.0944 | 0 | 790.7902 | 0.01302 | 594.1999 | 0.17236 | 594.6459 | 0.42414
| 525.7724 | 0 | 594.429 | 0.00092902 | 525.7724 | 0.00184 | 594.429 | -0.00028281 | 587.6319 | 0.00015694 | 594.429 | 7.1765e-05 | 594.8747 | 0 | 589.21 | -0.0024453 | 594.8747 | 0.00045714 | 594.8747 | 0.0016419 | 594.8747 | 0.010355 | 589.21 | 0.46691 | 594.8747 | 0.82704 | 527.0906 | 1.1336e-05 | 594.8747 | 0.0489 | 594.8747 | 0.02396 | 594.429 | 0.00266 | 790.9559 | 0.63399 | 594.429 | -0.0015481 | 790.2601 | 0 | 790.9559 | 0.0132 | 594.429 | 0.17088 | 594.8747 | 0.42147
| 525.8873 | 0 | 594.6581 | 0.00075019 | 525.8873 | 0 | 594.6581 | 0.00046659 | 587.8589 | 0.00035697 | 594.6581 | 0.00069377 | 595.1034 | 0.00086089 | 589.44 | 0.001366 | 595.1034 | 0.00108 | 595.1034 | 0.0024326 | 595.1035 | 0.010739 | 589.44 | 0.48251 | 595.1034 | 0.84078 | 527.2081 | 1.1313e-05 | 595.1034 | 0.050489 | 595.1034 | 0.02542 | 594.6581 | 0.00292 | 791.1216 | 0.62824 | 594.6581 | 0.00074072 | 790.4259 | 0 | 791.1216 | 0.01325 | 594.6581 | 0.17152 | 595.1035 | 0.41965
| 526.0022 | 0.00010482 | 594.8872 | 0.00079398 | 526.0022 | 0.00065893 | 594.8872 | -0.00037106 | 588.0861 | 0.00020532 | 594.8872 | 0.00011093 | 595.3322 | 0 | 589.67 | -0.0012648 | 595.3322 | 0.00019677 | 595.3322 | 0.0018286 | 595.3322 | 0.009957 | 589.67 | 0.50543 | 595.3322 | 0.85318 | 527.3256 | 1.0095e-05 | 595.3322 | 0.050748 | 595.3322 | 0.0251 | 594.8872 | 0.00228 | 791.2873 | 0.61525 | 594.8872 | 0.00044244 | 790.5917 | 0 | 791.2873 | 0.01348 | 594.8872 | 0.17004 | 595.3322 | 0.41769
| 526.117 | 0 | 595.1163 | 0.0010162 | 526.117 | 0 | 595.1163 | 0.00059479 | 588.3132 | 0.00035701 | 595.1163 | 0.00073992 | 595.561 | 0.00066636 | 589.9 | 0.0020742 | 595.561 | 0.00098244 | 595.561 | 0.0024255 | 595.561 | 0.010339 | 589.9 | 0.51346 | 595.561 | 0.86953 | 527.4431 | 9.2164e-06 | 595.561 | 0.053006 | 595.561 | 0.02669 | 595.1163 | 0.00313 | 791.453 | 0.61006 | 595.1163 | 0.0014229 | 790.7575 | 0 | 791.453 | 0.01346 | 595.1163 | 0.17191 | 595.561 | 0.41616
| 526.2319 | 0.0014 | 595.3455 | 0.00091185 | 526.2319 | 0.00095371 | 595.3455 | -0.00012294 | 588.5403 | 0.00010653 | 595.3455 | 5.9172e-05 | 595.7898 | 0 | 590.13 | -0.00011805 | 595.7898 | 0.00038506 | 595.7898 | 0.0019229 | 595.7897 | 0.0097053 | 590.13 | 0.53023 | 595.7898 | 0.88479 | 527.5606 | 1.0223e-05 | 595.7898 | 0.053736 | 595.7897 | 0.02671 | 595.3455 | 0.00239 | 791.6187 | 0.59948 | 595.3455 | -0.0006606 | 790.9233 | 0 | 791.6187 | 0.01357 | 595.3455 | 0.17064 | 595.7897 | 0.41545
| 526.3468 | 0 | 595.5746 | 0.00081838 | 526.3468 | 0 | 595.5746 | 0.00042581 | 588.7674 | 0.00044258 | 595.5746 | 0.00085132 | 596.0186 | 0.0010206 | 590.36 | 0.00065769 | 596.0186 | 0.00105 | 596.0186 | 0.0027847 | 596.0186 | 0.010169 | 590.36 | 0.54285 | 596.0186 | 0.89895 | 527.6781 | 1.1207e-05 | 596.0186 | 0.055714 | 596.0186 | 0.02824 | 595.5746 | 0.00319 | 791.7844 | 0.58714 | 595.5746 | 9.1653e-05 | 791.0891 | 0.00177 | 791.7844 | 0.01364 | 595.5746 | 0.17056 | 596.0186 | 0.41528
| 526.4617 | 0.00127 | 595.8038 | 0.00092163 | 526.4617 | 0.00079764 | 595.8038 | -0.00024579 | 588.9946 | 4.2271e-05 | 595.8038 | -2.3872e-05 | 596.2474 | 0 | 590.59 | -0.00045532 | 596.2474 | 0.00011662 | 596.2474 | 0.0015633 | 596.2474 | 0.009262 | 590.59 | 0.57933 | 596.2474 | 0.91434 | 527.7956 | 1.1336e-05 | 596.2474 | 0.056098 | 596.2474 | 0.02833 | 595.8038 | 0.0024 | 791.9501 | 0.58539 | 595.8038 | -0.00050631 | 791.2549 | 0 | 791.9501 | 0.01381 | 595.8038 | 0.16932 | 596.2474 | 0.41461
| 526.5766 | 0 | 596.0329 | 0.00096798 | 526.5766 | 0 | 596.0329 | 0.00046365 | 589.2217 | 0.00049162 | 596.0329 | 0.00071493 | 596.4762 | 0.00087269 | 590.82 | 0.0010961 | 596.4762 | 0.00096722 | 596.4762 | 0.0024232 | 596.4762 | 0.0099458 | 590.82 | 0.5844 | 596.4762 | 0.92998 | 527.9132 | 9.919e-06 | 596.4762 | 0.058532 | 596.4762 | 0.03017 | 596.0329 | 0.00349 | 792.1158 | 0.57461 | 596.0329 | 0.00067295 | 791.4207 | 0.00465 | 792.1158 | 0.01392 | 596.0329 | 0.16971 | 596.4762 | 0.41382
| 526.6916 | 0.00163 | 596.2621 | 0.00089234 | 526.6916 | 0.00118 | 596.2621 | -0.00018097 | 589.4489 | 0.00014242 | 596.2621 | 4.2923e-05 | 596.705 | 1.2458e-05 | 591.05 | -0.0018381 | 596.705 | 0.00023246 | 596.705 | 0.0018106 | 596.705 | 0.0091404 | 591.05 | 0.60462 | 596.705 | 0.94237 | 528.0307 | 9.6731e-06 | 596.705 | 0.059415 | 596.705 | 0.02997 | 596.2621 | 0.00259 | 792.2815 | 0.56724 | 596.2621 | -0.00045953 | 791.5865 | 0.00056998 | 792.2815 | 0.01403 | 596.2621 | 0.17004 | 596.705 | 0.41323
| 526.8065 | 0 | 596.4913 | 0.0010022 | 526.8065 | 0 | 596.4913 | 0.00062464 | 589.676 | 0.00022759 | 596.4913 | 0.00076028 | 596.9338 | 0.00080171 | 591.28 | 0.00042159 | 596.9338 | 0.00104 | 596.9338 | 0.0023026 | 596.9338 | 0.0095796 | 591.28 | 0.61612 | 596.9338 | 0.95347 | 528.1482 | 9.8488e-06 | 596.9338 | 0.061815 | 596.9338 | 0.03176 | 596.4913 | 0.00346 | 792.4472 | 0.55381 | 596.4913 | 0.00083281 | 791.7523 | 0.00647 | 792.4472 | 0.01422 | 596.4913 | 0.16927 | 596.9338 | 0.41237
| 526.9214 | 0.00084148 | 596.7205 | 0.00082428 | 526.9214 | 0.00243 | 596.7205 | -0.00031172 | 589.9032 | 0.00012598 | 596.7205 | 0.00010937 | 597.1627 | 9.455e-05 | 591.51 | -0.0018381 | 597.1627 | 0.000405 | 597.1627 | 0.001506 | 597.1627 | 0.008763 | 591.51 | 0.64789 | 597.1627 | 0.96094 | 528.2657 | 1.0516e-05 | 597.1627 | 0.062066 | 597.1627 | 0.03164 | 596.7205 | 0.00294 | 792.613 | 0.54127 | 596.7205 | -0.00080717 | 791.9181 | 0.00499 | 792.613 | 0.01427 | 596.7205 | 0.16846 | 597.1627 | 0.41079
| 527.0363 | 0 | 596.9497 | 0.00099617 | 527.0363 | 0 | 596.9497 | 0.00048934 | 590.1304 | 0.00033901 | 596.9497 | 0.00084012 | 597.3916 | 0.00077779 | 591.74 | -0.0011973 | 597.3916 | 0.00086364 | 597.3916 | 0.0024082 | 597.3915 | 0.0093394 | 591.74 | 0.66219 | 597.3916 | 0.96847 | 528.3833 | 9.4272e-06 | 597.3916 | 0.064083 | 597.3915 | 0.03341 | 596.9497 | 0.00374 | 792.7787 | 0.53305 | 596.9497 | -0.00013662 | 792.0839 | 0.00969 | 792.7787 | 0.01441 | 596.9497 | 0.16788 | 597.3915 | 0.40972
| 527.1512 | 6.8875e-05 | 597.179 | 0.00069776 | 527.1512 | 0.00102 | 597.179 | -0.0003975 | 590.3576 | 0.00014424 | 597.179 | 4.8128e-05 | 597.6204 | 0.00010308 | 591.97 | -0.00042159 | 597.6204 | 0.00026403 | 597.6204 | 0.0014464 | 597.6204 | 0.0084992 | 591.97 | 0.6791 | 597.6204 | 0.9748 | 528.5008 | 9.7082e-06 | 597.6204 | 0.064642 | 597.6204 | 0.03364 | 597.179 | 0.00283 | 792.9444 | 0.52031 | 597.179 | -0.0013019 | 792.2497 | 0.00517 | 792.9444 | 0.01439 | 597.179 | 0.16755 | 597.6204 | 0.40852
| 527.2662 | 0 | 597.4082 | 0.00095086 | 527.2662 | 0 | 597.4082 | 0.00023461 | 590.5848 | 0.00044105 | 597.4082 | 0.00088973 | 597.8493 | 0.00062925 | 592.19 | 0.001231 | 597.8493 | 0.00109 | 597.8493 | 0.0020877 | 597.8493 | 0.0091678 | 592.19 | 0.69859 | 597.8493 | 0.98057 | 528.6183 | 1.0223e-05 | 597.8493 | 0.067636 | 597.8493 | 0.03554 | 597.4082 | 0.00404 | 793.1102 | 0.50895 | 597.4082 | 0.00048511 | 792.4156 | 0.00703 | 793.1102 | 0.01457 | 597.4082 | 0.16845 | 597.8493 | 0.40713
| 527.3811 | 0.00067977 | 597.6374 | 0.0007421 | 527.3811 | 0.00229 | 597.6374 | -0.00016644 | 590.812 | 6.3498e-05 | 597.6374 | -4.111e-05 | 598.0782 | 0 | 592.42 | -0.00096123 | 598.0782 | 0.00010732 | 598.0782 | 0.0013354 | 598.0782 | 0.0082735 | 592.42 | 0.72008 | 598.0782 | 0.98544 | 528.7359 | 1.1722e-05 | 598.0782 | 0.0679 | 598.0782 | 0.03542 | 597.6374 | 0.00331 | 793.2759 | 0.5026 | 597.6374 | -0.00030662 | 792.5814 | 0.00781 | 793.2759 | 0.01449 | 597.6374 | 0.16464 | 598.0782 | 0.40654
| 527.496 | 0 | 597.8667 | 0.00088464 | 527.496 | 0 | 597.8667 | 0.00053508 | 591.0392 | 0.00041623 | 597.8667 | 0.00083051 | 598.3071 | 0.00074088 | 592.65 | -0.00038786 | 598.3071 | 0.001 | 598.3071 | 0.002473 | 598.3071 | 0.008963 | 592.65 | 0.73076 | 598.3071 | 0.98888 | 528.8534 | 1.1125e-05 | 598.3071 | 0.070298 | 598.3071 | 0.03742 | 597.8667 | 0.00385 | 793.4416 | 0.49604 | 597.8667 | 0.00038671 | 792.7472 | 0.01053 | 793.4416 | 0.01464 | 597.8667 | 0.16937 | 598.3071 | 0.40548
| 527.611 | 0.0016 | 598.096 | 0.00081198 | 527.611 | 0.00086701 | 598.096 | -0.00022721 | 591.2665 | 0.00014221 | 598.096 | 3.9942e-05 | 598.536 | 0.00014786 | 592.88 | 8.4319e-05 | 598.536 | 0.00036672 | 598.536 | 0.0014325 | 598.536 | 0.0081557 | 592.88 | 0.75845 | 598.536 | 0.99002 | 528.971 | 1.0633e-05 | 598.536 | 0.071139 | 598.536 | 0.0376 | 598.096 | 0.00338 | 793.6074 | 0.48112 | 598.096 | -0.00099741 | 792.9131 | 0.00915 | 793.6074 | 0.01458 | 598.096 | 0.16684 | 598.536 | 0.40471
| 527.7259 | 0 | 598.3253 | 0.0009568 | 527.7259 | 0 | 598.3253 | 0.00063033 | 591.4938 | 0.00031459 | 598.3253 | 0.00074415 | 598.765 | 0.00076333 | 593.11 | -0.00045532 | 598.765 | 0.00085837 | 598.765 | 0.0022164 | 598.765 | 0.0085426 | 593.11 | 0.77096 | 598.765 | 0.99277 | 529.0885 | 1.0013e-05 | 598.765 | 0.073625 | 598.7649 | 0.03949 | 598.3253 | 0.00407 | 793.7731 | 0.47982 | 598.3253 | 0.001298 | 793.0789 | 0.01071 | 793.7731 | 0.01485 | 598.3253 | 0.1673 | 598.765 | 0.40405
| 527.8409 | 0.0004462 | 598.5546 | 0.00086509 | 527.8409 | 0.00142 | 598.5546 | 0.00011439 | 591.721 | 5.7468e-05 | 598.5546 | 5.9046e-05 | 598.9939 | 0 | 593.34 | 0.00069142 | 598.9939 | 0.00041195 | 598.9939 | 0.001713 | 598.9939 | 0.0080201 | 593.34 | 0.79106 | 598.9939 | 0.98994 | 529.2061 | 9.9307e-06 | 598.9939 | 0.074946 | 598.9939 | 0.03972 | 598.5545 | 0.00363 | 793.9389 | 0.47282 | 598.5546 | 4.3198e-05 | 793.2447 | 0.01277 | 793.9389 | 0.01473 | 598.5545 | 0.16624 | 598.9939 | 0.40357
| 527.9559 | 0 | 598.7839 | 0.00091762 | 527.9559 | 0 | 598.7839 | 0.00078139 | 591.9483 | 0.00021818 | 598.7839 | 0.00068758 | 599.2229 | 0.00093342 | 593.57 | -0.00011805 | 599.2229 | 0.00105 | 599.2229 | 0.0021172 | 599.2228 | 0.008307 | 593.57 | 0.80862 | 599.2229 | 0.98975 | 529.3237 | 9.0993e-06 | 599.2229 | 0.077945 | 599.2228 | 0.04187 | 598.7839 | 0.00464 | 794.1047 | 0.46252 | 598.7839 | 0.00050178 | 793.4106 | 0.01243 | 794.1047 | 0.01497 | 598.7839 | 0.16594 | 599.2228 | 0.40319
| 528.0708 | 0.00085945 | 599.0132 | 0.00086015 | 528.0708 | 0.00060691 | 599.0132 | 3.272e-05 | 592.1756 | 0.00016533 | 599.0132 | -2.4953e-05 | 599.4518 | 4.7376e-05 | 593.8 | -0.0005565 | 599.4518 | 0.00017568 | 599.4518 | 0.0013829 | 599.4518 | 0.0079042 | 593.8 | 0.83458 | 599.4518 | 0.98255 | 529.4412 | 9.8488e-06 | 599.4518 | 0.079143 | 599.4518 | 0.04226 | 599.0132 | 0.00409 | 794.2704 | 0.4534 | 599.0132 | -0.0014636 | 793.5765 | 0.01325 | 794.2704 | 0.01476 | 599.0132 | 0.16439 | 599.4518 | 0.4021
| 528.1858 | 0 | 599.2425 | 0.00090099 | 528.1858 | 0 | 599.2425 | 0.00036492 | 592.4029 | 0.0002901 | 599.2425 | 0.00064792 | 599.6808 | 0.00095409 | 594.03 | 0.00059023 | 599.6808 | 0.00113 | 599.6808 | 0.0019785 | 599.6808 | 0.0081145 | 594.03 | 0.84261 | 599.6808 | 0.97537 | 529.5588 | 9.0759e-06 | 599.6808 | 0.081851 | 599.6808 | 0.04426 | 599.2425 | 0.00472 | 794.4362 | 0.44106 | 599.2425 | 0.00015135 | 793.7423 | 0.01571 | 794.4362 | 0.01503 | 599.2425 | 0.16499 | 599.6808 | 0.40143
| 528.3007 | 0.00138 | 599.4718 | 0.00067287 | 528.3007 | 0.00102 | 599.4718 | 3.4569e-05 | 592.6302 | 0.00011229 | 599.4718 | 2.0204e-05 | 599.9098 | 0 | 594.26 | 0.0010287 | 599.9098 | 0.00022841 | 599.9098 | 0.00091345 | 599.9098 | 0.007277 | 594.26 | 0.86579 | 599.9098 | 0.9624 | 529.6764 | 9.6731e-06 | 599.9098 | 0.081716 | 599.9098 | 0.04426 | 599.4719 | 0.00386 | 794.602 | 0.43153 | 599.4718 | -0.00073051 | 793.9082 | 0.01197 | 794.602 | 0.01477 | 599.4719 | 0.16388 | 599.9098 | 0.40035
| 528.4157 | 0 | 599.7012 | 0.00088668 | 528.4157 | 0 | 599.7012 | 0.00052115 | 592.8575 | 0.00035213 | 599.7012 | 0.00067311 | 600.1388 | 0.00083987 | 594.49 | 0.00042159 | 600.1388 | 0.00098092 | 600.1388 | 0.0020849 | 600.1388 | 0.00764 | 594.49 | 0.88442 | 600.1388 | 0.95118 | 529.7939 | 9.2398e-06 | 600.1388 | 0.084272 | 600.1388 | 0.04622 | 599.7012 | 0.00514 | 794.7677 | 0.4206 | 599.7012 | -0.00027559 | 794.0741 | 0.01801 | 794.7677 | 0.01504 | 599.7012 | 0.16403 | 600.1388 | 0.39904
| 528.5307 | 0.00127 | 599.9306 | 0.00082165 | 528.5307 | 0.00146 | 599.9306 | -0.00019295 | 593.0848 | 0.0001821 | 599.9306 | 1.1729e-05 | 600.3678 | 0.00014092 | 594.72 | -0.00072515 | 600.3678 | 0.0002449 | 600.3678 | 0.0010485 | 600.3678 | 0.0072552 | 594.72 | 0.90868 | 600.3678 | 0.93701 | 529.9115 | 9.1344e-06 | 600.3678 | 0.086134 | 600.3678 | 0.0466 | 599.9306 | 0.00429 | 794.9335 | 0.42346 | 599.9306 | -0.0012784 | 794.2399 | 0.01671 | 794.9335 | 0.01474 | 599.9306 | 0.16164 | 600.3678 | 0.39735
| 528.6457 | 0 | 600.1599 | 0.00083822 | 528.6457 | 0 | 600.1599 | 0.0005448 | 593.3121 | 0.00037808 | 600.1599 | 0.00070731 | 600.5968 | 0.00063382 | 594.95 | -0.0018719 | 600.5968 | 0.00101 | 600.5968 | 0.001963 | 600.5968 | 0.0075951 | 594.95 | 0.91524 | 600.5968 | 0.92352 | 530.0291 | 9.029e-06 | 600.5968 | 0.088264 | 600.5968 | 0.04877 | 600.1599 | 0.00511 | 795.0993 | 0.41332 | 600.1599 | 0.00080384 | 794.4058 | 0.02037 | 795.0993 | 0.01508 | 600.1599 | 0.16156 | 600.5968 | 0.39685
| 528.7607 | 0.00019465 | 600.3893 | 0.00058733 | 528.7607 | 0.00123 | 600.3893 | 8.2627e-05 | 593.5395 | 0.00015577 | 600.3893 | -7.1052e-05 | 600.8259 | 0 | 595.18 | -0.00099496 | 600.8258 | 0.00023078 | 600.8259 | 0.001498 | 600.8259 | 0.0069453 | 595.18 | 0.94336 | 600.8259 | 0.91048 | 530.1467 | 9.193e-06 | 600.8259 | 0.089742 | 600.8259 | 0.04945 | 600.3893 | 0.00432 | 795.2651 | 0.40545 | 600.3893 | -0.0016149 | 794.5717 | 0.01747 | 795.2651 | 0.01478 | 600.3893 | 0.16217 | 600.8259 | 0.3951
| 528.8757 | 0 | 600.6187 | 0.00099387 | 528.8757 | 0 | 600.6187 | 0.00073262 | 593.7668 | 0.00020115 | 600.6187 | 0.00079167 | 601.0549 | 0.00055232 | 595.41 | 1.6864e-05 | 601.0549 | 0.00090355 | 601.0549 | 0.0022536 | 601.0549 | 0.0076456 | 595.41 | 0.93576 | 601.0549 | 0.89468 | 530.2643 | 9.2984e-06 | 601.0549 | 0.0932 | 601.0549 | 0.05165 | 600.6187 | 0.00532 | 795.4309 | 0.39581 | 600.6187 | 0.0011222 | 794.7376 | 0.02165 | 795.4309 | 0.01518 | 600.6187 | 0.16244 | 601.0549 | 0.39461
| 528.9907 | 0 | 600.8481 | 0.00079486 | 528.9907 | 0.0026 | 600.8481 | 0.00010557 | 593.9942 | 0.00031718 | 600.8481 | 2.7695e-05 | 601.284 | 0 | 595.64 | -0.001366 | 601.284 | 7.7591e-05 | 601.284 | 0.0012797 | 601.2839 | 0.006985 | 595.64 | 0.96872 | 601.284 | 0.87815 | 530.3819 | 1.006e-05 | 601.284 | 0.094595 | 601.2839 | 0.05228 | 600.8481 | 0.00494 | 795.5967 | 0.38768 | 600.8481 | -0.00048806 | 794.9035 | 0.02267 | 795.5967 | 0.01474 | 600.8481 | 0.16148 | 601.2839 | 0.39384
| 529.1057 | 0 | 601.0775 | 0.00091211 | 529.1057 | 0 | 601.0775 | 0.0005906 | 594.2216 | 0.00041658 | 601.0775 | 0.00069496 | 601.513 | 0.00078599 | 595.87 | 0.00089378 | 601.513 | 0.00093852 | 601.513 | 0.0021143 | 601.513 | 0.0073871 | 595.87 | 0.97217 | 601.513 | 0.86138 | 530.4995 | 1.1149e-05 | 601.513 | 0.097686 | 601.513 | 0.05449 | 601.0775 | 0.0055 | 795.7625 | 0.38139 | 601.0775 | 4.3106e-05 | 795.0694 | 0.02283 | 795.7625 | 0.01514 | 601.0775 | 0.16117 | 601.513 | 0.39287
| 529.2207 | 0.00026652 | 601.307 | 0.00080782 | 529.2207 | 0.00053755 | 601.307 | -0.00015715 | 594.449 | 7.9659e-05 | 601.307 | 5.0883e-05 | 601.7421 | 0.0001213 | 596.1 | 0.00082632 | 601.7421 | 0.00041151 | 601.7421 | 0.0012584 | 601.7421 | 0.0068339 | 596.1 | 0.97951 | 601.7421 | 0.84116 | 530.617 | 1.2003e-05 | 601.7421 | 0.098978 | 601.7421 | 0.05492 | 601.307 | 0.00515 | 795.9283 | 0.37535 | 601.307 | -0.00055804 | 795.2353 | 0.02475 | 795.9283 | 0.01472 | 601.307 | 0.16024 | 601.7421 | 0.39166
| 529.3357 | 0 | 601.5364 | 0.00089725 | 529.3357 | 0 | 601.5364 | 0.00033938 | 594.6764 | 0.00031451 | 601.5364 | 0.00072554 | 601.9712 | 0.0006173 | 596.32 | -0.0018381 | 601.9712 | 0.0008832 | 601.9712 | 0.0020182 | 601.9712 | 0.0070208 | 596.32 | 0.97662 | 601.9712 | 0.82348 | 530.7346 | 1.1805e-05 | 601.9712 | 0.10255 | 601.9712 | 0.05722 | 601.5364 | 0.00592 | 796.0941 | 0.36483 | 601.5364 | 0.000393 | 795.4012 | 0.02233 | 796.0941 | 0.01517 | 601.5364 | 0.16023 | 601.9712 | 0.39083
| 529.4507 | 0 | 601.7659 | 0.00072583 | 529.4507 | 0.00090168 | 601.7659 | -9.2954e-05 | 594.9038 | 2.556e-05 | 601.7659 | 1.7666e-05 | 602.2003 | 0 | 596.55 | 0.0005565 | 602.2003 | 0.00034305 | 602.2003 | 0.0016277 | 602.2003 | 0.0064697 | 596.55 | 1 | 602.2003 | 0.80253 | 530.8523 | 1.0493e-05 | 602.2003 | 0.10437 | 602.2003 | 0.05799 | 601.7659 | 0.00526 | 796.2599 | 0.35718 | 601.7659 | -0.00067991 | 795.5671 | 0.02611 | 796.2599 | 0.01469 | 601.7659 | 0.15923 | 602.2003 | 0.39038
| 529.5657 | 0 | 601.9953 | 0.00075888 | 529.5657 | 0 | 601.9953 | 0.00042047 | 595.1312 | 0.0003678 | 601.9953 | 0.00067898 | 602.4294 | 0.0008209 | 596.78 | -0.00042159 | 602.4294 | 0.00093886 | 602.4294 | 0.0016402 | 602.4294 | 0.0068388 | 596.78 | 0.99275 | 602.4294 | 0.77952 | 530.9699 | 9.5092e-06 | 602.4294 | 0.10754 | 602.4294 | 0.06039 | 601.9953 | 0.0061 | 796.4257 | 0.35123 | 601.9953 | -0.00027283 | 795.733 | 0.02597 | 796.4257 | 0.01513 | 601.9953 | 0.1576 | 602.4294 | 0.38897
| 529.6807 | 0.00134 | 602.2248 | 0.00069487 | 529.6807 | 0.00175 | 602.2248 | -0.00035682 | 595.3586 | 8.0949e-05 | 602.2248 | 3.5246e-05 | 602.6585 | 0 | 597.01 | -0.0018044 | 602.6585 | 0.00016775 | 602.6585 | 0.0012516 | 602.6585 | 0.006127 | 597.01 | 0.99024 | 602.6585 | 0.7571 | 531.0875 | 9.5209e-06 | 602.6585 | 0.10898 | 602.6585 | 0.0605 | 602.2248 | 0.00552 | 796.5915 | 0.34122 | 602.2248 | -0.00050197 | 795.8989 | 0.02551 | 796.5915 | 0.01465 | 602.2248 | 0.15698 | 602.6585 | 0.38813
| 529.7958 | 0 | 602.4543 | 0.00071448 | 529.7958 | 0 | 602.4543 | 0.00048333 | 595.5861 | 0.00029458 | 602.4543 | 0.00057836 | 602.8877 | 0.00087116 | 597.24 | 0.00062396 | 602.8877 | 0.00069325 | 602.8877 | 0.0016678 | 602.8876 | 0.006601 | 597.24 | 0.9904 | 602.8877 | 0.73934 | 531.2051 | 8.7245e-06 | 602.8877 | 0.11234 | 602.8876 | 0.06328 | 602.4543 | 0.00608 | 796.7574 | 0.33599 | 602.4543 | -0.00025013 | 796.0648 | 0.02313 | 796.7574 | 0.01513 | 602.4543 | 0.15747 | 602.8876 | 0.38778
| 529.9108 | 0.00073368 | 602.6838 | 0.00074916 | 529.9108 | 0.00177 | 602.6838 | -0.00020337 | 595.8135 | 7.7049e-05 | 602.6838 | 4.2292e-06 | 603.1168 | 5.067e-05 | 597.47 | -0.00028669 | 603.1168 | 0.00029543 | 603.1168 | 0.0011303 | 603.1168 | 0.0061154 | 597.47 | 0.98338 | 603.1168 | 0.71657 | 531.3227 | 9.3803e-06 | 603.1168 | 0.11421 | 603.1168 | 0.06425 | 602.6838 | 0.00581 | 796.9232 | 0.32812 | 602.6838 | 0.00010531 | 796.2307 | 0.02719 | 796.9232 | 0.01458 | 602.6838 | 0.15656 | 603.1168 | 0.38622
| 530.0258 | 0 | 602.9133 | 0.00081241 | 530.0258 | 0 | 602.9133 | 0.0006635 | 596.041 | 0.00034177 | 602.9133 | 0.00071985 | 603.346 | 0.00065222 | 597.7 | 0.0009275 | 603.346 | 0.00090903 | 603.346 | 0.0017402 | 603.3459 | 0.0065917 | 597.7 | 0.98959 | 603.346 | 0.69292 | 531.4403 | 9.6848e-06 | 603.346 | 0.11749 | 603.346 | 0.06632 | 602.9133 | 0.00645 | 797.089 | 0.32736 | 602.9133 | 1.2435e-05 | 796.3967 | 0.02795 | 797.089 | 0.01506 | 602.9133 | 0.15666 | 603.3459 | 0.38402
| 530.1409 | 5.091e-05 | 603.1428 | 0.00083693 | 530.1409 | 0 | 603.1428 | -0.00018949 | 596.2684 | 0.00010382 | 603.1428 | 2.9025e-05 | 603.5751 | 7.7944e-05 | 597.93 | -0.00025296 | 603.5751 | 0.00019945 | 603.5751 | 0.0012018 | 603.5751 | 0.0059528 | 597.93 | 0.9905 | 603.5751 | 0.67335 | 531.558 | 1.0633e-05 | 603.5751 | 0.11994 | 603.5751 | 0.0672 | 603.1428 | 0.00615 | 797.2549 | 0.31938 | 603.1428 | -0.00032025 | 796.5626 | 0.02275 | 797.2549 | 0.01445 | 603.1428 | 0.15577 | 603.5751 | 0.38318
| 530.2559 | 0 | 603.3724 | 0.00087728 | 530.2559 | 0 | 603.3724 | 0.00018212 | 596.4959 | 0.00033104 | 603.3724 | 0.00069605 | 603.8043 | 0.00081509 | 598.16 | 0.0016695 | 603.8043 | 0.00107 | 603.8043 | 0.0021514 | 603.8043 | 0.0063071 | 598.16 | 0.97652 | 603.8043 | 0.65155 | 531.6756 | 1.0388e-05 | 603.8043 | 0.1236 | 603.8043 | 0.06944 | 603.3724 | 0.00697 | 797.4207 | 0.30572 | 603.3724 | -0.00019102 | 796.7286 | 0.03011 | 797.4207 | 0.01497 | 603.3724 | 0.15502 | 603.8043 | 0.38194
| 530.371 | 0.00104 | 603.6019 | 0.0008922 | 530.371 | 0.00168 | 603.6019 | -4.3168e-05 | 596.7234 | 4.9011e-05 | 603.6019 | 5.4027e-05 | 604.0335 | 1.0836e-05 | 598.39 | -0.0009275 | 604.0335 | 0.0001871 | 604.0335 | 0.0013425 | 604.0335 | 0.0058868 | 598.39 | 0.97896 | 604.0335 | 0.62861 | 531.7932 | 9.6028e-06 | 604.0335 | 0.12544 | 604.0335 | 0.07061 | 603.6019 | 0.00662 | 797.5865 | 0.30582 | 603.6019 | -0.00067768 | 796.8945 | 0.02629 | 797.5865 | 0.01439 | 603.6019 | 0.15469 | 604.0335 | 0.38108
| 530.486 | 0 | 603.8315 | 0.00092421 | 530.486 | 0 | 603.8315 | 0.00044869 | 596.9509 | 0.00034495 | 603.8315 | 0.00066328 | 604.2627 | 0.00056974 | 598.62 | 0.0013997 | 604.2627 | 0.00090067 | 604.2627 | 0.0017986 | 604.2627 | 0.0063428 | 598.62 | 0.95763 | 604.2627 | 0.60971 | 531.9108 | 9.5092e-06 | 604.2627 | 0.12955 | 604.2627 | 0.0735 | 603.8315 | 0.00723 | 797.7524 | 0.29781 | 603.8315 | 0.00052156 | 797.0604 | 0.02977 | 797.7524 | 0.01498 | 603.8315 | 0.15378 | 604.2627 | 0.38016
| 530.6011 | 0.00098522 | 604.061 | 0.00080761 | 530.6011 | 0.0007803 | 604.061 | -0.00019263 | 597.1784 | 3.5614e-05 | 604.061 | 9.9541e-05 | 604.4919 | 3.6276e-05 | 598.85 | 0.0005565 | 604.4919 | 0.00047534 | 604.4919 | 0.0011856 | 604.4919 | 0.0057103 | 598.85 | 0.94001 | 604.4919 | 0.58746 | 532.0285 | 1.0938e-05 | 604.4919 | 0.13175 | 604.4919 | 0.07431 | 604.0611 | 0.00663 | 797.9182 | 0.29075 | 604.061 | -0.00050412 | 797.2264 | 0.02459 | 797.9182 | 0.0144 | 604.0611 | 0.15092 | 604.4919 | 0.37916
| 530.7162 | 0 | 604.2906 | 0.00088649 | 530.7162 | 0 | 604.2906 | 0.00020493 | 597.4059 | 0.0002435 | 604.2906 | 0.00069062 | 604.7211 | 0.00066886 | 599.08 | 0.0015346 | 604.7211 | 0.00095994 | 604.7211 | 0.0018167 | 604.7211 | 0.0060056 | 599.08 | 0.92545 | 604.7211 | 0.56701 | 532.1461 | 1.1512e-05 | 604.7211 | 0.13539 | 604.7211 | 0.07644 | 604.2906 | 0.00735 | 798.0841 | 0.29185 | 604.2906 | 0.00038553 | 797.3923 | 0.02569 | 798.0841 | 0.01499 | 604.2906 | 0.15377 | 604.7211 | 0.3779
| 530.8312 | 0.00085945 | 604.5202 | 0.00076197 | 530.8312 | 0.00165 | 604.5202 | -0.00018981 | 597.6335 | 8.6445e-05 | 604.5202 | -7.5728e-05 | 604.9504 | 5.0842e-05 | 599.31 | -0.0015008 | 604.9504 | 0.00020196 | 604.9504 | 0.00092214 | 604.9504 | 0.0054527 | 599.31 | 0.92314 | 604.9504 | 0.5462 | 532.2638 | 1.0879e-05 | 604.9504 | 0.13817 | 604.9504 | 0.07777 | 604.5202 | 0.00698 | 798.25 | 0.27908 | 604.5202 | -0.00093446 | 797.5583 | 0.02345 | 798.25 | 0.01431 | 604.5202 | 0.15101 | 604.9504 | 0.37722
| 530.9463 | 0 | 604.7498 | 0.00083614 | 530.9463 | 6.9519e-05 | 604.7498 | 0.00036471 | 597.861 | 0.00030212 | 604.7498 | 0.00073792 | 605.1796 | 0.00074642 | 599.54 | -0.00045532 | 605.1796 | 0.00084577 | 605.1796 | 0.0017643 | 605.1796 | 0.0058851 | 599.54 | 0.8958 | 605.1796 | 0.52729 | 532.3814 | 1.02e-05 | 605.1796 | 0.14234 | 605.1796 | 0.08063 | 604.7498 | 0.00805 | 798.4158 | 0.27814 | 604.7498 | -0.00017016 | 797.7243 | 0.02533 | 798.4158 | 0.01487 | 604.7498 | 0.15204 | 605.1796 | 0.37652
| 531.0614 | 0.00091335 | 604.9794 | 0.0007365 | 531.0614 | 0.00127 | 604.9794 | -9.9201e-05 | 598.0886 | 0.0001179 | 604.9794 | 2.7154e-05 | 605.4089 | 2.3698e-05 | 599.77 | -0.0010624 | 605.4089 | 0.00035853 | 605.4089 | 0.0010416 | 605.4089 | 0.0053601 | 599.77 | 0.88134 | 605.4089 | 0.50694 | 532.4991 | 9.3452e-06 | 605.4089 | 0.14462 | 605.4089 | 0.08096 | 604.9794 | 0.00726 | 798.5817 | 0.26527 | 604.9794 | -0.0006153 | 797.8902 | 0.02705 | 798.5817 | 0.01416 | 604.9794 | 0.15041 | 605.4089 | 0.3756
| 531.1765 | 0 | 605.2091 | 0.0010042 | 531.1765 | 0 | 605.2091 | 0.00045737 | 598.3161 | 0.00018988 | 605.2091 | 0.00073198 | 605.6382 | 0.00068467 | 600 | -5.0592e-05 | 605.6382 | 0.00102 | 605.6382 | 0.0019126 | 605.6382 | 0.0059112 | 600 | 0.86394 | 605.6382 | 0.4899 | 532.6167 | 1.0095e-05 | 605.6382 | 0.14916 | 605.6382 | 0.08441 | 605.2091 | 0.00862 | 798.7476 | 0.2626 | 605.2091 | 0.0012734 | 798.0562 | 0.03995 | 798.7476 | 0.01478 | 605.2091 | 0.15066 | 605.6382 | 0.37435
| 531.2916 | 0 | 605.4387 | 0.00072057 | 531.2916 | 0.00128 | 605.4387 | -0.00022796 | 598.5437 | 0.0001771 | 605.4387 | -1.8893e-05 | 605.8674 | 0 | 600.23 | -0.0014672 | 605.8674 | 0.00031419 | 605.8674 | 0.0007421 | 605.8674 | 0.0051554 | 600.23 | 0.84463 | 605.8674 | 0.47087 | 532.7344 | 9.0173e-06 | 605.8674 | 0.15239 | 605.8674 | 0.08535 | 605.4387 | 0.00797 | 798.9135 | 0.25813 | 605.4387 | 8.8572e-06 | 798.2222 | 0.02975 | 798.9135 | 0.01409 | 605.4387 | 0.15044 | 605.8674 | 0.37378
| 531.4067 | 0 | 605.6683 | 0.00085575 | 531.4067 | 0 | 605.6683 | 0.000609 | 598.7712 | 0.00015156 | 605.6683 | 0.0006774 | 606.0967 | 0.00087211 | 600.46 | 0.0024789 | 606.0967 | 0.00092861 | 606.0967 | 0.0017528 | 606.0967 | 0.0055403 | 600.46 | 0.82045 | 606.0967 | 0.45447 | 532.852 | 9.2164e-06 | 606.0967 | 0.1563 | 606.0967 | 0.08769 | 605.6684 | 0.00867 | 799.0793 | 0.2543 | 605.6683 | 0.00058787 | 798.3882 | 0.03859 | 799.0793 | 0.01477 | 605.6684 | 0.15175 | 606.0967 | 0.37226
| 531.5217 | 0.00169 | 605.898 | 0.00071851 | 531.5217 | 0.0006936 | 605.898 | -0.00018439 | 598.9988 | 2.9606e-06 | 605.898 | 2.2203e-05 | 606.326 | 9.6474e-05 | 600.69 | -0.00021923 | 606.326 | 0.00027544 | 606.326 | 0.0010574 | 606.326 | 0.0050681 | 600.69 | 0.79999 | 606.326 | 0.43739 | 532.9697 | 9.029e-06 | 606.326 | 0.15933 | 606.3261 | 0.08863 | 605.898 | 0.00801 | 799.2452 | 0.24743 | 605.898 | -0.001428 | 798.5542 | 0.03313 | 799.2452 | 0.01407 | 605.898 | 0.15013 | 606.326 | 0.37188
| 531.6368 | 0 | 606.1277 | 0.00086707 | 531.6368 | 0 | 606.1277 | 0.00039854 | 599.2264 | 0.00029451 | 606.1277 | 0.00066714 | 606.5554 | 0.00071777 | 600.92 | 0.0025465 | 606.5554 | 0.00103 | 606.5554 | 0.0018093 | 606.5554 | 0.0054734 | 600.92 | 0.77507 | 606.5554 | 0.42096 | 533.0874 | 9.6731e-06 | 606.5554 | 0.1647 | 606.5554 | 0.09165 | 606.1277 | 0.00947 | 799.4111 | 0.24277 | 606.1277 | 0.00087113 | 798.7201 | 0.03443 | 799.4111 | 0.01476 | 606.1277 | 0.14994 | 606.5554 | 0.37067
| 531.752 | 0 | 606.3574 | 0.0006847 | 531.752 | 0.00088435 | 606.3574 | -0.00032191 | 599.454 | 3.3896e-05 | 606.3574 | 2.1608e-05 | 606.7847 | 0 | 601.15 | 0.00032042 | 606.7847 | 8.9781e-05 | 606.7847 | 0.00074728 | 606.7847 | 0.0049512 | 601.15 | 0.751 | 606.7847 | 0.40436 | 533.2051 | 9.6731e-06 | 606.7847 | 0.16799 | 606.7847 | 0.09333 | 606.3574 | 0.00895 | 799.577 | 0.2342 | 606.3574 | -0.00051095 | 798.8861 | 0.03415 | 799.577 | 0.01402 | 606.3574 | 0.14886 | 606.7847 | 0.36972
| 531.8671 | 0 | 606.5871 | 0.00070701 | 531.8671 | 0 | 606.5871 | 0.00043519 | 599.6817 | 0.0004432 | 606.5871 | 0.00061767 | 607.014 | 0.00063561 | 601.38 | 0.00096123 | 607.014 | 0.00073388 | 607.014 | 0.001673 | 607.014 | 0.0052479 | 601.38 | 0.72704 | 607.014 | 0.3898 | 533.3227 | 9.2164e-06 | 607.014 | 0.17264 | 607.014 | 0.09588 | 606.587 | 0.00927 | 799.7429 | 0.22835 | 606.5871 | 0.00109 | 799.0521 | 0.04625 | 799.7429 | 0.01472 | 606.587 | 0.14862 | 607.014 | 0.36802
| 531.9822 | 0.00033839 | 606.8168 | 0.00074913 | 531.9822 | 0.00013872 | 606.8168 | -0.00029947 | 599.9093 | -1.6987e-05 | 606.8168 | -5.5353e-05 | 607.2434 | 4.1616e-05 | 601.61 | -0.00086005 | 607.2434 | 0.00022191 | 607.2434 | 0.00078797 | 607.2433 | 0.0048017 | 601.61 | 0.70404 | 607.2434 | 0.37437 | 533.4404 | 9.5209e-06 | 607.2434 | 0.17617 | 607.2433 | 0.09712 | 606.8167 | 0.00906 | 799.9088 | 0.22358 | 606.8168 | 2.7769e-06 | 799.2181 | 0.04711 | 799.9088 | 0.01399 | 606.8167 | 0.14661 | 607.2433 | 0.36713
| 532.0973 | 0 | 607.0465 | 0.0006755 | 532.0973 | 0 | 607.0465 | 0.00063305 | 600.137 | 0.00033967 | 607.0465 | 0.0006298 | 607.4727 | 0.00040559 | 601.84 | 0.0016358 | 607.4727 | 0.00081998 | 607.4727 | 0.0016516 | 607.4727 | 0.0050999 | 601.84 | 0.66746 | 607.4727 | 0.35974 | 533.5581 | 9.3452e-06 | 607.4727 | 0.18092 | 607.4727 | 0.0999 | 607.0465 | 0.01001 | 800.0747 | 0.21949 | 607.0465 | -0.00042933 | 799.3841 | 0.05385 | 800.0747 | 0.01479 | 607.0465 | 0.14756 | 607.4727 | 0.3659
| 532.2124 | 0.00062587 | 607.2762 | 0.00060702 | 532.2124 | 0.00184 | 607.2762 | -0.00020383 | 600.3646 | 8.039e-05 | 607.2762 | -2.6525e-05 | 607.7021 | 0 | 602.07 | 0.0018044 | 607.7021 | 0.0001508 | 607.7021 | 0.0010542 | 607.7021 | 0.0044606 | 602.07 | 0.64656 | 607.7021 | 0.34537 | 533.6758 | 9.7551e-06 | 607.7021 | 0.18465 | 607.7021 | 0.10179 | 607.2762 | 0.0095 | 800.2406 | 0.21576 | 607.2762 | -0.00096059 | 799.5501 | 0.05361 | 800.2406 | 0.01409 | 607.2762 | 0.14676 | 607.7021 | 0.36507
| 532.3276 | 0 | 607.5059 | 0.00077186 | 532.3276 | 0 | 607.5059 | 0.0005022 | 600.5923 | 0.00029476 | 607.5059 | 0.00059433 | 607.9315 | 0.00064138 | 602.3 | -0.00072515 | 607.9315 | 0.00102 | 607.9315 | 0.0017527 | 607.9315 | 0.0050726 | 602.3 | 0.62338 | 607.9315 | 0.33324 | 533.7935 | 9.8956e-06 | 607.9315 | 0.19041 | 607.9315 | 0.10428 | 607.5059 | 0.01066 | 800.4065 | 0.21128 | 607.5059 | 0.00021661 | 799.7162 | 0.05061 | 800.4065 | 0.01486 | 607.5059 | 0.14726 | 607.9315 | 0.36426
| 532.4427 | 0.00084148 | 607.7357 | 0.00063098 | 532.4427 | 0.0007803 | 607.7357 | 7.346e-05 | 600.8199 | -4.0203e-05 | 607.7357 | -4.5528e-05 | 608.1609 | 0 | 602.53 | 0.00079259 | 608.1609 | 0 | 608.1609 | 0.00091356 | 608.1609 | 0.0044272 | 602.53 | 0.60465 | 608.1609 | 0.31978 | 533.9112 | 1.1184e-05 | 608.1609 | 0.19411 | 608.1609 | 0.10598 | 607.7357 | 0.01026 | 800.5724 | 0.20855 | 607.7357 | -0.00090241 | 799.8822 | 0.05051 | 800.5724 | 0.01413 | 607.7357 | 0.14586 | 608.1609 | 0.36368
| 532.5578 | 0 | 607.9654 | 0.0010997 | 532.5578 | 0 | 607.9654 | 0.00029325 | 601.0476 | 0.00037577 | 607.9654 | 0.00076834 | 608.3903 | 0.00068632 | 602.76 | 0.00069142 | 608.3903 | 0.00098715 | 608.3903 | 0.00202 | 608.3903 | 0.0052188 | 602.76 | 0.57536 | 608.3903 | 0.30699 | 534.0289 | 1.1254e-05 | 608.3903 | 0.19956 | 608.3903 | 0.10889 | 607.9655 | 0.01092 | 800.7383 | 0.20673 | 607.9654 | -0.00086434 | 800.0482 | 0.05217 | 800.7383 | 0.01494 | 607.9655 | 0.14499 | 608.3903 | 0.3614
| 532.673 | 0 | 608.1952 | 0.00070676 | 532.673 | 0.00081498 | 608.1952 | 0.00015421 | 601.2753 | 0.00013907 | 608.1952 | -3.9702e-05 | 608.6197 | 0.00018184 | 602.99 | 0.00059023 | 608.6197 | 0.00021477 | 608.6197 | 0.00088974 | 608.6197 | 0.0045415 | 602.99 | 0.56287 | 608.6197 | 0.29352 | 534.1466 | 1.0715e-05 | 608.6197 | 0.20383 | 608.6197 | 0.11009 | 608.1952 | 0.01069 | 800.9043 | 0.19671 | 608.1952 | -0.00045532 | 800.2142 | 0.04921 | 800.9043 | 0.01432 | 608.1952 | 0.14388 | 608.6197 | 0.36003
| 532.7881 | 0 | 608.425 | 0.00076344 | 532.7881 | 0 | 608.425 | 0.00065544 | 601.5031 | 0.0002902 | 608.425 | 0.00070025 | 608.8491 | 0.00055765 | 603.22 | -0.001602 | 608.8491 | 0.00111 | 608.8491 | 0.0015433 | 608.8491 | 0.004841 | 603.22 | 0.52961 | 608.8491 | 0.28344 | 534.2642 | 9.2632e-06 | 608.8491 | 0.20908 | 608.8491 | 0.11307 | 608.425 | 0.01138 | 801.0702 | 0.1921 | 608.425 | -0.00037605 | 800.3803 | 0.05589 | 801.0702 | 0.01512 | 608.425 | 0.14372 | 608.8491 | 0.35839
| 532.9033 | 0.0007157 | 608.6548 | 0.00081291 | 532.9033 | 0.00067626 | 608.6548 | -0.00014875 | 601.7307 | 0.00010083 | 608.6548 | -2.8857e-05 | 609.0786 | 0 | 603.45 | -0.00035414 | 609.0786 | 0.00017006 | 609.0786 | 0.00093824 | 609.0786 | 0.0045239 | 603.45 | 0.50829 | 609.0786 | 0.27056 | 534.3819 | 9.8371e-06 | 609.0786 | 0.2126 | 609.0785 | 0.11415 | 608.6548 | 0.01116 | 801.2361 | 0.18998 | 608.6548 | -0.00061027 | 800.5463 | 0.05033 | 801.2361 | 0.01443 | 608.6548 | 0.14251 | 609.0786 | 0.35644
| 533.0184 | 0 | 608.8846 | 0.00086353 | 533.0184 | 0 | 608.8846 | 0.00053828 | 601.9584 | 0.00028745 | 608.8846 | 0.00064673 | 609.308 | 0.00067643 | 603.68 | 0.0010287 | 609.308 | 0.00098689 | 609.308 | 0.0016246 | 609.308 | 0.0047016 | 603.68 | 0.48696 | 609.308 | 0.25968 | 534.4997 | 1.0633e-05 | 609.308 | 0.21878 | 609.308 | 0.11704 | 608.8846 | 0.01224 | 801.4021 | 0.18752 | 608.8846 | 0.00073635 | 800.7123 | 0.05523 | 801.4021 | 0.01526 | 608.8846 | 0.14226 | 609.308 | 0.35506
| 533.1336 | 0 | 609.1144 | 0.00069224 | 533.1336 | 0.00111 | 609.1144 | -4.006e-05 | 602.1862 | 8.9267e-05 | 609.1144 | -6.6993e-05 | 609.5375 | 0 | 603.91 | -0.00065769 | 609.5375 | 0.00020771 | 609.5375 | 0.00090559 | 609.5375 | 0.0043136 | 603.91 | 0.4687 | 609.5375 | 0.24931 | 534.6174 | 1.0844e-05 | 609.5375 | 0.22382 | 609.5375 | 0.11948 | 609.1144 | 0.01159 | 801.568 | 0.18196 | 609.1144 | 0.00053531 | 800.8784 | 0.05649 | 801.568 | 0.01459 | 609.1144 | 0.1413 | 609.5375 | 0.35468
| 533.2487 | 0 | 609.3442 | 0.00076034 | 533.2487 | 0.00046927 | 609.3442 | 0.00071388 | 602.4139 | 0.00025276 | 609.3442 | 0.00067292 | 609.767 | 0.00061947 | 604.14 | 0.0021754 | 609.767 | 0.00103 | 609.767 | 0.0017026 | 609.767 | 0.0047238 | 604.14 | 0.43586 | 609.767 | 0.24 | 534.7351 | 9.9542e-06 | 609.767 | 0.23054 | 609.767 | 0.12298 | 609.3442 | 0.01277 | 801.7339 | 0.18316 | 609.3442 | -0.00024619 | 801.0444 | 0.06087 | 801.7339 | 0.01551 | 609.3442 | 0.14259 | 609.767 | 0.35435
| 533.3639 | 8.684e-05 | 609.5741 | 0.00062501 | 533.3639 | 0 | 609.5741 | -0.0003825 | 602.6417 | 0.00011474 | 609.5741 | -0.00021083 | 609.9964 | 6.1445e-05 | 604.36 | -0.00052277 | 609.9964 | 5.9099e-06 | 609.9964 | 0.00072406 | 609.9965 | 0.0040414 | 604.36 | 0.41295 | 609.9964 | 0.22963 | 534.8528 | 9.193e-06 | 609.9964 | 0.23492 | 609.9965 | 0.1246 | 609.5741 | 0.01205 | 801.8999 | 0.17598 | 609.5741 | -0.00063788 | 801.2105 | 0.06035 | 801.8999 | 0.0148 | 609.5741 | 0.14078 | 609.9965 | 0.35302
| 533.4791 | 0 | 609.8039 | 0.00083575 | 533.4791 | 0 | 609.8039 | 0.0005737 | 602.8694 | 0.00031428 | 609.8039 | 0.00067576 | 610.2259 | 0.00080125 | 604.59 | 0.0009275 | 610.226 | 0.00071437 | 610.2259 | 0.0015474 | 610.226 | 0.0045046 | 604.59 | 0.39678 | 610.2259 | 0.22072 | 534.9705 | 8.947e-06 | 610.2259 | 0.241 | 610.226 | 0.12798 | 609.8039 | 0.01306 | 802.0658 | 0.16911 | 609.8039 | 0.00080069 | 801.3765 | 0.06331 | 802.0658 | 0.01578 | 609.8039 | 0.14286 | 610.226 | 0.35143
| 533.5943 | 0.00152 | 610.0338 | 0.00071449 | 533.5943 | 0.0014 | 610.0338 | -0.00071579 | 603.0972 | 0.00010804 | 610.0338 | -1.2358e-05 | 610.4555 | 7.6184e-05 | 604.82 | -0.00069142 | 610.4555 | 0.00011307 | 610.4555 | 0.00090281 | 610.4554 | 0.0039068 | 604.82 | 0.38125 | 610.4555 | 0.20999 | 535.0883 | 9.5209e-06 | 610.4555 | 0.24557 | 610.4554 | 0.12949 | 610.0338 | 0.01304 | 802.2318 | 0.16566 | 610.0338 | -0.00037827 | 801.5426 | 0.06799 | 802.2318 | 0.01521 | 610.0338 | 0.1411 | 610.4554 | 0.34937
| 533.7095 | 0 | 610.2637 | 0.00076918 | 533.7095 | 0 | 610.2637 | 8.2618e-05 | 603.325 | 0.00027998 | 610.2637 | 0.00060977 | 610.685 | 0.00049013 | 605.05 | 0.0010287 | 610.685 | 0.00090303 | 610.685 | 0.0013535 | 610.685 | 0.0043496 | 605.05 | 0.35319 | 610.685 | 0.20191 | 535.206 | 9.6028e-06 | 610.685 | 0.25205 | 610.685 | 0.13271 | 610.2637 | 0.01395 | 802.3977 | 0.16232 | 610.2637 | 0.0006029 | 801.7087 | 0.07123 | 802.3977 | 0.0161 | 610.2637 | 0.14125 | 610.685 | 0.34781
| 533.8247 | 0.000554 | 610.4936 | 0.00059734 | 533.8247 | 0.00114 | 610.4936 | -0.00030893 | 603.5528 | 7.4647e-05 | 610.4936 | -5.9681e-05 | 610.9145 | 0 | 605.28 | 0.00021923 | 610.9145 | 0.00020027 | 610.9145 | 0.00068988 | 610.9145 | 0.0037885 | 605.28 | 0.34294 | 610.9145 | 0.19289 | 535.3237 | 1.0516e-05 | 610.9145 | 0.25782 | 610.9145 | 0.13408 | 610.4936 | 0.01322 | 802.5637 | 0.1594 | 610.4936 | 9.8089e-05 | 801.8747 | 0.07085 | 802.5637 | 0.01554 | 610.4936 | 0.13782 | 610.9145 | 0.34588
| 533.9398 | 0 | 610.7235 | 0.00076136 | 533.9398 | 0 | 610.7235 | 0.00061493 | 603.7806 | 0.00025761 | 610.7235 | 0.00067976 | 611.144 | 0.00039538 | 605.51 | 0.001231 | 611.144 | 0.00111 | 611.144 | 0.0013613 | 611.144 | 0.0042739 | 605.51 | 0.32127 | 611.144 | 0.18586 | 535.4415 | 1.02e-05 | 611.144 | 0.26491 | 611.144 | 0.13798 | 610.7235 | 0.01466 | 802.7297 | 0.15285 | 610.7235 | -0.00035299 | 802.0408 | 0.07253 | 802.7297 | 0.01627 | 610.7235 | 0.14131 | 611.144 | 0.34513
| 534.055 | 3.2945e-05 | 610.9534 | 0.00039794 | 534.055 | 0.00101 | 610.9534 | -0.00043342 | 604.0084 | 0.00013703 | 610.9534 | -0.00010925 | 611.3736 | 0.00016353 | 605.74 | -0.0020068 | 611.3736 | 0.00030555 | 611.3736 | 0.00080016 | 611.3736 | 0.0037412 | 605.74 | 0.30179 | 611.3736 | 0.17698 | 535.5592 | 9.9307e-06 | 611.3736 | 0.27057 | 611.3736 | 0.14067 | 610.9534 | 0.01394 | 802.8956 | 0.15221 | 610.9534 | 0.00024376 | 802.2069 | 0.07417 | 802.8956 | 0.01572 | 610.9534 | 0.13967 | 611.3736 | 0.3444
| 534.1702 | 0 | 611.1833 | 0.00086422 | 534.1702 | 0 | 611.1833 | 0.00079935 | 604.2363 | 0.00034061 | 611.1833 | 0.00067621 | 611.6032 | 0.00076656 | 605.97 | 0.0022092 | 611.6032 | 0.00097898 | 611.6032 | 0.0013921 | 611.6031 | 0.0042122 | 605.97 | 0.28336 | 611.6032 | 0.17193 | 535.6769 | 8.9705e-06 | 611.6032 | 0.27879 | 611.6032 | 0.14435 | 611.1833 | 0.01542 | 803.0616 | 0.15162 | 611.1833 | 0.00077421 | 802.3729 | 0.07529 | 803.0616 | 0.01636 | 611.1833 | 0.14063 | 611.6031 | 0.34344
| 534.2854 | 0.0005001 | 611.4132 | 0.00072364 | 534.2854 | 0.00020808 | 611.4132 | -0.0002788 | 604.4641 | 0.00014672 | 611.4132 | -7.436e-05 | 611.8327 | 0 | 606.2 | -0.00096123 | 611.8327 | 0 | 611.8327 | 0.00072249 | 611.8327 | 0.0035734 | 606.2 | 0.27809 | 611.8327 | 0.16373 | 535.7947 | 9.4857e-06 | 611.8327 | 0.28513 | 611.8327 | 0.14662 | 611.4132 | 0.01445 | 803.2276 | 0.14716 | 611.4132 | -0.00017234 | 802.539 | 0.07481 | 803.2276 | 0.01587 | 611.4132 | 0.13901 | 611.8327 | 0.34247
| 534.4007 | 0 | 611.6432 | 0.00064795 | 534.4007 | 0 | 611.6432 | 0.00023255 | 604.692 | 0.0003158 | 611.6432 | 0.00067944 | 612.0623 | 0.00042769 | 606.43 | 0.00042159 | 612.0623 | 0.00122 | 612.0623 | 0.0014084 | 612.0623 | 0.0039126 | 606.43 | 0.25258 | 612.0623 | 0.15727 | 535.9124 | 9.9307e-06 | 612.0623 | 0.29307 | 612.0623 | 0.15017 | 611.6431 | 0.01574 | 803.3936 | 0.14617 | 611.6432 | 0.0011993 | 802.7051 | 0.08069 | 803.3936 | 0.01641 | 611.6431 | 0.13971 | 612.0623 | 0.3408
| 534.5159 | 0.00021262 | 611.8731 | 0.00069229 | 534.5159 | 0.00175 | 611.8731 | -0.00043066 | 604.9198 | -1.4282e-05 | 611.8731 | -0.00014943 | 612.2919 | 0.00011775 | 606.66 | -0.0025127 | 612.2919 | 0.0001808 | 612.2919 | 0.0007968 | 612.2919 | 0.0036954 | 606.66 | 0.24025 | 612.2919 | 0.15032 | 536.0302 | 1.0551e-05 | 612.2919 | 0.29975 | 612.2919 | 0.15269 | 611.8731 | 0.01556 | 803.5596 | 0.13877 | 611.8731 | 0.00072188 | 802.8712 | 0.07859 | 803.5596 | 0.01607 | 611.8731 | 0.13855 | 612.2919 | 0.33971
| 534.6311 | 0 | 612.1031 | 0.00072689 | 534.6311 | 0 | 612.1031 | 0.00063493 | 605.1476 | 0.00039678 | 612.1031 | 0.00064753 | 612.5215 | 0.00064937 | 606.89 | -8.4319e-05 | 612.5215 | 0.00093291 | 612.5215 | 0.0014526 | 612.5215 | 0.0038184 | 606.89 | 0.21909 | 612.5215 | 0.14453 | 536.1479 | 9.193e-06 | 612.5215 | 0.30676 | 612.5216 | 0.15586 | 612.1031 | 0.01658 | 803.7255 | 0.13785 | 612.1031 | 0.00049945 | 803.0373 | 0.08205 | 803.7255 | 0.01642 | 612.1031 | 0.13882 | 612.5215 | 0.33788
| 534.7463 | 0.000554 | 612.333 | 0.00061503 | 534.7463 | 0.00111 | 612.333 | -0.00030645 | 605.3755 | 0.00011205 | 612.333 | -9.2759e-05 | 612.7511 | 4.806e-05 | 607.12 | -0.0012648 | 612.7511 | 0.00022154 | 612.7511 | 0.00077351 | 612.7512 | 0.0035139 | 607.12 | 0.21042 | 612.7511 | 0.13786 | 536.2657 | 9.2749e-06 | 612.7511 | 0.31369 | 612.7512 | 0.15883 | 612.333 | 0.01647 | 803.8915 | 0.13526 | 612.333 | -0.00068033 | 803.2034 | 0.08301 | 803.8915 | 0.01618 | 612.333 | 0.13745 | 612.7512 | 0.337
| 534.8615 | 0 | 612.563 | 0.00070545 | 534.8615 | 0 | 612.563 | 0.00085627 | 605.6034 | 0.00034456 | 612.563 | 0.00062761 | 612.9808 | 0.00056622 | 607.35 | 0.0030186 | 612.9808 | 0.00116 | 612.9808 | 0.0019351 | 612.9808 | 0.0038798 | 607.35 | 0.19309 | 612.9808 | 0.13188 | 536.3835 | 8.9353e-06 | 612.9808 | 0.32051 | 612.9808 | 0.16215 | 612.563 | 0.01752 | 804.0575 | 0.13165 | 612.563 | 0.00030286 | 803.3695 | 0.08695 | 804.0575 | 0.01623 | 612.563 | 0.13726 | 612.9808 | 0.33477
| 534.9768 | 0.00019465 | 612.793 | 0.0006574 | 534.9768 | 0.00114 | 612.793 | -0.00031403 | 605.8313 | 3.8892e-05 | 612.793 | -6.7411e-05 | 613.2104 | 0 | 607.58 | -0.00048905 | 613.2104 | 0.00026587 | 613.2104 | 0.0006698 | 613.2104 | 0.0033299 | 607.58 | 0.18522 | 613.2104 | 0.12593 | 536.5012 | 9.8722e-06 | 613.2104 | 0.32852 | 613.2104 | 0.1654 | 612.793 | 0.0172 | 804.2235 | 0.13211 | 612.793 | -0.00032616 | 803.5356 | 0.08291 | 804.2235 | 0.01628 | 612.793 | 0.13605 | 613.2104 | 0.33409
| 535.092 | 0 | 613.023 | 0.00083706 | 535.092 | 0 | 613.023 | 0.00053326 | 606.0592 | 0.00033422 | 613.023 | 0.0006573 | 613.4401 | 0.00080351 | 607.81 | -0.0010287 | 613.4401 | 0.00105 | 613.4401 | 0.0014408 | 613.4401 | 0.0038511 | 607.81 | 0.16513 | 613.4401 | 0.12162 | 536.619 | 1.0856e-05 | 613.4401 | 0.33839 | 613.4401 | 0.16944 | 613.023 | 0.01848 | 804.3895 | 0.13042 | 613.023 | 0.00024276 | 803.7017 | 0.09089 | 804.3895 | 0.01626 | 613.023 | 0.13621 | 613.4401 | 0.33327
| 535.2073 | 0.00057197 | 613.2531 | 0.00056618 | 535.2073 | 0.00168 | 613.2531 | -0.00043574 | 606.2871 | 0.00013736 | 613.2531 | -1.0962e-05 | 613.6697 | 2.0946e-05 | 608.05 | -0.0015346 | 613.6697 | 0 | 613.6697 | 0.00078571 | 613.6697 | 0.0032365 | 608.05 | 0.15927 | 613.6697 | 0.11633 | 536.7368 | 1.1805e-05 | 613.6697 | 0.34619 | 613.6697 | 0.17182 | 613.2531 | 0.01768 | 804.5555 | 0.12699 | 613.2531 | -0.00052741 | 803.8679 | 0.08831 | 804.5555 | 0.01647 | 613.2531 | 0.13296 | 613.6697 | 0.33211
| 535.3225 | 0 | 613.4831 | 0.0007394 | 535.3225 | 0 | 613.4831 | 0.00064444 | 606.5151 | 0.00030906 | 613.4831 | 0.00066166 | 613.8994 | 0.00046153 | 608.28 | -0.0015684 | 613.8994 | 0.00084141 | 613.8994 | 0.001391 | 613.8994 | 0.0037234 | 608.28 | 0.13967 | 613.8994 | 0.112 | 536.8545 | 1.1781e-05 | 613.8994 | 0.35612 | 613.8994 | 0.17613 | 613.4831 | 0.01921 | 804.7216 | 0.12203 | 613.4831 | -0.00041485 | 804.034 | 0.09327 | 804.7216 | 0.01583 | 613.4831 | 0.13248 | 613.8994 | 0.33145
| 535.4378 | 0 | 613.7131 | 0.0004431 | 535.4378 | 0.0006936 | 613.7131 | -1.3358e-05 | 606.743 | 1.3979e-05 | 613.7131 | -5.4576e-05 | 614.1291 | 1.0342e-05 | 608.51 | 0.00062396 | 614.1291 | 0.00025554 | 614.1291 | 0.00077413 | 614.1291 | 0.0031731 | 608.51 | 0.13876 | 614.1291 | 0.1073 | 536.9723 | 1.102e-05 | 614.1291 | 0.36435 | 614.1291 | 0.17987 | 613.7131 | 0.0186 | 804.8876 | 0.12026 | 613.7131 | 0.00012308 | 804.2001 | 0.09367 | 804.8876 | 0.01613 | 613.7131 | 0.13176 | 614.1291 | 0.33015
| 535.553 | 0 | 613.9432 | 0.00071882 | 535.553 | 0 | 613.9432 | 5.5388e-05 | 606.9709 | 0.00032126 | 613.9432 | 0.00056319 | 614.3588 | 0.00074257 | 608.74 | 0.00086005 | 614.3588 | 0.00094079 | 614.3588 | 0.0012699 | 614.3588 | 0.0037627 | 608.74 | 0.11591 | 614.3588 | 0.10362 | 537.0901 | 1.0411e-05 | 614.3588 | 0.37515 | 614.3588 | 0.184 | 613.9432 | 0.02059 | 805.0536 | 0.1201 | 613.9432 | -0.00014559 | 804.3662 | 0.09519 | 805.0536 | 0.01555 | 613.9432 | 0.13318 | 614.3588 | 0.32865
| 535.6683 | 1.4969e-05 | 614.1732 | 0.00070356 | 535.6683 | 0.00123 | 614.1732 | -0.00019784 | 607.1989 | 0.00010718 | 614.1732 | -2.765e-05 | 614.5885 | 0 | 608.97 | 0.00028669 | 614.5885 | 5.6762e-05 | 614.5885 | 0.00074544 | 614.5885 | 0.0031438 | 608.97 | 0.1124 | 614.5885 | 0.098638 | 537.2079 | 1.0177e-05 | 614.5885 | 0.38245 | 614.5885 | 0.18666 | 614.1733 | 0.01965 | 805.2196 | 0.11285 | 614.1732 | -0.00083084 | 804.5324 | 0.09581 | 805.2196 | 0.01621 | 614.1733 | 0.13114 | 614.5885 | 0.32778
| 535.7836 | 0 | 614.4033 | 0.0006972 | 535.7836 | 0 | 614.4033 | 0.00064201 | 607.4269 | 0.00027957 | 614.4033 | 0.00056228 | 614.8182 | 0.00078986 | 609.2 | -0.00035414 | 614.8182 | 0.00060028 | 614.8182 | 0.001178 | 614.8182 | 0.0034487 | 609.2 | 0.094645 | 614.8182 | 0.095027 | 537.3257 | 1.02e-05 | 614.8182 | 0.3924 | 614.8182 | 0.19116 | 614.4033 | 0.02089 | 805.3856 | 0.11249 | 614.4033 | 0.0001931 | 804.6985 | 0.10115 | 805.3856 | 0.0153 | 614.4033 | 0.1317 | 614.8182 | 0.32608
| 535.8988 | 0 | 614.6334 | 0.00060678 | 535.8988 | 0.00137 | 614.6334 | -0.00036833 | 607.6548 | 0.00019066 | 614.6334 | -1.2182e-05 | 615.048 | 0.00018445 | 609.43 | -0.0015008 | 615.048 | 0.00029928 | 615.048 | 0.00055688 | 615.048 | 0.0030298 | 609.43 | 0.086713 | 615.048 | 0.090709 | 537.4434 | 1.0598e-05 | 615.048 | 0.40235 | 615.048 | 0.1944 | 614.6334 | 0.02068 | 805.5517 | 0.10823 | 614.6334 | -0.000348 | 804.8647 | 0.09989 | 805.5517 | 0.01578 | 614.6334 | 0.13034 | 615.048 | 0.32522
| 536.0141 | 0 | 614.8635 | 0.00078005 | 536.0141 | 0 | 614.8635 | 0.00028347 | 607.8828 | 0.00028295 | 614.8635 | 0.0006979 | 615.2777 | 0.0006698 | 609.66 | 0.00048905 | 615.2777 | 0.00092661 | 615.2777 | 0.0014821 | 615.2777 | 0.0034244 | 609.66 | 0.07735 | 615.2777 | 0.08745 | 537.5612 | 1.0223e-05 | 615.2777 | 0.41254 | 615.2777 | 0.19903 | 614.8635 | 0.02209 | 805.7177 | 0.1086 | 614.8635 | 0.00019589 | 805.0308 | 0.10203 | 805.7177 | 0.01501 | 614.8635 | 0.13079 | 615.2777 | 0.32311
| 536.1294 | 0.00051807 | 615.0936 | 0.00068678 | 536.1294 | 0.00153 | 615.0936 | -0.00033993 | 608.1108 | 8.1397e-05 | 615.0936 | -8.6962e-05 | 615.5074 | 0 | 609.89 | -0.0013322 | 615.5074 | 5.9797e-05 | 615.5074 | 0.0005775 | 615.5074 | 0.0029663 | 609.89 | 0.074522 | 615.5074 | 0.082968 | 537.679 | 9.6731e-06 | 615.5074 | 0.42247 | 615.5074 | 0.20251 | 615.0936 | 0.02154 | 805.8837 | 0.10783 | 615.0936 | 0.00026111 | 805.197 | 0.10163 | 805.8837 | 0.01569 | 615.0936 | 0.12925 | 615.5074 | 0.32232
| 536.2447 | 0 | 615.3237 | 0.00066845 | 536.2447 | 0 | 615.3237 | 0.00050998 | 608.3388 | 0.00037077 | 615.3237 | 0.00066579 | 615.7372 | 0.00055579 | 610.12 | 0.00062396 | 615.7372 | 0.00108 | 615.7372 | 0.0010979 | 615.7372 | 0.003196 | 610.12 | 0.054561 | 615.7372 | 0.080398 | 537.7968 | 9.2749e-06 | 615.7372 | 0.43206 | 615.7372 | 0.20705 | 615.3237 | 0.02292 | 806.0498 | 0.10628 | 615.3237 | 0.00049156 | 805.3631 | 0.10763 | 806.0498 | 0.01478 | 615.3237 | 0.12893 | 615.7372 | 0.32087
| 536.36 | 0.00039229 | 615.5539 | 0.00063564 | 536.36 | 0.00083232 | 615.5539 | -0.00056388 | 608.5668 | 0.00015297 | 615.5539 | -0.00011243 | 615.967 | 0 | 610.35 | -0.00052277 | 615.967 | 8.4101e-05 | 615.967 | 0.00071888 | 615.967 | 0.0027754 | 610.35 | 0.05222 | 615.967 | 0.076321 | 537.9147 | 8.9353e-06 | 615.967 | 0.4413 | 615.967 | 0.20983 | 615.5539 | 0.02261 | 806.2158 | 0.10186 | 615.5539 | -0.00082706 | 805.5293 | 0.10645 | 806.2158 | 0.01521 | 615.5539 | 0.12804 | 615.967 | 0.31879
| 536.4753 | 1.7997e-05 | 615.784 | 0.00079557 | 536.4753 | 0 | 615.784 | 0.00058533 | 608.7949 | 0.00034509 | 615.784 | 0.00060666 | 616.1968 | 0.00059087 | 610.58 | -0.00065769 | 616.1968 | 0.00097395 | 616.1968 | 0.0015802 | 616.1968 | 0.0032433 | 610.58 | 0.045166 | 616.1968 | 0.074781 | 538.0325 | 8.9939e-06 | 616.1968 | 0.45438 | 616.1968 | 0.21586 | 615.784 | 0.02412 | 806.3819 | 0.10099 | 615.784 | -0.00052973 | 805.6954 | 0.11133 | 806.3819 | 0.01428 | 615.784 | 0.12862 | 616.1968 | 0.31868
| 536.5906 | 0.00024855 | 616.0142 | 0.00063965 | 536.5906 | 0.00083232 | 616.0142 | -0.00014426 | 609.0229 | 1.7137e-05 | 616.0142 | -5.1066e-05 | 616.4266 | 0 | 610.81 | -0.0012985 | 616.4266 | 4.8102e-05 | 616.4266 | 0.00038765 | 616.4266 | 0.0027236 | 610.81 | 0.039998 | 616.4266 | 0.070773 | 538.1503 | 9.2632e-06 | 616.4266 | 0.46654 | 616.4266 | 0.2201 | 616.0142 | 0.02405 | 806.5479 | 0.09782 | 616.0142 | -0.0004293 | 805.8616 | 0.10515 | 806.5479 | 0.01482 | 616.0142 | 0.12809 | 616.4266 | 0.31836
| 536.7059 | 0 | 616.2443 | 0.00079147 | 536.7059 | 0 | 616.2443 | 0.00013788 | 609.251 | 0.00033662 | 616.2443 | 0.00064114 | 616.6564 | 0.0006303 | 611.04 | 0.00069142 | 616.6564 | 0.00064767 | 616.6564 | 0.0014045 | 616.6564 | 0.0033471 | 611.04 | 0.031415 | 616.6564 | 0.068271 | 538.2681 | 1.0095e-05 | 616.6564 | 0.47461 | 616.6564 | 0.22268 | 616.2443 | 0.02512 | 806.714 | 0.09589 | 616.2443 | 0.0011642 | 806.0278 | 0.11267 | 806.714 | 0.01398 | 616.2443 | 0.12741 | 616.6564 | 0.31369
| 536.8212 | 5.091e-05 | 616.4745 | 0.0006854 | 536.8212 | 0.00113 | 616.4745 | -0.00017107 | 609.479 | 9.6708e-05 | 616.4745 | -0.00011507 | 616.8862 | 0 | 611.27 | -0.00075887 | 616.8862 | 0 | 616.8862 | 0.00082288 | 616.8862 | 0.0027876 | 611.27 | 0.027384 | 616.8862 | 0.065561 | 538.3859 | 1.1149e-05 | 616.8862 | 0.48948 | 616.8862 | 0.22945 | 616.4745 | 0.02478 | 806.88 | 0.09404 | 616.4745 | -0.00049449 | 806.194 | 0.10995 | 806.88 | 0.01446 | 616.4745 | 0.12768 | 616.8862 | 0.3159
| 536.9365 | 0 | 616.7047 | 0.000607 | 536.9365 | 0 | 616.7047 | 0.00065957 | 609.7071 | 0.00031972 | 616.7047 | 0.00069657 | 617.116 | 0.0010544 | 611.5 | -0.00075887 | 617.116 | 0.00117 | 617.116 | 0.0014271 | 617.116 | 0.0031794 | 611.5 | 0.024263 | 617.116 | 0.063694 | 538.5037 | 1.1008e-05 | 617.116 | 0.50474 | 617.116 | 0.23507 | 616.7047 | 0.02688 | 807.0461 | 0.09261 | 616.7047 | 0.00093033 | 806.3601 | 0.11545 | 807.0461 | 0.01377 | 616.7047 | 0.12886 | 617.116 | 0.31594
| 537.0518 | 0.00035636 | 616.9349 | 0.00073723 | 537.0518 | 0.00064159 | 616.9349 | -0.00059406 | 609.9352 | 9.377e-05 | 616.9349 | -8.5244e-05 | 617.3459 | 7.2758e-05 | 611.73 | -0.0010287 | 617.3459 | 0.00015014 | 617.3459 | 0.0008365 | 617.3459 | 0.0027507 | 611.73 | 0.019158 | 617.3459 | 0.060022 | 538.6215 | 1.1313e-05 | 617.3459 | 0.51008 | 617.3459 | 0.23659 | 616.9349 | 0.02564 | 807.2122 | 0.08913 | 616.9349 | -0.00045784 | 806.5263 | 0.11509 | 807.2122 | 0.01428 | 616.9349 | 0.12404 | 617.3459 | 0.31064
| 537.1671 | 0 | 617.1651 | 0.00077742 | 537.1671 | 0 | 617.1651 | 0.00016485 | 610.1633 | 0.0001832 | 617.1651 | 0.00067722 | 617.5757 | 0.00057848 | 611.96 | 0.00075887 | 617.5757 | 0.00099394 | 617.5757 | 0.0013279 | 617.5757 | 0.0031818 | 611.96 | 0.011617 | 617.5757 | 0.058796 | 538.7394 | 1.0083e-05 | 617.5757 | 0.52865 | 617.5757 | 0.24459 | 617.1651 | 0.02811 | 807.3783 | 0.08654 | 617.1651 | 0.00071188 | 806.6925 | 0.11819 | 807.3783 | 0.01379 | 617.1651 | 0.12946 | 617.5757 | 0.31316
| 537.2825 | 5.091e-05 | 617.3953 | 0.00063688 | 537.2825 | 0.00079764 | 617.3953 | -0.00030464 | 610.3914 | -1.9704e-05 | 617.3953 | -0.00013293 | 617.8056 | 0 | 612.19 | -0.00062396 | 617.8056 | 4.6352e-05 | 617.8056 | 0.00065017 | 617.8056 | 0.0026854 | 612.19 | 0.013957 | 617.8056 | 0.055641 | 538.8572 | 1.0305e-05 | 617.8056 | 0.53752 | 617.8056 | 0.24779 | 617.3953 | 0.02788 | 807.5443 | 0.08711 | 617.3953 | -0.0005825 | 806.8587 | 0.11995 | 807.5443 | 0.01427 | 617.3953 | 0.12553 | 617.8056 | 0.31067
| 537.3978 | 0 | 617.6256 | 0.00082543 | 537.3978 | 0 | 617.6256 | 0.0006491 | 610.6194 | 0.00023231 | 617.6256 | 0.00064061 | 618.0355 | 0.00064991 | 612.42 | -0.001366 | 618.0355 | 0.00089815 | 618.0355 | 0.0014757 | 618.0355 | 0.0030483 | 612.42 | 0.010316 | 618.0355 | 0.054038 | 538.975 | 9.6848e-06 | 618.0355 | 0.54747 | 618.0355 | 0.25157 | 617.6255 | 0.02907 | 807.7104 | 0.08557 | 617.6256 | 0.0010297 | 807.0249 | 0.12329 | 807.7104 | 0.0139 | 617.6255 | 0.125 | 618.0355 | 0.30675
| 537.5131 | 0.00026652 | 617.8558 | 0.00057017 | 537.5131 | 0.00149 | 617.8558 | -0.00026876 | 610.8476 | 6.9153e-05 | 617.8558 | -5.3333e-05 | 618.2654 | 0 | 612.65 | -0.00011805 | 618.2654 | 0 | 618.2654 | 0.00033396 | 618.2654 | 0.0024389 | 612.65 | 0.010219 | 618.2654 | 0.050808 | 539.0929 | 1.0177e-05 | 618.2654 | 0.55821 | 618.2654 | 0.2555 | 617.8558 | 0.02876 | 807.8765 | 0.08249 | 617.8558 | 0.00011957 | 807.1911 | 0.12139 | 807.8765 | 0.01446 | 617.8558 | 0.12288 | 618.2654 | 0.30522
| 537.6285 | 0 | 618.086 | 0.00076542 | 537.6285 | 0 | 618.086 | 0.00038215 | 611.0757 | 0.00033825 | 618.086 | 0.00065157 | 618.4953 | 0.00070366 | 612.88 | 0.0026139 | 618.4953 | 0.00116 | 618.4953 | 0.0011947 | 618.4952 | 0.003017 | 612.88 | 0.0040745 | 618.4953 | 0.050682 | 539.2107 | 9.7902e-06 | 618.4953 | 0.58164 | 618.4952 | 0.26544 | 618.0861 | 0.03061 | 808.0426 | 0.08025 | 618.086 | 0.00037938 | 807.3573 | 0.12523 | 808.0426 | 0.01426 | 618.0861 | 0.12591 | 618.4952 | 0.30911
| 537.7438 | 6.8875e-05 | 618.3163 | 0.00039848 | 537.7438 | 0.00147 | 618.3163 | -0.00031554 | 611.3038 | -6.2777e-05 | 618.3163 | -0.00020051 | 618.7252 | 0 | 613.11 | -0.0014334 | 618.7252 | 4.2433e-05 | 618.7252 | 0.00048786 | 618.7252 | 0.0023747 | 613.11 | 0.0052123 | 618.7252 | 0.04725 | 539.3286 | 1.0083e-05 | 618.7252 | 0.58433 | 618.7252 | 0.26568 | 618.3163 | 0.0299 | 808.2087 | 0.07879 | 618.3163 | -0.0003295 | 807.5235 | 0.12301 | 808.2087 | 0.01488 | 618.3163 | 0.12156 | 618.7252 | 0.30238
| 537.8592 | 0 | 618.5466 | 0.00072256 | 537.8592 | 0 | 618.5466 | 0.00074732 | 611.532 | 0.00045754 | 618.5466 | 0.00060615 | 618.9551 | 0.00077651 | 613.34 | 0.0014334 | 618.9551 | 0.00119 | 618.9551 | 0.0012558 | 618.9551 | 0.0029591 | 613.34 | 0.0038469 | 618.9551 | 0.046201 | 539.4464 | 9.0993e-06 | 618.9551 | 0.60271 | 618.9551 | 0.2733 | 618.5466 | 0.03202 | 808.3748 | 0.08107 | 618.5466 | -0.00018712 | 807.6897 | 0.12981 | 808.3748 | 0.01463 | 618.5466 | 0.12275 | 618.9551 | 0.30283
| 537.9745 | 0.00084148 | 618.7769 | 0.00045819 | 537.9745 | 0.00010404 | 618.7769 | -0.00043979 | 611.7602 | 0.00011107 | 618.7769 | -0.0001092 | 619.185 | 0 | 613.57 | 0.00075887 | 619.185 | 0 | 619.185 | 0.00043663 | 619.185 | 0.0022448 | 613.57 | 0.0029042 | 619.185 | 0.043969 | 539.5643 | 9.0759e-06 | 619.185 | 0.61816 | 619.185 | 0.27897 | 618.7769 | 0.03185 | 808.5409 | 0.07447 | 618.7769 | -0.0016898 | 807.856 | 0.13203 | 808.5409 | 0.01525 | 618.7769 | 0.12224 | 619.185 | 0.30307
| 538.0899 | 0 | 619.0072 | 0.00066033 | 538.0899 | 0 | 619.0072 | 0.00074159 | 611.9883 | 0.00036966 | 619.0072 | 0.00065955 | 619.415 | 0.0005354 | 613.8 | -0.00079259 | 619.415 | 0.00092975 | 619.415 | 0.0015563 | 619.415 | 0.0029642 | 613.8 | 0.0033268 | 619.415 | 0.043493 | 539.6821 | 8.9705e-06 | 619.415 | 0.63558 | 619.415 | 0.28689 | 619.0072 | 0.0334 | 808.707 | 0.07366 | 619.0072 | 0.0013254 | 808.0222 | 0.13537 | 808.707 | 0.01509 | 619.0072 | 0.12309 | 619.415 | 0.30315
| 538.2053 | 0.00026652 | 619.2375 | 0.00020621 | 538.2053 | 0.00067626 | 619.2375 | -0.00012318 | 612.2165 | 0.00011033 | 619.2375 | -0.00024781 | 619.6449 | 0 | 614.03 | -0.00065769 | 619.6449 | 9.3872e-05 | 619.6449 | 0.00038059 | 619.6449 | 0.0021312 | 614.03 | 0.00053099 | 619.6449 | 0.040251 | 539.8 | 9.9776e-06 | 619.6449 | 0.64 | 619.6449 | 0.28849 | 619.2375 | 0.03297 | 808.8731 | 0.07243 | 619.2375 | -0.00022368 | 808.1884 | 0.13115 | 808.8731 | 0.01615 | 619.2375 | 0.12093 | 619.6449 | 0.2984
| 538.3207 | 0 | 619.4678 | 0.00083985 | 538.3207 | 0 | 619.4678 | 0.00052332 | 612.4447 | 0.00031114 | 619.4678 | 0.00065579 | 619.8749 | 0.00096517 | 614.26 | -0.0012985 | 619.8749 | 0.00104 | 619.8749 | 0.0013122 | 619.8749 | 0.0029481 | 614.26 | 0.0028392 | 619.8749 | 0.040158 | 539.9178 | 8.8885e-06 | 619.8749 | 0.66203 | 619.8749 | 0.2972 | 619.4678 | 0.03518 | 809.0392 | 0.07313 | 619.4678 | 0.0013588 | 808.3546 | 0.13811 | 809.0392 | 0.01617 | 619.4678 | 0.12188 | 619.8749 | 0.30009
| 538.436 | 0.00053603 | 619.6981 | 0.00070798 | 538.436 | 0.00172 | 619.6981 | -0.00033791 | 612.6729 | 0.0001307 | 619.6981 | -0.00013609 | 620.1049 | 0 | 614.49 | -0.0011973 | 620.1049 | 0.00011278 | 620.1049 | 0.00056366 | 620.1049 | 0.0023471 | 614.49 | 0.0018964 | 620.1049 | 0.037521 | 540.0357 | 1.006e-05 | 620.1049 | 0.67131 | 620.1049 | 0.30137 | 619.6981 | 0.03488 | 809.2053 | 0.07004 | 619.6981 | 0.00029336 | 808.5209 | 0.13721 | 809.2053 | 0.01731 | 619.6981 | 0.11954 | 620.1049 | 0.29728
| 538.5514 | 0 | 619.9285 | 0.00070475 | 538.5514 | 0 | 619.9285 | 0.00015178 | 612.9011 | 0.00042747 | 619.9285 | 0.00056046 | 620.3348 | 0.0006653 | 614.72 | 0.0016695 | 620.3348 | 0.000699 | 620.3348 | 0.0015012 | 620.3348 | 0.0028812 | 614.72 | 0.0030016 | 620.3348 | 0.036667 | 540.1536 | 9.1344e-06 | 620.3348 | 0.6797 | 620.3348 | 0.30491 | 619.9285 | 0.0361 | 809.3714 | 0.06977 | 619.9285 | -8.1382e-05 | 808.6871 | 0.14131 | 809.3714 | 0.0169 | 619.9285 | 0.11849 | 620.3348 | 0.29305
| 538.6668 | 0.00057197 | 620.1588 | 0.00054652 | 538.6668 | 0.00165 | 620.1588 | -0.00022517 | 613.1293 | 0.00012024 | 620.1588 | -0.00010593 | 620.5648 | 0 | 614.95 | -0.00079259 | 620.5648 | 0 | 620.5648 | 0.00026993 | 620.5648 | 0.002281 | 614.95 | -0.001257 | 620.5648 | 0.034929 | 540.2714 | 1.0141e-05 | 620.5648 | 0.69965 | 620.5648 | 0.31266 | 620.1588 | 0.03683 | 809.5376 | 0.06722 | 620.1588 | -0.00040885 | 808.8533 | 0.14071 | 809.5376 | 0.01784 | 620.1588 | 0.11796 | 620.5648 | 0.29483
| 538.7822 | 0 | 620.3892 | 0.00061702 | 538.7822 | 0 | 620.3892 | 0.00034251 | 613.3575 | 0.00034156 | 620.3892 | 0.00068011 | 620.7949 | 0.00075085 | 615.18 | -0.00069142 | 620.7948 | 0.00072945 | 620.7949 | 0.0012401 | 620.7949 | 0.0027146 | 615.18 | 0.00014088 | 620.7949 | 0.034645 | 540.3893 | 9.6028e-06 | 620.7949 | 0.72054 | 620.7949 | 0.32221 | 620.3892 | 0.03836 | 809.7037 | 0.06696 | 620.3892 | -5.0555e-05 | 809.0196 | 0.14443 | 809.7037 | 0.01738 | 620.3892 | 0.11918 | 620.7949 | 0.29549
| 538.8976 | 0.00062587 | 620.6196 | 0.00060869 | 538.8976 | 0.00156 | 620.6196 | -0.00037889 | 613.5858 | 0.0001592 | 620.6196 | -0.00020159 | 621.0249 | 0 | 615.41 | -0.0015684 | 621.0249 | 0 | 621.0249 | 0.00022656 | 621.0249 | 0.0021576 | 615.41 | 0.00079106 | 621.0249 | 0.032538 | 540.5072 | 9.8371e-06 | 621.0249 | 0.73273 | 621.0249 | 0.32748 | 620.6196 | 0.03811 | 809.8698 | 0.06399 | 620.6196 | -0.0006682 | 809.1858 | 0.14147 | 809.8698 | 0.01886 | 620.6196 | 0.11713 | 621.0249 | 0.29368
| 539.013 | 0 | 620.85 | 0.00073179 | 539.013 | 0 | 620.85 | 0.00015822 | 613.814 | 0.0004042 | 620.85 | 0.00065276 | 621.2549 | 0.00070221 | 615.64 | -0.0005565 | 621.2549 | 0.00103 | 621.2549 | 0.0012001 | 621.2549 | 0.0027144 | 615.64 | 0.00040094 | 621.2549 | 0.03203 | 540.6251 | 1.0165e-05 | 621.2549 | 0.74597 | 621.2549 | 0.33327 | 620.85 | 0.03972 | 810.0359 | 0.0639 | 620.85 | 0.00058703 | 809.3521 | 0.14995 | 810.0359 | 0.01873 | 620.85 | 0.11839 | 621.2549 | 0.29144
| 539.1284 | 0 | 621.0804 | 0.00010549 | 539.1284 | 0.00101 | 621.0804 | -0.00040592 | 614.0423 | 0.00010838 | 621.0804 | -0.00018333 | 621.4849 | 0 | 615.87 | 0.0011636 | 621.485 | 3.5055e-05 | 621.4849 | 0.00019709 | 621.4849 | 0.0019631 | 615.87 | 0.0020915 | 621.4849 | 0.030151 | 540.7429 | 1.0095e-05 | 621.4849 | 0.7576 | 621.4849 | 0.33865 | 621.0804 | 0.03986 | 810.2021 | 0.0629 | 621.0804 | -0.00049141 | 809.5184 | 0.15057 | 810.2021 | 0.02094 | 621.0804 | 0.11627 | 621.4849 | 0.28974
| 539.2438 | 0 | 621.3108 | 0.00084337 | 539.2438 | 0 | 621.3108 | 0.00039953 | 614.2706 | 0.00024907 | 621.3108 | 0.00064935 | 621.715 | 0.00084194 | 616.1 | -0.0027488 | 621.715 | 0.00093689 | 621.715 | 0.0017817 | 621.715 | 0.0026116 | 616.1 | 0.0029691 | 621.715 | 0.029987 | 540.8608 | 9.919e-06 | 621.715 | 0.77328 | 621.715 | 0.34656 | 621.3108 | 0.04144 | 810.3682 | 0.06256 | 621.3108 | 9.0094e-05 | 809.6846 | 0.15529 | 810.3682 | 0.02056 | 621.3108 | 0.11635 | 621.715 | 0.28929
| 539.3592 | 0.00046416 | 621.5412 | 0.00057865 | 539.3592 | 0.00151 | 621.5412 | -0.00034806 | 614.4988 | 0.0002322 | 621.5412 | -0.00011358 | 621.9451 | 0 | 616.34 | 0.00062396 | 621.9451 | 0.00012177 | 621.9451 | 0.00023848 | 621.9451 | 0.0019589 | 616.34 | 0.00033593 | 621.9451 | 0.027566 | 540.9787 | 1.0985e-05 | 621.9451 | 0.78572 | 621.9451 | 0.35379 | 621.5412 | 0.0418 | 810.5344 | 0.06188 | 621.5412 | -0.00061429 | 809.8509 | 0.15197 | 810.5344 | 0.0227 | 621.5412 | 0.1149 | 621.9451 | 0.28734
| 539.4746 | 0 | 621.7716 | 0.00072546 | 539.4746 | 0 | 621.7716 | 0.00056893 | 614.7272 | 0.00042385 | 621.7716 | 0.00073229 | 622.1751 | 0.00080513 | 616.57 | -0.00089378 | 622.1751 | 0.00105 | 622.1751 | 0.0015851 | 622.1752 | 0.0026222 | 616.57 | 0.0010511 | 622.1751 | 0.027885 | 541.0966 | 1.1758e-05 | 622.1751 | 0.80784 | 622.1752 | 0.3641 | 621.7716 | 0.04402 | 810.7005 | 0.05768 | 621.7716 | 0.00025259 | 810.0172 | 0.15685 | 810.7005 | 0.0217 | 621.7716 | 0.11644 | 622.1752 | 0.28875
| 539.5901 | 0.00030245 | 622.0021 | 0.00054124 | 539.5901 | 0.00142 | 622.0021 | -0.00069903 | 614.9554 | 0.00017832 | 622.0021 | -0.00011889 | 622.4052 | 0 | 616.8 | 0.0011299 | 622.4052 | 0 | 622.4052 | 0.00030215 | 622.4052 | 0.0019748 | 616.8 | -0.00096444 | 622.4052 | 0.025368 | 541.2145 | 1.1453e-05 | 622.4052 | 0.81352 | 622.4052 | 0.36761 | 622.0021 | 0.04363 | 810.8667 | 0.05882 | 622.0021 | -0.00037318 | 810.1834 | 0.16107 | 810.8667 | 0.02388 | 622.0021 | 0.11328 | 622.4052 | 0.28481
| 539.7055 | 0 | 622.2325 | 0.00075334 | 539.7055 | 0 | 622.2325 | 0.00046213 | 615.1838 | 0.0003331 | 622.2325 | 0.00070785 | 622.6353 | 0.00039767 | 617.03 | 0.00089378 | 622.6353 | 0.00090471 | 622.6353 | 0.0012378 | 622.6353 | 0.0027643 | 617.03 | 0.0015062 | 622.6353 | 0.025594 | 541.3324 | 9.9776e-06 | 622.6353 | 0.82899 | 622.6353 | 0.37522 | 622.2325 | 0.04558 | 811.0328 | 0.05616 | 622.2325 | 0.0005819 | 810.3497 | 0.16257 | 811.0328 | 0.02273 | 622.2325 | 0.1131 | 622.6353 | 0.28422
| 539.8209 | 0.00026652 | 622.463 | 0.00049307 | 539.8209 | 0.00010404 | 622.463 | -0.0004548 | 615.4121 | -9.8459e-06 | 622.463 | -0.00018509 | 622.8654 | 0 | 617.26 | -0.0005565 | 622.8654 | 0.00013172 | 622.8654 | 0.00036509 | 622.8654 | 0.0020718 | 617.26 | 0.00056349 | 622.8654 | 0.024057 | 541.4503 | 1.0141e-05 | 622.8654 | 0.84444 | 622.8654 | 0.38302 | 622.463 | 0.0458 | 811.199 | 0.05398 | 622.463 | -0.00020839 | 810.516 | 0.16365 | 811.199 | 0.0252 | 622.463 | 0.11157 | 622.8654 | 0.2839
| 539.9364 | 0 | 622.6935 | 0.00067591 | 539.9364 | 0 | 622.6935 | 0.00054602 | 615.6404 | 0.00027581 | 622.6935 | 0.00071015 | 623.0956 | 0.0005505 | 617.49 | 0.0013997 | 623.0956 | 0.00121 | 623.0956 | 0.0011209 | 623.0956 | 0.00242 | 617.49 | 0.00085607 | 623.0956 | 0.023909 | 541.5682 | 1.0446e-05 | 623.0956 | 0.86101 | 623.0956 | 0.39244 | 622.6934 | 0.0482 | 811.3651 | 0.05397 | 622.6935 | 0.00093605 | 810.6823 | 0.16973 | 811.3651 | 0.02394 | 622.6934 | 0.113 | 623.0956 | 0.2831
| 540.0518 | 0.00032042 | 622.9239 | 0.00071291 | 540.0518 | 0.00031212 | 622.9239 | -0.00054862 | 615.8688 | 7.0959e-05 | 622.9239 | -7.8267e-05 | 623.3257 | 0 | 617.72 | -0.0001855 | 623.3257 | 0.00012057 | 623.3257 | 0.0005898 | 623.3257 | 0.002127 | 617.72 | -0.00067186 | 623.3257 | 0.022136 | 541.6861 | 1.0985e-05 | 623.3257 | 0.87065 | 623.3257 | 0.39943 | 622.9239 | 0.04796 | 811.5313 | 0.05173 | 622.9239 | 0.0002701 | 810.8486 | 0.16541 | 811.5313 | 0.02621 | 622.9239 | 0.11092 | 623.3257 | 0.2817
| 540.1673 | 0 | 623.1544 | 0.00065356 | 540.1673 | 0 | 623.1544 | 0.00075265 | 616.0971 | 0.00028956 | 623.1544 | 0.00070247 | 623.5558 | 0.00062001 | 617.95 | 0.00072515 | 623.5558 | 0.00092274 | 623.5558 | 0.001416 | 623.5558 | 0.002288 | 617.95 | -0.0017446 | 623.5558 | 0.022189 | 541.804 | 1.102e-05 | 623.5558 | 0.8839 | 623.5558 | 0.40754 | 623.1544 | 0.04995 | 811.6975 | 0.05221 | 623.1544 | -0.00020746 | 811.0149 | 0.17067 | 811.6975 | 0.02461 | 623.1544 | 0.11262 | 623.5558 | 0.28026
| 540.2827 | 0.00134 | 623.3849 | 0.00058847 | 540.2827 | 0.00081498 | 623.3849 | -0.00044528 | 616.3254 | 4.6931e-05 | 623.3849 | -0.00010237 | 623.786 | 0 | 618.18 | -0.00089378 | 623.786 | 7.6039e-05 | 623.786 | 0.00056461 | 623.786 | 0.0017006 | 618.18 | -0.00096444 | 623.786 | 0.020616 | 541.922 | 1.15e-05 | 623.786 | 0.8985 | 623.786 | 0.41541 | 623.385 | 0.05014 | 811.8636 | 0.05156 | 623.3849 | -0.00061426 | 811.1812 | 0.1749 | 811.8636 | 0.02681 | 623.385 | 0.10939 | 623.786 | 0.27989
| 540.3982 | 0 | 623.6155 | 0.00075527 | 540.3982 | 0 | 623.6155 | 0.00020662 | 616.5538 | 0.00048989 | 623.6155 | 0.00069521 | 624.0162 | 0.00075662 | 618.41 | -0.0005565 | 624.0162 | 0.00081168 | 624.0162 | 0.0013676 | 624.0162 | 0.0024252 | 618.41 | 0.00010836 | 624.0162 | 0.021117 | 542.0399 | 1.2027e-05 | 624.0162 | 0.90566 | 624.0162 | 0.42323 | 623.6155 | 0.05252 | 812.0298 | 0.04964 | 623.6155 | 0.00038799 | 811.3475 | 0.17631 | 812.0298 | 0.02561 | 623.6155 | 0.11115 | 624.0162 | 0.27723
| 540.5136 | 0.00062587 | 623.846 | 0.00055999 | 540.5136 | 0.00151 | 623.846 | -0.00022121 | 616.7822 | 0.00011504 | 623.846 | -0.0002143 | 624.2463 | 0 | 618.64 | -0.0016358 | 624.2463 | 0 | 624.2463 | 0.00077273 | 624.2463 | 0.0017472 | 618.64 | -0.001127 | 624.2463 | 0.018921 | 542.1578 | 1.0001e-05 | 624.2463 | 0.91746 | 624.2463 | 0.43172 | 623.846 | 0.05256 | 812.196 | 0.04966 | 623.846 | 0.00046476 | 811.5138 | 0.17542 | 812.196 | 0.02772 | 623.846 | 0.10976 | 624.2463 | 0.27684
| 540.6291 | 0 | 624.0765 | 0.00070065 | 540.6291 | 0 | 624.0765 | 0.00030336 | 617.0106 | 0.00028929 | 624.0765 | 0.00077223 | 624.4765 | 0.00062676 | 618.87 | 0.00021923 | 624.4765 | 0.00090846 | 624.4765 | 0.0010754 | 624.4765 | 0.0023725 | 618.87 | -0.00086692 | 624.4765 | 0.019516 | 542.2757 | 8.8651e-06 | 624.4765 | 0.92935 | 624.4765 | 0.44163 | 624.0765 | 0.05512 | 812.3622 | 0.04861 | 624.0765 | 0.0011333 | 811.6801 | 0.17979 | 812.3622 | 0.02651 | 624.0765 | 0.10987 | 624.4765 | 0.27613
| 540.7446 | 0.00136 | 624.3071 | 0.00063633 | 540.7446 | 0.00104 | 624.3071 | -0.00015028 | 617.239 | 0.00014931 | 624.3071 | -0.00016468 | 624.7067 | 0 | 619.1 | -0.0034908 | 624.7067 | 0 | 624.7067 | 0.00058595 | 624.7067 | 0.0018009 | 619.1 | -0.0020372 | 624.7067 | 0.018137 | 542.3936 | 8.0453e-06 | 624.7067 | 0.95284 | 624.7067 | 0.45582 | 624.3071 | 0.05592 | 812.5284 | 0.04929 | 624.3071 | -0.0006996 | 811.8464 | 0.1833 | 812.5284 | 0.02807 | 624.3071 | 0.11003 | 624.7067 | 0.27869
| 540.8601 | 0 | 624.5377 | 0.00055437 | 540.8601 | 0 | 624.5377 | 0.00061005 | 617.4674 | 0.00022867 | 624.5377 | 0.00074515 | 624.9369 | 0.00057409 | 619.33 | -0.00062396 | 624.9369 | 0.00106 | 624.9369 | 0.0011699 | 624.9369 | 0.0022735 | 619.33 | 0.00033593 | 624.9369 | 0.017998 | 542.5116 | 7.9282e-06 | 624.9369 | 0.95633 | 624.9369 | 0.46276 | 624.5377 | 0.05827 | 812.6946 | 0.04421 | 624.5377 | 0.0013824 | 812.0127 | 0.19055 | 812.6946 | 0.02675 | 624.5377 | 0.1094 | 624.9369 | 0.27573
| 540.9755 | 0.00116 | 624.7682 | 0.00034137 | 540.9755 | 0.0016 | 624.7682 | -0.00049099 | 617.6959 | 6.0413e-05 | 624.7682 | -0.00018793 | 625.1671 | 0 | 619.56 | -0.001366 | 625.1671 | 0.00010602 | 625.1671 | 0.00021878 | 625.1671 | 0.0017827 | 619.56 | -0.0026224 | 625.1671 | 0.016538 | 542.6295 | 9.6263e-06 | 625.1671 | 0.95812 | 625.1671 | 0.46862 | 624.7682 | 0.05771 | 812.8608 | 0.04507 | 624.7682 | -0.00040005 | 812.179 | 0.18878 | 812.8608 | 0.02811 | 624.7682 | 0.10718 | 625.1671 | 0.27261
| 541.091 | 0 | 624.9988 | 0.00073011 | 541.091 | 0 | 624.9988 | 0.00046203 | 617.9243 | 0.00028729 | 624.9988 | 0.00080191 | 625.3974 | 0.00058873 | 619.79 | 0.00089378 | 625.3974 | 0.00087675 | 625.3974 | 0.0013404 | 625.3973 | 0.002404 | 619.79 | -0.00015171 | 625.3974 | 0.016966 | 542.7474 | 1.0095e-05 | 625.3974 | 0.96927 | 625.3973 | 0.48029 | 624.9988 | 0.06041 | 813.027 | 0.04027 | 624.9988 | 0.00073389 | 812.3454 | 0.19295 | 813.027 | 0.02692 | 624.9988 | 0.10828 | 625.3973 | 0.27233
| 541.2065 | 0 | 625.2294 | 0.0005426 | 541.2065 | 0.00084967 | 625.2294 | -0.00040854 | 618.1527 | 0.0001433 | 625.2294 | -0.0001436 | 625.6276 | 0 | 620.02 | 0.00021923 | 625.6276 | 0 | 625.6276 | 0.00038455 | 625.6276 | 0.0016788 | 620.02 | 0.00046596 | 625.6276 | 0.015159 | 542.8654 | 1.1067e-05 | 625.6276 | 0.97954 | 625.6276 | 0.49048 | 625.2294 | 0.06027 | 813.1932 | 0.03833 | 625.2294 | -0.00061894 | 812.5117 | 0.19628 | 813.1932 | 0.02805 | 625.2294 | 0.10808 | 625.6276 | 0.27238
| 541.322 | 0 | 625.46 | 0.00063098 | 541.322 | 0 | 625.46 | 0.00011477 | 618.3812 | 0.00030122 | 625.46 | 0.00073206 | 625.8579 | 0.00063372 | 620.26 | 0.0018381 | 625.8579 | 0.00076441 | 625.8579 | 0.0012903 | 625.8578 | 0.0022001 | 620.26 | 0.0031317 | 625.8579 | 0.015458 | 542.9833 | 1.1313e-05 | 625.8579 | 0.98524 | 625.8578 | 0.50085 | 625.46 | 0.06305 | 813.3594 | 0.0408 | 625.46 | 0.00011834 | 812.678 | 0.19811 | 813.3594 | 0.02692 | 625.46 | 0.10884 | 625.8578 | 0.27125
| 541.4375 | 0 | 625.6906 | 0.00039956 | 541.4375 | 0.00046818 | 625.6906 | -0.00022508 | 618.6096 | 1.8263e-05 | 625.6906 | -0.00019234 | 626.0881 | 0 | 620.49 | -0.001231 | 626.0881 | 0.00012758 | 626.0881 | 0.00022004 | 626.0881 | 0.0014792 | 620.49 | 0.00040094 | 626.0881 | 0.014084 | 543.1013 | 1.0657e-05 | 626.0881 | 0.99003 | 626.0881 | 0.51195 | 625.6906 | 0.06373 | 813.5256 | 0.03515 | 625.6906 | -0.00072603 | 812.8444 | 0.19646 | 813.5256 | 0.02784 | 625.6906 | 0.1087 | 626.0881 | 0.27045
| 541.553 | 0 | 625.9213 | 0.00075428 | 541.553 | 0 | 625.9213 | 0.00012832 | 618.8381 | 0.00060676 | 625.9213 | 0.00072007 | 626.3184 | 0.0010227 | 620.72 | 0.00075887 | 626.3184 | 0.00084908 | 626.3184 | 0.001389 | 626.3184 | 0.0023213 | 620.72 | 0.0012462 | 626.3184 | 0.014912 | 543.2192 | 1.0177e-05 | 626.3184 | 0.99431 | 626.3184 | 0.52063 | 625.9213 | 0.06584 | 813.6918 | 0.03794 | 625.9213 | 0.000584 | 813.0107 | 0.20303 | 813.6918 | 0.02684 | 625.9213 | 0.10879 | 626.3184 | 0.26871
| 541.6685 | 0.00176 | 626.1519 | 0.00042087 | 541.6685 | 0.00182 | 626.1519 | -0.00019804 | 619.0666 | 0.00013268 | 626.1519 | -0.00024588 | 626.5487 | 1.6417e-05 | 620.95 | -0.00062396 | 626.5487 | 0 | 626.5487 | 0.00019909 | 626.5487 | 0.0014444 | 620.95 | 0.00027091 | 626.5487 | 0.013242 | 543.3372 | 9.919e-06 | 626.5487 | 0.99159 | 626.5487 | 0.52927 | 626.1519 | 0.06601 | 813.858 | 0.03735 | 626.1519 | -0.00087486 | 813.1771 | 0.20248 | 813.858 | 0.02751 | 626.1519 | 0.10739 | 626.5487 | 0.26716
| 541.7841 | 0 | 626.3826 | 0.00060158 | 541.7841 | 0 | 626.3826 | 0.00061499 | 619.2951 | 0.0004423 | 626.3826 | 0.00063717 | 626.779 | 0.000806 | 621.18 | -0.00059023 | 626.779 | 0.0007622 | 626.779 | 0.0011603 | 626.779 | 0.0021596 | 621.18 | 0.00062851 | 626.779 | 0.013789 | 543.4552 | 8.947e-06 | 626.779 | 0.99434 | 626.779 | 0.54074 | 626.3826 | 0.06783 | 814.0242 | 0.03547 | 626.3826 | 0.00060847 | 813.3434 | 0.20905 | 814.0242 | 0.02672 | 626.3826 | 0.10744 | 626.779 | 0.26616
| 541.8996 | 0 | 626.6132 | 0.00062668 | 541.8996 | 0.00149 | 626.6132 | -0.00041346 | 619.5236 | 0.00013001 | 626.6132 | -0.00021601 | 627.0093 | 0 | 621.41 | 0.0015346 | 627.0093 | 6.3174e-05 | 627.0093 | 0.00037347 | 627.0093 | 0.0016029 | 621.41 | -0.0021998 | 627.0093 | 0.011972 | 543.5731 | 8.7714e-06 | 627.0093 | 0.99074 | 627.0093 | 0.55148 | 626.6132 | 0.06902 | 814.1905 | 0.03448 | 626.6132 | -0.0010622 | 813.5098 | 0.20754 | 814.1905 | 0.02729 | 626.6132 | 0.1067 | 627.0093 | 0.26493
| 542.0151 | 0 | 626.8439 | 0.00076295 | 542.0151 | 0 | 626.8439 | 0.00053132 | 619.7521 | 0.00042417 | 626.8439 | 0.0007211 | 627.2396 | 0.00077602 | 621.64 | -0.00072515 | 627.2396 | 0.00128 | 627.2396 | 0.0014756 | 627.2396 | 0.0022437 | 621.64 | -0.001192 | 627.2396 | 0.01257 | 543.6911 | 7.776e-06 | 627.2396 | 0.99639 | 627.2396 | 0.56546 | 626.8439 | 0.07233 | 814.3567 | 0.03379 | 626.8439 | 0.00035601 | 813.6762 | 0.21261 | 814.3567 | 0.02669 | 626.8439 | 0.107 | 627.2396 | 0.26529
| 542.1306 | 0.00115 | 627.0746 | 0.00053189 | 542.1306 | 0.00048552 | 627.0746 | -0.0005058 | 619.9806 | 0.00010316 | 627.0746 | -0.00022865 | 627.4699 | 0 | 621.87 | -0.00086005 | 627.4699 | 0 | 627.4699 | 0.00011491 | 627.47 | 0.0013844 | 621.87 | -0.001127 | 627.4699 | 0.011563 | 543.809 | 8.5372e-06 | 627.4699 | 0.9903 | 627.47 | 0.57667 | 627.0746 | 0.07201 | 814.5229 | 0.03306 | 627.0746 | -0.0012875 | 813.8425 | 0.21748 | 814.5229 | 0.02706 | 627.0746 | 0.10498 | 627.47 | 0.26427
| 542.2462 | 0 | 627.3053 | 0.00064795 | 542.2462 | 0 | 627.3053 | 0.00021248 | 620.2092 | 0.00045056 | 627.3053 | 0.00073589 | 627.7003 | 0.00096722 | 622.1 | 0.00096123 | 627.7003 | 0.0007061 | 627.7003 | 0.0012021 | 627.7003 | 0.0020611 | 622.1 | -0.00028175 | 627.7003 | 0.011871 | 543.927 | 9.2749e-06 | 627.7003 | 0.97327 | 627.7003 | 0.58026 | 627.3053 | 0.07347 | 814.6892 | 0.03393 | 627.3053 | 0.0015692 | 814.0089 | 0.22169 | 814.6892 | 0.02687 | 627.3053 | 0.10452 | 627.7003 | 0.25995
| 542.3617 | 0.00087741 | 627.536 | 0.00059622 | 542.3617 | 0.00074563 | 627.536 | -0.000568 | 620.4377 | 3.2732e-05 | 627.536 | -0.00013553 | 627.9306 | 0 | 622.33 | -0.0025465 | 627.9306 | 8.9681e-05 | 627.9306 | 0.00058954 | 627.9307 | 0.0012913 | 622.33 | -0.0020372 | 627.9306 | 0.010457 | 544.045 | 9.7082e-06 | 627.9306 | 0.96826 | 627.9307 | 0.59288 | 627.536 | 0.0752 | 814.8554 | 0.03534 | 627.536 | 0.00071385 | 814.1753 | 0.2233 | 814.8554 | 0.02719 | 627.536 | 0.10263 | 627.9307 | 0.25924
| 542.4773 | 0 | 627.7667 | 0.00064404 | 542.4773 | 0 | 627.7667 | 0.00068705 | 620.6663 | 0.00037932 | 627.7667 | 0.00074908 | 628.161 | 0.00069689 | 622.56 | 0.001366 | 628.161 | 0.00103 | 628.161 | 0.0013699 | 628.161 | 0.0020995 | 622.56 | -0.00054182 | 628.161 | 0.011257 | 544.163 | 9.8956e-06 | 628.161 | 0.97034 | 628.161 | 0.61062 | 627.7667 | 0.07823 | 815.0217 | 0.03688 | 627.7667 | 4.9996e-05 | 814.3416 | 0.22739 | 815.0217 | 0.02751 | 627.7667 | 0.10421 | 628.161 | 0.26108
| 542.5928 | 0.00058994 | 627.9974 | 0.00049732 | 542.5928 | 0.00125 | 627.9974 | -0.00067127 | 620.8948 | 9.5631e-05 | 627.9974 | -0.00027906 | 628.3914 | 0 | 622.79 | 5.0592e-05 | 628.3914 | 0.00014358 | 628.3914 | 0.00015781 | 628.3914 | 0.0012412 | 622.79 | 0.0011162 | 628.3914 | 0.0096368 | 544.2809 | 1.0388e-05 | 628.3914 | 0.95918 | 628.3914 | 0.62181 | 627.9974 | 0.07866 | 815.1879 | 0.03633 | 627.9974 | -0.00051953 | 814.508 | 0.22782 | 815.1879 | 0.02752 | 627.9974 | 0.10252 | 628.3914 | 0.25954
| 542.7084 | 0 | 628.2282 | 0.00066696 | 542.7084 | 0 | 628.2282 | 9.9781e-05 | 621.1234 | 0.00040155 | 628.2282 | 0.00069455 | 628.6218 | 0.00093 | 623.02 | -0.0005565 | 628.6218 | 0.00085364 | 628.6218 | 0.0010671 | 628.6218 | 0.0021967 | 623.02 | -0.00018422 | 628.6218 | 0.010275 | 544.3989 | 9.8371e-06 | 628.6218 | 0.94594 | 628.6218 | 0.63294 | 628.2282 | 0.08178 | 815.3542 | 0.03808 | 628.2282 | 0.00089948 | 814.6744 | 0.23269 | 815.3542 | 0.02845 | 628.2282 | 0.10305 | 628.6218 | 0.25818
| 542.8239 | 0.00032042 | 628.4589 | 0.00033316 | 542.8239 | 0.00024276 | 628.4589 | -0.00012765 | 621.3519 | -2.1895e-05 | 628.4589 | -6.1012e-05 | 628.8522 | 0 | 623.25 | -0.00038786 | 628.8522 | 0 | 628.8522 | 0.00021264 | 628.8522 | 0.0012545 | 623.25 | 0.0013438 | 628.8522 | 0.009079 | 544.5169 | 8.584e-06 | 628.8522 | 0.93354 | 628.8522 | 0.64708 | 628.4589 | 0.08275 | 815.5204 | 0.0386 | 628.4589 | -0.00081292 | 814.8408 | 0.23152 | 815.5204 | 0.02844 | 628.4589 | 0.10284 | 628.8522 | 0.25737
| 542.9395 | 0 | 628.6897 | 0.00064186 | 542.9395 | 0 | 628.6897 | 6.5768e-05 | 621.5806 | 0.00036597 | 628.6897 | 0.0007616 | 629.0826 | 0.00087019 | 623.49 | 5.0592e-05 | 629.0826 | 0.00097371 | 629.0826 | 0.0012399 | 629.0826 | 0.0020234 | 623.49 | 0.0010836 | 629.0826 | 0.0097789 | 544.6349 | 6.7337e-06 | 629.0826 | 0.91404 | 629.0826 | 0.65564 | 628.6897 | 0.08585 | 815.6867 | 0.03004 | 628.6897 | -0.00040143 | 815.0072 | 0.23099 | 815.6867 | 0.02985 | 628.6897 | 0.10189 | 629.0826 | 0.25474
| 543.0551 | 0.00023058 | 628.9205 | 0.00046463 | 543.0551 | 0.00146 | 628.9205 | -0.00028935 | 621.8091 | 5.2659e-05 | 628.9205 | -0.00016867 | 629.313 | 0 | 623.72 | 1.6864e-05 | 629.313 | 0 | 629.313 | 0 | 629.313 | 0.0012251 | 623.72 | -0.0015822 | 629.313 | 0.0085375 | 544.7529 | 8.0687e-06 | 629.313 | 0.90621 | 629.313 | 0.67502 | 628.9204 | 0.08598 | 815.8529 | 0.0384 | 628.9205 | -0.00042982 | 815.1736 | 0.23394 | 815.8529 | 0.02931 | 628.9204 | 0.10258 | 629.313 | 0.25689
| 543.1707 | 0 | 629.1512 | 0.00064901 | 543.1707 | 0 | 629.1512 | 0.00054329 | 622.0378 | 0.000391 | 629.1512 | 0.00076557 | 629.5434 | 0.00084767 | 623.95 | -0.00021923 | 629.5434 | 0.00091718 | 629.5434 | 0.0012886 | 629.5434 | 0.0022041 | 623.95 | -0.00047681 | 629.5434 | 0.0090121 | 544.8709 | 9.2398e-06 | 629.5434 | 0.87851 | 629.5434 | 0.6766 | 629.1512 | 0.08895 | 816.0192 | 0.02837 | 629.1512 | 0.00072805 | 815.34 | 0.23825 | 816.0192 | 0.0304 | 629.1512 | 0.10083 | 629.5434 | 0.2516
| 543.2862 | 0.00118 | 629.382 | 0.00041034 | 543.2862 | 0.00276 | 629.382 | -0.00032721 | 622.2664 | 2.0333e-05 | 629.382 | -6.3694e-05 | 629.7738 | 0 | 624.18 | -0.0009275 | 629.7738 | 0 | 629.7738 | 0.00036242 | 629.7739 | 0.0012462 | 624.18 | -0.00063934 | 629.7738 | 0.0079539 | 544.9889 | 1.0469e-05 | 629.7738 | 0.86794 | 629.7739 | 0.69731 | 629.382 | 0.09032 | 816.1855 | 0.03628 | 629.382 | -0.00070425 | 815.5064 | 0.2424 | 816.1855 | 0.02927 | 629.382 | 0.10027 | 629.7739 | 0.2534
| 543.4018 | 0 | 629.6128 | 0.00067592 | 543.4018 | 0 | 629.6128 | -0.00016399 | 622.495 | 0.00036979 | 629.6128 | 0.00074763 | 630.0043 | 0.00062715 | 624.41 | 0.00035414 | 630.0043 | 0.00092234 | 630.0043 | 0.0011892 | 630.0043 | 0.0021043 | 624.41 | -0.00015171 | 630.0043 | 0.0083926 | 545.1069 | 1.0083e-05 | 630.0043 | 0.84303 | 630.0043 | 0.70586 | 629.6128 | 0.09313 | 816.3517 | 0.02825 | 629.6128 | 0.00019386 | 815.6728 | 0.24965 | 816.3517 | 0.03074 | 629.6128 | 0.09952 | 630.0043 | 0.25082
| 543.5174 | 0.00151 | 629.8436 | 0.00047516 | 543.5174 | 0.00074563 | 629.8436 | -0.00062746 | 622.7236 | 2.5562e-05 | 629.8436 | -0.00016472 | 630.2348 | 0 | 624.64 | 0.0013997 | 630.2348 | 0 | 630.2348 | 0 | 630.2347 | 0.0012327 | 624.64 | 0.00014088 | 630.2348 | 0.0071294 | 545.2249 | 1.0341e-05 | 630.2348 | 0.8187 | 630.2347 | 0.71919 | 629.8437 | 0.0945 | 816.518 | 0.02613 | 629.8436 | -0.00020975 | 815.8392 | 0.24678 | 816.518 | 0.03025 | 629.8437 | 0.09578 | 630.2347 | 0.2498
| 543.633 | 0 | 630.0745 | 0.00071547 | 543.633 | 0 | 630.0745 | 0.00063811 | 622.9523 | 0.00039673 | 630.0745 | 0.00075735 | 630.4652 | 0.00052135 | 624.87 | 0.00079259 | 630.4652 | 0.00091454 | 630.4652 | 0.0011479 | 630.4652 | 0.0019677 | 624.87 | 0.00062851 | 630.4652 | 0.0079656 | 545.3429 | 9.5092e-06 | 630.4652 | 0.79719 | 630.4652 | 0.72991 | 630.0745 | 0.09671 | 816.6843 | 0.0276 | 630.0745 | -0.00052183 | 816.0056 | 0.25305 | 816.6843 | 0.03258 | 630.0745 | 0.10093 | 630.4652 | 0.24816
| 543.7486 | 0 | 630.3053 | 0.00044232 | 543.7486 | 0.00109 | 630.3053 | -0.00069173 | 623.181 | 7.817e-05 | 630.3053 | -0.0001995 | 630.6957 | 0 | 625.1 | -0.0011299 | 630.6957 | 0 | 630.6957 | 0.00017857 | 630.6957 | 0.0010812 | 625.1 | -0.0022648 | 630.6957 | 0.006649 | 545.4609 | 8.9939e-06 | 630.6957 | 0.77831 | 630.6957 | 0.74853 | 630.3053 | 0.09895 | 816.8506 | 0.02536 | 630.3053 | -0.0014792 | 816.1721 | 0.2527 | 816.8506 | 0.03195 | 630.3053 | 0.09708 | 630.6957 | 0.24868
| 543.8642 | 0 | 630.5362 | 0.00063709 | 543.8642 | 0 | 630.5362 | 0.00028568 | 623.4096 | 0.00027558 | 630.5362 | 0.00069866 | 630.9262 | 0.00077604 | 625.33 | 0.00052277 | 630.9262 | 0.00115 | 630.9262 | 0.0011564 | 630.9262 | 0.0018003 | 625.33 | -0.0021348 | 630.9262 | 0.0074409 | 545.5789 | 8.8651e-06 | 630.9262 | 0.75934 | 630.9262 | 0.76412 | 630.5362 | 0.10229 | 817.0169 | 0.0289 | 630.5362 | 5.2804e-05 | 816.3385 | 0.25361 | 817.0169 | 0.03379 | 630.5362 | 0.09838 | 630.9262 | 0.24848
| 543.9799 | 0.00089539 | 630.767 | 0.00047055 | 543.9799 | 0.00081498 | 630.767 | -0.00038013 | 623.6383 | -8.2896e-07 | 630.767 | -0.00025871 | 631.1567 | 0 | 625.56 | 0.00072515 | 631.1567 | 3.1023e-05 | 631.1567 | 0 | 631.1567 | 0.0012262 | 625.56 | -0.0026224 | 631.1567 | 0.0060782 | 545.6969 | 9.6028e-06 | 631.1567 | 0.72885 | 631.1567 | 0.77281 | 630.767 | 0.10266 | 817.1831 | 0.02733 | 630.767 | 0.00031849 | 816.5049 | 0.2529 | 817.1831 | 0.03261 | 630.767 | 0.09662 | 631.1567 | 0.24667
| 544.0955 | 0 | 630.9979 | 0.00057228 | 544.0955 | 0 | 630.9979 | 0.00033645 | 623.867 | 0.00042619 | 630.9979 | 0.00061505 | 631.3872 | 0.00066801 | 625.79 | 5.0592e-05 | 631.3872 | 0.00126 | 631.3872 | 0.0011477 | 631.3872 | 0.0018254 | 625.79 | 0.00053099 | 631.3872 | 0.0069231 | 545.815 | 1.0341e-05 | 631.3872 | 0.70672 | 631.3872 | 0.78583 | 630.9979 | 0.10544 | 817.3494 | 0.03143 | 630.9979 | -0.00010319 | 816.6713 | 0.25673 | 817.3494 | 0.03435 | 630.9979 | 0.09687 | 631.3872 | 0.24541
| 544.2111 | 0 | 631.2288 | 0.00038585 | 544.2111 | 0.00064159 | 631.2288 | -0.00078043 | 624.0957 | 0.00028012 | 631.2288 | -0.0001939 | 631.6178 | 0 | 626.03 | 5.0592e-05 | 631.6178 | 6.8585e-05 | 631.6178 | 3.3238e-05 | 631.6177 | 0.0011799 | 626.03 | -0.0018747 | 631.6178 | 0.0057512 | 545.933 | 1.006e-05 | 631.6178 | 0.69224 | 631.6177 | 0.80919 | 631.2288 | 0.10981 | 817.5157 | 0.02618 | 631.2288 | -0.0011424 | 816.8378 | 0.25714 | 817.5157 | 0.03343 | 631.2288 | 0.09674 | 631.6177 | 0.24731
| 544.3267 | 0 | 631.4597 | 0.00064677 | 544.3267 | 0 | 631.4597 | 0.00027955 | 624.3244 | 0.00039618 | 631.4597 | 0.00062876 | 631.8483 | 0.0006799 | 626.26 | -0.00075887 | 631.8483 | 0.00112 | 631.8483 | 0.0012524 | 631.8483 | 0.0019263 | 626.26 | -0.001192 | 631.8483 | 0.0065318 | 546.051 | 9.7082e-06 | 631.8483 | 0.66358 | 631.8483 | 0.81781 | 631.4597 | 0.11319 | 817.682 | 0.03089 | 631.4597 | 0.00014691 | 817.0042 | 0.26453 | 817.682 | 0.03496 | 631.4597 | 0.09724 | 631.8483 | 0.24494
| 544.4424 | 0 | 631.6906 | 0.00047584 | 544.4424 | 0.00224 | 631.6906 | -0.00056865 | 624.5532 | 4.2787e-05 | 631.6906 | -0.0001025 | 632.0788 | 0 | 626.49 | -0.0005565 | 632.0788 | 0 | 632.0788 | 0 | 632.0789 | 0.0012843 | 626.49 | 0.00014088 | 632.0788 | 0.00555 | 546.169 | 9.919e-06 | 632.0788 | 0.63504 | 632.0789 | 0.82623 | 631.6906 | 0.11197 | 817.8483 | 0.02066 | 631.6906 | -0.0010815 | 817.1707 | 0.2633 | 817.8483 | 0.0341 | 631.6906 | 0.09566 | 632.0789 | 0.24251
| 544.558 | 0 | 631.9215 | 0.00056699 | 544.558 | 0 | 631.9215 | 0.00013636 | 624.7819 | 0.00052011 | 631.9215 | 0.00060176 | 632.3094 | 0.00059171 | 626.72 | -0.00052277 | 632.3094 | 0.00082403 | 632.3094 | 0.0013788 | 632.3094 | 0.0018004 | 626.72 | -0.0001192 | 632.3094 | 0.0062201 | 546.2871 | 1.0095e-05 | 632.3094 | 0.61663 | 632.3094 | 0.84385 | 631.9215 | 0.11716 | 818.0147 | 0.02985 | 631.9215 | 0.0009897 | 817.3371 | 0.26245 | 818.0147 | 0.03512 | 631.9215 | 0.09624 | 632.3094 | 0.24293
| 544.6736 | 8.684e-05 | 632.1524 | 0.00026104 | 544.6736 | 0.00123 | 632.1524 | -0.00035061 | 625.0106 | 7.1489e-05 | 632.1524 | -0.00024152 | 632.54 | 0 | 626.95 | 0.00072515 | 632.54 | 0 | 632.54 | 0.00015295 | 632.54 | 0.00097243 | 626.95 | -0.0022323 | 632.54 | 0.0047376 | 546.4051 | 9.9307e-06 | 632.54 | 0.58791 | 632.54 | 0.85063 | 632.1524 | 0.11709 | 818.181 | 0.02001 | 632.1524 | -0.00080943 | 817.5036 | 0.26982 | 818.181 | 0.03474 | 632.1524 | 0.09491 | 632.54 | 0.24029
| 544.7893 | 0 | 632.3833 | 0.00063545 | 544.7893 | 0 | 632.3833 | 0.00047186 | 625.2394 | 0.00060594 | 632.3833 | 0.00073935 | 632.7706 | 0.00053987 | 627.18 | -1.6864e-05 | 632.7706 | 0.0007779 | 632.7706 | 0.00087546 | 632.7706 | 0.0016933 | 627.18 | 1.0836e-05 | 632.7706 | 0.0059262 | 546.5232 | 9.5911e-06 | 632.7706 | 0.57299 | 632.7706 | 0.87347 | 632.3833 | 0.12152 | 818.3473 | 0.02115 | 632.3833 | -0.00083397 | 817.67 | 0.27547 | 818.3473 | 0.03543 | 632.3833 | 0.09638 | 632.7706 | 0.24252
| 544.9049 | 0 | 632.6143 | 0.00048399 | 544.9049 | 0.00029479 | 632.6143 | -0.00053848 | 625.4681 | 0.00018323 | 632.6143 | -0.00023697 | 633.0011 | 0.00011709 | 627.41 | -0.0024115 | 633.0012 | 0.00011564 | 633.0011 | 0.00026843 | 633.0012 | 0.0011817 | 627.41 | -0.0025575 | 633.0011 | 0.0044373 | 546.6412 | 1.0633e-05 | 633.0011 | 0.54412 | 633.0012 | 0.87963 | 632.6143 | 0.12257 | 818.5136 | 0.01894 | 632.6143 | -0.0018767 | 817.8365 | 0.27314 | 818.5136 | 0.03514 | 632.6143 | 0.09369 | 633.0012 | 0.23909
| 545.0206 | 0 | 632.8452 | 0.00054664 | 545.0206 | 0 | 632.8452 | 0.00047897 | 625.6969 | 0.00048084 | 632.8452 | 0.00066357 | 633.2318 | 0.00061502 | 627.64 | 0.0020068 | 633.2318 | 0.00073341 | 633.2318 | 0.0010746 | 633.2318 | 0.001602 | 627.64 | -0.001127 | 633.2318 | 0.005372 | 546.7592 | 1.0388e-05 | 633.2318 | 0.52184 | 633.2318 | 0.88903 | 632.8452 | 0.12558 | 818.6799 | 0.01944 | 632.8452 | -0.00018904 | 818.003 | 0.27401 | 818.6799 | 0.03514 | 632.8452 | 0.09407 | 633.2318 | 0.23719
| 545.1363 | 0.0004462 | 633.0762 | 0.00067998 | 545.1363 | 0.00046818 | 633.0762 | -0.00053155 | 625.9257 | 6.2047e-05 | 633.0762 | -0.00017733 | 633.4624 | 0 | 627.87 | 0.0009275 | 633.4624 | 0 | 633.4624 | 0.00011167 | 633.4623 | 0.0011586 | 627.87 | -0.00063934 | 633.4624 | 0.004547 | 546.8773 | 9.919e-06 | 633.4624 | 0.49803 | 633.4623 | 0.89822 | 633.0762 | 0.12838 | 818.8463 | 0.0153 | 633.0762 | -0.00073529 | 818.1694 | 0.27756 | 818.8463 | 0.03478 | 633.0762 | 0.09344 | 633.4623 | 0.23594
| 545.2519 | 0 | 633.3072 | 0.00075684 | 545.2519 | 0 | 633.3072 | 0.00045521 | 626.1545 | 0.00041266 | 633.3072 | 0.00073721 | 633.693 | 0.00063939 | 628.1 | 0.00089378 | 633.693 | 0.0011 | 633.693 | 0.0011117 | 633.693 | 0.0019603 | 628.1 | 0.0017663 | 633.693 | 0.0056934 | 546.9954 | 1.0165e-05 | 633.693 | 0.47969 | 633.693 | 0.9091 | 633.3072 | 0.1318 | 819.0126 | 0.01781 | 633.3072 | 0.00035365 | 818.3359 | 0.28007 | 819.0126 | 0.03462 | 633.3072 | 0.09378 | 633.693 | 0.2351
| 545.3676 | 0.00035636 | 633.5382 | 0.00041184 | 545.3676 | 0.00132 | 633.5382 | -0.00027195 | 626.3833 | 0.00021489 | 633.5382 | -0.00013029 | 633.9236 | 0 | 628.33 | -0.0010287 | 633.9236 | 0 | 633.9236 | 0 | 633.9236 | 0.0011211 | 628.33 | -0.0017446 | 633.9236 | 0.0043181 | 547.1134 | 1.0633e-05 | 633.9236 | 0.46026 | 633.9236 | 0.92574 | 633.5382 | 0.13362 | 819.1789 | 0.01326 | 633.5382 | 0.00021185 | 818.5024 | 0.28302 | 819.1789 | 0.03447 | 633.5382 | 0.09324 | 633.9236 | 0.23491
| 545.4833 | 0 | 633.7692 | 0.00051142 | 545.4833 | 0 | 633.7692 | 0.00047085 | 626.6121 | 0.00030859 | 633.7692 | 0.00076982 | 634.1543 | 0.00063455 | 628.57 | -0.00042159 | 634.1543 | 0.0008258 | 634.1543 | 0.00093923 | 634.1543 | 0.0016947 | 628.57 | 0.00059601 | 634.1543 | 0.0046378 | 547.2315 | 1.0282e-05 | 634.1543 | 0.43688 | 634.1543 | 0.9275 | 633.7692 | 0.1359 | 819.3453 | 0.01441 | 633.7692 | -0.001038 | 818.6689 | 0.28695 | 819.3453 | 0.03432 | 633.7692 | 0.09292 | 634.1543 | 0.23168
| 545.599 | 0.0006079 | 634.0002 | 0.00039394 | 545.599 | 0.00194 | 634.0002 | -0.00028178 | 626.8409 | 0.00014057 | 634.0002 | -0.000248 | 634.3849 | 0 | 628.8 | -0.0019393 | 634.3849 | 7.5503e-05 | 634.3849 | 0 | 634.3849 | 0.00084223 | 628.8 | 0.00098612 | 634.3849 | 0.0040025 | 547.3495 | 8.5606e-06 | 634.3849 | 0.41518 | 634.385 | 0.93119 | 634.0002 | 0.13855 | 819.5116 | 0.01308 | 634.0002 | -0.00066489 | 818.8353 | 0.28054 | 819.5116 | 0.03435 | 634.0002 | 0.09157 | 634.3849 | 0.22912
| 545.7147 | 0 | 634.2312 | 0.00057167 | 545.7147 | 0 | 634.2312 | 0.00030126 | 627.0698 | 0.00050743 | 634.2312 | 0.00067742 | 634.6156 | 0.00011992 | 629.03 | -0.0018381 | 634.6156 | 0.00095497 | 634.6156 | 0.0010607 | 634.6156 | 0.0015957 | 629.03 | 0.00082357 | 634.6156 | 0.0048117 | 547.4676 | 8.3381e-06 | 634.6156 | 0.40781 | 634.6156 | 0.95942 | 634.2312 | 0.14618 | 819.678 | 0.01601 | 634.2312 | 0.00038616 | 819.0018 | 0.28949 | 819.678 | 0.03411 | 634.2312 | 0.09526 | 634.6156 | 0.23271
| 545.8303 | 0.00163 | 634.4622 | 0.00016968 | 545.8303 | 0.00067626 | 634.4622 | -8.133e-05 | 627.2986 | 3.2945e-05 | 634.4622 | -0.00031643 | 634.8463 | 0 | 629.26 | -0.00072515 | 634.8463 | 0 | 634.8463 | 0 | 634.8463 | 0.00077536 | 629.26 | -0.0013871 | 634.8463 | 0.0033237 | 547.5857 | 9.6731e-06 | 634.8463 | 0.38386 | 634.8463 | 0.95459 | 634.4623 | 0.14509 | 819.8443 | 0.01619 | 634.4622 | -0.00077597 | 819.1683 | 0.29118 | 819.8443 | 0.03401 | 634.4623 | 0.09204 | 634.8463 | 0.2281
| 545.946 | 0 | 634.6933 | 0.0005911 | 545.946 | 0 | 634.6933 | 0.00070368 | 627.5274 | 0.0003446 | 634.6933 | 0.00064375 | 635.077 | 0.00057768 | 629.49 | 0.00048905 | 635.077 | 0.000793 | 635.077 | 0.00093557 | 635.077 | 0.0017207 | 629.49 | 0.00088859 | 635.077 | 0.0048509 | 547.7037 | 1.0388e-05 | 635.077 | 0.36624 | 635.077 | 0.9608 | 634.6933 | 0.14883 | 820.0107 | 0.01781 | 634.6933 | 0.00021024 | 819.3348 | 0.29395 | 820.0107 | 0.03369 | 634.6933 | 0.09338 | 635.077 | 0.22671
| 546.0617 | 0 | 634.9243 | 0.00044673 | 546.0617 | 0.00041617 | 634.9243 | -0.00070455 | 627.7563 | 5.8824e-05 | 634.9243 | -0.00015655 | 635.3077 | 0 | 629.72 | -0.0013997 | 635.3077 | 0 | 635.3077 | 0 | 635.3077 | 0.00095265 | 629.72 | -0.0012895 | 635.3077 | 0.0028912 | 547.8218 | 1.0516e-05 | 635.3077 | 0.35158 | 635.3077 | 0.97557 | 634.9244 | 0.15294 | 820.177 | 0.01461 | 634.9243 | -0.0010785 | 819.5013 | 0.29362 | 820.177 | 0.0337 | 634.9244 | 0.09193 | 635.3077 | 0.22705
| 546.1775 | 0 | 635.1554 | 0.00063833 | 546.1775 | 0 | 635.1554 | 0.00064849 | 627.9852 | 0.00045531 | 635.1554 | 0.00070039 | 635.5384 | 0.0007073 | 629.95 | -0.0011299 | 635.5384 | 0.00080853 | 635.5384 | 0.0012958 | 635.5384 | 0.001692 | 629.95 | -0.0018422 | 635.5384 | 0.0040565 | 547.9399 | 9.8371e-06 | 635.5384 | 0.33844 | 635.5384 | 0.98123 | 635.1554 | 0.15686 | 820.3434 | 0.01677 | 635.1554 | 0.0016514 | 819.6678 | 0.29747 | 820.3434 | 0.03343 | 635.1554 | 0.09207 | 635.5384 | 0.22595
| 546.2932 | 0.00076961 | 635.3865 | 0.00051175 | 546.2932 | 0.00039883 | 635.3865 | -0.00027033 | 628.2141 | 9.512e-05 | 635.3865 | -0.00012993 | 635.7691 | 0 | 630.18 | -5.0592e-05 | 635.7691 | 0 | 635.7691 | 0.00040615 | 635.7691 | 0.00099282 | 630.18 | -0.00054182 | 635.7691 | 0.0029872 | 548.058 | 1.0903e-05 | 635.7691 | 0.32189 | 635.7691 | 0.98555 | 635.3865 | 0.15827 | 820.5097 | 0.01528 | 635.3865 | -0.00089014 | 819.8343 | 0.29898 | 820.5097 | 0.03334 | 635.3865 | 0.09001 | 635.7691 | 0.22441
| 546.4089 | 0 | 635.6176 | 0.00046756 | 546.4089 | 0 | 635.6176 | 0.00074838 | 628.4429 | 0.00043979 | 635.6176 | 0.00078598 | 635.9998 | 0.00053807 | 630.41 | 0.0001855 | 635.9999 | 0.00096054 | 635.9998 | 0.00077934 | 635.9999 | 0.0014232 | 630.41 | -0.001127 | 635.9998 | 0.0037306 | 548.1761 | 1.0516e-05 | 635.9998 | 0.30682 | 635.9999 | 0.98463 | 635.6176 | 0.16243 | 820.6761 | 0.01784 | 635.6176 | 0.001246 | 820.0009 | 0.30621 | 820.6761 | 0.03289 | 635.6176 | 0.08903 | 635.9999 | 0.2218
| 546.5246 | 0.00057197 | 635.8487 | 0.00047166 | 546.5246 | 0.00186 | 635.8487 | -0.00036693 | 628.6718 | 0.00014694 | 635.8487 | -0.00020245 | 636.2306 | 0 | 630.65 | -0.00052277 | 636.2306 | 9.503e-05 | 636.2306 | 0.0003364 | 636.2306 | 0.0010866 | 630.65 | -0.00047681 | 636.2306 | 0.0029488 | 548.2941 | 1.0036e-05 | 636.2306 | 0.29682 | 636.2306 | 1 | 635.8487 | 0.16689 | 820.8425 | 0.01732 | 635.8487 | -0.00011 | 820.1674 | 0.30616 | 820.8425 | 0.03289 | 635.8487 | 0.08994 | 636.2306 | 0.22325
| 546.6403 | 0 | 636.0798 | 0.00020909 | 546.6403 | 0 | 636.0798 | 0.0003432 | 628.9008 | 0.00038313 | 636.0798 | 0.00057832 | 636.4614 | 0.00060767 | 630.88 | -0.00075887 | 636.4614 | 0.00083818 | 636.4614 | 0.00078565 | 636.4614 | 0.0014519 | 630.88 | 0.0002384 | 636.4614 | 0.0038276 | 548.4122 | 8.1858e-06 | 636.4614 | 0.28235 | 636.4614 | 0.99971 | 636.0798 | 0.17158 | 821.0088 | 0.01494 | 636.0798 | 0.00040399 | 820.3339 | 0.31381 | 821.0088 | 0.03256 | 636.0798 | 0.09002 | 636.4614 | 0.2219
| 546.7561 | 0.00073368 | 636.3109 | 0.00040297 | 546.7561 | 0.0012 | 636.3109 | -0.00049292 | 629.1296 | 6.6367e-05 | 636.3109 | -0.00023824 | 636.6921 | 0 | 631.11 | -0.00096123 | 636.6921 | 7.5906e-05 | 636.6921 | 1.1477e-05 | 636.6921 | 0.00078948 | 631.11 | -0.00063934 | 636.6921 | 0.0028127 | 548.5303 | 9.2164e-06 | 636.6921 | 0.26825 | 636.6921 | 0.99924 | 636.3109 | 0.17306 | 821.1752 | 0.01751 | 636.3109 | -0.00016487 | 820.5004 | 0.30506 | 821.1752 | 0.03283 | 636.3109 | 0.08581 | 636.6921 | 0.21946
| 546.8718 | 0 | 636.542 | 0.00059221 | 546.8718 | 0 | 636.542 | 0.00055376 | 629.3586 | 0.00049709 | 636.542 | 0.00066538 | 636.9229 | 0.00078866 | 631.34 | -0.00072515 | 636.9229 | 0.00095914 | 636.9229 | 0.0013768 | 636.9229 | 0.0016556 | 631.34 | 0.00062851 | 636.9229 | 0.0034875 | 548.6484 | 8.9705e-06 | 636.9229 | 0.25517 | 636.9229 | 0.99332 | 636.542 | 0.17624 | 821.3416 | 0.01596 | 636.542 | -0.00028019 | 820.667 | 0.31829 | 821.3416 | 0.03258 | 636.542 | 0.08944 | 636.9229 | 0.21732
| 546.9876 | 0.00106 | 636.7732 | 0.00030269 | 546.9876 | 0.00149 | 636.7732 | -0.00025722 | 629.5875 | 0.00011705 | 636.7732 | -0.00025265 | 637.1537 | 0 | 631.57 | -0.00059023 | 637.1537 | 0 | 637.1537 | 0.00024173 | 637.1537 | 0.00084349 | 631.57 | -0.00073687 | 637.1537 | 0.0022499 | 548.7665 | 1.0598e-05 | 637.1537 | 0.24392 | 637.1537 | 0.99412 | 636.7732 | 0.17953 | 821.508 | 0.01762 | 636.7732 | -1.4068e-06 | 820.8335 | 0.31174 | 821.508 | 0.03293 | 636.7732 | 0.08651 | 637.1537 | 0.21636
| 547.1033 | 0 | 637.0043 | 0.0007091 | 547.1033 | 0 | 637.0043 | 0.00020291 | 629.8165 | 0.00023659 | 637.0043 | 0.00071657 | 637.3845 | 0.00067263 | 631.8 | 0.0030523 | 637.3845 | 0.0011 | 637.3845 | 0.00095769 | 637.3845 | 0.0016258 | 631.8 | -0.00089942 | 637.3845 | 0.0032945 | 548.8846 | 1.0013e-05 | 637.3845 | 0.23644 | 637.3845 | 0.998 | 637.0043 | 0.18485 | 821.6744 | 0.0174 | 637.0043 | 0.0013053 | 821 | 0.31941 | 821.6744 | 0.03266 | 637.0043 | 0.08799 | 637.3845 | 0.21665
| 547.2191 | 0.0005001 | 637.2355 | 0.00042506 | 547.2191 | 0.00060691 | 637.2355 | -0.00070591 | 630.0455 | 0.00017191 | 637.2355 | -0.00025868 | 637.6153 | 0 | 632.03 | -8.4319e-05 | 637.6153 | 0.00010664 | 637.6153 | 0.0001002 | 637.6153 | 0.00094584 | 632.03 | -0.00028175 | 637.6153 | 0.0022004 | 549.0027 | 1.1207e-05 | 637.6153 | 0.22352 | 637.6153 | 0.9902 | 637.2355 | 0.18647 | 821.8408 | 0.01734 | 637.2355 | -0.0008715 | 821.1666 | 0.32264 | 821.8408 | 0.03319 | 637.2355 | 0.08578 | 637.6153 | 0.21421
| 547.3348 | 0 | 637.4667 | 0.00048926 | 547.3348 | 0 | 637.4667 | 0.0008028 | 630.2744 | 0.00028516 | 637.4667 | 0.00064158 | 637.8461 | 0.00072568 | 632.26 | 0.00011805 | 637.8461 | 0.0009556 | 637.8461 | 0.001142 | 637.8461 | 0.0014657 | 632.26 | 0.0002384 | 637.8461 | 0.0032307 | 549.1209 | 8.7245e-06 | 637.8461 | 0.21651 | 637.8461 | 0.99334 | 637.4667 | 0.19304 | 822.0072 | 0.01457 | 637.4667 | 0.0010368 | 821.3331 | 0.32701 | 822.0072 | 0.03289 | 637.4667 | 0.08606 | 637.8461 | 0.2148
| 547.4506 | 0 | 637.6978 | 0.00045245 | 547.4506 | 0.00132 | 637.6978 | -0.00051606 | 630.5034 | 0.00018809 | 637.6978 | -0.00014299 | 638.077 | 0 | 632.5 | -0.0014672 | 638.077 | 2.5491e-05 | 638.077 | 0.00022807 | 638.077 | 0.0010338 | 632.5 | -0.0015171 | 638.077 | 0.0023623 | 549.239 | 8.5606e-06 | 638.077 | 0.20504 | 638.077 | 0.98193 | 637.6979 | 0.19461 | 822.1735 | 0.01649 | 637.6978 | -0.00033502 | 821.4996 | 0.32694 | 822.1735 | 0.03332 | 637.6979 | 0.08495 | 638.077 | 0.21201
| 547.5664 | 0 | 637.929 | 0.00040298 | 547.5664 | 0 | 637.929 | 0.000716 | 630.7324 | 0.00024025 | 637.929 | 0.00050529 | 638.3078 | 0.00093513 | 632.73 | 0.00015177 | 638.3078 | 0.00083052 | 638.3078 | 0.0010205 | 638.3078 | 0.0013914 | 632.73 | -0.0011595 | 638.3078 | 0.0032099 | 549.3571 | 8.0922e-06 | 638.3078 | 0.19693 | 638.3078 | 0.9742 | 637.929 | 0.1979 | 822.34 | 0.01375 | 637.929 | 0.000727 | 821.6662 | 0.33389 | 822.34 | 0.03291 | 637.929 | 0.08542 | 638.3078 | 0.21098
| 547.6821 | 0.00102 | 638.1602 | 0.00052212 | 547.6821 | 0.00076297 | 638.1602 | -9.1201e-05 | 630.9614 | 3.9329e-05 | 638.1602 | -0.00014948 | 638.5386 | 0 | 632.96 | -0.00042159 | 638.5386 | 0.00036482 | 638.5386 | 3.3352e-05 | 638.5386 | 0.00086469 | 632.96 | -0.00076939 | 638.5386 | 0.0020993 | 549.4752 | 9.7551e-06 | 638.5386 | 0.18779 | 638.5386 | 0.96892 | 638.1603 | 0.20154 | 822.5064 | 0.01554 | 638.1602 | -0.00062879 | 821.8328 | 0.33736 | 822.5064 | 0.03335 | 638.1603 | 0.08355 | 638.5386 | 0.20973
| 547.7979 | 0 | 638.3915 | 0.00061594 | 547.7979 | 0 | 638.3915 | 0.00035626 | 631.1904 | 0.00029578 | 638.3915 | 0.00069525 | 638.7695 | 0.00067119 | 633.19 | 0.00015177 | 638.7695 | 0.00108 | 638.7695 | 0.0012973 | 638.7695 | 0.0016182 | 633.19 | 0.00079106 | 638.7695 | 0.0025712 | 549.5933 | 1.0141e-05 | 638.7695 | 0.18062 | 638.7695 | 0.9573 | 638.3915 | 0.20561 | 822.6728 | 0.01406 | 638.3915 | 0.0014445 | 821.9993 | 0.34411 | 822.6728 | 0.03299 | 638.3915 | 0.08413 | 638.7695 | 0.20778
| 547.9137 | 0.00024855 | 638.6227 | 0.00035981 | 547.9137 | 0.00158 | 638.6227 | -0.00053151 | 631.4194 | -8.4873e-05 | 638.6227 | -0.00026288 | 639.0004 | 0 | 633.42 | -0.0025465 | 639.0004 | 0 | 639.0004 | 0 | 639.0004 | 0.00062023 | 633.42 | -0.00073687 | 639.0004 | 0.0017209 | 549.7115 | 6.9328e-06 | 639.0004 | 0.17364 | 639.0004 | 0.95676 | 638.6227 | 0.21036 | 822.8392 | 0.01554 | 638.6227 | 0.00022394 | 822.1659 | 0.33906 | 822.8392 | 0.03322 | 638.6227 | 0.08336 | 639.0004 | 0.20848
| 548.0295 | 0 | 638.8539 | 0.00050437 | 548.0295 | 0 | 638.8539 | 7.6193e-05 | 631.6484 | -1.3467e-05 | 638.8539 | -0.00011208 | 639.2313 | 0 | 633.65 | -0.0012985 | 639.2313 | 0.00016568 | 639.2313 | 0 | 639.2313 | 0.00090271 | 633.65 | -0.0018096 | 639.2313 | 0.0016909 | 549.8296 | 1.8901e-05 | 639.2313 | 0.15594 | 639.2313 | 0.91296 | 638.8539 | 0.21301 | 823.0056 | 0.01575 | 638.8539 | 0.00064008 | 822.3325 | 0.34863 | 823.0056 | 0.0338 | 638.8539 | 0.08092 | 639.2313 | 0.20163
| 548.1453 | 0.00076961 | 639.0852 | 0.00055502 | 548.1453 | 0.00213 | 639.0852 | 0.0004205 | 631.8775 | 0.00048503 | 639.0852 | 0.00072704 | 639.4622 | 0.00055324 | 633.88 | 0.0017032 | 639.4622 | 0.00103 | 639.4622 | 0.0012415 | 639.4622 | 0.0014688 | 633.88 | 0.0017338 | 639.4622 | 0.0022633 | 549.9477 | 1.5657e-05 | 639.4622 | 0.15184 | 639.4622 | 0.91497 | 639.0852 | 0.22125 | 823.172 | 0.01375 | 639.0852 | 0.0024987 | 822.499 | 0.35914 | 823.172 | 0.03415 | 639.0852 | 0.08201 | 639.4622 | 0.20345
| 548.2611 | 0 | 639.3164 | 0.00040636 | 548.2611 | 0 | 639.3164 | -0.00069294 | 632.1066 | 0.00019366 | 639.3164 | -0.00015828 | 639.6931 | 3.6645e-05 | 634.11 | -0.00052277 | 639.6931 | 0 | 639.6931 | 0 | 639.6931 | 0.00088209 | 634.11 | -0.001192 | 639.6931 | 0.0016998 | 550.0658 | 3.1408e-05 | 639.6931 | 0.14383 | 639.693 | 0.88901 | 639.3164 | 0.2227 | 823.3384 | 0.01579 | 639.3164 | -0.00061954 | 822.6656 | 0.36333 | 823.3384 | 0.03517 | 639.3164 | 0.08159 | 639.6931 | 0.19958
| 548.3769 | 0.00042823 | 639.5477 | 0.00058855 | 548.3769 | 0.00142 | 639.5477 | 0.00048348 | 632.3356 | 0.00043628 | 639.5477 | 0.00059066 | 639.924 | 0.00078054 | 634.35 | -0.00035414 | 639.924 | 0.00082406 | 639.924 | 0.00093574 | 639.924 | 0.0016034 | 634.35 | -0.0010945 | 639.924 | 0.0022952 | 550.184 | 1.6255e-05 | 639.924 | 0.13976 | 639.924 | 0.88144 | 639.5477 | 0.22978 | 823.5049 | 0.01352 | 639.5477 | 0.0017761 | 822.8322 | 0.36674 | 823.5049 | 0.0347 | 639.5477 | 0.08226 | 639.924 | 0.2002
| 548.4927 | 0 | 639.779 | 0.00050154 | 548.4927 | 0 | 639.779 | -0.00070005 | 632.5647 | -0.00013046 | 639.779 | -0.00017877 | 640.1549 | 0 | 634.58 | -0.00079259 | 640.1549 | 7.9053e-05 | 640.1549 | 0.00011421 | 640.1549 | 0.00079985 | 634.58 | -0.0018096 | 640.1549 | 0.0017282 | 550.3021 | 3.0834e-05 | 640.1549 | 0.13294 | 640.1549 | 0.86306 | 639.779 | 0.232 | 823.6713 | 0.01607 | 639.779 | -0.00019113 | 822.9988 | 0.37159 | 823.6713 | 0.03569 | 639.779 | 0.07961 | 640.1549 | 0.1981
| 548.6085 | 0.00030245 | 640.0103 | 0.00076629 | 548.6085 | 0.00165 | 640.0103 | 0.00044618 | 632.7938 | 0.00047644 | 640.0103 | 0.00073072 | 640.3859 | 0.00065791 | 634.81 | 0.0015008 | 640.3859 | 0.00074025 | 640.3859 | 0.0013192 | 640.3859 | 0.0016792 | 634.81 | 0.00033593 | 640.3859 | 0.0024753 | 550.4203 | 1.5107e-05 | 640.3859 | 0.12846 | 640.3859 | 0.84429 | 640.0103 | 0.23562 | 823.8377 | 0.01366 | 640.0103 | 0.00083114 | 823.1654 | 0.37162 | 823.8377 | 0.03503 | 640.0103 | 0.08032 | 640.3859 | 0.19621
| 548.7243 | 0 | 640.2416 | 0.00037453 | 548.7243 | 0 | 640.2416 | -0.00052193 | 633.0228 | 6.1201e-05 | 640.2416 | -0.00034351 | 640.6168 | 0 | 635.04 | -0.0014672 | 640.6168 | 0 | 640.6168 | 0 | 640.6168 | 0.00061438 | 635.04 | -0.0019722 | 640.6168 | 0.001566 | 550.5384 | 2.964e-05 | 640.6168 | 0.12264 | 640.6168 | 0.83199 | 640.2416 | 0.24066 | 824.0042 | 0.01586 | 640.2416 | -0.00030759 | 823.332 | 0.37525 | 824.0042 | 0.03611 | 640.2416 | 0.08061 | 640.6168 | 0.19594
| 548.8402 | 0.00106 | 640.4729 | 0.00045325 | 548.8402 | 0.00125 | 640.4729 | 0.00036683 | 633.252 | 0.00032333 | 640.4729 | 0.00053781 | 640.8478 | 0.00075137 | 635.27 | 0.001231 | 640.8478 | 0.00083241 | 640.8478 | 0.0011261 | 640.8478 | 0.0014805 | 635.27 | 0.00049847 | 640.8478 | 0.0020022 | 550.6566 | 1.5025e-05 | 640.8478 | 0.11757 | 640.8478 | 0.80794 | 640.4729 | 0.24362 | 824.1706 | 0.01498 | 640.4729 | 0.00099808 | 823.4986 | 0.37986 | 824.1706 | 0.03565 | 640.4729 | 0.0802 | 640.8478 | 0.19352
| 548.956 | 0 | 640.7042 | 0.00057895 | 548.956 | 0 | 640.7042 | -0.00082 | 633.481 | -8.7834e-06 | 640.7042 | -0.00026557 | 641.0788 | 0 | 635.5 | -0.0011299 | 641.0788 | 0.00010446 | 641.0788 | 0 | 641.0787 | 0.00081978 | 635.5 | -0.0014521 | 641.0788 | 0.0013941 | 550.7747 | 3.1362e-05 | 641.0788 | 0.11306 | 641.0787 | 0.79843 | 640.7042 | 0.24886 | 824.337 | 0.0161 | 640.7042 | -0.00083335 | 823.6652 | 0.38629 | 824.337 | 0.03679 | 640.7042 | 0.07949 | 641.0787 | 0.19358
| 549.0719 | 0.0006079 | 640.9356 | 0.00042986 | 549.0719 | 0.00101 | 640.9356 | 0.00061815 | 633.7101 | 0.00034457 | 640.9356 | 0.00057116 | 641.3097 | 0.00068723 | 635.73 | -0.00062396 | 641.3097 | 0.00111 | 641.3097 | 0.0011654 | 641.3098 | 0.0012828 | 635.73 | -0.00050931 | 641.3097 | 0.0021047 | 550.8929 | 1.6664e-05 | 641.3097 | 0.10922 | 641.3098 | 0.77473 | 640.9356 | 0.25344 | 824.5035 | 0.01447 | 640.9356 | 0.0014945 | 823.8318 | 0.39304 | 824.5035 | 0.03614 | 640.9356 | 0.07974 | 641.3098 | 0.19162
| 549.1877 | 0 | 641.1669 | 1.9596e-05 | 549.1877 | 0 | 641.1669 | -0.00053392 | 633.9393 | 5.649e-06 | 641.1669 | -0.00024282 | 641.5407 | 0 | 635.96 | -0.0034908 | 641.5407 | 0 | 641.5407 | 8.8618e-05 | 641.5407 | 0.00081474 | 635.96 | 0.0002384 | 641.5407 | 0.00096234 | 551.011 | 3.0998e-05 | 641.5407 | 0.10484 | 641.5407 | 0.7629 | 641.1669 | 0.25911 | 824.6699 | 0.01586 | 641.1669 | -6.3891e-05 | 823.9984 | 0.39457 | 824.6699 | 0.03705 | 641.1669 | 0.0793 | 641.5407 | 0.19224
| 549.3035 | 0.00075165 | 641.3983 | 0.00069381 | 549.3035 | 0.00135 | 641.3983 | 0.00056501 | 634.1685 | 0.0002906 | 641.3983 | 0.00070164 | 641.7717 | 0.00067502 | 636.2 | 0.00082632 | 641.7717 | 0.00089757 | 641.7717 | 0.0012684 | 641.7717 | 0.0015029 | 636.2 | 0.00053099 | 641.7717 | 0.0021085 | 551.1292 | 1.4334e-05 | 641.7717 | 0.09994 | 641.7717 | 0.73267 | 641.3983 | 0.26115 | 824.8364 | 0.01373 | 641.3983 | 0.0013755 | 824.165 | 0.39878 | 824.8364 | 0.03635 | 641.3983 | 0.07801 | 641.7717 | 0.18828
| 549.4194 | 0 | 641.6296 | 0.00044177 | 549.4194 | 0 | 641.6296 | -0.00054385 | 634.3976 | 1.9255e-05 | 641.6296 | -0.00021441 | 642.0028 | 0 | 636.43 | -0.0005565 | 642.0028 | 0 | 642.0028 | 0.00013808 | 642.0027 | 0.00067432 | 636.43 | 0.00036844 | 642.0028 | 0.00085207 | 551.2474 | 3.005e-05 | 642.0028 | 0.095809 | 642.0027 | 0.71998 | 641.6296 | 0.26575 | 825.0029 | 0.01596 | 641.6296 | -0.00042729 | 824.3316 | 0.40541 | 825.0029 | 0.03736 | 641.6296 | 0.07704 | 642.0027 | 0.18875
| 549.5353 | 0.00106 | 641.861 | 0.00059266 | 549.5353 | 0.00163 | 641.861 | 0.0003439 | 634.6268 | 0.00026865 | 641.861 | 0.00073623 | 642.2338 | 0.00061369 | 636.66 | 0.0020742 | 642.2338 | 0.00087106 | 642.2338 | 0.00083244 | 642.2338 | 0.0013536 | 636.66 | 0.00088859 | 642.2338 | 0.0019626 | 551.3655 | 1.581e-05 | 642.2338 | 0.092247 | 642.2338 | 0.69756 | 641.861 | 0.27081 | 825.1693 | 0.01449 | 641.861 | 0.0011069 | 824.4982 | 0.41194 | 825.1693 | 0.03705 | 641.861 | 0.07802 | 642.2338 | 0.18711
| 549.6511 | 0 | 642.0924 | -2.6544e-06 | 549.6511 | 0 | 642.0924 | -0.00043545 | 634.8559 | -2.2391e-05 | 642.0924 | -0.00016526 | 642.4648 | 0 | 636.89 | -0.00015177 | 642.4648 | 0 | 642.4648 | 0.0002986 | 642.4648 | 0.00050118 | 636.89 | 0.00040094 | 642.4648 | 0.0011236 | 551.4837 | 3.1865e-05 | 642.4648 | 0.087972 | 642.4648 | 0.68269 | 642.0924 | 0.27509 | 825.3358 | 0.01624 | 642.0924 | -0.00043263 | 824.6648 | 0.41227 | 825.3358 | 0.0381 | 642.0924 | 0.07644 | 642.4648 | 0.18642
| 549.767 | 5.091e-05 | 642.3238 | 0.00070501 | 549.767 | 0.00118 | 642.3238 | 0.00098009 | 635.0851 | 0.0003879 | 642.3238 | 0.00068227 | 642.6959 | 0.00082076 | 637.12 | 0.00035414 | 642.6959 | 0.00109 | 642.6959 | 0.0014653 | 642.6959 | 0.0015341 | 637.12 | -0.0017446 | 642.6959 | 0.0020898 | 551.6019 | 1.6219e-05 | 642.6959 | 0.084945 | 642.6959 | 0.65535 | 642.3238 | 0.27908 | 825.5023 | 0.01468 | 642.3238 | 0.0024267 | 824.8315 | 0.41752 | 825.5023 | 0.03773 | 642.3238 | 0.07684 | 642.6959 | 0.18357
| 549.8829 | 0 | 642.5552 | 0.00046783 | 549.8829 | 0 | 642.5552 | -0.00054677 | 635.3143 | 8.6717e-05 | 642.5552 | -0.00020556 | 642.9269 | 0 | 637.35 | -0.0010624 | 642.9269 | 0 | 642.9269 | 0 | 642.9269 | 0.00063392 | 637.35 | -0.00050931 | 642.9269 | 0.0011287 | 551.7201 | 3.0589e-05 | 642.9269 | 0.080683 | 642.9269 | 0.64199 | 642.5552 | 0.28437 | 825.6687 | 0.01612 | 642.5552 | 0.00029219 | 824.9981 | 0.42284 | 825.6687 | 0.0384 | 642.5552 | 0.07362 | 642.9269 | 0.18401
| 549.9987 | 0.00041025 | 642.7866 | 0.00026582 | 549.9987 | 0.00154 | 642.7866 | 0.00076036 | 635.5435 | 0.00050153 | 642.7866 | 0.00062484 | 643.158 | 0.00041184 | 637.58 | -0.00052277 | 643.158 | 0.00051212 | 643.158 | 0.00055854 | 643.158 | 0.0010905 | 637.58 | -0.00093193 | 643.158 | 0.001722 | 551.8382 | 1.4861e-05 | 643.158 | 0.078952 | 643.158 | 0.62332 | 642.7866 | 0.29035 | 825.8352 | 0.01509 | 642.7866 | 0.0011617 | 825.1647 | 0.43358 | 825.8352 | 0.03811 | 642.7866 | 0.07828 | 643.158 | 0.18326
| 550.1146 | 0 | 643.0181 | 0.00035315 | 550.1146 | 0 | 643.0181 | -0.0006887 | 635.7727 | 0.00011849 | 643.0181 | -0.00022328 | 643.3891 | 0 | 637.82 | -0.00086005 | 643.3891 | 0 | 643.3891 | 0 | 643.3891 | 0.00053635 | 637.82 | -0.00044429 | 643.3891 | 0.00087269 | 551.9564 | 2.9722e-05 | 643.3891 | 0.075447 | 643.3891 | 0.60115 | 643.0181 | 0.29347 | 826.0017 | 0.01631 | 643.0181 | 0.00066075 | 825.3314 | 0.42946 | 826.0017 | 0.03895 | 643.0181 | 0.07415 | 643.3891 | 0.18155
| 550.2305 | 0.00149 | 643.2495 | 0.00045605 | 550.2305 | 0.00102 | 643.2495 | 1.15e-05 | 636.0019 | 0.00028345 | 643.2495 | 0.00057679 | 643.6202 | 0.00060485 | 638.05 | 0.0016358 | 643.6202 | 0.0011 | 643.6202 | 0.00063696 | 643.6202 | 0.0010671 | 638.05 | -0.00099695 | 643.6202 | 0.0017283 | 552.0746 | 1.5376e-05 | 643.6202 | 0.072639 | 643.6202 | 0.58138 | 643.2495 | 0.30037 | 826.1682 | 0.01463 | 643.2495 | 0.00065873 | 825.498 | 0.44012 | 826.1682 | 0.03896 | 643.2495 | 0.07467 | 643.6202 | 0.18003
| 550.3464 | 0 | 643.4809 | 0.00039298 | 550.3464 | 0 | 643.4809 | -0.00089185 | 636.2311 | 8.8655e-08 | 643.4809 | -0.00031682 | 643.8513 | 0 | 638.28 | -0.00038786 | 643.8513 | 0 | 643.8513 | 0 | 643.8513 | 0.00059585 | 638.28 | -0.0014196 | 643.8513 | 0.0009463 | 552.1928 | 2.9617e-05 | 643.8513 | 0.069126 | 643.8513 | 0.56779 | 643.481 | 0.30837 | 826.3347 | 0.01558 | 643.4809 | -0.00038462 | 825.6647 | 0.44136 | 826.3347 | 0.0398 | 643.481 | 0.07406 | 643.8513 | 0.18077
| 550.4623 | 0 | 643.7124 | 0.00077554 | 550.4623 | 0.00151 | 643.7124 | 0.00033098 | 636.4604 | 0.00039436 | 643.7124 | 0.00077041 | 644.0824 | 0.00079965 | 638.51 | 0.00086005 | 644.0824 | 0.0013 | 644.0824 | 0.0010447 | 644.0824 | 0.0014392 | 638.51 | -0.0018096 | 644.0824 | 0.0017939 | 552.311 | 1.4674e-05 | 644.0824 | 0.067934 | 644.0824 | 0.54868 | 643.7124 | 0.31457 | 826.5011 | 0.01489 | 643.7124 | -0.00088039 | 825.8313 | 0.44878 | 826.5011 | 0.03985 | 643.7124 | 0.07489 | 644.0824 | 0.17972
| 550.5782 | 0 | 643.9439 | 0.00041686 | 550.5782 | 0 | 643.9439 | -0.00055795 | 636.6896 | 1.4525e-05 | 643.9439 | -0.0001939 | 644.3135 | 0 | 638.74 | -0.0010624 | 644.3135 | 0 | 644.3135 | 5.6427e-05 | 644.3135 | 0.00070132 | 638.74 | 0.00098612 | 644.3135 | 0.00065268 | 552.4292 | 2.9886e-05 | 644.3135 | 0.06389 | 644.3135 | 0.52516 | 643.9439 | 0.31676 | 826.6676 | 0.01594 | 643.9439 | 0.0007118 | 825.998 | 0.44968 | 826.6676 | 0.04042 | 643.9439 | 0.07373 | 644.3135 | 0.17699
| 550.6941 | 0.00053603 | 644.1754 | 0.00052984 | 550.6941 | 0.00081498 | 644.1754 | 0.0004978 | 636.9189 | 0.00029374 | 644.1754 | 0.00063905 | 644.5447 | 0.00046887 | 638.97 | -1.6864e-05 | 644.5447 | 0.00099826 | 644.5447 | 0.0010044 | 644.5447 | 0.0011729 | 638.97 | -0.0010945 | 644.5447 | 0.0015433 | 552.5474 | 1.5318e-05 | 644.5447 | 0.061309 | 644.5447 | 0.50398 | 644.1754 | 0.32154 | 826.8341 | 0.0151 | 644.1754 | 0.00017819 | 826.1646 | 0.45524 | 826.8341 | 0.04054 | 644.1754 | 0.07477 | 644.5447 | 0.17499
| 550.81 | 0 | 644.4069 | 0.00033825 | 550.81 | 0 | 644.4069 | -0.00069963 | 637.1481 | 6.6381e-05 | 644.4069 | -0.00028761 | 644.7758 | 0 | 639.21 | -0.0023104 | 644.7758 | 0 | 644.7758 | 0 | 644.7758 | 0.00044308 | 639.21 | 0.0016038 | 644.7758 | 0.00077278 | 552.6656 | 3.0998e-05 | 644.7758 | 0.058913 | 644.7758 | 0.48978 | 644.4069 | 0.32804 | 827.0006 | 0.01607 | 644.4069 | -0.0015911 | 826.3313 | 0.4619 | 827.0006 | 0.04108 | 644.4069 | 0.07428 | 644.7758 | 0.17539
| 550.926 | 0 | 644.6384 | 0.00052371 | 550.926 | 0.00184 | 644.6384 | 0.00039903 | 637.3774 | 0.0002455 | 644.6384 | 0.00071408 | 645.007 | 0.00084487 | 639.44 | -0.00069142 | 645.007 | 0.00090683 | 645.007 | 0.00079621 | 645.007 | 0.0010789 | 639.44 | 0.00082357 | 645.007 | 0.0014134 | 552.7838 | 1.5845e-05 | 645.007 | 0.056599 | 645.007 | 0.46821 | 644.6384 | 0.33209 | 827.1671 | 0.01482 | 644.6384 | 0.00027265 | 826.498 | 0.46544 | 827.1671 | 0.04131 | 644.6384 | 0.07362 | 645.007 | 0.17291
| 551.0419 | 0 | 644.8699 | 0.00019909 | 551.0419 | 0 | 644.8699 | -0.00054344 | 637.6067 | 2.7035e-05 | 644.8699 | -0.00028183 | 645.2381 | 0 | 639.67 | -0.0013322 | 645.2381 | 0 | 645.2381 | 0 | 645.2381 | 0.00028184 | 639.67 | -0.0018422 | 645.2381 | 0.00044044 | 552.902 | 3.005e-05 | 645.2381 | 0.053817 | 645.2381 | 0.45362 | 644.8699 | 0.33886 | 827.3336 | 0.01487 | 644.8699 | -0.0016858 | 826.6646 | 0.4683 | 827.3336 | 0.04173 | 644.8699 | 0.07261 | 645.2381 | 0.17292
| 551.1578 | 0.00023058 | 645.1014 | 0.00055174 | 551.1578 | 0.00064159 | 645.1014 | 0.0002603 | 637.836 | 0.00039205 | 645.1014 | 0.00073383 | 645.4693 | 0.00083968 | 639.9 | 0.00062396 | 645.4693 | 0.00075828 | 645.4693 | 0.0007994 | 645.4693 | 0.0011648 | 639.9 | 0.00043346 | 645.4693 | 0.0012933 | 553.0202 | 1.4416e-05 | 645.4693 | 0.052782 | 645.4693 | 0.43732 | 645.1014 | 0.34381 | 827.5001 | 0.01505 | 645.1014 | 0.00042176 | 826.8313 | 0.47208 | 827.5001 | 0.04204 | 645.1014 | 0.07259 | 645.4693 | 0.1719
| 551.2738 | 0 | 645.333 | 0.00028519 | 551.2738 | 0 | 645.333 | -0.00065649 | 638.0653 | 8.0816e-06 | 645.333 | -0.0003538 | 645.7005 | 0 | 640.13 | -0.0018719 | 645.7005 | 0 | 645.7005 | 0 | 645.7005 | 0.00044867 | 640.13 | 0.00062851 | 645.7005 | 0.00055869 | 553.1385 | 2.9863e-05 | 645.7005 | 0.049854 | 645.7005 | 0.42181 | 645.3329 | 0.3507 | 827.6667 | 0.01587 | 645.333 | -0.00066386 | 826.998 | 0.48502 | 827.6667 | 0.04245 | 645.3329 | 0.07204 | 645.7005 | 0.17088
| 551.3897 | 0.000554 | 645.5645 | 0.00048717 | 551.3897 | 0.00029479 | 645.5645 | 0.00056574 | 638.2946 | 0.00038592 | 645.5645 | 0.00051135 | 645.9317 | 0.0007535 | 640.36 | -0.0011636 | 645.9317 | 0.00083814 | 645.9317 | 0.00078841 | 645.9317 | 0.0010761 | 640.36 | -0.00076939 | 645.9317 | 0.0015493 | 553.2567 | 1.5657e-05 | 645.9317 | 0.048944 | 645.9317 | 0.40202 | 645.5645 | 0.35723 | 827.8332 | 0.01482 | 645.5645 | 0.00059553 | 827.1647 | 0.47874 | 827.8332 | 0.0428 | 645.5645 | 0.07236 | 645.9317 | 0.16872
| 551.5057 | 0 | 645.7961 | 0.00035547 | 551.5057 | 0 | 645.7961 | -0.00070331 | 638.5239 | 2.5775e-05 | 645.7961 | -0.0002784 | 646.1629 | 0 | 640.59 | -0.00045532 | 646.1629 | 0 | 646.1629 | 0 | 646.1629 | 0.00044768 | 640.59 | -0.0026549 | 646.1629 | 0.00073782 | 553.3749 | 3.1303e-05 | 646.1629 | 0.046742 | 646.1629 | 0.38909 | 645.7961 | 0.36409 | 827.9997 | 0.01477 | 645.7961 | -0.0009362 | 827.3314 | 0.48252 | 827.9997 | 0.04321 | 645.7961 | 0.07116 | 646.1629 | 0.1687
| 551.6216 | 0.00085945 | 646.0276 | 0.00049865 | 551.6216 | 0.0016 | 646.0276 | 2.3676e-05 | 638.7533 | 0.00035338 | 646.0276 | 0.00056697 | 646.3941 | 0.00076963 | 640.83 | 0.00045532 | 646.3941 | 0.00050637 | 646.3941 | 0.0010278 | 646.3941 | 0.0010614 | 640.83 | 0.0019289 | 646.3941 | 0.0015522 | 553.4931 | 1.5891e-05 | 646.3941 | 0.045957 | 646.3941 | 0.37314 | 646.0276 | 0.36968 | 828.1662 | 0.01444 | 646.0276 | 0.00059907 | 827.4981 | 0.48708 | 828.1662 | 0.0437 | 646.0276 | 0.0708 | 646.3941 | 0.16701
| 551.7376 | 0 | 646.2592 | 0.00057218 | 551.7376 | 0 | 646.2592 | -0.00063072 | 638.9826 | 7.4318e-05 | 646.2592 | -0.00013631 | 646.6254 | 0 | 641.06 | -1.6864e-05 | 646.6254 | 0 | 646.6254 | 0.00018336 | 646.6254 | 0.00057054 | 641.06 | -0.0001192 | 646.6254 | 0.00030022 | 553.6113 | 3.0998e-05 | 646.6254 | 0.042494 | 646.6254 | 0.35579 | 646.2592 | 0.37174 | 828.3328 | 0.01487 | 646.2592 | -0.00062026 | 827.6648 | 0.48658 | 828.3328 | 0.044 | 646.2592 | 0.06922 | 646.6254 | 0.1651
| 551.8535 | 0.00058994 | 646.4908 | 0.00052699 | 551.8535 | 0.00074563 | 646.4908 | 0.00025587 | 639.212 | 0.0002668 | 646.4908 | 0.00063206 | 646.8566 | 0.00072407 | 641.29 | -0.00048905 | 646.8566 | 0.00087146 | 646.8566 | 0.00099791 | 646.8566 | 0.0011669 | 641.29 | 0.00027091 | 646.8566 | 0.0014729 | 553.7296 | 1.5318e-05 | 646.8566 | 0.041627 | 646.8566 | 0.34266 | 646.4908 | 0.38113 | 828.4993 | 0.01257 | 646.4908 | 0.0015816 | 827.8315 | 0.49284 | 828.4993 | 0.04432 | 646.4908 | 0.06971 | 646.8566 | 0.16445
| 551.9695 | 0 | 646.7224 | 0.00054822 | 551.9695 | 0 | 646.7224 | -0.00051776 | 639.4413 | 0.00017568 | 646.7224 | -0.00015979 | 647.0879 | 0 | 641.52 | -8.4319e-05 | 647.0879 | 0.00014358 | 647.0879 | 1.8346e-06 | 647.0878 | 0.00068052 | 641.52 | 0.00062851 | 647.0879 | 0.0007315 | 553.8478 | 2.9781e-05 | 647.0879 | 0.039486 | 647.0878 | 0.32883 | 646.7224 | 0.38696 | 828.6658 | 0.01457 | 646.7224 | -0.00020626 | 827.9982 | 0.49818 | 828.6658 | 0.0446 | 646.7224 | 0.06943 | 647.0878 | 0.16363
| 552.0855 | 0.00028449 | 646.954 | 0.00057134 | 552.0855 | 0.00158 | 646.954 | 0.00029828 | 639.6707 | 0.00040253 | 646.954 | 0.00062914 | 647.3191 | 0.00055992 | 641.75 | -5.0592e-05 | 647.3191 | 0.00065568 | 647.3191 | 0.00098234 | 647.3191 | 0.0011592 | 641.75 | -0.00076939 | 647.3191 | 0.0013609 | 553.966 | 1.4802e-05 | 647.3191 | 0.038859 | 647.3191 | 0.31607 | 646.954 | 0.39355 | 828.8324 | 0.01449 | 646.954 | 0.0016499 | 828.1649 | 0.50217 | 828.8324 | 0.04557 | 646.954 | 0.07034 | 647.3191 | 0.16233
| 552.2015 | 0 | 647.1856 | 0.0003774 | 552.2015 | 0 | 647.1856 | -0.00058697 | 639.9001 | 0.00010169 | 647.1856 | -0.0002722 | 647.5504 | 0 | 641.98 | -0.0010624 | 647.5504 | 0 | 647.5504 | 9.4523e-05 | 647.5504 | 0.00045555 | 641.98 | 0.0026441 | 647.5504 | 0.00012434 | 554.0843 | 2.9066e-05 | 647.5504 | 0.036598 | 647.5504 | 0.3053 | 647.1856 | 0.40105 | 828.9989 | 0.01526 | 647.1856 | 0.0005211 | 828.3316 | 0.49954 | 828.9989 | 0.04637 | 647.1856 | 0.06885 | 647.5504 | 0.16257
| 552.3174 | 0.00131 | 647.4173 | 0.00069175 | 552.3174 | 0.00161 | 647.4173 | 0.00046364 | 640.1295 | 0.00025161 | 647.4173 | 0.00059286 | 647.7817 | 0.00081267 | 642.22 | -0.00075887 | 647.7817 | 0.00081015 | 647.7817 | 0.001072 | 647.7817 | 0.0013399 | 642.22 | 0.00069354 | 647.7817 | 0.0015104 | 554.2025 | 1.4428e-05 | 647.7817 | 0.03554 | 647.7817 | 0.29207 | 647.4173 | 0.40767 | 829.1654 | 0.01226 | 647.4173 | 0.00073427 | 828.4983 | 0.50523 | 829.1654 | 0.04745 | 647.4173 | 0.06953 | 647.7817 | 0.16118
| 552.4334 | 0 | 647.6489 | 0.00060559 | 552.4334 | 0 | 647.6489 | -8.7304e-05 | 640.3589 | 2.6784e-05 | 647.6489 | -0.00017 | 648.013 | 0 | 642.45 | -0.00079259 | 648.013 | 0.00020703 | 648.013 | 0.00031955 | 648.013 | 0.00072046 | 642.45 | -0.0018096 | 648.013 | 0.00050973 | 554.3208 | 3.012e-05 | 648.013 | 0.033846 | 648.013 | 0.28266 | 647.6489 | 0.41714 | 829.332 | 0.01445 | 647.6489 | -0.00033757 | 828.665 | 0.50808 | 829.332 | 0.04787 | 647.6489 | 0.06863 | 648.013 | 0.16096
| 552.5494 | 0.00094928 | 647.8806 | 0.0005352 | 552.5494 | 0.00106 | 647.8806 | 0.00058392 | 640.5883 | 0.0001893 | 647.8806 | 0.00068345 | 648.2443 | 0.0007103 | 642.68 | -1.6864e-05 | 648.2443 | 0.00093579 | 648.2443 | 0.0011303 | 648.2443 | 0.0012788 | 642.68 | 0.00017338 | 648.2443 | 0.0017138 | 554.439 | 1.6032e-05 | 648.2443 | 0.0337 | 648.2443 | 0.27279 | 647.8806 | 0.42765 | 829.4985 | 0.01456 | 647.8806 | -0.0007765 | 828.8317 | 0.51567 | 829.4985 | 0.0483 | 647.8806 | 0.06969 | 648.2443 | 0.161
| 552.6654 | 0 | 648.1122 | 0.00039877 | 552.6654 | 0 | 648.1122 | -0.000585 | 640.8177 | -4.4906e-05 | 648.1122 | -0.00030224 | 648.4756 | 0 | 642.91 | 0.00086005 | 648.4756 | 0 | 648.4756 | 0 | 648.4756 | 0.00040981 | 642.91 | -0.0013546 | 648.4756 | 0.00062092 | 554.5573 | 3.1596e-05 | 648.4756 | 0.030969 | 648.4756 | 0.25937 | 648.1122 | 0.43088 | 829.6651 | 0.01324 | 648.1122 | -0.0013241 | 828.9985 | 0.5099 | 829.6651 | 0.04826 | 648.1122 | 0.06729 | 648.4756 | 0.15819
| 552.7814 | 0.00041025 | 648.3439 | 0.00064802 | 552.7814 | 0.00058956 | 648.3439 | 0.00032732 | 641.0472 | 0.00046783 | 648.3439 | 0.00070554 | 648.7069 | 0.00074788 | 643.14 | -0.00052277 | 648.7069 | 0.0009605 | 648.7069 | 0.00066429 | 648.7069 | 0.0011869 | 643.14 | -0.0017121 | 648.7069 | 0.0014691 | 554.6755 | 1.5786e-05 | 648.7069 | 0.031344 | 648.7069 | 0.25194 | 648.3439 | 0.44449 | 829.8316 | 0.01222 | 648.3439 | 0.00087275 | 829.1652 | 0.51751 | 829.8316 | 0.04841 | 648.3439 | 0.06871 | 648.7069 | 0.15876
| 552.8975 | 0 | 648.5756 | 0.00035985 | 552.8975 | 0 | 648.5756 | -0.00062277 | 641.2766 | 0.00015132 | 648.5756 | -0.00030573 | 648.9383 | 0 | 643.37 | -0.00028669 | 648.9383 | 0 | 648.9383 | 0 | 648.9383 | 0.00019201 | 643.37 | -0.00015171 | 648.9383 | 0.00043752 | 554.7938 | 3.2767e-05 | 648.9383 | 0.029077 | 648.9383 | 0.24192 | 648.5756 | 0.45229 | 829.9982 | 0.01181 | 648.5756 | -0.0015246 | 829.3319 | 0.5226 | 829.9982 | 0.04832 | 648.5756 | 0.06832 | 648.9383 | 0.15835
| 553.0135 | 0.00113 | 648.8073 | 0.00045194 | 553.0135 | 0.00137 | 648.8073 | 0.00019912 | 641.5061 | 0.0003489 | 648.8073 | 0.00049938 | 649.1696 | 0.00094293 | 643.61 | -0.00086005 | 649.1696 | 0.00114 | 649.1696 | 0.0006897 | 649.1696 | 0.00088271 | 643.61 | 0.00072604 | 649.1696 | 0.0010306 | 554.9121 | 1.7285e-05 | 649.1696 | 0.029107 | 649.1696 | 0.23257 | 648.8073 | 0.46123 | 830.1648 | 0.01264 | 648.8073 | 0.00082187 | 829.4986 | 0.52507 | 830.1648 | 0.04857 | 648.8073 | 0.06848 | 649.1696 | 0.15743
| 553.1295 | 0 | 649.039 | 0.00031355 | 553.1295 | 0 | 649.039 | -0.00042784 | 641.7355 | 2.8191e-05 | 649.039 | -0.00033227 | 649.401 | 0 | 643.84 | -0.00089378 | 649.401 | 0.00017036 | 649.401 | 0 | 649.401 | 0.0004413 | 643.84 | -0.00089942 | 649.401 | 0 | 555.0303 | 3.2474e-05 | 649.401 | 0.026534 | 649.401 | 0.22166 | 649.039 | 0.46483 | 830.3314 | 0.01178 | 649.039 | -0.00017938 | 829.6654 | 0.51826 | 830.3314 | 0.04895 | 649.039 | 0.0644 | 649.401 | 0.15477
| 553.2455 | 0.00037433 | 649.2707 | 0.00039636 | 553.2455 | 0.0012 | 649.2707 | 0.0003029 | 641.965 | 0.00039242 | 649.2707 | 0.00060399 | 649.6323 | 0.00066937 | 644.07 | -0.00062396 | 649.6323 | 0.00088686 | 649.6323 | 0.00079203 | 649.6323 | 0.00097636 | 644.07 | -0.0011595 | 649.6323 | 0.0011519 | 555.1486 | 1.5329e-05 | 649.6323 | 0.026492 | 649.6323 | 0.21338 | 649.2707 | 0.47551 | 830.4979 | 0.01004 | 649.2707 | 0.0012529 | 829.8321 | 0.52657 | 830.4979 | 0.04955 | 649.2707 | 0.06921 | 649.6323 | 0.15455
| 553.3615 | 0 | 649.5025 | 0.0004514 | 553.3615 | 0 | 649.5025 | -0.00051051 | 642.1945 | 0.00015814 | 649.5025 | -0.00025748 | 649.8637 | 0 | 644.3 | -0.00062396 | 649.8637 | 0 | 649.8637 | 0 | 649.8637 | 0.00052982 | 644.3 | -0.00037928 | 649.8637 | 0.00019387 | 555.2669 | 3.053e-05 | 649.8637 | 0.024939 | 649.8637 | 0.2036 | 649.5024 | 0.48112 | 830.6645 | 0.01259 | 649.5025 | -0.0010851 | 829.9989 | 0.52058 | 830.6645 | 0.04984 | 649.5024 | 0.06665 | 649.8637 | 0.15255
| 553.4776 | 0.00053603 | 649.7342 | 0.00045063 | 553.4776 | 0.00191 | 649.7342 | 0.00079736 | 642.424 | 0.00034513 | 649.7342 | 0.00066348 | 650.0951 | 0.00080233 | 644.53 | 0.00089378 | 650.0951 | 0.00095496 | 650.0951 | 0.001277 | 650.0952 | 0.0012942 | 644.53 | 0.0010186 | 650.0951 | 0.0013608 | 555.3851 | 1.554e-05 | 650.0951 | 0.025168 | 650.0951 | 0.19915 | 649.7342 | 0.49876 | 830.8311 | 0.01352 | 649.7342 | 1.6128e-05 | 830.1656 | 0.53017 | 830.8311 | 0.04986 | 649.7342 | 0.06721 | 650.0952 | 0.15407
| 553.5936 | 0 | 649.9659 | 0.00037288 | 553.5936 | 0 | 649.9659 | -0.00051385 | 642.6535 | 0.00026857 | 649.9659 | -0.00028485 | 650.3265 | 0 | 644.76 | -5.0592e-05 | 650.3265 | 0 | 650.3265 | 0 | 650.3265 | 0.0005252 | 644.76 | 0.00079106 | 650.3265 | 8.579e-05 | 555.5034 | 2.9523e-05 | 650.3265 | 0.023028 | 650.3265 | 0.19062 | 649.9659 | 0.50435 | 830.9977 | 0.00937 | 649.9659 | -0.00039338 | 830.3324 | 0.5262 | 830.9977 | 0.04984 | 649.9659 | 0.06588 | 650.3265 | 0.15276
| 553.7097 | 0.0005001 | 650.1977 | 0.00051267 | 553.7097 | 0.00032946 | 650.1977 | 0.00015267 | 642.883 | 0.00033348 | 650.1977 | 0.00065596 | 650.5579 | 0.00076914 | 645 | 0.00045532 | 650.5579 | 0.00068483 | 650.5579 | 0.00093237 | 650.5579 | 0.0010744 | 645 | 0.0023191 | 650.5579 | 0.0012413 | 555.6217 | 1.4311e-05 | 650.5579 | 0.023351 | 650.5579 | 0.18357 | 650.1977 | 0.51555 | 831.1642 | 0.01053 | 650.1977 | 0.00075949 | 830.4992 | 0.52385 | 831.1642 | 0.04989 | 650.1977 | 0.06697 | 650.5579 | 0.15224
| 553.8257 | 0 | 650.4295 | 0.00049299 | 553.8257 | 0 | 650.4295 | -0.00078741 | 643.1125 | -2.019e-05 | 650.4295 | -0.00012685 | 650.7894 | 0 | 645.23 | -0.0015346 | 650.7894 | 0 | 650.7894 | 0 | 650.7894 | 0.0006525 | 645.23 | 0.0009536 | 650.7894 | 0 | 555.74 | 2.9418e-05 | 650.7894 | 0.02189 | 650.7894 | 0.175 | 650.4295 | 0.52014 | 831.3308 | 0.00819 | 650.4295 | -0.0013281 | 830.6659 | 0.53182 | 831.3308 | 0.05014 | 650.4295 | 0.0653 | 650.7894 | 0.1504
| 553.9418 | 0.00131 | 650.6613 | 0.00054595 | 553.9418 | 0.0006936 | 650.6613 | 0.00043378 | 643.3421 | 0.00043217 | 650.6613 | 0.00066687 | 651.0208 | 0.00096524 | 645.46 | 0.00035414 | 651.0208 | 0.00125 | 651.0208 | 0.0012458 | 651.0208 | 0.0011839 | 645.46 | 0.00066102 | 651.0208 | 0.0015304 | 555.8583 | 1.5482e-05 | 651.0208 | 0.022081 | 651.0208 | 0.17001 | 650.6613 | 0.53369 | 831.4974 | 0.0089 | 650.6613 | -1.2315e-06 | 830.8327 | 0.53105 | 831.4974 | 0.05046 | 650.6613 | 0.06577 | 651.0208 | 0.15065
| 554.0579 | 0 | 650.893 | 0.00042218 | 554.0579 | 0 | 650.893 | -0.00085058 | 643.5716 | 6.0991e-05 | 650.893 | -0.00026708 | 651.2522 | 0 | 645.69 | -0.00082632 | 651.2523 | 0 | 651.2522 | 1.3979e-05 | 651.2523 | 0.00044272 | 645.69 | -2.1673e-05 | 651.2522 | 0.00022964 | 555.9765 | 2.9581e-05 | 651.2522 | 0.020339 | 651.2523 | 0.16232 | 650.8931 | 0.54051 | 831.664 | 0.01051 | 650.893 | -0.0017193 | 830.9995 | 0.53036 | 831.664 | 0.0509 | 650.8931 | 0.06392 | 651.2523 | 0.14969
| 554.1739 | 0.00205 | 651.1249 | 0.00039201 | 554.1739 | 0.00060691 | 651.1249 | 0.00033921 | 643.8011 | 0.00034425 | 651.1249 | 0.00063749 | 651.4837 | 0.00057745 | 645.92 | 0.0005565 | 651.4837 | 0.00053826 | 651.4837 | 0.00049166 | 651.4837 | 0.00075131 | 645.92 | -0.00063934 | 651.4837 | 0.00082695 | 556.0948 | 1.4369e-05 | 651.4837 | 0.020552 | 651.4837 | 0.15752 | 651.1249 | 0.55539 | 831.8306 | 0.00993 | 651.1249 | 0.00082277 | 831.1662 | 0.53247 | 831.8306 | 0.05114 | 651.1249 | 0.06527 | 651.4837 | 0.15038
| 554.29 | 0 | 651.3567 | 0.00028613 | 554.29 | 0 | 651.3567 | -0.00011707 | 644.0308 | 6.0137e-05 | 651.3567 | -0.0002396 | 651.7152 | 0 | 646.16 | -0.00075887 | 651.7152 | 0 | 651.7152 | 0.00020461 | 651.7151 | 0.00039816 | 646.16 | -0.0018096 | 651.7152 | 0.00024013 | 556.2131 | 2.9769e-05 | 651.7152 | 0.018993 | 651.7151 | 0.15136 | 651.3567 | 0.56396 | 831.9972 | 0.01074 | 651.3567 | -0.0014982 | 831.333 | 0.53004 | 831.9972 | 0.05148 | 651.3567 | 0.06321 | 651.7151 | 0.14961
| 554.4061 | 0.00035636 | 651.5885 | 0.00050909 | 554.4061 | 0.00039883 | 651.5885 | 0.00071764 | 644.2603 | 0.00040348 | 651.5885 | 0.00058863 | 651.9467 | 0.0005319 | 646.39 | -0.00086005 | 651.9466 | 0.00084979 | 651.9467 | 0.0010344 | 651.9467 | 0.0011329 | 646.39 | -0.00018422 | 651.9467 | 0.0012247 | 556.3314 | 1.5646e-05 | 651.9467 | 0.01896 | 651.9467 | 0.14622 | 651.5885 | 0.57253 | 832.1638 | 0.01046 | 651.5885 | 0.00051195 | 831.4998 | 0.53431 | 832.1638 | 0.05161 | 651.5885 | 0.06399 | 651.9467 | 0.14899
| 554.5222 | 0 | 651.8203 | 0.00025901 | 554.5222 | 0 | 651.8203 | -0.00045525 | 644.4899 | 0.00010988 | 651.8203 | -0.0002809 | 652.1781 | 0 | 646.62 | 0.00069142 | 652.1781 | 0 | 652.1781 | 0 | 652.1782 | 0.00023215 | 646.62 | -0.0023949 | 652.1781 | 0 | 556.4497 | 2.9991e-05 | 652.1781 | 0.017469 | 652.1782 | 0.13963 | 651.8203 | 0.58142 | 832.3304 | 0.00828 | 651.8203 | -0.00031192 | 831.6666 | 0.53584 | 832.3304 | 0.05193 | 651.8203 | 0.06279 | 652.1782 | 0.14807
| 554.6383 | 0.00176 | 652.0522 | 0.00050855 | 554.6383 | 0.0016 | 652.0522 | 0.00065527 | 644.7195 | 0.00040425 | 652.0522 | 0.00060503 | 652.4096 | 0.00063841 | 646.85 | -0.0021416 | 652.4096 | 0.00090585 | 652.4096 | 0.0010061 | 652.4097 | 0.00092375 | 646.85 | -0.0022648 | 652.4096 | 0.0010007 | 556.568 | 1.4533e-05 | 652.4096 | 0.017979 | 652.4097 | 0.13559 | 652.0522 | 0.59403 | 832.497 | 0.00964 | 652.0522 | 2.7669e-05 | 831.8334 | 0.53847 | 832.497 | 0.05198 | 652.0522 | 0.06382 | 652.4097 | 0.14757
| 554.7544 | 0 | 652.284 | 0.0004946 | 554.7544 | 0 | 652.284 | -0.00059611 | 644.9491 | 6.4892e-05 | 652.284 | -0.00031359 | 652.6412 | 0 | 647.08 | -0.001366 | 652.6412 | 0 | 652.6412 | 0.00011434 | 652.6412 | 0.00045394 | 647.08 | -0.0024598 | 652.6412 | 8.0833e-05 | 556.6863 | 2.841e-05 | 652.6412 | 0.016442 | 652.6412 | 0.13088 | 652.284 | 0.61038 | 832.6636 | 0.00812 | 652.284 | 0.00090775 | 832.0002 | 0.53826 | 832.6636 | 0.05243 | 652.284 | 0.06339 | 652.6412 | 0.14905
| 554.8705 | 0.00032042 | 652.5159 | 0.0004432 | 554.8705 | 0.00125 | 652.5159 | 0.00016284 | 645.1787 | 0.00024485 | 652.5159 | 0.00057325 | 652.8727 | 0.00090943 | 647.31 | -0.0010961 | 652.8727 | 0.00077529 | 652.8727 | 0.0012153 | 652.8727 | 0.0010329 | 647.31 | 0.0010836 | 652.8727 | 0.00066806 | 556.8047 | 1.3959e-05 | 652.8727 | 0.016839 | 652.8727 | 0.12609 | 652.5159 | 0.62049 | 832.8303 | 0.00754 | 652.5159 | 0.00073101 | 832.167 | 0.53909 | 832.8303 | 0.05273 | 652.5159 | 0.06417 | 652.8727 | 0.14773
| 554.9866 | 0 | 652.7478 | 0.00036062 | 554.9866 | 0 | 652.7478 | -0.00080841 | 645.4083 | 0.00011316 | 652.7478 | -0.00022195 | 653.1042 | 0 | 647.55 | -0.0019057 | 653.1042 | 0 | 653.1042 | 0.00021499 | 653.1042 | 0.00041834 | 647.55 | -0.0022973 | 653.1042 | 0.00024688 | 556.923 | 2.9523e-05 | 653.1042 | 0.01552 | 653.1042 | 0.11946 | 652.7478 | 0.62479 | 832.9969 | 0.0099 | 652.7478 | -0.00055694 | 832.3338 | 0.54312 | 832.9969 | 0.0533 | 652.7478 | 0.06207 | 653.1042 | 0.14623
| 555.1027 | 0.00098522 | 652.9797 | 0.00062143 | 555.1027 | 0.00036414 | 652.9797 | 0.00043886 | 645.6379 | 0.00039325 | 652.9797 | 0.00061135 | 653.3357 | 0.00060024 | 647.78 | 0.001366 | 653.3357 | 0.0009058 | 653.3357 | 0.0010089 | 653.3358 | 0.001307 | 647.78 | 0.0030668 | 653.3357 | 0.0011945 | 557.0413 | 1.5599e-05 | 653.3357 | 0.015741 | 653.3357 | 0.11677 | 652.9796 | 0.64015 | 833.1635 | 0.01187 | 652.9797 | 0.00070224 | 832.5006 | 0.54621 | 833.1635 | 0.05335 | 652.9796 | 0.06265 | 653.3358 | 0.14664
| 555.2188 | 0 | 653.2115 | 0.00026359 | 555.2188 | 0 | 653.2115 | -0.00066384 | 645.8676 | 0.00014581 | 653.2115 | -0.00032911 | 653.5673 | 0 | 648.01 | -0.0023281 | 653.5673 | 0 | 653.5673 | 0 | 653.5673 | 0.00025775 | 648.01 | -0.00063499 | 653.5673 | 0.00016864 | 557.1596 | 3.005e-05 | 653.5673 | 0.014325 | 653.5673 | 0.11114 | 653.2115 | 0.64221 | 833.3302 | 0.00897 | 653.2115 | -0.00057845 | 832.6674 | 0.54554 | 833.3302 | 0.05359 | 653.2115 | 0.06016 | 653.5673 | 0.14505
| 555.335 | 0 | 653.4435 | 0.00049353 | 555.335 | 0.00149 | 653.4435 | 0.00040473 | 646.0972 | 0.00052025 | 653.4435 | 0.0006426 | 653.7989 | 0.00041999 | 648.24 | 0.00025536 | 653.7989 | 0.0007287 | 653.7989 | 0.0010152 | 653.7989 | 0.00096248 | 648.24 | 0.00024068 | 653.7989 | 0.00072812 | 557.2779 | 1.4533e-05 | 653.7989 | 0.014971 | 653.7989 | 0.10821 | 653.4435 | 0.65366 | 833.4968 | 0.00904 | 653.4435 | 0.0015986 | 832.8342 | 0.55501 | 833.4968 | 0.05339 | 653.4435 | 0.06031 | 653.7989 | 0.1439
| 555.4511 | 0 | 653.6754 | 0.00019248 | 555.4511 | 0 | 653.6754 | -0.00051415 | 646.3269 | 4.2881e-05 | 653.6754 | -0.0003789 | 654.0304 | 0 | 648.47 | -0.0015092 | 654.0304 | 0 | 654.0304 | 0 | 654.0305 | 4.9022e-05 | 648.47 | -0.0014274 | 654.0304 | 0 | 557.3963 | 2.9441e-05 | 654.0304 | 0.013482 | 654.0305 | 0.10503 | 653.6754 | 0.67162 | 833.6634 | 0.00812 | 653.6754 | -0.00122 | 833.001 | 0.553 | 833.6634 | 0.05353 | 653.6754 | 0.05894 | 654.0305 | 0.14417
| 555.5672 | 0.00073368 | 653.9073 | 0.00041147 | 555.5672 | 0.0018 | 653.9073 | 0.00062253 | 646.5566 | 0.0004089 | 653.9073 | 0.00077068 | 654.262 | 0.00075104 | 648.71 | -0.00018528 | 654.262 | 0.00122 | 654.262 | 0.0010274 | 654.262 | 0.00083625 | 648.71 | 0.00023813 | 654.262 | 0.0010006 | 557.5146 | 1.499e-05 | 654.262 | 0.014049 | 654.262 | 0.10226 | 653.9073 | 0.68592 | 833.8301 | 0.01025 | 653.9073 | -0.00039373 | 833.1679 | 0.55153 | 833.8301 | 0.05336 | 653.9073 | 0.06112 | 654.262 | 0.14449
| 555.6834 | 0 | 654.1392 | 0.00030219 | 555.6834 | 0 | 654.1392 | -0.00084531 | 646.7863 | 9.4647e-05 | 654.1392 | -0.00039488 | 654.4936 | 0 | 648.94 | -0.0019468 | 654.4936 | 0 | 654.4936 | 0 | 654.4936 | 1.6101e-05 | 648.94 | 0.00014142 | 654.4936 | 0 | 557.6329 | 2.9312e-05 | 654.4936 | 0.012622 | 654.4936 | 0.09687 | 654.1392 | 0.68699 | 833.9967 | 0.00733 | 654.1392 | -0.00032523 | 833.3347 | 0.548 | 833.9967 | 0.05373 | 654.1392 | 0.06004 | 654.4936 | 0.14234
| 555.7995 | 0.00032042 | 654.3712 | 0.00013192 | 555.7995 | 0.00192 | 654.3712 | 0.00030063 | 647.0159 | 0.00024782 | 654.3712 | 0.00052655 | 654.7252 | 0.00062876 | 649.17 | -8.468e-05 | 654.7252 | 0.00072075 | 654.7252 | 0.00061521 | 654.7252 | 0.00085189 | 649.17 | 0.00017412 | 654.7252 | 0.00092378 | 557.7513 | 1.4451e-05 | 654.7252 | 0.013167 | 654.7252 | 0.09268 | 654.3712 | 0.69062 | 834.1633 | 0.00774 | 654.3712 | 0.001228 | 833.5015 | 0.55291 | 834.1633 | 0.05387 | 654.3712 | 0.05931 | 654.7252 | 0.14064
| 555.9157 | 0 | 654.6032 | 0.00042454 | 555.9157 | 0 | 654.6032 | -0.00098322 | 647.2456 | 5.6661e-05 | 654.6032 | -0.00042142 | 654.9568 | 0 | 649.4 | 1.6807e-05 | 654.9568 | 5.6715e-05 | 654.9568 | 0 | 654.9568 | 0.00028376 | 649.4 | -0.00011879 | 654.9568 | 0.00010225 | 557.8696 | 2.7427e-05 | 654.9568 | 0.011792 | 654.9569 | 0.09036 | 654.6032 | 0.71552 | 834.33 | 0.00782 | 654.6032 | -8.092e-05 | 833.6684 | 0.55474 | 834.33 | 0.05432 | 654.6032 | 0.0601 | 654.9568 | 0.14222
| 556.0318 | 0.00075165 | 654.8351 | 0.00044912 | 556.0318 | 0.00081498 | 654.8351 | 0.00011458 | 647.4753 | 0.00040819 | 654.8351 | 0.00054882 | 655.1885 | 0.00089226 | 649.63 | -0.00099422 | 655.1885 | 0.00080705 | 655.1885 | 0.00059859 | 655.1885 | 0.0011113 | 649.63 | 0.0025446 | 655.1885 | 0.0011951 | 557.9879 | 1.3057e-05 | 655.1885 | 0.012411 | 655.1885 | 0.08791 | 654.8351 | 0.72558 | 834.4966 | 0.00746 | 654.8351 | 0.00063125 | 833.8352 | 0.55789 | 834.4966 | 0.05445 | 654.8351 | 0.06056 | 655.1885 | 0.14093
| 556.148 | 0 | 655.0671 | 0.00012654 | 556.148 | 0 | 655.0671 | -0.0011503 | 647.7051 | -0.00014845 | 655.0671 | -0.00041176 | 655.4201 | 0 | 649.87 | -0.00018682 | 655.4201 | 0 | 655.4201 | 0 | 655.4201 | 3.0784e-05 | 649.87 | -0.0024773 | 655.4201 | 0 | 558.1063 | 2.6935e-05 | 655.4201 | 0.011105 | 655.4201 | 0.08423 | 655.0671 | 0.74203 | 834.6633 | 0.00529 | 655.0671 | 0.00063306 | 834.002 | 0.5574 | 834.6633 | 0.05485 | 655.0671 | 0.06082 | 655.4201 | 0.14108
| 556.2642 | 0.00094928 | 655.2991 | 0.00043828 | 556.2642 | 0.00127 | 655.2991 | 0.00037364 | 647.9348 | 0.00025091 | 655.2991 | 0.00053037 | 655.6518 | 0.0010568 | 650.1 | -0.00025241 | 655.6517 | 0.00084778 | 655.6518 | 0.00095934 | 655.6517 | 0.0011341 | 650.1 | -0.00034601 | 655.6518 | 0.0011164 | 558.2246 | 1.3994e-05 | 655.6518 | 0.01185 | 655.6517 | 0.08187 | 655.2991 | 0.75079 | 834.83 | 0.00679 | 655.2991 | 0.00088426 | 834.1689 | 0.56507 | 834.83 | 0.05496 | 655.2991 | 0.06187 | 655.6517 | 0.13962
| 556.3803 | 0 | 655.5311 | 0.00010344 | 556.3803 | 0 | 655.5311 | -0.00038476 | 648.1646 | -3.6802e-05 | 655.5311 | -0.0004805 | 655.8834 | 0 | 650.33 | -0.00073813 | 655.8834 | 0 | 655.8834 | 0 | 655.8834 | 1.3923e-05 | 650.33 | -0.0006535 | 655.8834 | 0 | 558.343 | 2.8984e-05 | 655.8834 | 0.010228 | 655.8834 | 0.07775 | 655.5311 | 0.76143 | 834.9966 | 0.00705 | 655.5311 | -0.001424 | 834.3357 | 0.55534 | 834.9966 | 0.05535 | 655.5311 | 0.05829 | 655.8834 | 0.13852
| 556.4965 | 0.00094928 | 655.7631 | 0.00050957 | 556.4965 | 0.00196 | 655.7631 | 0.00041173 | 648.3943 | 0.00013684 | 655.7631 | 0.00054114 | 656.1151 | 0.00075856 | 650.56 | 0.00090859 | 656.1151 | 0.00093448 | 656.1151 | 0.0008593 | 656.1151 | 0.00089297 | 650.56 | 0.0015074 | 656.1151 | 0.00095444 | 558.4613 | 1.5166e-05 | 656.1151 | 0.010853 | 656.115 | 0.07547 | 655.7631 | 0.76951 | 835.1633 | 0.00856 | 655.7631 | 0.001624 | 834.5026 | 0.56853 | 835.1633 | 0.05548 | 655.7631 | 0.06302 | 656.1151 | 0.1371
| 556.6127 | 0 | 655.9951 | 0.00023348 | 556.6127 | 0 | 655.9951 | -0.00051023 | 648.624 | 0.00014794 | 655.9951 | -0.0003715 | 656.3468 | 0 | 650.79 | 0.00060879 | 656.3468 | 0 | 656.3468 | 0 | 656.3467 | 0.00027491 | 650.79 | 0.0019137 | 656.3468 | 0.00021626 | 558.5797 | 2.9581e-05 | 656.3468 | 0.0097669 | 656.3467 | 0.07231 | 655.9951 | 0.78313 | 835.33 | 0.00722 | 655.9951 | -0.00092211 | 834.6694 | 0.56712 | 835.33 | 0.05585 | 655.9951 | 0.05977 | 656.3467 | 0.13654
| 556.7289 | 0.00094928 | 656.2272 | 0.00021453 | 556.7289 | 0.00088435 | 656.2272 | -0.00025512 | 648.8538 | 0.00023365 | 656.2272 | 0.00052318 | 656.5785 | 0.0005789 | 651.03 | 0.0038956 | 656.5784 | 0.00060558 | 656.5785 | 0.00099105 | 656.5784 | 0.00088548 | 651.03 | 0.0015329 | 656.5785 | 0.0010192 | 558.698 | 1.4615e-05 | 656.5785 | 0.010559 | 656.5784 | 0.07036 | 656.2272 | 0.79299 | 835.4966 | 0.0064 | 656.2272 | 9.9573e-05 | 834.8363 | 0.56971 | 835.4966 | 0.05578 | 656.2272 | 0.06148 | 656.5784 | 0.13546
| 556.8451 | 0 | 656.4592 | 4.8258e-05 | 556.8451 | 0 | 656.4592 | -0.00047898 | 649.0836 | 6.3586e-06 | 656.4592 | -0.00031854 | 656.8102 | 0 | 651.26 | -0.00048303 | 656.8102 | 0 | 656.8102 | 0 | 656.8102 | 0.00011145 | 651.26 | 0.00014945 | 656.8102 | 0 | 558.8164 | 3.0647e-05 | 656.8102 | 0.0090349 | 656.8102 | 0.06674 | 656.4592 | 0.80543 | 835.6633 | 0.00642 | 656.4592 | -0.0010887 | 835.0032 | 0.57304 | 835.6633 | 0.05593 | 656.4592 | 0.06017 | 656.8102 | 0.13431
| 556.9613 | 0.00080555 | 656.6913 | 0.000317 | 556.9613 | 0.0017 | 656.6913 | -0.00016945 | 649.3134 | 0.00026497 | 656.6913 | 0.00061333 | 657.0419 | 0.00055119 | 651.49 | 0.0019238 | 657.0419 | 0.00057504 | 657.0419 | 0.0010212 | 657.0419 | 0.00090795 | 651.49 | -0.00052809 | 657.0419 | 0.0012452 | 558.9348 | 1.6301e-05 | 657.0419 | 0.009715 | 657.0419 | 0.06575 | 656.6913 | 0.81803 | 835.83 | 0.00717 | 656.6913 | 0.00027963 | 835.17 | 0.57229 | 835.83 | 0.05576 | 656.6913 | 0.06108 | 657.0419 | 0.13392
| 557.0775 | 0 | 656.9233 | 0.00022449 | 557.0775 | 0 | 656.9233 | -0.00088454 | 649.5432 | 8.858e-05 | 656.9233 | -0.0003701 | 657.2736 | 0 | 651.72 | 0.0013799 | 657.2736 | 0 | 657.2736 | 0 | 657.2736 | 0.00024723 | 651.72 | -0.0030123 | 657.2736 | 8.9218e-05 | 559.0531 | 3.135e-05 | 657.2736 | 0.0086907 | 657.2736 | 0.06301 | 656.9233 | 0.83468 | 835.9967 | 0.00809 | 656.9233 | -0.00089954 | 835.3369 | 0.5684 | 835.9967 | 0.05625 | 656.9233 | 0.0613 | 657.2736 | 0.13417
| 557.1937 | 0.0012 | 657.1554 | 0.00031482 | 557.1937 | 0.00156 | 657.1554 | 0.00022521 | 649.7729 | 0.00030526 | 657.1554 | 0.00047923 | 657.5053 | 0.00034325 | 651.95 | -0.00090196 | 657.5053 | 0.00058551 | 657.5053 | 0.00086231 | 657.5053 | 0.00087178 | 651.95 | 0.0021409 | 657.5053 | 0.00086151 | 559.1715 | 1.5166e-05 | 657.5053 | 0.0090981 | 657.5053 | 0.0615 | 657.1554 | 0.84865 | 836.1634 | 0.00795 | 657.1554 | 0.001392 | 835.5038 | 0.58139 | 836.1634 | 0.05637 | 657.1554 | 0.06183 | 657.5053 | 0.13321
| 557.3099 | 0 | 657.3875 | -0.00013227 | 557.3099 | 0 | 657.3875 | -0.00046308 | 650.0028 | -0.00012507 | 657.3875 | -0.00047839 | 657.7371 | 0 | 652.19 | -0.0019296 | 657.7371 | 0 | 657.7371 | 0 | 657.7371 | 0.00017336 | 652.19 | -0.0030129 | 657.7371 | 0 | 559.2899 | 3.0507e-05 | 657.7371 | 0.0076785 | 657.7371 | 0.05754 | 657.3875 | 0.85341 | 836.33 | 0.0077 | 657.3875 | -0.00038569 | 835.6707 | 0.57368 | 836.33 | 0.05687 | 657.3875 | 0.06035 | 657.7371 | 0.13136
| 557.4262 | 0 | 657.6196 | 0.00015841 | 557.4262 | 0.00187 | 657.6196 | 6.5853e-06 | 650.2326 | 0.00026628 | 657.6196 | 0.00048305 | 657.9688 | 0.00036563 | 652.42 | -0.00059931 | 657.9688 | 0.00062797 | 657.9688 | 0.00037184 | 657.9688 | 0.00072703 | 652.42 | 0.00099193 | 657.9688 | 0.00071326 | 559.4083 | 1.5681e-05 | 657.9688 | 0.0083154 | 657.9688 | 0.05701 | 657.6196 | 0.86478 | 836.4967 | 0.0064 | 657.6196 | 0.00026351 | 835.8375 | 0.57701 | 836.4967 | 0.05683 | 657.6196 | 0.06006 | 657.9688 | 0.13025
| 557.5424 | 0 | 657.8517 | 1.2456e-05 | 557.5424 | 0 | 657.8517 | -0.00043926 | 650.4625 | -3.7273e-05 | 657.8517 | -0.00034779 | 658.2006 | 0 | 652.65 | -0.0021427 | 658.2006 | 0 | 658.2006 | 0 | 658.2006 | 0.00014393 | 652.65 | -0.0011339 | 658.2006 | 0 | 559.5266 | 3.1244e-05 | 658.2006 | 0.0073369 | 658.2006 | 0.05404 | 657.8517 | 0.8701 | 836.6634 | 0.00652 | 657.8517 | -0.00081896 | 836.0044 | 0.57576 | 836.6634 | 0.05728 | 657.8517 | 0.0585 | 658.2006 | 0.12907
| 557.6586 | 0.00127 | 658.0838 | 0.00017575 | 557.6586 | 0.00144 | 658.0838 | 0.00048334 | 650.6923 | 0.00026313 | 658.0838 | 0.00037583 | 658.4324 | 0.00054473 | 652.88 | -0.0014237 | 658.4324 | 0.00060459 | 658.4324 | 0.00067333 | 658.4324 | 0.00081972 | 652.88 | -0.00085692 | 658.4324 | 0.00096015 | 559.645 | 1.581e-05 | 658.4324 | 0.0079613 | 658.4324 | 0.05288 | 658.0838 | 0.87397 | 836.8301 | 0.00663 | 658.0838 | -0.00012762 | 836.1713 | 0.58569 | 836.8301 | 0.05748 | 658.0838 | 0.05797 | 658.4324 | 0.12762
| 557.7749 | 0 | 658.3159 | 7.1196e-05 | 557.7749 | 0 | 658.3159 | -0.0005799 | 650.9222 | -3.6291e-05 | 658.3159 | -0.00032544 | 658.6641 | 0 | 653.12 | -0.00055668 | 658.6641 | 0 | 658.6641 | 0 | 658.6641 | 8.4289e-05 | 653.12 | 0.0021924 | 658.6641 | 0 | 559.7634 | 2.9663e-05 | 658.6641 | 0.0066132 | 658.6641 | 0.04994 | 658.316 | 0.87257 | 836.9968 | 0.00686 | 658.3159 | 0.00057835 | 836.3382 | 0.5826 | 836.9968 | 0.05808 | 658.316 | 0.05509 | 658.6641 | 0.12579
| 557.8911 | 0 | 658.5481 | 0.0001263 | 557.8911 | 0.00111 | 658.5481 | -0.00026387 | 651.152 | 0.00022634 | 658.5481 | 0.00036691 | 658.8959 | 0.00019053 | 653.35 | 0.00016076 | 658.8959 | 0.00053571 | 658.8959 | 0.00042993 | 658.8959 | 0.00065629 | 653.35 | -0.0022613 | 658.8959 | 0.00069892 | 559.8818 | 1.41e-05 | 658.8959 | 0.0076042 | 658.8959 | 0.0498 | 658.5481 | 0.89569 | 837.1635 | 0.00707 | 658.5481 | 0.00031243 | 836.5051 | 0.59055 | 837.1635 | 0.05825 | 658.5481 | 0.0564 | 658.8959 | 0.1276
| 558.0074 | 0 | 658.7802 | 2.855e-05 | 558.0074 | 0 | 658.7802 | -0.00071923 | 651.3819 | -9.1528e-05 | 658.7802 | -0.00038323 | 659.1278 | 0 | 653.58 | 0.0019665 | 659.1277 | 0 | 659.1278 | 0 | 659.1277 | 2.3697e-05 | 653.58 | -0.00077412 | 659.1278 | 0 | 560.0002 | 2.9172e-05 | 659.1278 | 0.0065673 | 659.1277 | 0.04724 | 658.7802 | 0.90557 | 837.3302 | 0.0065 | 658.7802 | -1.6996e-05 | 836.672 | 0.58538 | 837.3302 | 0.05864 | 658.7802 | 0.05593 | 659.1277 | 0.12631
| 558.1236 | 0.000554 | 659.0124 | 0.00025549 | 558.1236 | 0.00095371 | 659.0124 | 0.00057066 | 651.6118 | 0.00018469 | 659.0124 | 0.00051593 | 659.3596 | 0.00072553 | 653.81 | 0.0010791 | 659.3596 | 0.000583 | 659.3596 | 0.00083703 | 659.3596 | 0.00084772 | 653.81 | 0.00025009 | 659.3596 | 0.0010222 | 560.1186 | 1.5072e-05 | 659.3596 | 0.0071957 | 659.3596 | 0.04613 | 659.0124 | 0.9171 | 837.4969 | 0.00631 | 659.0124 | 0.0018522 | 836.8389 | 0.58767 | 837.4969 | 0.0587 | 659.0124 | 0.05655 | 659.3596 | 0.12532
| 558.2399 | 0 | 659.2446 | -2.1022e-05 | 558.2399 | 0 | 659.2446 | -0.00087346 | 651.8417 | 4.2464e-05 | 659.2446 | -0.00052992 | 659.5914 | 0 | 654.04 | -0.00080375 | 659.5914 | 0 | 659.5914 | 0 | 659.5914 | 0 | 654.04 | 0.0014232 | 659.5914 | 0 | 560.237 | 3.0261e-05 | 659.5914 | 0.006093 | 659.5914 | 0.04314 | 659.2446 | 0.91645 | 837.6637 | 0.00624 | 659.2446 | -0.00090763 | 837.0058 | 0.59276 | 837.6637 | 0.05915 | 659.2446 | 0.05528 | 659.5914 | 0.12227
| 558.3561 | 0.00127 | 659.4767 | 0.00028955 | 558.3561 | 0.00095371 | 659.4767 | 0.00035482 | 652.0716 | 6.3363e-05 | 659.4767 | 0.00041728 | 659.8232 | 0.00042089 | 654.28 | -0.0017015 | 659.8232 | 0.00072616 | 659.8232 | 0.00071371 | 659.8232 | 0.00085997 | 654.28 | -0.0010934 | 659.8232 | 0.00054912 | 560.3554 | 1.5247e-05 | 659.8232 | 0.0066171 | 659.8232 | 0.04302 | 659.4767 | 0.93186 | 837.8304 | 0.00499 | 659.4767 | 0.0012496 | 837.1727 | 0.59521 | 837.8304 | 0.05927 | 659.4767 | 0.05569 | 659.8232 | 0.12277
| 558.4724 | 0 | 659.7089 | 5.2404e-05 | 558.4724 | 0 | 659.7089 | -0.00010061 | 652.3015 | -0.00013462 | 659.7089 | -0.00031147 | 660.0551 | 0 | 654.51 | -0.00080166 | 660.0551 | 0 | 660.0551 | 0 | 660.0551 | 0.00016698 | 654.51 | -0.0021178 | 660.0551 | 0 | 560.4738 | 3.0202e-05 | 660.0551 | 0.0056333 | 660.0551 | 0.04123 | 659.7089 | 0.94596 | 837.9971 | 0.00731 | 659.7089 | 0.0011271 | 837.3397 | 0.59596 | 837.9971 | 0.05966 | 659.7089 | 0.0557 | 660.0551 | 0.12243
| 558.5887 | 0.00058994 | 659.9411 | 0.0002353 | 558.5887 | 0.0016 | 659.9411 | 0.00016333 | 652.5314 | 0.00014184 | 659.9411 | 0.00045552 | 660.2869 | 0.00022291 | 654.74 | 0.0011298 | 660.287 | 0.00067437 | 660.2869 | 0.00065984 | 660.2869 | 0.00065626 | 654.74 | -0.00036875 | 660.2869 | 0.00061515 | 560.5922 | 1.5002e-05 | 660.2869 | 0.0062816 | 660.2869 | 0.0407 | 659.9411 | 0.95567 | 838.1638 | 0.0052 | 659.9411 | 0.0011641 | 837.5066 | 0.59945 | 838.1638 | 0.05973 | 659.9411 | 0.05628 | 660.2869 | 0.12139
| 558.705 | 0 | 660.1733 | 0.00021288 | 558.705 | 0 | 660.1733 | -0.00033164 | 652.7614 | -2.868e-05 | 660.1733 | -0.00032223 | 660.5188 | 0 | 654.97 | 0.0016814 | 660.5188 | 0 | 660.5188 | 0 | 660.5188 | 0.00019607 | 654.97 | -0.0017968 | 660.5188 | 0 | 560.7106 | 2.9769e-05 | 660.5188 | 0.0057282 | 660.5188 | 0.03799 | 660.1733 | 0.95903 | 838.3306 | 0.00538 | 660.1733 | 0.00029415 | 837.6735 | 0.59762 | 838.3306 | 0.06034 | 660.1733 | 0.05422 | 660.5188 | 0.12013
| 558.8213 | 0.00138 | 660.4056 | 0.00013172 | 558.8213 | 0.00102 | 660.4056 | 0.00046391 | 652.9913 | -4.7996e-06 | 660.4056 | 0.0004138 | 660.7507 | 0.00039768 | 655.2 | -0.0010193 | 660.7507 | 0.00039522 | 660.7507 | 0.00033887 | 660.7507 | 0.00062887 | 655.2 | 0.00063201 | 660.7507 | 0.00046763 | 560.829 | 1.4826e-05 | 660.7507 | 0.0059845 | 660.7507 | 0.03752 | 660.4056 | 0.96295 | 838.4973 | 0.0079 | 660.4056 | 3.3204e-05 | 837.8405 | 0.60407 | 838.4973 | 0.06058 | 660.4056 | 0.05503 | 660.7507 | 0.11927
| 558.9376 | 0 | 660.6378 | 0.00021051 | 558.9376 | 0 | 660.6378 | -0.00030324 | 653.2213 | -8.7749e-06 | 660.6378 | -0.00030295 | 660.9826 | 0 | 655.44 | -0.0015747 | 660.9826 | 0 | 660.9826 | 0 | 660.9826 | 0.00020577 | 655.44 | 0.0013757 | 660.9826 | 0 | 560.9474 | 2.8902e-05 | 660.9826 | 0.0049833 | 660.9826 | 0.03601 | 660.6378 | 0.97307 | 838.664 | 0.00466 | 660.6378 | -0.00056779 | 838.0074 | 0.6029 | 838.664 | 0.06129 | 660.6378 | 0.05361 | 660.9826 | 0.11865
| 559.0539 | 0.00187 | 660.87 | 0.00016503 | 559.0539 | 0.00071094 | 660.87 | 0.00051477 | 653.4512 | 0.0001318 | 660.87 | 0.00046718 | 661.2145 | 0.00055069 | 655.67 | 0.00040733 | 661.2145 | 0.0006728 | 661.2145 | 0.00067255 | 661.2145 | 0.00075163 | 655.67 | -0.0018663 | 661.2145 | 0.00072268 | 561.0659 | 1.417e-05 | 661.2145 | 0.0057976 | 661.2145 | 0.03505 | 660.87 | 0.97948 | 838.8308 | 0.00615 | 660.87 | 0.00062042 | 838.1743 | 0.60899 | 838.8308 | 0.06137 | 660.87 | 0.05416 | 661.2145 | 0.11822
| 559.1702 | 0 | 661.1023 | 2.3622e-06 | 559.1702 | 0 | 661.1023 | -0.00061701 | 653.6812 | 8.0334e-06 | 661.1023 | -0.00039732 | 661.4464 | 0 | 655.9 | -0.0010374 | 661.4464 | 0 | 661.4464 | 0 | 661.4464 | 0.0001433 | 655.9 | -0.00056496 | 661.4464 | 0 | 561.1843 | 2.923e-05 | 661.4464 | 0.0048293 | 661.4464 | 0.03367 | 661.1023 | 0.99724 | 838.9975 | 0.00439 | 661.1023 | -0.00087371 | 838.3413 | 0.6064 | 838.9975 | 0.062 | 661.1023 | 0.05366 | 661.4464 | 0.11866
| 559.2865 | 0.00125 | 661.3346 | 0.00023836 | 559.2865 | 0.00147 | 661.3346 | 7.4098e-05 | 653.9111 | 0.00026975 | 661.3346 | 0.00041141 | 661.6783 | 0.00038605 | 656.13 | 0.0010798 | 661.6783 | 0.00076497 | 661.6783 | 0.00063919 | 661.6783 | 0.00078241 | 656.13 | -0.00018722 | 661.6783 | 0.00055122 | 561.3027 | 1.5166e-05 | 661.6783 | 0.0052681 | 661.6783 | 0.03282 | 661.3346 | 0.98804 | 839.1642 | 0.00586 | 661.3346 | -0.00017319 | 838.5082 | 0.61431 | 839.1642 | 0.0621 | 661.3346 | 0.05292 | 661.6783 | 0.11622
| 559.4028 | 0 | 661.5668 | 8.6323e-05 | 559.4028 | 0 | 661.5668 | -0.00060168 | 654.1412 | 1.9305e-05 | 661.5668 | -0.00032893 | 661.9103 | 0 | 656.37 | -0.0014106 | 661.9103 | 0 | 661.9103 | 0 | 661.9103 | 0 | 656.37 | 0.00056793 | 661.9103 | 0 | 561.4211 | 2.9289e-05 | 661.9103 | 0.004498 | 661.9103 | 0.03116 | 661.5668 | 0.99419 | 839.331 | 0.00471 | 661.5668 | -0.001089 | 838.6752 | 0.60778 | 839.331 | 0.06278 | 661.5668 | 0.05289 | 661.9103 | 0.11627
| 559.5191 | 0.00051807 | 661.7991 | 0.00029124 | 559.5191 | 0.00123 | 661.7991 | 9.0127e-05 | 654.3712 | 0.00021436 | 661.7991 | 0.00044868 | 662.1422 | 0.00030287 | 656.6 | 0.00028428 | 662.1422 | 0.00051392 | 662.1422 | 0.00078047 | 662.1422 | 0.00074478 | 656.6 | 0.00084893 | 662.1422 | 0.0007644 | 561.5396 | 1.4311e-05 | 662.1422 | 0.005219 | 662.1422 | 0.03048 | 661.7991 | 0.99233 | 839.4977 | 0.0052 | 661.7991 | 0.0018722 | 838.8421 | 0.61541 | 839.4977 | 0.06298 | 661.7991 | 0.05288 | 662.1422 | 0.11502
| 559.6355 | 0 | 662.0314 | 0.00027252 | 559.6355 | 0 | 662.0314 | -0.00095409 | 654.6011 | -0.00015075 | 662.0314 | -0.00038821 | 662.3742 | 0 | 656.83 | -0.00074274 | 662.3742 | 0 | 662.3742 | 0 | 662.3741 | 0.00021458 | 656.83 | -0.0017394 | 662.3742 | 6.6032e-05 | 561.658 | 2.9359e-05 | 662.3742 | 0.0041843 | 662.3741 | 0.02891 | 662.0314 | 0.9942 | 839.6645 | 0.00459 | 662.0314 | -0.00063178 | 839.0091 | 0.61412 | 839.6645 | 0.06353 | 662.0314 | 0.04975 | 662.3741 | 0.11397
| 559.7518 | 0.00089539 | 662.2637 | 0.00024682 | 559.7518 | 0.00088435 | 662.2637 | 0.00043575 | 654.8312 | 0.00030059 | 662.2637 | 0.00043882 | 662.6061 | 0.00055128 | 657.06 | 0.0015423 | 662.6061 | 0.00048994 | 662.6061 | 0.00064319 | 662.6061 | 0.00090776 | 657.06 | -0.00046887 | 662.6061 | 0.00057624 | 561.7764 | 1.5166e-05 | 662.6061 | 0.0048356 | 662.6061 | 0.02881 | 662.2637 | 0.99874 | 839.8312 | 0.00679 | 662.2637 | 0.0016024 | 839.176 | 0.62651 | 839.8312 | 0.06354 | 662.2637 | 0.05376 | 662.6061 | 0.11393
| 559.8682 | 0 | 662.496 | 0.00024557 | 559.8682 | 0 | 662.496 | -0.00073286 | 655.0612 | -0.00015257 | 662.496 | -0.00035787 | 662.8381 | 0 | 657.3 | -0.00111 | 662.8381 | 0 | 662.8381 | 0 | 662.8381 | 7.1113e-05 | 657.3 | 0.00077712 | 662.8381 | 0.00011702 | 561.8949 | 2.9535e-05 | 662.8381 | 0.0038924 | 662.8381 | 0.0271 | 662.496 | 1 | 839.998 | 0.0051 | 662.496 | -0.00033698 | 839.343 | 0.62168 | 839.998 | 0.0639 | 662.496 | 0.05129 | 662.8381 | 0.11329
| 559.9845 | 0.00057197 | 662.7284 | 6.0702e-05 | 559.9845 | 0.00019074 | 662.7284 | -0.0001715 | 655.2913 | 0.00011142 | 662.7284 | 0.00048271 | 663.0701 | 0.00040149 | 657.53 | -0.00022045 | 663.0701 | 0.00060773 | 663.0701 | 0.00049345 | 663.0701 | 0.00052988 | 657.53 | -0.00015255 | 663.0701 | 0.00062663 | 562.0133 | 1.4475e-05 | 663.0701 | 0.0045597 | 663.0701 | 0.02678 | 662.7283 | 0.99768 | 840.1648 | 0.00408 | 662.7284 | -0.00044771 | 839.51 | 0.62719 | 840.1648 | 0.06399 | 662.7283 | 0.05164 | 663.0701 | 0.11269
| 560.1009 | 0 | 662.9607 | 0.00011188 | 560.1009 | 0 | 662.9607 | -0.00063225 | 655.5213 | -0.00011085 | 662.9607 | -0.00038478 | 663.3021 | 0 | 657.76 | -0.0024601 | 663.3021 | 0 | 663.3021 | 0 | 663.3021 | 1.8275e-06 | 657.76 | -0.0024749 | 663.3021 | 0 | 562.1318 | 2.964e-05 | 663.3021 | 0.0039089 | 663.3021 | 0.02539 | 662.9607 | 0.99848 | 840.3315 | 0.00468 | 662.9607 | 7.5235e-05 | 839.6769 | 0.6239 | 840.3315 | 0.06439 | 662.9607 | 0.04972 | 663.3021 | 0.11222
| 560.2172 | 0.00106 | 663.193 | 0.00026932 | 560.2172 | 0.0016 | 663.193 | 0.00051493 | 655.7513 | 0.0003138 | 663.193 | 0.00043259 | 663.5341 | 0.00062482 | 657.99 | -0.00018621 | 663.5341 | 0.00071315 | 663.5341 | 0.00096363 | 663.5341 | 0.00071427 | 657.99 | 0.0011857 | 663.5341 | 0.00076788 | 562.2502 | 1.5353e-05 | 663.5341 | 0.004466 | 663.5341 | 0.02533 | 663.193 | 0.99928 | 840.4983 | 0.00526 | 663.193 | 0.00065979 | 839.8439 | 0.62893 | 840.4983 | 0.06438 | 663.193 | 0.0508 | 663.5341 | 0.11225
| 560.3336 | 0 | 663.4254 | -0.00010307 | 560.3336 | 0 | 663.4254 | -0.00063811 | 655.9814 | -0.00017915 | 663.4254 | -0.00031422 | 663.7661 | 0 | 658.22 | -0.0030066 | 663.7661 | 0 | 663.7661 | 0 | 663.7661 | 8.653e-05 | 658.22 | -0.0002183 | 663.7661 | 0 | 562.3687 | 3.0542e-05 | 663.7661 | 0.0034828 | 663.7661 | 0.02384 | 663.4254 | 0.99059 | 840.6651 | 0.0054 | 663.4254 | -0.00057775 | 840.0109 | 0.63224 | 840.6651 | 0.06455 | 663.4254 | 0.04945 | 663.7661 | 0.11073
| 560.4499 | 0.00087741 | 663.6578 | 0.00021041 | 560.4499 | 0.00095371 | 663.6578 | -0.00012251 | 656.2115 | 7.6452e-05 | 663.6578 | 0.000425 | 663.9981 | 0.00045902 | 658.46 | 0.0023764 | 663.9982 | 0.00054099 | 663.9981 | 0.00048878 | 663.9982 | 0.00061258 | 658.46 | 0.0012454 | 663.9981 | 0.00052917 | 562.4871 | 1.5353e-05 | 663.9981 | 0.0043158 | 663.9982 | 0.024 | 663.6577 | 0.99808 | 840.8319 | 0.00649 | 663.6578 | 0.0016646 | 840.1779 | 0.63461 | 840.8319 | 0.06458 | 663.6577 | 0.05148 | 663.9982 | 0.11141
| 560.5663 | 0 | 663.8901 | 0.00013111 | 560.5663 | 0 | 663.8901 | -0.00063006 | 656.4416 | -7.5181e-05 | 663.8901 | -0.00029541 | 664.2302 | 0 | 658.69 | -0.0025465 | 664.2302 | 0 | 664.2302 | 0 | 664.2302 | 4.6475e-05 | 658.69 | 7.5855e-05 | 664.2302 | 0 | 562.6056 | 3.1362e-05 | 664.2302 | 0.0031352 | 664.2302 | 0.02239 | 663.8901 | 0.97948 | 840.9986 | 0.00599 | 663.8901 | -0.00063068 | 840.3448 | 0.63102 | 840.9986 | 0.06506 | 663.8901 | 0.04936 | 664.2302 | 0.10895
| 560.6827 | 0.00033839 | 664.1225 | 0.00026129 | 560.6827 | 0.00172 | 664.1225 | -0.0001243 | 656.6717 | 0.00014888 | 664.1225 | 0.00053765 | 664.4622 | 0.00041114 | 658.92 | 5.0592e-05 | 664.4622 | 0.00052528 | 664.4622 | 0.00098036 | 664.4622 | 0.00083069 | 658.92 | 0.0020589 | 664.4622 | 0.00084184 | 562.724 | 1.6173e-05 | 664.4622 | 0.0040002 | 664.4622 | 0.02229 | 664.1225 | 0.97543 | 841.1654 | 0.0063 | 664.1225 | -0.00013269 | 840.5118 | 0.64017 | 841.1654 | 0.06538 | 664.1225 | 0.05033 | 664.4622 | 0.10861
| 560.7991 | 0 | 664.3549 | 0.0001826 | 560.7991 | 0 | 664.3549 | -0.00024639 | 656.9018 | -9.2928e-05 | 664.3549 | -0.00035988 | 664.6943 | 0 | 659.15 | -5.0592e-05 | 664.6943 | 0 | 664.6943 | 0.00021166 | 664.6943 | 0.00037905 | 659.15 | -0.001127 | 664.6943 | 0 | 562.8425 | 3.2474e-05 | 664.6943 | 0.0033207 | 664.6943 | 0.02105 | 664.3549 | 0.96811 | 841.3322 | 0.00452 | 664.3549 | -0.0006777 | 840.6788 | 0.63462 | 841.3322 | 0.06589 | 664.3549 | 0.0495 | 664.6943 | 0.10787
| 560.9155 | 0.00124 | 664.5873 | 0.00018641 | 560.9155 | 0.00088435 | 664.5873 | 0.00032407 | 657.1319 | 0.0002022 | 664.5873 | 0.00035185 | 664.9264 | 0.00037907 | 659.39 | -0.0027826 | 664.9264 | 0.00061368 | 664.9264 | 0.00028348 | 664.9264 | 0.0007263 | 659.39 | 0.00030341 | 664.9264 | 0.00054823 | 562.961 | 1.6325e-05 | 664.9264 | 0.0034555 | 664.9264 | 0.02072 | 664.5873 | 0.95891 | 841.499 | 0.00489 | 664.5873 | -0.00043515 | 840.8458 | 0.64675 | 841.499 | 0.06604 | 664.5873 | 0.04974 | 664.9264 | 0.10731
| 561.0319 | 0 | 664.8197 | 0.00024877 | 561.0319 | 0 | 664.8197 | -0.000369 | 657.3621 | -0.00014186 | 664.8197 | -0.00026941 | 665.1584 | 0 | 659.62 | -0.0011973 | 665.1585 | 0 | 665.1584 | 0.00010281 | 665.1584 | 0.00032148 | 659.62 | -0.0025248 | 665.1584 | 0.00015241 | 563.0794 | 3.1385e-05 | 665.1584 | 0.00286 | 665.1585 | 0.01936 | 664.8197 | 0.95038 | 841.6658 | 0.00548 | 664.8197 | -0.00042372 | 841.0128 | 0.64502 | 841.6658 | 0.06636 | 664.8197 | 0.04884 | 665.1584 | 0.10653
| 561.1483 | 0.00174 | 665.0522 | 0.00027292 | 561.1483 | 0.00123 | 665.0522 | 0.00026702 | 657.5922 | 0.000286 | 665.0522 | 0.0005103 | 665.3905 | 0.00071585 | 659.85 | -0.0017707 | 665.3905 | 0.00064592 | 665.3905 | 0.00074773 | 665.3906 | 0.00082702 | 659.85 | 0.0014413 | 665.3905 | 0.00073707 | 563.1979 | 1.5084e-05 | 665.3905 | 0.0037514 | 665.3906 | 0.01946 | 665.0522 | 0.94135 | 841.8326 | 0.0048 | 665.0522 | 0.00044886 | 841.1798 | 0.64475 | 841.8326 | 0.06645 | 665.0522 | 0.04951 | 665.3906 | 0.10621
| 561.2647 | 0 | 665.2846 | 7.6277e-06 | 561.2647 | 0 | 665.2846 | -0.00028366 | 657.8223 | -0.0001194 | 665.2846 | -0.00041462 | 665.6226 | 0 | 660.08 | -0.00028669 | 665.6226 | 0 | 665.6226 | 0 | 665.6226 | 4.0875e-05 | 660.08 | -0.0032725 | 665.6226 | 0 | 563.3164 | 2.9148e-05 | 665.6226 | 0.0026917 | 665.6226 | 0.01823 | 665.2846 | 0.929 | 841.9994 | 0.00524 | 665.2846 | -0.001093 | 841.3468 | 0.65002 | 841.9994 | 0.0668 | 665.2846 | 0.04888 | 665.6226 | 0.10553
| 561.3811 | 0.00084148 | 665.5171 | -5.9363e-05 | 561.3811 | 0.00057222 | 665.5171 | -2.1697e-05 | 658.0525 | 0.00030526 | 665.5171 | 0.00039832 | 665.8548 | 0.00033011 | 660.32 | -0.00072515 | 665.8548 | 0.00031596 | 665.8548 | 0.00078657 | 665.8547 | 0.00061163 | 660.32 | -0.0012895 | 665.8548 | 0.00010487 | 563.4349 | 1.4076e-05 | 665.8548 | 0.003407 | 665.8547 | 0.01861 | 665.5171 | 0.92138 | 842.1662 | 0.00519 | 665.5171 | 0.00081372 | 841.5139 | 0.65685 | 842.1662 | 0.06685 | 665.5171 | 0.04959 | 665.8547 | 0.10497
| 561.4975 | 0 | 665.7495 | 0.00011753 | 561.4975 | 0 | 665.7495 | -0.00022673 | 658.2827 | -0.00021382 | 665.7495 | -0.00038681 | 666.0869 | 0 | 660.55 | -0.0016358 | 666.0869 | 0 | 666.0869 | 0 | 666.0869 | 0.00010997 | 660.55 | 0.0020589 | 666.0869 | 0 | 563.5534 | 2.8785e-05 | 666.0869 | 0.0026954 | 666.0869 | 0.01693 | 665.7495 | 0.90669 | 842.333 | 0.0054 | 665.7495 | -0.0011195 | 841.6809 | 0.65842 | 842.333 | 0.0674 | 665.7495 | 0.04825 | 666.0869 | 0.10429
| 561.614 | 0.00125 | 665.982 | 0.00025974 | 561.614 | 0.00114 | 665.982 | 0.00044121 | 658.5128 | 0.00012639 | 665.982 | 0.00040865 | 666.319 | 0.00042826 | 660.78 | 0.0011299 | 666.319 | 0.00059344 | 666.319 | 0.0004627 | 666.319 | 0.00061356 | 660.78 | 0.00098612 | 666.319 | 0.00057123 | 563.6718 | 1.4697e-05 | 666.319 | 0.0034196 | 666.319 | 0.01723 | 665.982 | 0.89405 | 842.4998 | 0.00512 | 665.982 | 0.0013392 | 841.8479 | 0.65265 | 842.4998 | 0.06761 | 665.982 | 0.04932 | 666.319 | 0.10382
| 561.7304 | 0 | 666.2145 | 0.00015385 | 561.7304 | 0 | 666.2145 | -0.0007787 | 658.743 | -0.00018133 | 666.2145 | -0.00035763 | 666.5512 | 0 | 661.01 | -0.00035414 | 666.5512 | 0 | 666.5512 | 0 | 666.5511 | 5.8834e-05 | 661.01 | 0.00020589 | 666.5512 | 0 | 563.7903 | 2.8785e-05 | 666.5512 | 0.002508 | 666.5512 | 0.01609 | 666.2145 | 0.87625 | 842.6666 | 0.00457 | 666.2145 | -0.000156 | 842.0149 | 0.66496 | 842.6666 | 0.06838 | 666.2145 | 0.04811 | 666.5511 | 0.10309
| 561.8468 | 0.00073368 | 666.447 | 0.00028877 | 561.8468 | 0.00137 | 666.447 | 0.00041746 | 658.9732 | 2.4545e-05 | 666.447 | 0.00041362 | 666.7833 | 0.00046316 | 661.25 | -0.0005565 | 666.7833 | 0.00033008 | 666.7833 | 0.00054428 | 666.7833 | 0.00081199 | 661.25 | 0.0009536 | 666.7833 | 0.00052223 | 563.9088 | 1.4076e-05 | 666.7833 | 0.0029755 | 666.7833 | 0.0163 | 666.447 | 0.86291 | 842.8334 | 0.00563 | 666.447 | 0.00016727 | 842.1819 | 0.66385 | 842.8334 | 0.06868 | 666.447 | 0.049 | 666.7833 | 0.10238
| 561.9633 | 0 | 666.6795 | -2.0758e-05 | 561.9633 | 0 | 666.6795 | -0.00038714 | 659.2034 | -8.9217e-05 | 666.6795 | -0.00040283 | 667.0155 | 0 | 661.48 | -0.0005565 | 667.0155 | 0 | 667.0155 | 0 | 667.0155 | 0 | 661.48 | -5.4182e-05 | 667.0155 | 0 | 564.0273 | 2.8539e-05 | 667.0155 | 0.0023175 | 667.0155 | 0.01499 | 666.6795 | 0.84562 | 843.0002 | 0.00617 | 666.6795 | -1.5864e-05 | 842.349 | 0.66498 | 843.0002 | 0.06952 | 666.6795 | 0.04749 | 667.0155 | 0.10161
| 562.0797 | 0.00033839 | 666.912 | 0.000126 | 562.0797 | 0.00168 | 666.912 | 0.00024109 | 659.4337 | 7.1825e-05 | 666.912 | 0.00032372 | 667.2477 | 0.00030331 | 661.71 | -0.00086005 | 667.2477 | 0.00038001 | 667.2477 | 0.00043671 | 667.2477 | 0.00051935 | 661.71 | 0.00082357 | 667.2477 | 0.00051879 | 564.1458 | 1.4533e-05 | 667.2477 | 0.0029744 | 667.2477 | 0.01545 | 666.912 | 0.82819 | 843.1671 | 0.00477 | 666.912 | 0.00056695 | 842.516 | 0.67271 | 843.1671 | 0.06985 | 666.912 | 0.04841 | 667.2477 | 0.10112
| 562.1962 | 0 | 667.1445 | 0.00012211 | 562.1962 | 0 | 667.1445 | -0.00039488 | 659.6639 | -4.8863e-06 | 667.1445 | -0.00032223 | 667.4798 | 0 | 661.94 | -0.00011805 | 667.4798 | 0 | 667.4798 | 0 | 667.4799 | 0.00011711 | 661.94 | 1.0836e-05 | 667.4798 | 0 | 564.2643 | 2.8492e-05 | 667.4798 | 0.0021115 | 667.4799 | 0.01412 | 667.1445 | 0.80965 | 843.3339 | 0.00369 | 667.1445 | -0.00071225 | 842.683 | 0.6696 | 843.3339 | 0.07048 | 667.1445 | 0.04702 | 667.4799 | 0.10055
| 562.3126 | 0.00111 | 667.377 | 0.00017683 | 562.3126 | 0.00156 | 667.377 | 0.00010658 | 659.8941 | 7.4624e-05 | 667.377 | 0.00045456 | 667.712 | 0.00028722 | 662.18 | 0.0017032 | 667.712 | 0.00053349 | 667.712 | 0.00056006 | 667.712 | 0.0007052 | 662.18 | 0.00046596 | 667.712 | 0.00039807 | 564.3828 | 1.4065e-05 | 667.712 | 0.0028948 | 667.712 | 0.01469 | 667.377 | 0.78966 | 843.5007 | 0.00464 | 667.377 | 0.00064778 | 842.8501 | 0.66779 | 843.5007 | 0.07051 | 667.377 | 0.04845 | 667.712 | 0.1
| 562.4291 | 0 | 667.6096 | 4.7547e-06 | 562.4291 | 0 | 667.6096 | -0.0009702 | 660.1243 | -5.477e-05 | 667.6096 | -0.0005066 | 667.9442 | 0 | 662.41 | -0.0019731 | 667.9442 | 0 | 667.9442 | 0 | 667.9442 | 0 | 662.41 | -0.0014521 | 667.9442 | 0 | 564.5013 | 2.9535e-05 | 667.9442 | 0.0020281 | 667.9442 | 0.01309 | 667.6096 | 0.76971 | 843.6675 | 0.00563 | 667.6096 | -0.00091011 | 843.0171 | 0.67418 | 843.6675 | 0.07067 | 667.6096 | 0.04738 | 667.9442 | 0.099074
| 562.5456 | 0.00057197 | 667.8421 | 0.0001079 | 562.5456 | 0.00109 | 667.8421 | 0.00047078 | 660.3546 | 0.00020282 | 667.8421 | 0.00031104 | 668.1765 | 0.00046065 | 662.64 | 0.0010961 | 668.1765 | 0.00034594 | 668.1765 | 0.00064547 | 668.1765 | 0.00069447 | 662.64 | 0.00059601 | 668.1765 | 0.0007653 | 564.6198 | 1.5575e-05 | 668.1765 | 0.0026081 | 668.1765 | 0.0136 | 667.8421 | 0.75013 | 843.8344 | 0.00563 | 667.8421 | 0.00092943 | 843.1842 | 0.68239 | 843.8344 | 0.07058 | 667.8421 | 0.04773 | 668.1765 | 0.098755
| 562.6621 | 0 | 668.0747 | 3.4099e-05 | 562.6621 | 0 | 668.0747 | -0.00041626 | 660.5848 | -0.00010143 | 668.0747 | -0.00038617 | 668.4087 | 0 | 662.87 | 0.0018381 | 668.4087 | 0 | 668.4087 | 0 | 668.4087 | 0 | 662.87 | 0.00085607 | 668.4087 | 0 | 564.7383 | 2.964e-05 | 668.4087 | 0.0019289 | 668.4087 | 0.01235 | 668.0747 | 0.72831 | 844.0012 | 0.00443 | 668.0747 | -0.00012399 | 843.3512 | 0.6824 | 844.0012 | 0.07099 | 668.0747 | 0.0464 | 668.4087 | 0.098001
| 562.7785 | 0.00094928 | 668.3072 | 0.00026299 | 562.7785 | 0.00137 | 668.3072 | -0.00011467 | 660.8151 | 0.00010056 | 668.3072 | 0.00034216 | 668.6409 | 0.00039289 | 663.11 | -0.0011299 | 668.6409 | 0.00077461 | 668.6409 | 0.00072883 | 668.6409 | 0.00060242 | 663.11 | -0.0001192 | 668.6409 | 0.00043879 | 564.8569 | 1.41e-05 | 668.6409 | 0.002799 | 668.6409 | 0.01282 | 668.3072 | 0.70945 | 844.168 | 0.00666 | 668.3072 | 0.00092827 | 843.5183 | 0.68809 | 844.168 | 0.07128 | 668.3072 | 0.0473 | 668.6409 | 0.097672
| 562.895 | 0 | 668.5398 | 3.2617e-05 | 562.895 | 0 | 668.5398 | -0.00064924 | 661.0454 | -0.00010214 | 668.5398 | -0.00043738 | 668.8732 | 0 | 663.34 | -0.00045532 | 668.8732 | 0 | 668.8732 | 0 | 668.8732 | 0 | 663.34 | -0.00057433 | 668.8732 | 0 | 564.9754 | 2.8633e-05 | 668.8732 | 0.0016934 | 668.8732 | 0.0116 | 668.5398 | 0.68851 | 844.3349 | 0.0054 | 668.5398 | -0.00096123 | 843.6853 | 0.69326 | 844.3349 | 0.07178 | 668.5398 | 0.04411 | 668.8732 | 0.096539
| 563.0115 | 0 | 668.7724 | 0.00020919 | 563.0115 | 0.00139 | 668.7724 | 0.00042201 | 661.2757 | 0.00010421 | 668.7724 | 0.00033482 | 669.1054 | 0.00019168 | 663.57 | -0.0016358 | 669.1054 | 0.0004862 | 669.1054 | 0.00063649 | 669.1054 | 0.0005881 | 663.57 | 0.00056349 | 669.1054 | 0.00074677 | 565.0939 | 1.4639e-05 | 669.1054 | 0.002408 | 669.1054 | 0.01215 | 668.7724 | 0.66866 | 844.5017 | 0.00477 | 668.7724 | 0.00057847 | 843.8524 | 0.69873 | 844.5017 | 0.07196 | 668.7724 | 0.04809 | 669.1054 | 0.096217
| 563.128 | 0 | 669.005 | 8.7983e-05 | 563.128 | 0 | 669.005 | -0.0006246 | 661.506 | -0.00010219 | 669.005 | -0.00024992 | 669.3377 | 0 | 663.8 | -0.00089378 | 669.3377 | 0 | 669.3377 | 0 | 669.3377 | 3.5379e-06 | 663.8 | 7.5855e-05 | 669.3377 | 0 | 565.2124 | 2.9254e-05 | 669.3377 | 0.0020626 | 669.3377 | 0.01094 | 669.005 | 0.64742 | 844.6686 | 0.00381 | 669.005 | -0.0012773 | 844.0195 | 0.70286 | 844.6686 | 0.0724 | 669.005 | 0.04518 | 669.3377 | 0.095371
| 563.2445 | 0.00096726 | 669.2376 | 0.00032597 | 563.2445 | 0.00182 | 669.2376 | 0.00023803 | 661.7363 | 8.0703e-05 | 669.2376 | 0.00046808 | 669.57 | 0.00075428 | 664.04 | -0.00038786 | 669.57 | 0.0004948 | 669.57 | 0.00074364 | 669.57 | 0.00083957 | 664.04 | 0.0010836 | 669.57 | 0.00061686 | 565.3309 | 1.4756e-05 | 669.57 | 0.0025541 | 669.57 | 0.01149 | 669.2376 | 0.62688 | 844.8355 | 0.00573 | 669.2376 | 0.0011054 | 844.1866 | 0.71195 | 844.8355 | 0.07267 | 669.2376 | 0.04665 | 669.57 | 0.094964
| 563.361 | 0 | 669.4703 | 0.0001162 | 563.361 | 0 | 669.4703 | -0.00080933 | 661.9666 | -7.5764e-05 | 669.4703 | -0.00045964 | 669.8023 | 0 | 664.27 | -0.0011299 | 669.8023 | 0 | 669.8023 | 0 | 669.8022 | 0.0001343 | 664.27 | -0.0024274 | 669.8023 | 0 | 565.4495 | 2.9745e-05 | 669.8023 | 0.0012108 | 669.8022 | 0.01004 | 669.4703 | 0.60535 | 845.0023 | 0.00413 | 669.4703 | -0.00088314 | 844.3536 | 0.70442 | 845.0023 | 0.07306 | 669.4703 | 0.04485 | 669.8022 | 0.093892
| 563.4776 | 0.00080555 | 669.7029 | 0.0002332 | 563.4776 | 0.00225 | 669.7029 | 4.7436e-05 | 662.197 | 0.00018335 | 669.7029 | 0.00041736 | 670.0346 | 0.00022341 | 664.5 | 0.0016358 | 670.0346 | 0.0006738 | 670.0346 | 0.00075276 | 670.0345 | 0.00053277 | 664.5 | 0.0017663 | 670.0346 | 0.00064067 | 565.568 | 1.5107e-05 | 670.0346 | 0.0019388 | 670.0345 | 0.0105 | 669.7029 | 0.58502 | 845.1692 | 0.0035 | 669.7029 | 9.2876e-05 | 844.5207 | 0.71547 | 845.1692 | 0.07321 | 669.7029 | 0.0453 | 670.0345 | 0.093508
| 563.5941 | 0 | 669.9355 | 0.00012018 | 563.5941 | 0 | 669.9355 | -0.0004448 | 662.4273 | -7.712e-05 | 669.9355 | -0.00039355 | 670.2669 | 0 | 664.73 | 0.00096123 | 670.2669 | 0 | 670.2669 | 3.1968e-05 | 670.2669 | 4.2192e-05 | 664.73 | 0.0002384 | 670.2669 | 0 | 565.6865 | 2.8656e-05 | 670.2669 | 0.001637 | 670.2669 | 0.00962 | 669.9355 | 0.56512 | 845.336 | 0.00432 | 669.9355 | -7.5525e-05 | 844.6878 | 0.71458 | 845.336 | 0.07353 | 669.9355 | 0.04457 | 670.2669 | 0.092991
| 563.7106 | 0.00023058 | 670.1682 | 0.00014218 | 563.7106 | 0.00147 | 670.1682 | 0.00015696 | 662.6577 | 0.00022723 | 670.1682 | 0.00030033 | 670.4992 | 0.00051018 | 664.97 | 0.00042159 | 670.4992 | 0.00064413 | 670.4992 | 0.00065146 | 670.4992 | 0.00069843 | 664.97 | 0.0011812 | 670.4992 | 0.00054324 | 565.8051 | 1.3608e-05 | 670.4992 | 0.0018959 | 670.4992 | 0.01002 | 670.1682 | 0.54455 | 845.5029 | 0.00686 | 670.1682 | -0.00030774 | 844.8549 | 0.72345 | 845.5029 | 0.07385 | 670.1682 | 0.04519 | 670.4992 | 0.092269
| 563.8271 | 0 | 670.4009 | 9.3597e-06 | 563.8271 | 0 | 670.4009 | -0.001065 | 662.888 | -0.00015517 | 670.4009 | -0.00039835 | 670.7315 | 0 | 665.2 | -0.003592 | 670.7315 | 0 | 670.7315 | 0 | 670.7316 | 6.5482e-05 | 665.2 | -0.0029475 | 670.7315 | 0 | 565.9236 | 2.7813e-05 | 670.7315 | 0.0012005 | 670.7316 | 0.009 | 670.4009 | 0.52324 | 845.6698 | 0.00439 | 670.4009 | -0.0018009 | 845.022 | 0.72186 | 845.6698 | 0.07439 | 670.4009 | 0.04334 | 670.7316 | 0.091415
| 563.9437 | 0.00058994 | 670.6335 | 0.00019813 | 563.9437 | 0.00104 | 670.6335 | 0.00030538 | 663.1183 | 0.00012511 | 670.6335 | 0.00033034 | 670.9639 | 0.00032119 | 665.43 | -0.0020405 | 670.9639 | 0.00036995 | 670.9639 | 0.00083802 | 670.9639 | 0.00066019 | 665.43 | 0.00010836 | 670.9639 | 0.00043684 | 566.0421 | 1.4229e-05 | 670.9639 | 0.0022009 | 670.9639 | 0.00958 | 670.6335 | 0.50602 | 845.8366 | 0.00485 | 670.6335 | 0.00047871 | 845.1891 | 0.72727 | 845.8366 | 0.07475 | 670.6335 | 0.04377 | 670.9639 | 0.091077
| 564.0602 | 0 | 670.8662 | -8.3852e-05 | 564.0602 | 0 | 670.8662 | -0.0003317 | 663.3488 | -0.00015394 | 670.8662 | -0.00045317 | 671.1962 | 0 | 665.67 | -0.0023441 | 671.1962 | 0 | 671.1962 | 0 | 671.1962 | 6.6729e-05 | 665.67 | 0.0012462 | 671.1962 | 0 | 566.1607 | 2.6396e-05 | 671.1962 | 0.0011345 | 671.1962 | 0.00841 | 670.8662 | 0.4864 | 846.0035 | 0.0048 | 670.8662 | -0.0008981 | 845.3562 | 0.7311 | 846.0035 | 0.07527 | 670.8662 | 0.04291 | 671.1962 | 0.09045
| 564.1768 | 0.00037433 | 671.0989 | 0.00021904 | 564.1768 | 0.00137 | 671.0989 | -1.5494e-05 | 663.5792 | 0.00023715 | 671.0989 | 0.00040661 | 671.4286 | 0.00040699 | 665.9 | 0.00082632 | 671.4286 | 0.00077412 | 671.4286 | 0.00072352 | 671.4286 | 0.00075888 | 665.9 | 0.0013763 | 671.4286 | 0.00072907 | 566.2792 | 1.2191e-05 | 671.4286 | 0.0019917 | 671.4286 | 0.00883 | 671.0989 | 0.46944 | 846.1704 | 0.00533 | 671.0989 | -0.00015762 | 845.5233 | 0.73579 | 846.1704 | 0.07554 | 671.0989 | 0.04347 | 671.4286 | 0.089892
| 564.2934 | 0 | 671.3316 | 3.4301e-05 | 564.2934 | 0 | 671.3316 | -0.00067539 | 663.8095 | -9.5326e-05 | 671.3316 | -0.00035039 | 671.661 | 0 | 666.13 | -0.0017707 | 671.661 | 0 | 671.661 | 0 | 671.6609 | 6.0241e-05 | 666.13 | -0.0016472 | 671.661 | 0 | 566.3978 | 2.7052e-05 | 671.661 | 0.001135 | 671.6609 | 0.00802 | 671.3316 | 0.45045 | 846.3373 | 0.00401 | 671.3316 | 0.00086272 | 845.6904 | 0.7431 | 846.3373 | 0.07605 | 671.3316 | 0.04218 | 671.6609 | 0.088988
| 564.4099 | 0.00048213 | 671.5643 | 0.00014816 | 564.4099 | 0.00127 | 671.5643 | 0.00038695 | 664.0399 | 0.00014171 | 671.5643 | 0.00036912 | 671.8934 | 0.00047431 | 666.36 | -0.0011973 | 671.8934 | 0.00062722 | 671.8934 | 0.00049226 | 671.8934 | 0.0004231 | 666.36 | -0.00070437 | 671.8934 | 0.00019125 | 566.5163 | 1.4861e-05 | 671.8934 | 0.0020409 | 671.8934 | 0.00848 | 671.5643 | 0.43378 | 846.5041 | 0.00468 | 671.5643 | -6.9414e-05 | 845.8575 | 0.74985 | 846.5041 | 0.07635 | 671.5643 | 0.04312 | 671.8934 | 0.088498
| 564.5265 | 0 | 671.7971 | 0.00011424 | 564.5265 | 0 | 671.7971 | -0.00032256 | 664.2704 | -8.7389e-05 | 671.7971 | -0.00040514 | 672.1258 | 0 | 666.6 | -0.0025465 | 672.1258 | 0 | 672.1258 | 0 | 672.1257 | 0.00024544 | 666.6 | -0.0024274 | 672.1258 | 0 | 566.6349 | 2.8211e-05 | 672.1258 | 0.0010756 | 672.1257 | 0.00767 | 671.7971 | 0.41596 | 846.671 | 0.00497 | 671.7971 | -0.0008803 | 846.0246 | 0.7543 | 846.671 | 0.07712 | 671.7971 | 0.04208 | 672.1257 | 0.088102
| 564.6431 | 0.00058994 | 672.0298 | 0.0001686 | 564.6431 | 0.00036414 | 672.0298 | -0.00012324 | 664.5008 | 0.00026412 | 672.0298 | 0.00030009 | 672.3582 | 0.00070149 | 666.83 | -0.00035414 | 672.3582 | 0.00050825 | 672.3582 | 0.00089714 | 672.3582 | 0.00066857 | 666.83 | 4.3346e-05 | 672.3582 | 0.0005317 | 566.7535 | 1.3421e-05 | 672.3582 | 0.0019877 | 672.3582 | 0.00801 | 672.0298 | 0.40087 | 846.8379 | 0.00422 | 672.0298 | 0.00052608 | 846.1917 | 0.76455 | 846.8379 | 0.07759 | 672.0298 | 0.0427 | 672.3582 | 0.087618
| 564.7596 | 0 | 672.2625 | -8.4843e-05 | 564.7596 | 0 | 672.2625 | -0.00048789 | 664.7312 | -6.6864e-05 | 672.2625 | -0.00040337 | 672.5906 | 0 | 667.06 | 0.00099496 | 672.5906 | 0 | 672.5906 | 0 | 672.5906 | 0 | 667.06 | -0.00034676 | 672.5906 | 0 | 566.872 | 2.7298e-05 | 672.5906 | 0.00087939 | 672.5906 | 0.00682 | 672.2625 | 0.38457 | 847.0048 | 0.00439 | 672.2625 | -0.00067429 | 846.3588 | 0.76568 | 847.0048 | 0.07832 | 672.2625 | 0.04193 | 672.5906 | 0.086804
| 564.8762 | 0.00156 | 672.4953 | 0.0001014 | 564.8762 | 0.00146 | 672.4953 | 0.00028476 | 664.9617 | 0.0001902 | 672.4953 | 0.00041938 | 672.823 | 0.00065084 | 667.29 | 0.001231 | 672.823 | 0.00079901 | 672.823 | 0.00023606 | 672.823 | 0.00054431 | 667.29 | 0.00010836 | 672.823 | 0.00025116 | 566.9906 | 1.3994e-05 | 672.823 | 0.001817 | 672.823 | 0.00764 | 672.4953 | 0.37079 | 847.1717 | 0.00445 | 672.4953 | -0.0017208 | 846.526 | 0.77919 | 847.1717 | 0.07858 | 672.4953 | 0.04189 | 672.823 | 0.086499
| 564.9928 | 0 | 672.7281 | 7.1438e-05 | 564.9928 | 0 | 672.7281 | -0.00051029 | 665.1921 | -0.0001271 | 672.7281 | -0.00043193 | 673.0554 | 0 | 667.53 | 0.00045532 | 673.0554 | 0 | 673.0554 | 0 | 673.0554 | 1.9933e-06 | 667.53 | -0.00067186 | 673.0554 | 0 | 567.1092 | 2.827e-05 | 673.0554 | 0.0012219 | 673.0554 | 0.00651 | 672.7281 | 0.35459 | 847.3386 | 0.00394 | 672.7281 | -0.0023801 | 846.6931 | 0.7815 | 847.3386 | 0.0791 | 672.7281 | 0.04166 | 673.0554 | 0.085876
| 565.1094 | 0.00030245 | 672.9608 | 0.00016431 | 565.1094 | 0.00192 | 672.9608 | 0.00034465 | 665.4226 | 2.5445e-05 | 672.9608 | 0.00022413 | 673.2879 | 0.00055428 | 667.76 | 0.0024453 | 673.2879 | 0.00037256 | 673.2879 | 0.0006362 | 673.2879 | 0.00047342 | 667.76 | 0.0010836 | 673.2879 | 0.00022823 | 567.2277 | 1.4533e-05 | 673.2879 | 0.0016105 | 673.2879 | 0.00719 | 672.9608 | 0.34291 | 847.5055 | 0.00452 | 672.9608 | 0.0010358 | 846.8602 | 0.78731 | 847.5055 | 0.07942 | 672.9608 | 0.04226 | 673.2879 | 0.085474
| 565.226 | 0 | 673.1936 | 3.1542e-05 | 565.226 | 0 | 673.1936 | -0.00066235 | 665.6531 | -0.00010502 | 673.1936 | -0.00036383 | 673.5203 | 0 | 667.99 | -0.0009275 | 673.5203 | 0 | 673.5203 | 0 | 673.5203 | 0 | 667.99 | 0.0010511 | 673.5203 | 0 | 567.3463 | 2.8211e-05 | 673.5203 | 0.00097263 | 673.5203 | 0.00595 | 673.1936 | 0.32759 | 847.6724 | 0.00515 | 673.1936 | -0.001329 | 847.0273 | 0.79188 | 847.6724 | 0.07988 | 673.1936 | 0.04059 | 673.5203 | 0.084896
| 565.3426 | 0 | 673.4264 | 0.00014348 | 565.3426 | 0.00153 | 673.4264 | 9.5087e-05 | 665.8835 | 0.00023579 | 673.4264 | 0.00034312 | 673.7528 | 0.00060336 | 668.23 | 0.0029174 | 673.7528 | 0.0004511 | 673.7528 | 0.00057638 | 673.7528 | 0.00060645 | 668.23 | 0.00036844 | 673.7528 | 0.00088993 | 567.4649 | 1.3854e-05 | 673.7528 | 0.001581 | 673.7528 | 0.00676 | 673.4264 | 0.31452 | 847.8393 | 0.00434 | 673.4264 | 0.00038602 | 847.1945 | 0.80245 | 847.8393 | 0.08027 | 673.4264 | 0.04149 | 673.7528 | 0.084412
| 565.4593 | 0 | 673.6592 | 9.4987e-05 | 565.4593 | 0 | 673.6592 | -0.00084322 | 666.114 | -0.0001794 | 673.6592 | -0.00036862 | 673.9853 | 0 | 668.46 | 8.4319e-05 | 673.9853 | 0 | 673.9853 | 0 | 673.9853 | 0.00019604 | 668.46 | -0.0015822 | 673.9853 | 0 | 567.5835 | 2.8785e-05 | 673.9853 | 0.00093598 | 673.9853 | 0.00565 | 673.6592 | 0.30227 | 848.0062 | 0.0041 | 673.6592 | -0.00060708 | 847.3616 | 0.80708 | 848.0062 | 0.08068 | 673.6592 | 0.04095 | 673.9853 | 0.083744
| 565.5759 | 0.00158 | 673.892 | 0.00020104 | 565.5759 | 0.00158 | 673.892 | -0.00012624 | 666.3445 | 0.00017792 | 673.892 | 0.00040928 | 674.2178 | 0.00058108 | 668.69 | -0.00045532 | 674.2178 | 0.00030834 | 674.2178 | 0.00061255 | 674.2178 | 0.00066382 | 668.69 | 0.0014088 | 674.2178 | 0.00065601 | 567.7021 | 1.5107e-05 | 674.2178 | 0.0016533 | 674.2178 | 0.00633 | 673.8921 | 0.28916 | 848.1731 | 0.00434 | 673.892 | 0.00094204 | 847.5288 | 0.81689 | 848.1731 | 0.08076 | 673.8921 | 0.04164 | 674.2178 | 0.083198
| 565.6925 | 0 | 674.1249 | 1.0223e-06 | 565.6925 | 0 | 674.1249 | -0.00078437 | 666.5751 | 5.4022e-05 | 674.1249 | -0.00050519 | 674.4503 | 0 | 668.92 | -0.0012648 | 674.4503 | 0 | 674.4503 | 0 | 674.4503 | 0 | 668.92 | 0.0032292 | 674.4503 | 0 | 567.8207 | 2.7134e-05 | 674.4503 | 0.00059733 | 674.4503 | 0.00533 | 674.1249 | 0.27803 | 848.3401 | 0.00619 | 674.1249 | -0.00074347 | 847.6959 | 0.82128 | 848.3401 | 0.08099 | 674.1249 | 0.03996 | 674.4503 | 0.082498
| 565.8091 | 0.00066181 | 674.3577 | 0.0002793 | 565.8091 | 0.00111 | 674.3577 | 0.00042005 | 666.8056 | 0.00011992 | 674.3577 | 0.00036646 | 674.6828 | 0.00047263 | 669.16 | -0.00079259 | 674.6828 | 0.00078253 | 674.6828 | 0.00042001 | 674.6828 | 0.00060318 | 669.16 | -0.00050931 | 674.6828 | 0.00046208 | 567.9392 | 1.2074e-05 | 674.6828 | 0.0014656 | 674.6828 | 0.0061 | 674.3577 | 0.26652 | 848.507 | 0.00496 | 674.3577 | 0.00010344 | 847.8631 | 0.82801 | 848.507 | 0.08116 | 674.3577 | 0.0406 | 674.6828 | 0.082143
| 565.9258 | 0 | 674.5906 | 0.0001823 | 565.9258 | 0 | 674.5906 | -0.0003296 | 667.0361 | -0.0001178 | 674.5906 | -0.00046444 | 674.9153 | 0 | 669.39 | -0.0018381 | 674.9153 | 0 | 674.9153 | 0 | 674.9153 | 5.9518e-05 | 669.39 | 0.00062851 | 674.9153 | 0 | 568.0578 | 2.5682e-05 | 674.9153 | 0.00082403 | 674.9153 | 0.00499 | 674.5906 | 0.25588 | 848.6739 | 0.00559 | 674.5906 | -3.754e-05 | 848.0302 | 0.83706 | 848.6739 | 0.0818 | 674.5906 | 0.03967 | 674.9153 | 0.081537
| 566.0424 | 0.00124 | 674.8234 | 9.2268e-05 | 566.0424 | 0.0007803 | 674.8234 | 0.00049497 | 667.2667 | 0.00022676 | 674.8234 | 0.00038564 | 675.1478 | 0.00045809 | 669.62 | 0.0015346 | 675.1478 | 0.00062285 | 675.1478 | 0.00036106 | 675.1478 | 0.00050018 | 669.62 | -0.00050931 | 675.1478 | 0.00047407 | 568.1764 | 1.3713e-05 | 675.1478 | 0.0013991 | 675.1478 | 0.00569 | 674.8234 | 0.24654 | 848.8408 | 0.00403 | 674.8234 | 0.00075501 | 848.1974 | 0.84912 | 848.8408 | 0.08223 | 674.8234 | 0.04055 | 675.1478 | 0.081012
| 566.1591 | 0 | 675.0563 | -4.1082e-05 | 566.1591 | 0 | 675.0563 | -0.00018575 | 667.4972 | -3.1698e-06 | 675.0563 | -0.00048505 | 675.3804 | 0 | 669.86 | -0.0018044 | 675.3804 | 0 | 675.3804 | 0 | 675.3804 | 0 | 669.86 | -0.00060684 | 675.3804 | 0 | 568.295 | 2.6724e-05 | 675.3804 | 0.00079407 | 675.3804 | 0.00465 | 675.0563 | 0.23653 | 849.0078 | 0.00555 | 675.0563 | -0.0011546 | 848.3646 | 0.8482 | 849.0078 | 0.08302 | 675.0563 | 0.03684 | 675.3804 | 0.080231
| 566.2757 | 0 | 675.2892 | 4.2355e-05 | 566.2757 | 0.00224 | 675.2892 | 0.00029772 | 667.7278 | 0.00018619 | 675.2892 | 0.00032754 | 675.6129 | 0.00052419 | 670.09 | -0.00079259 | 675.6129 | 0.00058143 | 675.6129 | 0.00049023 | 675.6129 | 0.00039645 | 670.09 | 0.0011162 | 675.6129 | 0.00044745 | 568.4136 | 1.3081e-05 | 675.6129 | 0.0014694 | 675.6129 | 0.00535 | 675.2892 | 0.22786 | 849.1747 | 0.00339 | 675.2892 | 0.00082187 | 848.5317 | 0.85928 | 849.1747 | 0.08355 | 675.2892 | 0.04102 | 675.6129 | 0.079617
| 566.3924 | 0 | 675.522 | -0.00014759 | 566.3924 | 0 | 675.522 | -0.00055239 | 667.9583 | -0.00022093 | 675.522 | -0.00045932 | 675.8455 | 0 | 670.32 | -0.0022092 | 675.8455 | 0 | 675.8455 | 0 | 675.8455 | 0 | 670.32 | -0.00054182 | 675.8455 | 0 | 568.5322 | 2.7895e-05 | 675.8455 | 0.00045443 | 675.8455 | 0.00446 | 675.5221 | 0.21864 | 849.3416 | 0.00519 | 675.522 | -0.00014004 | 848.6989 | 0.85984 | 849.3416 | 0.0843 | 675.5221 | 0.0384 | 675.8455 | 0.079433
| 566.5091 | 0.00046416 | 675.7549 | 1.2742e-05 | 566.5091 | 0.0018 | 675.7549 | 0.0004914 | 668.1889 | 0.00023255 | 675.7549 | 0.00032715 | 676.078 | 0.00036446 | 670.55 | 0.00045532 | 676.078 | 0.00048868 | 676.078 | 0.00030124 | 676.0781 | 0.0003522 | 670.55 | -0.0021673 | 676.078 | 0.00023249 | 568.6508 | 1.4884e-05 | 676.078 | 0.0015265 | 676.0781 | 0.00486 | 675.755 | 0.2112 | 849.5086 | 0.0057 | 675.7549 | -0.00090378 | 848.8661 | 0.87136 | 849.5086 | 0.0846 | 675.755 | 0.03914 | 676.0781 | 0.079088
| 566.6258 | 0 | 675.9879 | -1.944e-05 | 566.6258 | 0 | 675.9879 | -0.00034117 | 668.4195 | -0.00014959 | 675.9879 | -0.00048605 | 676.3106 | 0 | 670.79 | -0.0010624 | 676.3106 | 0 | 676.3106 | 0 | 676.3106 | 4.8363e-05 | 670.79 | -0.0024274 | 676.3106 | 0 | 568.7695 | 2.9453e-05 | 676.3106 | 0.00070896 | 676.3106 | 0.00417 | 675.9879 | 0.20276 | 849.6755 | 0.00443 | 675.9879 | -0.00084027 | 849.0333 | 0.8803 | 849.6755 | 0.08527 | 675.9879 | 0.03794 | 676.3106 | 0.078389
| 566.7424 | 0.00062587 | 676.2208 | 0.00021275 | 566.7424 | 0.00024276 | 676.2208 | 0.00038015 | 668.6501 | 0.00020434 | 676.2208 | 0.00031976 | 676.5432 | 0.00042232 | 671.02 | 0.001737 | 676.5432 | 0.00050198 | 676.5432 | 0.00060258 | 676.5432 | 0.00053868 | 671.02 | 0.00059601 | 676.5432 | 0.00037251 | 568.8881 | 1.4592e-05 | 676.5432 | 0.0013736 | 676.5432 | 0.00489 | 676.2208 | 0.19621 | 849.8425 | 0.00498 | 676.2208 | 0.00056426 | 849.2004 | 0.88452 | 849.8425 | 0.08578 | 676.2208 | 0.03857 | 676.5432 | 0.078135
| 566.8591 | 0 | 676.4537 | -3.1054e-06 | 566.8591 | 0 | 676.4537 | -0.00065172 | 668.8807 | -0.00013979 | 676.4537 | -0.00047173 | 676.7758 | 0 | 671.25 | -0.0016695 | 676.7758 | 0 | 676.7758 | 0 | 676.7758 | 0 | 671.25 | -0.00298 | 676.7758 | 0 | 569.0067 | 2.8305e-05 | 676.7758 | 0.0007001 | 676.7758 | 0.00369 | 676.4537 | 0.18791 | 850.0094 | 0.00338 | 676.4537 | -0.00051971 | 849.3676 | 0.88854 | 850.0094 | 0.08644 | 676.4537 | 0.03781 | 676.7758 | 0.077487
| 566.9758 | 0.00147 | 676.6866 | 2.3623e-05 | 566.9758 | 0.0016 | 676.6866 | 0.00021428 | 669.1113 | 0.00011388 | 676.6866 | 0.00030785 | 677.0084 | 0.00033594 | 671.49 | -0.0001855 | 677.0084 | 0.00049855 | 677.0084 | 0.00028525 | 677.0084 | 0.00044652 | 671.49 | -0.00063934 | 677.0084 | 0.00025236 | 569.1253 | 1.3749e-05 | 677.0084 | 0.0014751 | 677.0084 | 0.00459 | 676.6866 | 0.18085 | 850.1764 | 0.00531 | 676.6866 | 0.00075383 | 849.5348 | 0.90236 | 850.1764 | 0.08675 | 676.6866 | 0.03819 | 677.0084 | 0.077201
| 567.0925 | 0 | 676.9196 | -0.0001046 | 567.0925 | 0 | 676.9196 | -0.00092411 | 669.342 | -0.00010199 | 676.9196 | -0.00046141 | 677.2411 | 0 | 671.72 | -0.0023104 | 677.2411 | 0 | 677.2411 | 0 | 677.2411 | 0 | 671.72 | -0.0012895 | 677.2411 | 0 | 569.2439 | 2.6584e-05 | 677.2411 | 0.00052369 | 677.2411 | 0.00355 | 676.9196 | 0.17262 | 850.3433 | 0.00438 | 676.9196 | -0.0011794 | 849.702 | 0.90352 | 850.3433 | 0.08714 | 676.9196 | 0.0371 | 677.2411 | 0.076031
| 567.2092 | 0 | 677.1525 | 0.0001331 | 567.2092 | 0.00173 | 677.1525 | 0.00024474 | 669.5726 | 0.00016454 | 677.1525 | 0.00035007 | 677.4737 | 0.00034482 | 671.95 | -0.0001855 | 677.4737 | 0.00040536 | 677.4737 | 0.0003848 | 677.4737 | 0.00053348 | 671.95 | 0.0014413 | 677.4737 | 0.00069652 | 569.3625 | 1.287e-05 | 677.4737 | 0.0012473 | 677.4737 | 0.00422 | 677.1526 | 0.1667 | 850.5103 | 0.0058 | 677.1525 | 0.001238 | 849.8692 | 0.91398 | 850.5103 | 0.08744 | 677.1526 | 0.03748 | 677.4737 | 0.075552
| 567.3259 | 0 | 677.3855 | 9.6125e-05 | 567.3259 | 0 | 677.3855 | -0.00070231 | 669.8032 | -7.4117e-05 | 677.3855 | -0.00034823 | 677.7063 | 0 | 672.18 | 0.0009275 | 677.7063 | 0 | 677.7063 | 0.00010655 | 677.7064 | 0 | 672.18 | 0.00062851 | 677.7063 | 0 | 569.4812 | 2.7919e-05 | 677.7063 | 0.00078085 | 677.7064 | 0.0034 | 677.3855 | 0.15923 | 850.6772 | 0.00436 | 677.3855 | -0.0010945 | 850.0364 | 0.92067 | 850.6772 | 0.08814 | 677.3855 | 0.03679 | 677.7064 | 0.075024
| 567.4426 | 0.00085945 | 677.6185 | 9.7294e-05 | 567.4426 | 0.0012 | 677.6185 | 0.00013918 | 670.0339 | 7.9859e-05 | 677.6185 | 0.00038433 | 677.939 | 0.00046095 | 672.42 | 0.0019393 | 677.939 | 0.00058374 | 677.939 | 0.0005734 | 677.939 | 0.00050527 | 672.42 | 0.00072604 | 677.939 | 0.00041073 | 569.5998 | 1.5318e-05 | 677.939 | 0.0012432 | 677.939 | 0.00422 | 677.6185 | 0.15491 | 850.8442 | 0.0058 | 677.6185 | 0.00068294 | 850.2036 | 0.9269 | 850.8442 | 0.08837 | 677.6185 | 0.03766 | 677.939 | 0.074964
| 567.5594 | 0 | 677.8515 | 7.4185e-06 | 567.5594 | 0 | 677.8515 | -0.00097435 | 670.2646 | -0.00011083 | 677.8515 | -0.00046465 | 678.1717 | 0 | 672.65 | 0.0013322 | 678.1716 | 0 | 678.1717 | 0 | 678.1716 | 0 | 672.65 | -0.00028175 | 678.1717 | 0 | 569.7184 | 2.8785e-05 | 678.1717 | 0.0004788 | 678.1716 | 0.00301 | 677.8515 | 0.14779 | 851.0112 | 0.00297 | 677.8515 | 0.00054897 | 850.3708 | 0.93585 | 851.0112 | 0.08869 | 677.8515 | 0.03585 | 678.1716 | 0.074011
| 567.6761 | 0.0016 | 678.0845 | 0.00026708 | 567.6761 | 0.00189 | 678.0845 | 0.00044217 | 670.4952 | 0.00027585 | 678.0845 | 0.00037063 | 678.4043 | 0.00069945 | 672.88 | 0.0011636 | 678.4043 | 0.00054123 | 678.4043 | 0.00081535 | 678.4043 | 0.00060953 | 672.88 | 0.0010186 | 678.4043 | 0.00042199 | 569.8371 | 1.3737e-05 | 678.4043 | 0.0014046 | 678.4043 | 0.00384 | 678.0845 | 0.14375 | 851.1781 | 0.00524 | 678.0845 | -0.00022424 | 850.538 | 0.93966 | 851.1781 | 0.08859 | 678.0845 | 0.03771 | 678.4043 | 0.074118
| 567.7928 | 0 | 678.3175 | -0.00010887 | 567.7928 | 0 | 678.3175 | -0.00010642 | 670.726 | -3.4659e-05 | 678.3175 | -0.00052393 | 678.637 | 0 | 673.12 | -0.001231 | 678.637 | 0 | 678.637 | 0 | 678.637 | 0 | 673.12 | -0.00047681 | 678.637 | 0 | 569.9557 | 2.6584e-05 | 678.637 | 0.00067457 | 678.637 | 0.00306 | 678.3175 | 0.13744 | 851.3451 | 0.00492 | 678.3175 | -9.8249e-05 | 850.7052 | 0.94515 | 851.3451 | 0.08908 | 678.3175 | 0.0362 | 678.637 | 0.073685
| 567.9096 | 0.00073368 | 678.5505 | 0.00032916 | 567.9096 | 0.0018 | 678.5505 | 8.9639e-06 | 670.9566 | 0.00017262 | 678.5505 | 0.00045201 | 678.8697 | 0.00016403 | 673.35 | 0.00072515 | 678.8697 | 0.00072777 | 678.8697 | 0.0006252 | 678.8697 | 0.00083289 | 673.35 | 0.00072604 | 678.8697 | 0.00058475 | 570.0743 | 1.3116e-05 | 678.8697 | 0.0010983 | 678.8697 | 0.00384 | 678.5505 | 0.13344 | 851.5121 | 0.0039 | 678.5505 | 0.00058769 | 850.8725 | 0.95194 | 851.5121 | 0.08941 | 678.5505 | 0.03662 | 678.8697 | 0.073178
| 568.0263 | 0 | 678.7835 | 3.1779e-05 | 568.0263 | 0 | 678.7835 | -0.00055365 | 671.1873 | -9.2411e-05 | 678.7835 | -0.00045986 | 679.1024 | 0 | 673.58 | 0.00086005 | 679.1024 | 0 | 679.1024 | 0 | 679.1024 | 5.7346e-06 | 673.58 | 0.0019939 | 679.1024 | 0 | 570.193 | 2.6806e-05 | 679.1024 | 0.00046257 | 679.1024 | 0.00266 | 678.7835 | 0.12774 | 851.6791 | 0.00343 | 678.7835 | -0.00055929 | 851.0397 | 0.95555 | 851.6791 | 0.09006 | 678.7835 | 0.03515 | 679.1024 | 0.072475
| 568.1431 | 0.00058994 | 679.0166 | 0.00014388 | 568.1431 | 0.00132 | 679.0166 | 0.000105 | 671.418 | 8.6087e-05 | 679.0166 | 0.00042528 | 679.3351 | 7.4652e-05 | 673.82 | -0.0009275 | 679.3351 | 0.00066277 | 679.3351 | 0.00039859 | 679.3351 | 0.00048695 | 673.82 | -0.0015822 | 679.3351 | 0.00038111 | 570.3116 | 1.3901e-05 | 679.3351 | 0.0013804 | 679.3351 | 0.00354 | 679.0166 | 0.12333 | 851.8461 | 0.00244 | 679.0166 | -0.00019968 | 851.2069 | 0.95888 | 851.8461 | 0.09052 | 679.0166 | 0.03625 | 679.3351 | 0.07218
| 568.2598 | 0 | 679.2496 | -5.2198e-05 | 568.2598 | 0 | 679.2496 | -0.00046774 | 671.6487 | -0.00014797 | 679.2496 | -0.00050239 | 679.5679 | 0 | 674.05 | -0.00052277 | 679.5679 | 0 | 679.5679 | 0 | 679.5679 | 0 | 674.05 | -0.0034026 | 679.5679 | 0 | 570.4303 | 2.6993e-05 | 679.5679 | 0.00063736 | 679.5679 | 0.00256 | 679.2496 | 0.11801 | 852.013 | 0.00439 | 679.2496 | -0.00071341 | 851.3741 | 0.96213 | 852.013 | 0.09112 | 679.2496 | 0.03488 | 679.5679 | 0.071468
| 568.3766 | 0.00111 | 679.4827 | 9.4888e-05 | 568.3766 | 0.0013 | 679.4827 | 0.00035113 | 671.8795 | 0.00016688 | 679.4827 | 0.00033506 | 679.8006 | 0.0004229 | 674.28 | 0.00075887 | 679.8006 | 0.00027208 | 679.8006 | 0.00065935 | 679.8006 | 0.00056253 | 674.28 | -0.0019072 | 679.8006 | 0.00048107 | 570.5489 | 1.328e-05 | 679.8006 | 0.0010019 | 679.8006 | 0.00328 | 679.4827 | 0.11474 | 852.18 | 0.00447 | 679.4827 | -0.00033688 | 851.5414 | 0.96914 | 852.18 | 0.09132 | 679.4827 | 0.03567 | 679.8006 | 0.070993
| 568.4934 | 0 | 679.7158 | 9.2996e-05 | 568.4934 | 0 | 679.7158 | -0.00053487 | 672.1102 | -8.5145e-05 | 679.7158 | -0.00039953 | 680.0333 | 0 | 674.51 | 0.00082632 | 680.0333 | 0 | 680.0333 | 0 | 680.0333 | 0 | 674.51 | -0.0034351 | 680.0333 | 0 | 570.6676 | 2.7204e-05 | 680.0333 | 0.00042953 | 680.0333 | 0.00253 | 679.7158 | 0.10956 | 852.347 | 0.00415 | 679.7158 | -0.00040363 | 851.7086 | 0.96827 | 852.347 | 0.09141 | 679.7158 | 0.03424 | 680.0333 | 0.070604
| 568.6101 | 0 | 679.9488 | 0.00019941 | 568.6101 | 0.00186 | 679.9488 | 0.00059726 | 672.341 | 0.00029221 | 679.9488 | 0.00033733 | 680.2661 | 0.00035949 | 674.75 | -1.6864e-05 | 680.2661 | 0.0005714 | 680.2661 | 0.00060904 | 680.2661 | 0.00057641 | 674.75 | 0.00010836 | 680.2661 | 0.00049141 | 570.7863 | 1.4229e-05 | 680.2661 | 0.0010933 | 680.2661 | 0.00302 | 679.9488 | 0.10649 | 852.514 | 0.0045 | 679.9488 | 4.5781e-05 | 851.8759 | 0.98164 | 852.514 | 0.09129 | 679.9488 | 0.03543 | 680.2661 | 0.070363
| 568.7269 | 0 | 680.1819 | -4.0589e-05 | 568.7269 | 0 | 680.1819 | -0.00054354 | 672.5718 | -0.00019863 | 680.1819 | -0.00046032 | 680.4989 | 0 | 674.98 | 0.00045532 | 680.4989 | 0 | 680.4989 | 0 | 680.4988 | 0 | 674.98 | -0.00050931 | 680.4989 | 0 | 570.9049 | 2.6771e-05 | 680.4989 | 0.00036152 | 680.4988 | 0.00222 | 680.1819 | 0.10147 | 852.681 | 0.00381 | 680.1819 | 0.00021748 | 852.0431 | 0.97629 | 852.681 | 0.09165 | 680.1819 | 0.03472 | 680.4988 | 0.069675
| 568.8437 | 0.00113 | 680.415 | 0.00014743 | 568.8437 | 0.00128 | 680.415 | 0.00010526 | 672.8026 | 0.00011413 | 680.415 | 0.00035334 | 680.7316 | 5.5312e-05 | 675.21 | 0.0010624 | 680.7316 | 0.00064013 | 680.7316 | 0.00052789 | 680.7316 | 0.00060847 | 675.21 | -0.0019722 | 680.7316 | 0.00044994 | 571.0236 | 1.2671e-05 | 680.7316 | 0.0013709 | 680.7316 | 0.00295 | 680.415 | 0.0991 | 852.848 | 0.00515 | 680.415 | 0.00034055 | 852.2104 | 0.98368 | 852.848 | 0.09189 | 680.415 | 0.03442 | 680.7316 | 0.069365
| 568.9605 | 0 | 680.6481 | 3.5023e-05 | 568.9605 | 0 | 680.6481 | -0.00062934 | 673.0333 | -0.00012317 | 680.6481 | -0.00047648 | 680.9644 | 0 | 675.45 | -0.00052277 | 680.9644 | 0 | 680.9644 | 0 | 680.9644 | 0 | 675.45 | 0.0023515 | 680.9644 | 0 | 571.1422 | 2.4042e-05 | 680.9644 | 0.00019892 | 680.9644 | 0.00214 | 680.6481 | 0.0936 | 853.015 | 0.00411 | 680.6481 | 0.00086072 | 852.3776 | 0.98855 | 853.015 | 0.09262 | 680.6481 | 0.03347 | 680.9644 | 0.068605
| 569.0773 | 0.00058994 | 680.8813 | 5.1289e-05 | 569.0773 | 0.00098839 | 680.8813 | 0.00010204 | 673.2641 | 0.00014403 | 680.8813 | 0.000464 | 681.1972 | 0.00074471 | 675.68 | -0.00052277 | 681.1972 | 0.00067117 | 681.1972 | 0.0006906 | 681.1972 | 0.00053885 | 675.68 | -0.00054182 | 681.1972 | 0.00021867 | 571.2609 | 1.164e-05 | 681.1972 | 0.00097314 | 681.1972 | 0.0029 | 680.8813 | 0.0917 | 853.182 | 0.00338 | 680.8813 | 0.0018812 | 852.5449 | 0.9891 | 853.182 | 0.09297 | 680.8813 | 0.03408 | 681.1972 | 0.068111
| 569.1941 | 0 | 681.1144 | -0.00010397 | 569.1941 | 0 | 681.1144 | -0.00081496 | 673.4949 | -9.7219e-05 | 681.1144 | -0.00047379 | 681.43 | 0 | 675.91 | -0.00011805 | 681.43 | 0 | 681.43 | 0 | 681.4301 | 0 | 675.91 | -0.00047681 | 681.43 | 0 | 571.3796 | 2.4675e-05 | 681.43 | 0.0003073 | 681.4301 | 0.00202 | 681.1144 | 0.08797 | 853.349 | 0.00431 | 681.1144 | 7.306e-05 | 852.7121 | 0.99259 | 853.349 | 0.09388 | 681.1144 | 0.03344 | 681.4301 | 0.067537
| 569.3109 | 0.00129 | 681.3475 | 0.0001824 | 569.3109 | 0.0014 | 681.3475 | 0.00016385 | 673.7257 | 0.00016319 | 681.3475 | 0.00031882 | 681.6628 | 0.00063993 | 676.15 | -8.4319e-05 | 681.6629 | 0.00049767 | 681.6628 | 0.00045787 | 681.6628 | 0.00043311 | 676.15 | -0.00054182 | 681.6628 | 0.00067353 | 571.4983 | 1.3222e-05 | 681.6628 | 0.00098561 | 681.6628 | 0.00256 | 681.3475 | 0.08551 | 853.516 | 0.0042 | 681.3475 | 0.0004338 | 852.8794 | 0.9943 | 853.516 | 0.09462 | 681.3475 | 0.0343 | 681.6628 | 0.067428
| 569.4277 | 0 | 681.5807 | 4.42e-05 | 569.4277 | 0 | 681.5807 | -0.00048559 | 673.9565 | 2.6969e-05 | 681.5807 | -0.00052136 | 681.8957 | 0 | 676.38 | -0.0011636 | 681.8957 | 0 | 681.8957 | 0 | 681.8957 | 0 | 676.38 | 0.00072604 | 681.8957 | 0 | 571.6169 | 2.5248e-05 | 681.8957 | 0.00045837 | 681.8957 | 0.00196 | 681.5807 | 0.08086 | 853.6831 | 0.00413 | 681.5807 | -0.00085102 | 853.0467 | 0.98749 | 853.6831 | 0.09569 | 681.5807 | 0.03102 | 681.8957 | 0.066377
| 569.5446 | 0.0016 | 681.8138 | 0.000143 | 569.5446 | 0.00127 | 681.8138 | 0.00027809 | 674.1874 | 0.00010041 | 681.8138 | 0.00039879 | 682.1285 | 0.00076485 | 676.61 | 0.0012985 | 682.1285 | 0.00019033 | 682.1285 | 0.00013474 | 682.1285 | 0.00031054 | 676.61 | 0.0010511 | 682.1285 | 0.00014886 | 571.7356 | 1.2214e-05 | 682.1285 | 0.0010929 | 682.1285 | 0.00267 | 681.8138 | 0.07907 | 853.8501 | 0.00517 | 681.8138 | 0.00071409 | 853.2139 | 1 | 853.8501 | 0.09605 | 681.8138 | 0.03558 | 682.1285 | 0.066277
| 569.6614 | 0.00010798 | 682.047 | 7.9711e-05 | 569.6614 | 0 | 682.047 | -0.00039308 | 674.4182 | -0.00020299 | 682.047 | -0.00055211 | 682.3614 | 0 | 676.85 | -0.0012985 | 682.3614 | 0 | 682.3614 | 0 | 682.3614 | 5.4693e-05 | 676.85 | -0.0015171 | 682.3614 | 0 | 571.8543 | 2.4616e-05 | 682.3614 | 0.00017687 | 682.3614 | 0.00183 | 682.047 | 0.07543 | 854.0171 | 0.00538 | 682.047 | 0.00039551 | 853.3812 | 0.98749 | 854.0171 | 0.09655 | 682.047 | 0.03322 | 682.3614 | 0.065689
| 569.7782 | 0.00019465 | 682.2802 | 0.00021946 | 569.7782 | 0.00123 | 682.2802 | 0.00026939 | 674.649 | 0.00020032 | 682.2802 | 0.00046593 | 682.5942 | 0.00049743 | 677.08 | 0.0010961 | 682.5942 | 0.0003454 | 682.5942 | 0.0006211 | 682.5942 | 0.0005962 | 677.08 | 0.00066102 | 682.5942 | 0.00037932 | 571.973 | 1.2484e-05 | 682.5942 | 0.0011431 | 682.5942 | 0.00263 | 682.2802 | 0.07429 | 854.1841 | 0.00478 | 682.2802 | 0.00046324 | 853.5485 | 0.99604 | 854.1841 | 0.09673 | 682.2802 | 0.03329 | 682.5942 | 0.06556
| 569.8951 | 0 | 682.5134 | -7.7805e-05 | 569.8951 | 0 | 682.5134 | -0.00093513 | 674.8799 | -0.00014652 | 682.5134 | -0.00036425 | 682.8271 | 0 | 677.31 | -0.00038786 | 682.8271 | 0 | 682.8271 | 0 | 682.8271 | 0 | 677.31 | -0.0014196 | 682.8271 | 0 | 572.0917 | 2.334e-05 | 682.8271 | 0 | 682.8271 | 0.00188 | 682.5134 | 0.07019 | 854.3511 | 0.00394 | 682.5134 | -0.0010347 | 853.7158 | 0.99737 | 854.3511 | 0.09747 | 682.5134 | 0.03237 | 682.8271 | 0.065053
| 570.0119 | 0.00127 | 682.7466 | 4.4906e-05 | 570.0119 | 0.00010404 | 682.7466 | 0.00036147 | 675.1108 | 0.00017605 | 682.7466 | 0.0002817 | 683.06 | 0.00015908 | 677.54 | 0.00042159 | 683.06 | 0.00056202 | 683.06 | 0.00040725 | 683.06 | 0.00027158 | 677.54 | 1.0836e-05 | 683.06 | 0.00033226 | 572.2104 | 1.0903e-05 | 683.06 | 0.00066934 | 683.06 | 0.0024 | 682.7466 | 0.06781 | 854.5182 | 0.00503 | 682.7466 | 0.001377 | 853.8831 | 0.99932 | 854.5182 | 0.09815 | 682.7466 | 0.03317 | 683.06 | 0.06479
| 570.1288 | 0 | 682.9798 | -5.8877e-05 | 570.1288 | 0 | 682.9798 | -0.00062779 | 675.3416 | -3.7797e-05 | 682.9798 | -0.00048381 | 683.2929 | 0 | 677.78 | -0.0025465 | 683.2929 | 0 | 683.2929 | 0 | 683.2928 | 0 | 677.78 | 0.00082357 | 683.2929 | 0 | 572.3291 | 2.2602e-05 | 683.2929 | 0 | 683.2929 | 0.00157 | 682.9798 | 0.06525 | 854.6852 | 0.00383 | 682.9798 | -0.0011158 | 854.0503 | 0.99373 | 854.6852 | 0.09936 | 682.9798 | 0.032 | 683.2928 | 0.06436
| 570.2456 | 0.00019465 | 683.213 | 2.7923e-05 | 570.2456 | 0.00097105 | 683.213 | 0.00010375 | 675.5725 | 0.00019754 | 683.213 | 0.00035907 | 683.5258 | 0.0004134 | 678.01 | 0.0012985 | 683.5258 | 0.00048634 | 683.5258 | 0.00047998 | 683.5258 | 0.00048214 | 678.01 | 0.0030668 | 683.5258 | 0.00020846 | 572.4478 | 1.1746e-05 | 683.5258 | 0.00091098 | 683.5258 | 0.00231 | 683.213 | 0.06438 | 854.8523 | 0.00607 | 683.213 | 0.0010622 | 854.2176 | 0.99946 | 854.8523 | 0.10012 | 683.213 | 0.03353 | 683.5258 | 0.064204
| 570.3625 | 0 | 683.4462 | -0.0002136 | 570.3625 | 0 | 683.4462 | -0.00061689 | 675.8034 | 9.3981e-06 | 683.4462 | -0.00059381 | 683.7587 | 0 | 678.24 | -0.0035582 | 683.7587 | 0 | 683.7587 | 0 | 683.7587 | 0 | 678.24 | -0.001062 | 683.7587 | 0 | 572.5665 | 2.375e-05 | 683.7587 | 0.00019742 | 683.7587 | 0.00139 | 683.4462 | 0.06087 | 855.0193 | 0.00371 | 683.4462 | -0.00037557 | 854.3849 | 0.99519 | 855.0193 | 0.1009 | 683.4462 | 0.03168 | 683.7587 | 0.06369
| 570.4794 | 0.00084148 | 683.6795 | 0.00011786 | 570.4794 | 0.00243 | 683.6795 | 0.0003131 | 676.0343 | 0.00025613 | 683.6795 | 0.00038637 | 683.9916 | 0.00051307 | 678.48 | -0.0010624 | 683.9916 | 0.00052866 | 683.9916 | 0.000198 | 683.9916 | 0.00041648 | 678.48 | 0.00079106 | 683.9916 | 0.00053128 | 572.6852 | 1.2003e-05 | 683.9916 | 0.0012751 | 683.9916 | 0.00217 | 683.6795 | 0.05985 | 855.1863 | 0.00489 | 683.6795 | 0.00023441 | 854.5522 | 0.9904 | 855.1863 | 0.10113 | 683.6795 | 0.03277 | 683.9916 | 0.063358
| 570.5962 | 0 | 683.9127 | -0.00011509 | 570.5962 | 0 | 683.9127 | -0.0006111 | 676.2653 | -0.00017303 | 683.9127 | -0.0005229 | 684.2245 | 0 | 678.71 | 0.001231 | 684.2245 | 0 | 684.2245 | 0 | 684.2245 | 0 | 678.71 | -0.001062 | 684.2245 | 0 | 572.8039 | 2.3305e-05 | 684.2245 | 0.00018326 | 684.2246 | 0.00154 | 683.9127 | 0.05694 | 855.3534 | 0.00388 | 683.9127 | -0.00089876 | 854.7195 | 0.98943 | 855.3534 | 0.1016 | 683.9127 | 0.03144 | 684.2245 | 0.062703
| 570.7131 | 0.00080555 | 684.146 | -0.00014149 | 570.7131 | 0.00076297 | 684.146 | 0.00024735 | 676.4962 | 8.9606e-05 | 684.146 | 0.00040116 | 684.4575 | 0.00015365 | 678.94 | 0.0017707 | 684.4575 | 0.00046792 | 684.4575 | 0.00021035 | 684.4575 | 0.0004117 | 678.94 | -0.00086692 | 684.4575 | 0.00034701 | 572.9226 | 1.1313e-05 | 684.4575 | 0.00092291 | 684.4575 | 0.00218 | 684.146 | 0.05509 | 855.5204 | 0.00506 | 684.146 | -0.00044308 | 854.8868 | 0.99016 | 855.5204 | 0.10169 | 684.146 | 0.03168 | 684.4575 | 0.062334
| 570.83 | 0 | 684.3793 | -1.7568e-05 | 570.83 | 0 | 684.3793 | -0.00083044 | 676.7271 | -3.7405e-05 | 684.3793 | -0.00042474 | 684.6904 | 0 | 679.18 | 0.0020068 | 684.6904 | 0 | 684.6904 | 0 | 684.6904 | 3.9411e-05 | 679.18 | 0.0016038 | 684.6904 | 0 | 573.0413 | 2.3223e-05 | 684.6904 | 0.00010612 | 684.6904 | 0.00123 | 684.3793 | 0.05213 | 855.6875 | 0.00348 | 684.3793 | -3.2615e-05 | 855.0541 | 0.98371 | 855.6875 | 0.10187 | 684.3793 | 0.03066 | 684.6904 | 0.061267
| 570.9469 | 0.00206 | 684.6125 | 1.8018e-05 | 570.9469 | 0.00101 | 684.6125 | 0.00024002 | 676.958 | 0.00018514 | 684.6125 | 0.00039636 | 684.9234 | 0.0003121 | 679.41 | 0.0011299 | 684.9234 | 0.00060772 | 684.9234 | 0.00066235 | 684.9234 | 0.00053007 | 679.41 | -0.00015171 | 684.9234 | 0.00065795 | 573.16 | 1.1922e-05 | 684.9234 | 0.0011087 | 684.9234 | 0.0021 | 684.6125 | 0.05078 | 855.8545 | 0.00513 | 684.6125 | 0.0015189 | 855.2215 | 0.98182 | 855.8545 | 0.10188 | 684.6125 | 0.03188 | 684.9234 | 0.061059
| 571.0638 | 0 | 684.8458 | -0.00019799 | 571.0638 | 0 | 684.8458 | -0.00072147 | 677.189 | 1.0394e-06 | 684.8458 | -0.00046454 | 685.1564 | 0 | 679.64 | -0.00069142 | 685.1563 | 0 | 685.1564 | 0 | 685.1564 | 0 | 679.64 | -0.0008344 | 685.1564 | 0 | 573.2787 | 2.3937e-05 | 685.1564 | 0.00021487 | 685.1564 | 0.00119 | 684.8458 | 0.04839 | 856.0216 | 0.00366 | 684.8458 | -0.0012234 | 855.3888 | 0.97403 | 856.0216 | 0.10237 | 684.8458 | 0.03073 | 685.1564 | 0.060854
| 571.1807 | 0.00156 | 685.0791 | 0.0001611 | 571.1807 | 0.00111 | 685.0791 | 0.00016016 | 677.4199 | 0.00014579 | 685.0791 | 0.00047686 | 685.3893 | 0.00031745 | 679.88 | 0.00089378 | 685.3893 | 0.00038825 | 685.3893 | 0.00091915 | 685.3893 | 0.00052297 | 679.88 | 0.0019939 | 685.3893 | 0.00048112 | 573.3975 | 1.2027e-05 | 685.3893 | 0.00095849 | 685.3893 | 0.00187 | 685.0791 | 0.04795 | 856.1887 | 0.00545 | 685.0791 | 0.0015699 | 855.5561 | 0.97484 | 856.1887 | 0.10287 | 685.0791 | 0.03124 | 685.3893 | 0.060613
| 571.2976 | 0 | 685.3124 | 5.2747e-05 | 571.2976 | 0 | 685.3124 | -0.00083825 | 677.6509 | -0.0003299 | 685.3124 | -0.00051289 | 685.6223 | 0 | 680.11 | -0.002108 | 685.6223 | 0 | 685.6223 | 0 | 685.6223 | 0 | 680.11 | -0.0021998 | 685.6223 | 0 | 573.5162 | 2.4464e-05 | 685.6223 | 0 | 685.6223 | 0.00101 | 685.3124 | 0.04486 | 856.3557 | 0.00388 | 685.3124 | -1.801e-05 | 855.7234 | 0.97075 | 856.3557 | 0.10364 | 685.3124 | 0.02956 | 685.6223 | 0.059889
| 571.4145 | 0.00046416 | 685.5458 | 6.6106e-05 | 571.4145 | 0.00158 | 685.5458 | 0.00051875 | 677.8819 | 0.00015236 | 685.5458 | 0.00040028 | 685.8553 | 0.00052876 | 680.34 | -0.0005565 | 685.8553 | 0.00099265 | 685.8553 | 0.00037881 | 685.8553 | 0.0005309 | 680.34 | -0.0014196 | 685.8553 | 0.00058132 | 573.6349 | 1.2437e-05 | 685.8553 | 0.0011435 | 685.8554 | 0.00204 | 685.5458 | 0.04414 | 856.5228 | 0.00513 | 685.5458 | 0.0013791 | 855.8908 | 0.97376 | 856.5228 | 0.10398 | 685.5458 | 0.0312 | 685.8553 | 0.059892
| 571.5315 | 0 | 685.7791 | -4.8432e-05 | 571.5315 | 0 | 685.7791 | -0.0011717 | 678.1129 | -0.00023261 | 685.7791 | -0.00051598 | 686.0883 | 0 | 680.58 | -5.0592e-05 | 686.0883 | 0 | 686.0883 | 0 | 686.0883 | 0 | 680.58 | 0.0014088 | 686.0883 | 0 | 573.7537 | 2.1969e-05 | 686.0883 | 0.00014232 | 686.0883 | 0.00115 | 685.7791 | 0.04227 | 856.6898 | 0.00473 | 685.7791 | -0.00095185 | 856.0581 | 0.96157 | 856.6898 | 0.10454 | 685.7791 | 0.02963 | 686.0883 | 0.059422
| 571.6484 | 0.00158 | 686.0124 | 0.00012464 | 571.6484 | 0.0014 | 686.0124 | 0.0001995 | 678.3439 | 0.00011099 | 686.0124 | 0.00038683 | 686.3214 | 0.00052508 | 680.81 | -0.0014334 | 686.3214 | 0.00041975 | 686.3214 | 0.00074539 | 686.3214 | 0.000422 | 680.81 | -0.00076939 | 686.3214 | 0.00048211 | 573.8724 | 9.5209e-06 | 686.3214 | 0.0009215 | 686.3214 | 0.00189 | 686.0124 | 0.04188 | 856.8569 | 0.00475 | 686.0124 | -0.00019144 | 856.2254 | 0.95188 | 856.8569 | 0.10491 | 686.0124 | 0.03083 | 686.3214 | 0.059386
| 571.7654 | 0 | 686.2458 | 1.2327e-05 | 571.7654 | 0 | 686.2458 | -0.0010518 | 678.5749 | -0.00018535 | 686.2458 | -0.00052264 | 686.5544 | 0 | 681.04 | -0.00032042 | 686.5544 | 0 | 686.5544 | 0 | 686.5544 | 0 | 681.04 | -0.0014521 | 686.5544 | 0 | 573.9911 | 2.1267e-05 | 686.5544 | 5.9374e-05 | 686.5544 | 0.00089203 | 686.2458 | 0.0396 | 857.024 | 0.00482 | 686.2458 | -0.0001176 | 856.3927 | 0.94765 | 857.024 | 0.10567 | 686.2458 | 0.02927 | 686.5544 | 0.058719
| 571.8823 | 0 | 686.4791 | 0.00015984 | 571.8823 | 0.0018 | 686.4791 | -5.925e-05 | 678.8059 | 0.00013892 | 686.4791 | 0.0003461 | 686.7874 | 0.00055304 | 681.28 | -0.0010624 | 686.7874 | 0.00069636 | 686.7874 | 0.00059564 | 686.7874 | 0.00060661 | 681.28 | -0.0014521 | 686.7874 | 0.00056925 | 574.1099 | 1.1781e-05 | 686.7874 | 0.00086329 | 686.7874 | 0.00177 | 686.4791 | 0.03919 | 857.1911 | 0.00571 | 686.4791 | 0.00083014 | 856.5601 | 0.94398 | 857.1911 | 0.10608 | 686.4791 | 0.0307 | 686.7874 | 0.058747
| 571.9992 | 0 | 686.7125 | -2.3762e-05 | 571.9992 | 0 | 686.7125 | -0.000549 | 679.0369 | -0.00015661 | 686.7125 | -0.00064812 | 687.0205 | 0 | 681.51 | -0.0014334 | 687.0205 | 0 | 687.0205 | 0 | 687.0205 | 0 | 681.51 | 0.0010511 | 687.0205 | 0 | 574.2286 | 2.2684e-05 | 687.0205 | 9.7911e-05 | 687.0205 | 0.00105 | 686.7125 | 0.03699 | 857.3582 | 0.00563 | 686.7125 | -0.002097 | 856.7274 | 0.93235 | 857.3582 | 0.10675 | 686.7125 | 0.02984 | 687.0205 | 0.058218
| 572.1162 | 0.00069774 | 686.9459 | 0.0004588 | 572.1162 | 0.0007803 | 686.9459 | 0.00034932 | 679.268 | 0.00020866 | 686.9459 | 0.0004221 | 687.2536 | 0.00055312 | 681.74 | 8.4319e-05 | 687.2536 | 0.0009313 | 687.2536 | 0.00087934 | 687.2535 | 0.00076649 | 681.74 | 7.5855e-05 | 687.2536 | 0.00066471 | 574.3474 | 1.0938e-05 | 687.2536 | 0.00087292 | 687.2535 | 0.00189 | 686.9459 | 0.03718 | 857.5252 | 0.00577 | 686.9459 | 0.0019504 | 856.8948 | 0.9317 | 857.5252 | 0.10706 | 686.9459 | 0.03025 | 687.2535 | 0.057732
| 572.2332 | 0 | 687.1793 | -3.771e-05 | 572.2332 | 0 | 687.1793 | -0.00032058 | 679.499 | -0.00016353 | 687.1793 | -0.00054971 | 687.4866 | 0 | 681.98 | -0.0013997 | 687.4866 | 0 | 687.4866 | 0 | 687.4866 | 0 | 681.98 | 4.3346e-05 | 687.4866 | 0 | 574.4661 | 2.1923e-05 | 687.4866 | 0.00020314 | 687.4866 | 0.00097041 | 687.1793 | 0.03478 | 857.6923 | 0.0039 | 687.1793 | 0.00079369 | 857.0621 | 0.92715 | 857.6923 | 0.10775 | 687.1793 | 0.02873 | 687.4866 | 0.057238
| 572.3501 | 0 | 687.4127 | 0.00014303 | 572.3501 | 0.00208 | 687.4127 | 0.00023429 | 679.7301 | 0.0002295 | 687.4127 | 0.00045047 | 687.7197 | 0.00081979 | 682.21 | -0.0001855 | 687.7197 | 0.00048914 | 687.7197 | 0.00065331 | 687.7197 | 0.00042145 | 682.21 | -0.00063934 | 687.7197 | 0.00018712 | 574.5848 | 1.102e-05 | 687.7197 | 0.00066186 | 687.7197 | 0.00181 | 687.4127 | 0.03427 | 857.8594 | 0.00466 | 687.4127 | 0.00068689 | 857.2295 | 0.91324 | 857.8594 | 0.10808 | 687.4127 | 0.02942 | 687.7197 | 0.056743
| 572.4671 | 0 | 687.6461 | -0.00018334 | 572.4671 | 0 | 687.6461 | -0.00053232 | 679.9611 | -0.00016688 | 687.6461 | -0.00062207 | 687.9528 | 0 | 682.44 | -0.00015177 | 687.9528 | 0 | 687.9528 | 0 | 687.9528 | 0 | 682.44 | -0.00067186 | 687.9528 | 0 | 574.7036 | 2.3258e-05 | 687.9528 | 0 | 687.9528 | 0.00087419 | 687.6461 | 0.03288 | 858.0265 | 0.00397 | 687.6461 | -0.00073428 | 857.3969 | 0.90116 | 858.0265 | 0.10904 | 687.6461 | 0.02896 | 687.9528 | 0.056322
| 572.5841 | 0.00046416 | 687.8795 | 0.000126 | 572.5841 | 0.00192 | 687.8795 | -0.00042792 | 680.1922 | 0.00016797 | 687.8795 | 0.00034593 | 688.1859 | 0.00083186 | 682.68 | 0.0016695 | 688.1859 | 0.00039504 | 688.1859 | 0.00062868 | 688.1859 | 0.00046684 | 682.68 | 0.0015062 | 688.1859 | 0.00050768 | 574.8224 | 1.2238e-05 | 688.1859 | 0.00099334 | 688.1859 | 0.00176 | 687.8795 | 0.03254 | 858.1936 | 0.00475 | 687.8795 | 0.00033048 | 857.5642 | 0.9024 | 858.1936 | 0.10972 | 687.8795 | 0.02961 | 688.1859 | 0.056091
| 572.7011 | 0 | 688.1129 | 4.0881e-05 | 572.7011 | 0 | 688.1129 | -0.00084883 | 680.4233 | -0.00020171 | 688.1129 | -0.00058784 | 688.419 | 0 | 682.91 | -0.00072515 | 688.419 | 0 | 688.419 | 0 | 688.419 | 0 | 682.91 | -0.0027524 | 688.419 | 0 | 574.9411 | 2.3726e-05 | 688.419 | 0 | 688.419 | 0.00077664 | 688.1129 | 0.03046 | 858.3607 | 0.0039 | 688.1129 | -0.0014503 | 857.7316 | 0.88704 | 858.3607 | 0.1106 | 688.1129 | 0.02601 | 688.419 | 0.05544
| 572.8181 | 0 | 688.3464 | 0.00016853 | 572.8181 | 0.00139 | 688.3464 | 0.00016532 | 680.6544 | 0.00012305 | 688.3464 | 0.00041762 | 688.6522 | 0.00037994 | 683.14 | -0.00045532 | 688.6522 | 0.00079886 | 688.6522 | 0.00094773 | 688.6522 | 0.00062125 | 683.14 | 0.0028392 | 688.6522 | 0.00032775 | 575.0599 | 1.15e-05 | 688.6522 | 0.00066637 | 688.6522 | 0.00146 | 688.3464 | 0.03062 | 858.5278 | 0.00455 | 688.3464 | 0.0005193 | 857.899 | 0.87472 | 858.5278 | 0.11081 | 688.3464 | 0.03019 | 688.6522 | 0.055257
| 572.9351 | 0 | 688.5798 | -3.6083e-06 | 572.9351 | 0 | 688.5798 | -0.00059543 | 680.8855 | -0.00029344 | 688.5798 | -0.00062632 | 688.8853 | 0 | 683.38 | 0.00052277 | 688.8853 | 0 | 688.8853 | 0 | 688.8853 | 0 | 683.38 | -0.001127 | 688.8853 | 0 | 575.1786 | 1.9826e-05 | 688.8853 | 0 | 688.8853 | 0.00088992 | 688.5798 | 0.02841 | 858.6949 | 0.00308 | 688.5798 | 0.0001335 | 858.0663 | 0.86726 | 858.6949 | 0.11141 | 688.5798 | 0.02761 | 688.8853 | 0.054675
| 573.0521 | 0.00026652 | 688.8133 | 0.00013815 | 573.0521 | 0.00088435 | 688.8133 | 0.00035605 | 681.1166 | 0.00012374 | 688.8133 | 0.00047614 | 689.1184 | 0.0004258 | 683.61 | 0.00079259 | 689.1184 | 0.00059356 | 689.1184 | 0.00052301 | 689.1185 | 0.00031258 | 683.61 | 0.00027091 | 689.1184 | 0.00031191 | 575.2974 | 8.3381e-06 | 689.1184 | 0.00063134 | 689.1185 | 0.00151 | 688.8133 | 0.02893 | 858.862 | 0.00209 | 688.8133 | 0.0012047 | 858.2337 | 0.8528 | 858.862 | 0.11194 | 688.8133 | 0.02905 | 689.1185 | 0.054453
| 573.1691 | 0 | 689.0468 | -0.00020611 | 573.1691 | 0 | 689.0468 | -0.00052602 | 681.3477 | -8.4187e-05 | 689.0468 | -0.00058096 | 689.3516 | 0 | 683.84 | -0.0013997 | 689.3516 | 0 | 689.3516 | 0 | 689.3516 | 0 | 683.84 | 1.0836e-05 | 689.3516 | 0 | 575.4162 | 1.8234e-05 | 689.3516 | 0 | 689.3516 | 0.00067437 | 689.0467 | 0.02703 | 859.0291 | 0.00294 | 689.0468 | 0.00028195 | 858.4011 | 0.84916 | 859.0291 | 0.11287 | 689.0467 | 0.02791 | 689.3516 | 0.053814
| 573.2861 | 0.00151 | 689.2802 | -3.4799e-05 | 573.2861 | 0.00123 | 689.2802 | 0.00012909 | 681.5789 | 0.00024409 | 689.2802 | 0.00042035 | 689.5848 | 0.00019232 | 684.08 | 0.00025296 | 689.5848 | 0.00035142 | 689.5848 | 0.00027489 | 689.5848 | 0.00055364 | 684.08 | -0.00021673 | 689.5848 | 0.00048431 | 575.5349 | 9.8956e-06 | 689.5848 | 0.00088939 | 689.5848 | 0.00136 | 689.2802 | 0.02727 | 859.1962 | 0.00478 | 689.2802 | 0.0011982 | 858.5685 | 0.83794 | 859.1962 | 0.11339 | 689.2802 | 0.02886 | 689.5848 | 0.054021
| 573.4031 | 0 | 689.5137 | 0.00010228 | 573.4031 | 0 | 689.5137 | -0.00063279 | 681.81 | -0.00012647 | 689.5137 | -0.00044148 | 689.8179 | 0 | 684.31 | 0.00048905 | 689.8179 | 0 | 689.8179 | 0 | 689.8179 | 0 | 684.31 | -0.0012895 | 689.8179 | 0 | 575.6537 | 1.9112e-05 | 689.8179 | 8.6269e-05 | 689.8179 | 0.0007185 | 689.5137 | 0.02539 | 859.3633 | 0.00381 | 689.5137 | -0.00023128 | 858.7359 | 0.81722 | 859.3633 | 0.11404 | 689.5137 | 0.02724 | 689.8179 | 0.053571
| 573.5202 | 0.00113 | 689.7472 | -1.5703e-07 | 573.5202 | 0.00081498 | 689.7472 | -4.8609e-05 | 682.0411 | 0.00021357 | 689.7472 | 0.00042426 | 690.0511 | 0.00023379 | 684.54 | 0.00015177 | 690.0511 | 0.00026418 | 690.0511 | 0.0004636 | 690.0511 | 0.00050022 | 684.54 | 0.0022214 | 690.0511 | 0.00023859 | 575.7725 | 9.2164e-06 | 690.0511 | 0.00073813 | 690.0512 | 0.00146 | 689.7472 | 0.02553 | 859.5305 | 0.00366 | 689.7472 | 0.0010927 | 858.9033 | 0.82021 | 859.5305 | 0.11449 | 689.7472 | 0.02806 | 690.0511 | 0.053371
| 573.6372 | 0 | 689.9807 | -0.00010253 | 573.6372 | 0 | 689.9807 | -0.001347 | 682.2723 | -9.3921e-05 | 689.9807 | -0.0005163 | 690.2843 | 0 | 684.78 | -1.6864e-05 | 690.2843 | 0 | 690.2843 | 0 | 690.2843 | 0 | 684.78 | -0.00099695 | 690.2843 | 0 | 575.8913 | 1.9791e-05 | 690.2843 | 0 | 690.2843 | 0.00054015 | 689.9807 | 0.02403 | 859.6976 | 0.00323 | 689.9807 | -0.0012621 | 859.0707 | 0.79742 | 859.6976 | 0.11537 | 689.9807 | 0.02749 | 690.2843 | 0.052559
| 573.7542 | 0.00134 | 690.2142 | 6.2525e-06 | 573.7542 | 0.00153 | 690.2142 | 4.1899e-06 | 682.5035 | 0.00023224 | 690.2142 | 0.00034342 | 690.5175 | 0.00054804 | 685.01 | 0.0011299 | 690.5175 | 0.00046723 | 690.5175 | 0.00046119 | 690.5175 | 0.00052891 | 685.01 | -0.0015822 | 690.5175 | 0.00042161 | 576.0101 | 1.061e-05 | 690.5175 | 0.00086188 | 690.5175 | 0.0015 | 690.2142 | 0.02454 | 859.8647 | 0.00622 | 690.2142 | 0.00021596 | 859.2381 | 0.78829 | 859.8647 | 0.11589 | 690.2142 | 0.02789 | 690.5175 | 0.052528
| 573.8713 | 0 | 690.4478 | -9.4725e-05 | 573.8713 | 0 | 690.4478 | -0.00091038 | 682.7347 | -1.8624e-05 | 690.4478 | -0.00060304 | 690.7507 | 0 | 685.25 | 0.00075887 | 690.7507 | 0 | 690.7507 | 0 | 690.7507 | 0 | 685.25 | -0.00054182 | 690.7507 | 0 | 576.1289 | 1.9405e-05 | 690.7507 | 8.1196e-05 | 690.7507 | 0.00063507 | 690.4478 | 0.02251 | 860.0318 | 0.0042 | 690.4478 | -0.0014664 | 859.4055 | 0.77262 | 860.0318 | 0.11655 | 690.4478 | 0.02669 | 690.7507 | 0.052213
| 573.9883 | 0.00024855 | 690.6813 | 0.0001244 | 573.9883 | 0.00142 | 690.6813 | 0.00028551 | 682.9659 | 2.6712e-05 | 690.6813 | 0.00031304 | 690.984 | 0.00060199 | 685.48 | -0.0014334 | 690.984 | 0.00098055 | 690.984 | 0.00020718 | 690.9839 | 0.00037859 | 685.48 | -0.001127 | 690.984 | 0.00044597 | 576.2476 | 8.8299e-06 | 690.984 | 0.00048215 | 690.984 | 0.00137 | 690.6813 | 0.02301 | 860.199 | 0.00538 | 690.6813 | 7.9152e-05 | 859.5729 | 0.76811 | 860.199 | 0.11674 | 690.6813 | 0.02734 | 690.9839 | 0.051776
| 574.1054 | 0 | 690.9149 | 6.5431e-05 | 574.1054 | 0 | 690.9149 | -0.00095074 | 683.1971 | -9.0729e-05 | 690.9149 | -0.00051677 | 691.2172 | 0 | 685.71 | -0.00035414 | 691.2172 | 0 | 691.2172 | 0 | 691.2172 | 0 | 685.71 | -0.00063934 | 691.2172 | 0 | 576.3664 | 1.9252e-05 | 691.2172 | 0 | 691.2172 | 0.00060992 | 690.9149 | 0.02123 | 860.3661 | 0.00345 | 690.9149 | 0.0013778 | 859.7403 | 0.74248 | 860.3661 | 0.11767 | 690.9149 | 0.02631 | 691.2172 | 0.051314
| 574.2225 | 0.00032042 | 691.1484 | -9.1829e-06 | 574.2225 | 0.00116 | 691.1484 | -0.00014466 | 683.4283 | 0.00025284 | 691.1484 | 0.00047738 | 691.4505 | 0.00070338 | 685.95 | 0.00096123 | 691.4505 | 0.00040123 | 691.4505 | 0.00067031 | 691.4504 | 0.00030659 | 685.95 | -0.00063934 | 691.4505 | 3.4676e-05 | 576.4852 | 1.0469e-05 | 691.4505 | 0.0009036 | 691.4504 | 0.00151 | 691.1484 | 0.02142 | 860.5332 | 0.00248 | 691.1484 | -0.00012981 | 859.9077 | 0.73797 | 860.5332 | 0.11832 | 691.1484 | 0.02676 | 691.4504 | 0.051008
| 574.3395 | 0 | 691.382 | 1.4404e-05 | 574.3395 | 0 | 691.382 | -0.0012649 | 683.6595 | -7.4844e-05 | 691.382 | -0.00066845 | 691.6837 | 0 | 686.18 | -0.0019393 | 691.6837 | 0 | 691.6837 | 0 | 691.6837 | 0 | 686.18 | -0.0023624 | 691.6837 | 0 | 576.604 | 2.0798e-05 | 691.6837 | 0 | 691.6837 | 0.00054643 | 691.382 | 0.01982 | 860.7004 | 0.00411 | 691.382 | -0.0005238 | 860.0751 | 0.71924 | 860.7004 | 0.11939 | 691.382 | 0.02612 | 691.6837 | 0.050662
| 574.4566 | 0.00035636 | 691.6156 | 0.00021112 | 574.4566 | 0.0002601 | 691.6156 | 0.00043277 | 683.8907 | 9.7394e-05 | 691.6156 | 0.00043104 | 691.917 | 0.00044747 | 686.41 | 0.00096123 | 691.917 | 0.00066693 | 691.917 | 0.0007758 | 691.917 | 0.00025502 | 686.41 | -0.00018422 | 691.917 | 0.0005936 | 576.7228 | 1.0329e-05 | 691.917 | 0.00094087 | 691.917 | 0.00139 | 691.6156 | 0.0203 | 860.8675 | 0.00464 | 691.6156 | -0.00024606 | 860.2425 | 0.71429 | 860.8675 | 0.11995 | 691.6156 | 0.02697 | 691.917 | 0.050563
| 574.5737 | 0 | 691.8491 | -0.00010964 | 574.5737 | 0 | 691.8491 | -0.00087851 | 684.1219 | -0.00019379 | 691.8491 | -0.00057164 | 692.1503 | 0 | 686.65 | -0.0022092 | 692.1503 | 0 | 692.1503 | 0 | 692.1503 | 0 | 686.65 | -0.00080189 | 692.1503 | 0 | 576.8416 | 1.9979e-05 | 692.1503 | 0 | 692.1503 | 0.00039202 | 691.8492 | 0.01857 | 861.0347 | 0.00371 | 691.8491 | 6.75e-05 | 860.41 | 0.70052 | 861.0347 | 0.12086 | 691.8492 | 0.02547 | 692.1503 | 0.049625
| 574.6908 | 0.00161 | 692.0827 | 0.00012841 | 574.6908 | 0.00102 | 692.0827 | 7.164e-05 | 684.3532 | 0.00024153 | 692.0827 | 0.00036948 | 692.3835 | 0.00046648 | 686.88 | 0.00072515 | 692.3835 | 0.00073485 | 692.3835 | 0.00050529 | 692.3835 | 0.00042813 | 686.88 | -0.0030125 | 692.3835 | 0.00063819 | 576.9604 | 9.6731e-06 | 692.3835 | 0.00077728 | 692.3835 | 0.00132 | 692.0827 | 0.01935 | 861.2018 | 0.00614 | 692.0827 | -0.00014306 | 860.5774 | 0.68885 | 861.2018 | 0.12166 | 692.0827 | 0.02565 | 692.3835 | 0.049648
| 574.8079 | 0 | 692.3164 | -0.00014362 | 574.8079 | 0 | 692.3164 | -0.00079753 | 684.5845 | 4.2519e-05 | 692.3164 | -0.00051565 | 692.6168 | 0 | 687.11 | -0.0012648 | 692.6168 | 0 | 692.6168 | 0 | 692.6168 | 0 | 687.11 | -0.0032725 | 692.6168 | 0 | 577.0792 | 1.6992e-05 | 692.6168 | 0 | 692.6168 | 0.00054954 | 692.3164 | 0.01779 | 861.369 | 0.00571 | 692.3164 | 0.00081392 | 860.7448 | 0.66786 | 861.369 | 0.12285 | 692.3164 | 0.02502 | 692.6168 | 0.049087
| 574.925 | 0.00136 | 692.55 | 4.4426e-05 | 574.925 | 0.00175 | 692.55 | 0.00051514 | 684.8157 | 0.00042703 | 692.55 | 0.00046306 | 692.8501 | 0.00043944 | 687.35 | -0.0019057 | 692.8501 | 0.00045997 | 692.8501 | 0.00036946 | 692.8502 | 0.0003574 | 687.35 | 0.0011162 | 692.8501 | 0.00023217 | 577.198 | 7.3544e-06 | 692.8501 | 0.00050943 | 692.8502 | 0.00125 | 692.55 | 0.0179 | 861.5361 | 0.0038 | 692.55 | -0.00030444 | 860.9123 | 0.65977 | 861.5361 | 0.12359 | 692.55 | 0.02583 | 692.8502 | 0.048942
| 575.0421 | 0 | 692.7836 | -3.4021e-05 | 575.0421 | 0 | 692.7836 | -0.0011822 | 685.047 | 0.00015052 | 692.7836 | -0.00044693 | 693.0835 | 0 | 687.58 | -0.0012648 | 693.0835 | 0 | 693.0835 | 0 | 693.0834 | 0 | 687.58 | -5.4182e-05 | 693.0835 | 0 | 577.3169 | 1.6161e-05 | 693.0835 | 0 | 693.0834 | 0.00042279 | 692.7836 | 0.01672 | 861.7033 | 0.00496 | 692.7836 | -0.00030161 | 861.0797 | 0.64346 | 861.7033 | 0.12446 | 692.7836 | 0.02492 | 693.0834 | 0.048331
| 575.1592 | 0.00109 | 693.0172 | 0.00024047 | 575.1592 | 0.00194 | 693.0172 | 0.00090312 | 685.2783 | 0.00056897 | 693.0172 | 0.00047177 | 693.3168 | 0.00046899 | 687.81 | 0.00285 | 693.3168 | 0.00075594 | 693.3168 | 0.00096802 | 693.3168 | 0.00064718 | 687.81 | 0.00046596 | 693.3168 | 0.00060195 | 577.4357 | 8.8299e-06 | 693.3168 | 0.00072634 | 693.3168 | 0.00117 | 693.0172 | 0.0175 | 861.8704 | 0.00515 | 693.0172 | 0.00083301 | 861.2471 | 0.63259 | 861.8704 | 0.12481 | 693.0172 | 0.02505 | 693.3168 | 0.048212
| 575.2763 | 0 | 693.2509 | -0.0001154 | 575.2763 | 0 | 693.2509 | -0.00092452 | 685.5096 | 0.00042004 | 693.2509 | -0.00058957 | 693.5501 | 0 | 688.05 | -0.00069142 | 693.5501 | 0 | 693.5501 | 0 | 693.5501 | 0 | 688.05 | -0.0013871 | 693.5501 | 0 | 577.5545 | 1.6383e-05 | 693.5501 | 0 | 693.5501 | 0.00027435 | 693.2509 | 0.01617 | 862.0376 | 0.00339 | 693.2509 | -0.00044022 | 861.4146 | 0.61478 | 862.0376 | 0.12586 | 693.2509 | 0.0242 | 693.5501 | 0.04804
| 575.3935 | 0.00087741 | 693.4845 | -0.00014337 | 575.3935 | 0.00098839 | 693.4845 | 0.00037678 | 685.7408 | 0.00058324 | 693.4845 | 0.00041121 | 693.7835 | 0.00028292 | 688.28 | -1.6864e-05 | 693.7835 | 0.00048205 | 693.7835 | 0.0007627 | 693.7835 | 0.00024769 | 688.28 | -0.001127 | 693.7835 | 0.00013588 | 577.6733 | 7.5534e-06 | 693.7835 | 0.00088778 | 693.7835 | 0.00124 | 693.4845 | 0.01625 | 862.2047 | 0.0058 | 693.4845 | 0.001117 | 861.582 | 0.60939 | 862.2047 | 0.12629 | 693.4845 | 0.02571 | 693.7835 | 0.047917
| 575.5106 | 0 | 693.7182 | -3.248e-05 | 575.5106 | 0 | 693.7182 | -0.00079403 | 685.9722 | 0.00011646 | 693.7182 | -0.00049928 | 694.0168 | 0 | 688.52 | -0.0020405 | 694.0168 | 0 | 694.0168 | 0 | 694.0168 | 0 | 688.52 | -0.00060684 | 694.0168 | 0 | 577.7921 | 1.6664e-05 | 694.0168 | 0 | 694.0168 | 0.00045801 | 693.7182 | 0.01487 | 862.3719 | 0.00475 | 693.7182 | -0.0007483 | 861.7495 | 0.59508 | 862.3719 | 0.12732 | 693.7182 | 0.02369 | 694.0168 | 0.047059
| 575.6278 | 0.00085945 | 693.9519 | 0.00019818 | 575.6278 | 0.00083232 | 693.9519 | 0.00028876 | 686.2035 | 0.00067592 | 693.9519 | 0.00040925 | 694.2502 | 0.00062423 | 688.75 | 0.0023441 | 694.2502 | 0.00087203 | 694.2502 | 0.0007985 | 694.2502 | 0.00053118 | 688.75 | -0.0001192 | 694.2502 | 0.00069973 | 577.911 | 9.111e-06 | 694.2502 | 0.00097601 | 694.2502 | 0.00103 | 693.9519 | 0.01533 | 862.5391 | 0.00529 | 693.9519 | 4.9258e-05 | 861.9169 | 0.57817 | 862.5391 | 0.12801 | 693.9519 | 0.02463 | 694.2502 | 0.046702
| 575.7449 | 0 | 694.1856 | -0.00018629 | 575.7449 | 0 | 694.1856 | -0.00074541 | 686.4348 | 0.00056754 | 694.1856 | -0.00070035 | 694.4836 | 0 | 688.98 | 0.00038786 | 694.4836 | 0 | 694.4836 | 0 | 694.4836 | 0 | 688.98 | 0.0019939 | 694.4836 | 0 | 578.0298 | 1.54e-05 | 694.4836 | 0 | 694.4836 | 0.00034334 | 694.1856 | 0.01368 | 862.7062 | 0.00434 | 694.1856 | 9.6331e-05 | 862.0844 | 0.56298 | 862.7062 | 0.12917 | 694.1856 | 0.02389 | 694.4836 | 0.04633
| 575.8621 | 0.00015871 | 694.4193 | -0.00018479 | 575.8621 | 0.00153 | 694.4193 | 0.00018354 | 686.6662 | 0.00078365 | 694.4193 | 0.00041418 | 694.717 | 0.00029443 | 689.22 | 0.00086005 | 694.717 | 0.00034234 | 694.717 | 0.00046132 | 694.717 | 0.00018823 | 689.22 | 0.0011812 | 694.717 | 0.00015663 | 578.1486 | 6.277e-06 | 694.717 | 0.00085584 | 694.717 | 0.00116 | 694.4193 | 0.01451 | 862.8734 | 0.00464 | 694.4193 | -0.00014061 | 862.2519 | 0.54893 | 862.8734 | 0.12978 | 694.4193 | 0.02462 | 694.717 | 0.046387
| 575.9792 | 0 | 694.653 | -0.00015296 | 575.9792 | 0 | 694.653 | -0.00068267 | 686.8975 | 0.00041425 | 694.653 | -0.00059176 | 694.9504 | 0 | 689.45 | -0.0010624 | 694.9504 | 0 | 694.9504 | 0 | 694.9504 | 0 | 689.45 | -2.1673e-05 | 694.9504 | 0 | 578.2675 | 1.3795e-05 | 694.9504 | 0 | 694.9504 | 0.00027975 | 694.653 | 0.01286 | 863.0406 | 0.00541 | 694.653 | -0.0011619 | 862.4193 | 0.53288 | 863.0406 | 0.13046 | 694.653 | 0.02067 | 694.9504 | 0.045623
| 576.0964 | 0 | 694.8867 | 8.9788e-05 | 576.0964 | 0.00203 | 694.8867 | -2.4637e-05 | 687.1289 | 0.00077409 | 694.8867 | 0.00040169 | 695.1838 | 0.00055305 | 689.68 | 0.00089378 | 695.1838 | 0.0006801 | 695.1838 | 0.00033535 | 695.1838 | 0.00051926 | 689.68 | 0.0023191 | 695.1838 | 0.00033308 | 578.3863 | 7.5183e-06 | 695.1838 | 0.00074121 | 695.1838 | 0.00087668 | 694.8867 | 0.01346 | 863.2078 | 0.00373 | 694.8867 | 0.0018601 | 862.5868 | 0.52295 | 863.2078 | 0.13081 | 694.8867 | 0.02659 | 695.1838 | 0.045746
| 576.2136 | 0 | 695.1204 | -0.00018129 | 576.2136 | 0 | 695.1204 | -0.00085847 | 687.3602 | 0.00047548 | 695.1204 | -0.00056396 | 695.4172 | 0 | 689.92 | -0.00069142 | 695.4172 | 0 | 695.4172 | 0 | 695.4172 | 0 | 689.92 | 0.0013763 | 695.4172 | 0 | 578.5051 | 1.4392e-05 | 695.4172 | 0 | 695.4172 | 0.00016054 | 695.1204 | 0.01253 | 863.375 | 0.00425 | 695.1204 | -0.00020648 | 862.7543 | 0.50628 | 863.375 | 0.13161 | 695.1204 | 0.02371 | 695.4172 | 0.045198
| 576.3307 | 0.00091335 | 695.3541 | -1.9747e-05 | 576.3307 | 0.00083232 | 695.3541 | -0.00019576 | 687.5916 | 0.00056035 | 695.3541 | 0.00039083 | 695.6506 | 0.00074118 | 690.15 | 0.00028669 | 695.6506 | 0.0004964 | 695.6506 | 0.00054915 | 695.6506 | 0.00019441 | 690.15 | -0.00086692 | 695.6506 | 0.00025203 | 578.624 | 6.8742e-06 | 695.6506 | 0.00070457 | 695.6506 | 0.00109 | 695.3541 | 0.01283 | 863.5422 | 0.00469 | 695.3541 | -3.1999e-05 | 862.9217 | 0.49798 | 863.5422 | 0.13177 | 695.3541 | 0.02414 | 695.6506 | 0.045258
| 576.4479 | 0 | 695.5879 | 0.00010691 | 576.4479 | 0.00015642 | 695.5879 | -0.0010132 | 687.823 | 0.00018066 | 695.5879 | -0.00063449 | 695.8841 | 0 | 690.38 | -0.00032042 | 695.8841 | 0 | 695.8841 | 0 | 695.8841 | 0 | 690.38 | -0.00037928 | 695.8841 | 0 | 578.7428 | 1.2894e-05 | 695.8841 | 3.7564e-06 | 695.8841 | 0.00015672 | 695.5879 | 0.01148 | 863.7093 | 0.00341 | 695.5879 | -0.00026042 | 863.0892 | 0.48026 | 863.7093 | 0.13229 | 695.5879 | 0.0223 | 695.8841 | 0.0444
| 576.5651 | 0.0016 | 695.8216 | -0.00010307 | 576.5651 | 0.00065893 | 695.8216 | 0.00013555 | 688.0544 | 0.00039225 | 695.8216 | 0.0004581 | 696.1175 | 0.00052081 | 690.62 | 0.00096123 | 696.1175 | 0.00065973 | 696.1175 | 0.00035111 | 696.1175 | 0.00035587 | 690.62 | 0.0015387 | 696.1175 | 0.00062251 | 578.8617 | 6.0193e-06 | 696.1175 | 0.00061691 | 696.1175 | 0.00106 | 695.8216 | 0.01204 | 863.8765 | 0.00501 | 695.8216 | 0.00098012 | 863.2567 | 0.47548 | 863.8765 | 0.13223 | 695.8216 | 0.02421 | 696.1175 | 0.044367
| 576.6823 | 0 | 696.0554 | -0.00015643 | 576.6823 | 0 | 696.0554 | -0.0011415 | 688.2858 | 0.00019681 | 696.0554 | -0.0006691 | 696.351 | 0 | 690.85 | 0.0013322 | 696.351 | 0 | 696.351 | 0 | 696.351 | 0 | 690.85 | -0.00047681 | 696.351 | 0 | 578.9805 | 1.232e-05 | 696.351 | 0 | 696.351 | 0.00010296 | 696.0554 | 0.01105 | 864.0437 | 0.00494 | 696.0554 | -0.00040518 | 863.4242 | 0.45902 | 864.0437 | 0.1328 | 696.0554 | 0.02268 | 696.351 | 0.043956
| 576.7995 | 0.00239 | 696.2892 | -4.6138e-05 | 576.7995 | 0.00137 | 696.2892 | 0.00020339 | 688.5172 | 0.00040538 | 696.2892 | 0.00046066 | 696.5844 | 0.00041478 | 691.09 | -0.00028669 | 696.5844 | 0.00052021 | 696.5844 | 0.0002666 | 696.5845 | 0.00030559 | 691.09 | 0.0010836 | 696.5844 | 0.00050006 | 579.0994 | 6.3004e-06 | 696.5844 | 0.00051362 | 696.5845 | 0.00086991 | 696.2892 | 0.01153 | 864.2109 | 0.00461 | 696.2892 | 0.00049654 | 863.5917 | 0.4556 | 864.2109 | 0.13307 | 696.2892 | 0.02424 | 696.5845 | 0.043896
| 576.9167 | 0 | 696.523 | -0.00012411 | 576.9167 | 0 | 696.523 | -0.00054799 | 688.7487 | 8.1188e-06 | 696.523 | -0.00054748 | 696.8179 | 0 | 691.32 | 8.4319e-05 | 696.8179 | 0 | 696.8179 | 0 | 696.8179 | 0 | 691.32 | -0.00028175 | 696.8179 | 0 | 579.2183 | 1.2085e-05 | 696.8179 | 0 | 696.8179 | 0.00025167 | 696.523 | 0.01064 | 864.3781 | 0.00429 | 696.523 | -0.0002154 | 863.7592 | 0.4305 | 864.3781 | 0.13375 | 696.523 | 0.02242 | 696.8179 | 0.043203
| 577.0339 | 0.00023058 | 696.7567 | 0.00013464 | 577.0339 | 0.00213 | 696.7567 | -4.7224e-06 | 688.9801 | 0.00028699 | 696.7567 | 0.00038237 | 697.0514 | 0.00059934 | 691.55 | -0.00038786 | 697.0514 | 0.00075222 | 697.0514 | 0.00083953 | 697.0514 | 0.00067363 | 691.55 | 0.00040094 | 697.0514 | 0.00041392 | 579.3371 | 5.7851e-06 | 697.0514 | 0.00072573 | 697.0514 | 0.00097667 | 696.7568 | 0.01128 | 864.5453 | 0.00506 | 696.7567 | -0.00086627 | 863.9267 | 0.42748 | 864.5453 | 0.13434 | 696.7568 | 0.02348 | 697.0514 | 0.043363
| 577.1512 | 0 | 696.9905 | -5.269e-06 | 577.1512 | 0 | 696.9905 | -0.00063645 | 689.2115 | -3.8392e-05 | 696.9905 | -0.00053289 | 697.2849 | 0 | 691.79 | -0.0013322 | 697.2849 | 0 | 697.2849 | 0 | 697.2849 | 0 | 691.79 | -0.0015496 | 697.2849 | 0 | 579.456 | 1.2074e-05 | 697.2849 | 0 | 697.2849 | 4.1023e-05 | 696.9905 | 0.00965 | 864.7125 | 0.00397 | 696.9905 | 0.00095143 | 864.0942 | 0.40851 | 864.7125 | 0.13559 | 696.9905 | 0.02179 | 697.2849 | 0.042583
| 577.2684 | 0 | 697.2244 | -1.0672e-05 | 577.2684 | 0.00154 | 697.2244 | -0.00022413 | 689.443 | 4.3127e-05 | 697.2244 | 0.00028674 | 697.5184 | 0.00055844 | 692.02 | 0.0005565 | 697.5184 | 0.00049194 | 697.5184 | 0.00018067 | 697.5184 | 0.00021429 | 692.02 | 0.00098612 | 697.5184 | 0.00036498 | 579.5748 | 6.277e-06 | 697.5184 | 0.00039846 | 697.5184 | 0.00088749 | 697.2244 | 0.0102 | 864.8797 | 0.00494 | 697.2244 | 0.00096382 | 864.2617 | 0.39932 | 864.8797 | 0.13679 | 697.2244 | 0.02286 | 697.5184 | 0.042936
| 577.3856 | 0 | 697.4582 | -0.00015849 | 577.3856 | 0 | 697.4582 | -0.00036346 | 689.6744 | -0.00012786 | 697.4582 | -0.00068965 | 697.7519 | 0 | 692.25 | -0.00062396 | 697.7519 | 0 | 697.7519 | 0 | 697.752 | 0 | 692.25 | -0.0012895 | 697.7519 | 0 | 579.6937 | 1.1266e-05 | 697.7519 | 0 | 697.7519 | 0.00019778 | 697.4582 | 0.0088 | 865.047 | 0.00473 | 697.4582 | -8.1455e-06 | 864.4292 | 0.38791 | 865.047 | 0.13852 | 697.4582 | 0.02164 | 697.752 | 0.042031
| 577.5029 | 0.00041025 | 697.692 | 0.00015741 | 577.5029 | 0.00095371 | 697.692 | -0.00018841 | 689.9059 | 0.00044596 | 697.692 | 0.00047387 | 697.9855 | 0.00015705 | 692.49 | 0.00096123 | 697.9855 | 0.00046605 | 697.9855 | 0.00076375 | 697.9855 | 0.00033422 | 692.49 | -0.0013546 | 697.9855 | 0.00071867 | 579.8126 | 4.9888e-06 | 697.9855 | 0.00068694 | 697.9855 | 0.00092228 | 697.692 | 0.00946 | 865.2142 | 0.00301 | 697.692 | 0.00039016 | 864.5967 | 0.37574 | 865.2142 | 0.13968 | 697.692 | 0.02288 | 697.9855 | 0.042237
| 577.6201 | 0 | 697.9259 | -0.00012547 | 577.6201 | 0 | 697.9259 | -0.0011411 | 690.1374 | -0.00019709 | 697.9259 | -0.00073178 | 698.219 | 0 | 692.72 | -0.00079259 | 698.219 | 0 | 698.219 | 0 | 698.219 | 0 | 692.72 | -0.0027199 | 698.219 | 0 | 579.9315 | 1.15e-05 | 698.219 | 0 | 698.219 | 7.2382e-05 | 697.9259 | 0.00862 | 865.3814 | 0.00408 | 697.9259 | -0.00038583 | 864.7642 | 0.36413 | 865.3814 | 0.14108 | 697.9259 | 0.02204 | 698.219 | 0.041637
| 577.7374 | 0.00066181 | 698.1597 | 0.00010238 | 577.7374 | 0.0012 | 698.1597 | 0.00048852 | 690.3689 | 0.00039031 | 698.1597 | 0.00045903 | 698.4526 | 0.00053877 | 692.96 | 0.00099496 | 698.4526 | 0.00053477 | 698.4526 | 0.0010155 | 698.4526 | 0.00053304 | 692.96 | 0.0016363 | 698.4526 | 0.00074717 | 580.0503 | 6.6751e-06 | 698.4526 | 0.00050512 | 698.4526 | 0.00077282 | 698.1597 | 0.00952 | 865.5486 | 0.00413 | 698.1597 | 0.00045107 | 864.9318 | 0.35798 | 865.5486 | 0.14222 | 698.1597 | 0.02278 | 698.4526 | 0.041647
| 577.8546 | 0 | 698.3936 | 4.5009e-05 | 577.8546 | 0 | 698.3936 | 9.1422e-05 | 690.6004 | 0.00019921 | 698.3936 | 0.00055396 | 698.6861 | 0.00071588 | 693.19 | -5.0592e-05 | 698.6861 | 0.00087641 | 698.6861 | 0.0008424 | 698.6861 | 0.00047279 | 693.19 | 0.0016363 | 698.6861 | 0.00052999 | 580.1692 | 6.8391e-06 | 698.6861 | 0.00072866 | 698.6861 | 0.00068179 | 698.3936 | 0.00849 | 865.7158 | 0.00533 | 698.3936 | 0.0014324 | 865.0993 | 0.33793 | 865.7158 | 0.14339 | 698.3936 | 0.02191 | 698.6861 | 0.040794
| 577.9719 | 6.8875e-05 | 698.6274 | -0.00025634 | 577.9719 | 0.0014 | 698.6274 | -0.00098001 | 690.8319 | -0.00015998 | 698.6274 | -0.0006543 | 698.9197 | 0 | 693.42 | -0.001602 | 698.9197 | 0 | 698.9197 | 0 | 698.9197 | 0 | 693.42 | -0.00050931 | 698.9197 | 0 | 580.2881 | 7.1436e-07 | 698.9197 | 0 | 698.9197 | 1.4515e-05 | 698.6274 | 0.00727 | 865.8831 | 0.00327 | 698.6274 | 0.00060999 | 865.2668 | 0.32422 | 865.8831 | 0.14443 | 698.6274 | 0.02108 | 698.9197 | 0.040435
| 578.0892 | 0 | 698.8613 | 0.00013641 | 578.0892 | 0 | 698.8613 | 0.00036227 | 691.0634 | 0.00018599 | 698.8613 | 0.0003768 | 699.1533 | 0.00062808 | 693.66 | 0.00021923 | 699.1533 | 0.0006157 | 699.1533 | 0.00074661 | 699.1533 | 0.00037893 | 693.66 | 0.0038469 | 699.1533 | 0.00038764 | 580.407 | 5.5041e-07 | 699.1533 | 0.00074679 | 699.1533 | 0.00091334 | 698.8613 | 0.00816 | 866.0503 | 0.00445 | 698.8613 | 0.00087891 | 865.4343 | 0.32105 | 866.0503 | 0.14475 | 698.8613 | 0.02224 | 699.1533 | 0.040365
| 578.2065 | 0.00026652 | 699.0952 | 0.00016671 | 578.2065 | 0.00182 | 699.0952 | -0.00046958 | 691.2949 | -0.00031005 | 699.0952 | -0.00054948 | 699.3869 | 0 | 693.89 | -0.0020068 | 699.3869 | 0 | 699.3869 | 0 | 699.3868 | 0 | 693.89 | -0.0012895 | 699.3869 | 0 | 580.5259 | 4.6843e-07 | 699.3869 | 0 | 699.3868 | 8.1073e-05 | 699.0952 | 0.0071 | 866.2175 | 0.0032 | 699.0952 | -0.0011545 | 865.6019 | 0.30574 | 866.2175 | 0.14499 | 699.0952 | 0.02053 | 699.3868 | 0.039621
| 578.3237 | 0 | 699.3291 | 7.0311e-05 | 578.3237 | 0 | 699.3291 | 0.00018722 | 691.5265 | 0.00017656 | 699.3291 | 0.00032904 | 699.6205 | 0.00052777 | 694.12 | 0.0013322 | 699.6205 | 0.00066178 | 699.6205 | 0.00086534 | 699.6205 | 0.00044016 | 694.12 | -0.0016472 | 699.6205 | 0.00077514 | 580.6448 | 1.6395e-07 | 699.6205 | 0.00079255 | 699.6205 | 0.00075525 | 699.3291 | 0.00786 | 866.3848 | 0.0049 | 699.3291 | -0.00053042 | 865.7694 | 0.29341 | 866.3848 | 0.14518 | 699.3291 | 0.02181 | 699.6205 | 0.039527
| 578.441 | 0.00127 | 699.563 | -0.00016086 | 578.441 | 0.00166 | 699.563 | -0.0010032 | 691.7581 | -0.00029893 | 699.563 | -0.00079546 | 699.8541 | 0 | 694.36 | 0.00021923 | 699.8541 | 0 | 699.8541 | 0 | 699.8541 | 0 | 694.36 | -0.0034351 | 699.8541 | 0 | 580.7637 | 5.1527e-07 | 699.8541 | 0 | 699.8541 | 0 | 699.563 | 0.0064 | 866.552 | 0.00429 | 699.563 | 0.00072249 | 865.937 | 0.2901 | 866.552 | 0.14612 | 699.563 | 0.02081 | 699.8541 | 0.039118
| 578.5583 | 0 | 699.7969 | 4.8636e-05 | 578.5583 | 0 | 699.7969 | 0.00016458 | 691.9896 | -5.1009e-05 | 699.7969 | 0.00053994 | 700.0877 | 0.00063073 | 694.59 | 0.0015346 | 700.0877 | 0.00041803 | 700.0877 | 0.0006755 | 700.0877 | 0.00033969 | 694.59 | 0.0014737 | 700.0877 | 0.00031056 | 580.8826 | 4.333e-07 | 700.0877 | 0.00070155 | 700.0877 | 0.0008595 | 699.7969 | 0.00756 | 866.7192 | 0.0041 | 699.7969 | -0.00038649 | 866.1045 | 0.28181 | 866.7192 | 0.14713 | 699.7969 | 0.02215 | 700.0877 | 0.039175
| 578.6756 | 0.00057197 | 700.0309 | 7.0063e-05 | 578.6756 | 0.00163 | 700.0309 | -0.00048926 | 692.2211 | -0.00014178 | 700.0309 | -0.00055315 | 700.3213 | 0 | 694.83 | 0.00035414 | 700.3213 | 0 | 700.3213 | 0 | 700.3213 | 0 | 694.83 | -0.00054182 | 700.3213 | 0 | 581.0015 | 3.8646e-07 | 700.3213 | 0 | 700.3213 | 0 | 700.0309 | 0.00618 | 866.8865 | 0.00396 | 700.0309 | 0.00058949 | 866.272 | 0.27476 | 866.8865 | 0.14823 | 700.0309 | 0.02004 | 700.3213 | 0.038646
| 578.7929 | 0 | 700.2648 | 9.7733e-05 | 578.7929 | 0 | 700.2648 | 0.00044703 | 692.4527 | 0.00017365 | 700.2648 | 0.00038027 | 700.555 | 0.00062618 | 695.06 | 0.00069142 | 700.555 | 0.00047277 | 700.555 | 0.00086572 | 700.5549 | 0.00038303 | 695.06 | -0.0017771 | 700.555 | 0.00044786 | 581.1204 | 4.6843e-08 | 700.555 | 0.0009007 | 700.5549 | 0.00077029 | 700.2648 | 0.00722 | 867.0537 | 0.00533 | 700.2648 | 0.00016872 | 866.4396 | 0.26509 | 867.0537 | 0.14835 | 700.2648 | 0.02098 | 700.5549 | 0.03848
| 578.9103 | 0 | 700.4988 | -0.00021902 | 578.9103 | 0.0006936 | 700.4988 | -0.001321 | 692.6843 | -0.00022151 | 700.4988 | -0.00054096 | 700.7886 | 0 | 695.29 | -0.0020742 | 700.7886 | 0 | 700.7886 | 0 | 700.7886 | 0 | 695.29 | -0.00021673 | 700.7886 | 0 | 581.2393 | 4.6843e-08 | 700.7886 | 0 | 700.7886 | 0 | 700.4988 | 0.00541 | 867.221 | 0.00515 | 700.4988 | -0.0012573 | 866.6071 | 0.2515 | 867.221 | 0.14858 | 700.4988 | 0.0197 | 700.7886 | 0.038063
| 579.0276 | 0 | 700.7327 | 5.2082e-05 | 579.0276 | 8.6901e-05 | 700.7327 | -0.00019525 | 692.9159 | 0.00013821 | 700.7327 | 0.000436 | 701.0223 | 0.00061537 | 695.53 | 0.00052277 | 701.0223 | 0.00059768 | 701.0223 | 0.00074453 | 701.0223 | 0.00061394 | 695.53 | 0.00027091 | 701.0223 | 0.00028039 | 581.3582 | 0 | 701.0223 | 0.00085263 | 701.0223 | 0.00069129 | 700.7327 | 0.00681 | 867.3882 | 0.00513 | 700.7327 | -0.00079379 | 866.7747 | 0.24723 | 867.3882 | 0.1487 | 700.7327 | 0.02117 | 701.0223 | 0.038002
| 579.1449 | 0.00048213 | 700.9667 | -0.00016056 | 579.1449 | 0.0014 | 700.9667 | -0.00070646 | 693.1475 | -0.00032075 | 700.9667 | -0.00055152 | 701.2559 | 0 | 695.76 | -0.00052277 | 701.2559 | 0 | 701.2559 | 0 | 701.2559 | 0 | 695.76 | -0.0022323 | 701.2559 | 0 | 581.4771 | 1.4053e-07 | 701.2559 | 0 | 701.2559 | 0 | 700.9667 | 0.00541 | 867.5555 | 0.00513 | 700.9667 | -0.00099698 | 866.9423 | 0.24194 | 867.5555 | 0.14985 | 700.9667 | 0.01769 | 701.2559 | 0.037277
| 579.2622 | 0 | 701.2007 | 8.7383e-05 | 579.2622 | 0 | 701.2007 | 0.00023796 | 693.3791 | 0.00018281 | 701.2007 | 0.00048795 | 701.4896 | 0.0005983 | 696 | 0.00052277 | 701.4896 | 0.00024765 | 701.4896 | 0.00052234 | 701.4896 | 0.00036053 | 696 | -0.00073687 | 701.4896 | 0.0003544 | 581.596 | 1.4053e-07 | 701.4896 | 0.00108 | 701.4896 | 0.00065511 | 701.2007 | 0.00647 | 867.7227 | 0.00311 | 701.2007 | 0.00086265 | 867.1098 | 0.23397 | 867.7227 | 0.15055 | 701.2007 | 0.02226 | 701.4896 | 0.037303
| 579.3796 | 0.00066181 | 701.4347 | -0.00019904 | 579.3796 | 0.00097105 | 701.4347 | -0.00047697 | 693.6107 | -0.00013673 | 701.4347 | -0.00074078 | 701.7233 | 0 | 696.23 | 0.00045532 | 701.7233 | 0 | 701.7233 | 0 | 701.7233 | 0 | 696.23 | -0.0020047 | 701.7233 | 0 | 581.7149 | 1.4053e-07 | 701.7233 | 0 | 701.7233 | 0 | 701.4347 | 0.00513 | 867.89 | 0.00348 | 701.4347 | 0.00044768 | 867.2774 | 0.22318 | 867.89 | 0.15098 | 701.4347 | 0.02009 | 701.7233 | 0.037002
| 579.4969 | 0 | 701.6686 | -9.8202e-05 | 579.4969 | 0 | 701.6686 | 0.00015531 | 693.8423 | 0.00019748 | 701.6686 | 0.00042818 | 701.957 | 0.00042574 | 696.46 | 0.0011973 | 701.957 | 0.00072654 | 701.957 | 0.00025723 | 701.957 | 0.00032867 | 696.46 | -0.00028175 | 701.957 | 0.00045432 | 581.8338 | 0 | 701.957 | 0.0008407 | 701.957 | 0.00075845 | 701.6686 | 0.00569 | 868.0573 | 0.00561 | 701.6686 | 0.0010038 | 867.445 | 0.22131 | 868.0573 | 0.15085 | 701.6686 | 0.02038 | 701.957 | 0.037035
| 579.6143 | 0.00118 | 701.9027 | -0.00020576 | 579.6143 | 0.00168 | 701.9027 | -0.00071446 | 694.074 | -0.00022443 | 701.9027 | -0.00068419 | 702.1907 | 0 | 696.7 | -0.00089378 | 702.1907 | 0 | 702.1907 | 0 | 702.1907 | 0 | 696.7 | 4.3346e-05 | 702.1907 | 0 | 581.9528 | 0 | 702.1907 | 0 | 702.1907 | 0 | 701.9027 | 0.00453 | 868.2245 | 0.0042 | 701.9027 | -0.0014063 | 867.6125 | 0.2137 | 868.2245 | 0.15169 | 701.9027 | 0.0187 | 702.1907 | 0.036248
| 579.7317 | 0 | 702.1367 | -6.3297e-05 | 579.7317 | 0 | 702.1367 | 0.0004508 | 694.3057 | 9.7521e-05 | 702.1367 | 0.0004398 | 702.4244 | 0.00021472 | 696.93 | 0.0001855 | 702.4244 | 0.00066276 | 702.4244 | 0.00013366 | 702.4244 | 0.00028498 | 696.93 | -0.00093193 | 702.4244 | 0.00061684 | 582.0717 | 0 | 702.4244 | 0.0007886 | 702.4244 | 0.00058095 | 702.1367 | 0.0053 | 868.3918 | 0.00397 | 702.1367 | -0.0027946 | 867.7801 | 0.20441 | 868.3918 | 0.15306 | 702.1367 | 0.01991 | 702.4244 | 0.036487
| 579.849 | 0.00115 | 702.3707 | -6.99e-05 | 579.849 | 0.00079764 | 702.3707 | -0.0009145 | 694.5373 | -0.00039146 | 702.3707 | -0.0005724 | 702.6582 | 0 | 697.17 | -0.0017707 | 702.6582 | 0 | 702.6582 | 0 | 702.6581 | 0 | 697.17 | -0.00067186 | 702.6582 | 0 | 582.1906 | 4.6843e-08 | 702.6582 | 0 | 702.6581 | 7.1594e-05 | 702.3707 | 0.00425 | 868.5591 | 0.00273 | 702.3707 | -0.0012834 | 867.9477 | 0.19448 | 868.5591 | 0.15523 | 702.3707 | 0.01909 | 702.6581 | 0.035989
| 579.9664 | 8.9983e-05 | 702.6047 | 0.00014122 | 579.9664 | 0 | 702.6047 | 0.00059169 | 694.769 | 0.00026795 | 702.6047 | 0.0003713 | 702.8919 | 0.00072083 | 697.4 | -0.0015346 | 702.8919 | 0.00044912 | 702.8919 | 0.0011878 | 702.8919 | 0.00058349 | 697.4 | 0.0031642 | 702.8919 | 0.00033162 | 582.3095 | 4.6843e-08 | 702.8919 | 0.00077916 | 702.8919 | 0.00077116 | 702.6047 | 0.00542 | 868.7263 | 0.00563 | 702.6047 | 0.00039421 | 868.1153 | 0.19013 | 868.7263 | 0.15665 | 702.6047 | 0.0194 | 702.8919 | 0.03614
| 580.0838 | 0.00057197 | 702.8388 | -0.0001934 | 580.0838 | 0.00154 | 702.8388 | -0.00053011 | 695.0007 | -0.00019821 | 702.8388 | -0.00070853 | 703.1257 | 0 | 697.63 | 0.0012985 | 703.1257 | 0 | 703.1257 | 0 | 703.1257 | 0 | 697.63 | -0.0013546 | 703.1257 | 0 | 582.4285 | 5.8554e-08 | 703.1257 | 0 | 703.1257 | 0 | 702.8388 | 0.00402 | 868.8936 | 0.00362 | 702.8388 | -0.0011766 | 868.2829 | 0.1838 | 868.8936 | 0.15814 | 702.8388 | 0.01834 | 703.1257 | 0.035266
| 580.2012 | 0 | 703.0728 | 7.6201e-05 | 580.2012 | 0 | 703.0728 | 0.00057527 | 695.2324 | 0.00023776 | 703.0728 | 0.00043913 | 703.3594 | 0.00068565 | 697.87 | -0.00032042 | 703.3594 | 0.00039976 | 703.3594 | 0.00054106 | 703.3594 | 0.0005043 | 697.87 | 1.0836e-05 | 703.3594 | 0.00068198 | 582.5474 | 2.3422e-08 | 703.3594 | 0.00039816 | 703.3594 | 0.00067436 | 703.0728 | 0.00498 | 869.0609 | 0.00408 | 703.0728 | 0.00068277 | 868.4505 | 0.18113 | 869.0609 | 0.15893 | 703.0728 | 0.02032 | 703.3594 | 0.035362
| 580.3186 | 0.00134 | 703.3069 | -0.00014937 | 580.3186 | 0.00168 | 703.3069 | -0.001736 | 695.4641 | -0.0002819 | 703.3069 | -0.00061738 | 703.5932 | 0 | 698.1 | -0.0018044 | 703.5932 | 0 | 703.5932 | 0 | 703.5932 | 0 | 698.1 | -0.00060684 | 703.5932 | 0 | 582.6663 | 1.8737e-07 | 703.5932 | 0 | 703.5932 | 0 | 703.3069 | 0.00399 | 869.2282 | 0.00357 | 703.3069 | -0.00016043 | 868.6181 | 0.17004 | 869.2282 | 0.16048 | 703.3069 | 0.01859 | 703.5932 | 0.03495
| 580.436 | 0 | 703.541 | 0.00013335 | 580.436 | 0 | 703.541 | 0.00066711 | 695.6957 | 0.00040956 | 703.541 | 0.00051942 | 703.827 | 0.00063991 | 698.34 | -0.00015177 | 703.827 | 0.0006945 | 703.827 | 0.00068771 | 703.827 | 0.00050592 | 698.34 | 0.0015712 | 703.827 | 0.00049347 | 582.7853 | 1.6395e-07 | 703.827 | 0.00098002 | 703.827 | 0.00062208 | 703.541 | 0.00471 | 869.3955 | 0.00432 | 703.541 | -0.00051181 | 868.7857 | 0.17197 | 869.3955 | 0.16138 | 703.541 | 0.0199 | 703.827 | 0.035105
| 580.5534 | 0.00037433 | 703.7751 | -6.6221e-05 | 580.5534 | 0.00186 | 703.7751 | -0.0007159 | 695.9275 | -0.00031991 | 703.7751 | -0.00069556 | 704.0608 | 0 | 698.57 | -0.0014672 | 704.0608 | 0 | 704.0608 | 0 | 704.0607 | 0 | 698.57 | -0.00037928 | 704.0608 | 0 | 582.9042 | 1.6395e-07 | 704.0608 | 0 | 704.0607 | 0 | 703.7751 | 0.0032 | 869.5627 | 0.00364 | 703.7751 | -0.0028543 | 868.9533 | 0.16435 | 869.5627 | 0.16259 | 703.7751 | 0.01831 | 704.0607 | 0.034199
| 580.6708 | 0 | 704.0092 | 8.3172e-06 | 580.6708 | 0 | 704.0092 | -0.00028952 | 696.1592 | -7.7113e-06 | 704.0092 | 0.00052025 | 704.2946 | 0.00057171 | 698.8 | 0.00025296 | 704.2946 | 0.00052438 | 704.2946 | 0.00035966 | 704.2946 | 0.00023356 | 698.8 | -0.0030125 | 704.2946 | 0.00014381 | 583.0232 | 0 | 704.2946 | 0.00053517 | 704.2946 | 0.00061784 | 704.0091 | 0.00463 | 869.73 | 0.00545 | 704.0092 | 0.002286 | 869.1209 | 0.15933 | 869.73 | 0.16301 | 704.0091 | 0.01939 | 704.2946 | 0.034334
| 580.7882 | 0.00194 | 704.2433 | -0.00010944 | 580.7882 | 0.00109 | 704.2433 | -0.001181 | 696.3909 | -0.00032288 | 704.2433 | -0.00079429 | 704.5284 | 0 | 699.04 | 5.0592e-05 | 704.5284 | 0 | 704.5284 | 0 | 704.5284 | 0 | 699.04 | -0.00086692 | 704.5284 | 0 | 583.1421 | 1.4053e-07 | 704.5284 | 0 | 704.5284 | 0 | 704.2433 | 0.00323 | 869.8973 | 0.00306 | 704.2433 | -0.00083591 | 869.2885 | 0.15307 | 869.8973 | 0.16461 | 704.2433 | 0.01859 | 704.5284 | 0.033645
| 580.9056 | 0 | 704.4774 | -8.1528e-05 | 580.9056 | 0 | 704.4774 | 0.00015288 | 696.6227 | 0.00028755 | 704.4774 | 0.00038908 | 704.7622 | 0.00070124 | 699.27 | 0.00045532 | 704.7622 | 0.0005572 | 704.7622 | 0.00036044 | 704.7622 | 0.00029702 | 699.27 | -2.1673e-05 | 704.7622 | 0.00024433 | 583.261 | 1.4053e-07 | 704.7622 | 0.00061367 | 704.7622 | 0.000446 | 704.4774 | 0.00433 | 870.0646 | 0.00438 | 704.4774 | 7.7147e-05 | 869.4561 | 0.14671 | 870.0646 | 0.16604 | 704.4774 | 0.01934 | 704.7622 | 0.033863
| 581.0231 | 0.00122 | 704.7115 | 4.1441e-06 | 581.0231 | 0.0016 | 704.7115 | -0.0011022 | 696.8544 | -0.00023201 | 704.7115 | -0.0006669 | 704.996 | 0 | 699.51 | 0.001231 | 704.996 | 0 | 704.996 | 0 | 704.996 | 0 | 699.51 | 0.0014088 | 704.996 | 0 | 583.38 | 3.0448e-07 | 704.996 | 0 | 704.996 | 0 | 704.7115 | 0.00332 | 870.2319 | 0.00327 | 704.7115 | -0.0014868 | 869.6237 | 0.13989 | 870.2319 | 0.16771 | 704.7115 | 0.01812 | 704.996 | 0.03324
| 581.1405 | 0 | 704.9456 | 7.5055e-05 | 581.1405 | 0 | 704.9456 | 9.6233e-05 | 697.0862 | 0.00019654 | 704.9456 | 0.00043136 | 705.2299 | 0.00013149 | 699.74 | 0.0015008 | 705.2299 | 0.00038387 | 705.2299 | 0.0007603 | 705.2299 | 0.00050892 | 699.74 | 0.0019614 | 705.2299 | 0.00024046 | 583.499 | 1.6395e-07 | 705.2299 | 0.00077593 | 705.2299 | 0.00072438 | 704.9456 | 0.00399 | 870.3992 | 0.00403 | 704.9456 | 0.00068343 | 869.7913 | 0.14103 | 870.3992 | 0.16805 | 704.9456 | 0.01909 | 705.2299 | 0.033524
| 581.2579 | 0.00023058 | 705.1798 | -0.0002529 | 581.2579 | 0.00154 | 705.1798 | -0.0017466 | 697.3179 | -0.00030782 | 705.1798 | -0.00067187 | 705.4637 | 0 | 699.97 | 0.0013322 | 705.4637 | 0 | 705.4637 | 0 | 705.4637 | 0 | 699.97 | -0.00086692 | 705.4637 | 0 | 583.6179 | 2.1079e-07 | 705.4637 | 0 | 705.4637 | 0 | 705.1798 | 0.00313 | 870.5665 | 0.00295 | 705.1798 | 0.0007422 | 869.959 | 0.13013 | 870.5665 | 0.16839 | 705.1798 | 0.01795 | 705.4637 | 0.032907
| 581.3754 | 0 | 705.4139 | 0.00010136 | 581.3754 | 0 | 705.4139 | -0.00033618 | 697.5497 | 0.0002273 | 705.4139 | 0.00047959 | 705.6976 | 0.000477 | 700.21 | 0.0027488 | 705.6976 | 0.00031711 | 705.6976 | 0.00074357 | 705.6976 | 0.00035445 | 700.21 | 0.00079106 | 705.6976 | 0.00035458 | 583.7369 | 4.6843e-08 | 705.6976 | 0.00087778 | 705.6976 | 0.00053875 | 705.4139 | 0.00397 | 870.7338 | 0.00506 | 705.4139 | 0.00071774 | 870.1266 | 0.12689 | 870.7338 | 0.16847 | 705.4139 | 0.01861 | 705.6976 | 0.033175
| 581.4928 | 0.00127 | 705.6481 | -9.4995e-05 | 581.4928 | 0.00090168 | 705.6481 | -0.0012455 | 697.7815 | -0.00019918 | 705.6481 | -0.00056492 | 705.9314 | 0 | 700.44 | 0.00032042 | 705.9314 | 0 | 705.9314 | 0 | 705.9315 | 0 | 700.44 | -0.0010945 | 705.9314 | 0 | 583.8559 | 1.4053e-07 | 705.9314 | 0 | 705.9315 | 0 | 705.6481 | 0.00316 | 870.9011 | 0.00336 | 705.6481 | -0.0011414 | 870.2942 | 0.12339 | 870.9011 | 0.16916 | 705.6481 | 0.01826 | 705.9315 | 0.032403
| 581.6103 | 0 | 705.8822 | -8.6362e-06 | 581.6103 | 0 | 705.8822 | 0.00016722 | 698.0133 | 0.00013863 | 705.8822 | 0.00043302 | 706.1653 | 0.00025668 | 700.68 | -0.00032042 | 706.1653 | 0.00050946 | 706.1653 | 0.00037752 | 706.1653 | 0.00034697 | 700.68 | 0.0016688 | 706.1653 | 0.0002818 | 583.9748 | 1.054e-07 | 706.1653 | 0.0010212 | 706.1653 | 0.00055264 | 705.8822 | 0.00355 | 871.0684 | 0.00536 | 705.8822 | 0.00012224 | 870.4619 | 0.12269 | 871.0684 | 0.16994 | 705.8822 | 0.01834 | 706.1653 | 0.03252
| 581.7278 | 0.00116 | 706.1164 | -0.00023001 | 581.7278 | 0.00121 | 706.1164 | -0.0010034 | 698.2451 | -0.00025521 | 706.1164 | -0.00068344 | 706.3992 | 0 | 700.91 | -0.0010624 | 706.3992 | 0 | 706.3992 | 0 | 706.3992 | 0 | 700.91 | 0.00010836 | 706.3992 | 0 | 584.0938 | 1.4053e-07 | 706.3992 | 0 | 706.3992 | 0 | 706.1164 | 0.00256 | 871.2358 | 0.00452 | 706.1164 | -0.00065604 | 870.6295 | 0.11559 | 871.2358 | 0.17103 | 706.1164 | 0.01764 | 706.3992 | 0.032044
| 581.8453 | 0 | 706.3506 | 2.49e-05 | 581.8453 | 0 | 706.3506 | 0.00062752 | 698.4769 | 3.8788e-05 | 706.3506 | 0.00027171 | 706.6331 | 0.00028871 | 701.14 | 0.0017707 | 706.6331 | 0.00020575 | 706.6331 | 0.00067657 | 706.6331 | 0.00036633 | 701.14 | 0.0016038 | 706.6331 | 0.00014894 | 584.2128 | 4.6843e-08 | 706.6331 | 0.00076795 | 706.6331 | 0.00042049 | 706.3506 | 0.00329 | 871.4031 | 0.00468 | 706.3506 | -0.00042398 | 870.7971 | 0.11117 | 871.4031 | 0.17219 | 706.3506 | 0.01941 | 706.6331 | 0.032013
| 581.9628 | 0.00087741 | 706.5848 | -4.1409e-05 | 581.9628 | 0.00055488 | 706.5848 | -0.00083393 | 698.7087 | -0.00019895 | 706.5848 | -0.00072117 | 706.867 | 0 | 701.38 | -0.00052277 | 706.867 | 0 | 706.867 | 0 | 706.867 | 0 | 701.38 | 0.00069354 | 706.867 | 0 | 584.3317 | 3.7475e-07 | 706.867 | 0 | 706.867 | 0 | 706.5848 | 0.00223 | 871.5704 | 0.00399 | 706.5848 | -0.0015295 | 870.9648 | 0.10473 | 871.5704 | 0.17344 | 706.5848 | 0.01695 | 706.867 | 0.031596
| 582.0802 | 0 | 706.819 | 0.00016634 | 582.0802 | 0 | 706.819 | 0.00047995 | 698.9406 | 7.3264e-05 | 706.819 | 0.0003349 | 707.1009 | 0.00064895 | 701.61 | -8.4319e-05 | 707.1009 | 0.00062011 | 707.1009 | 0.00060846 | 707.101 | 0.00055336 | 701.61 | 0.00014088 | 707.1009 | 0.00092919 | 584.4507 | 3.279e-07 | 707.1009 | 0.00071275 | 707.101 | 0.0005591 | 706.819 | 0.00336 | 871.7377 | 0.00406 | 706.819 | 0.0015909 | 871.1324 | 0.10555 | 871.7377 | 0.17467 | 706.819 | 0.01789 | 707.101 | 0.031708
| 582.1977 | 0 | 707.0532 | -6.5756e-05 | 582.1977 | 0.00208 | 707.0532 | -0.0012636 | 699.1724 | -0.00024475 | 707.0532 | -0.00071019 | 707.3349 | 0 | 701.85 | -0.0014334 | 707.3349 | 0 | 707.3349 | 0 | 707.3348 | 0 | 701.85 | -0.00080189 | 707.3349 | 0 | 584.5697 | 5.7383e-07 | 707.3349 | 0 | 707.3348 | 0 | 707.0533 | 0.00242 | 871.905 | 0.00392 | 707.0532 | -0.0011552 | 871.3001 | 0.09903 | 871.905 | 0.17627 | 707.0533 | 0.01667 | 707.3348 | 0.031244
| 582.3152 | 0 | 707.2875 | -4.0175e-05 | 582.3152 | 0 | 707.2875 | 0.00043593 | 699.4043 | 0.00018835 | 707.2875 | 0.00035716 | 707.5688 | 0.00070245 | 702.08 | -0.00011805 | 707.5688 | 0.00056207 | 707.5688 | 0.00016566 | 707.5688 | 0.00028271 | 702.08 | 0.002384 | 707.5688 | 0.00017613 | 584.6887 | 2.4593e-07 | 707.5688 | 0.00016122 | 707.5688 | 0.00077376 | 707.2875 | 0.00352 | 872.0724 | 0.00538 | 707.2875 | 7.419e-05 | 871.4677 | 0.10055 | 872.0724 | 0.17766 | 707.2875 | 0.0184 | 707.5688 | 0.031237
| 582.4328 | 0.00037433 | 707.5217 | -0.00014131 | 582.4328 | 0.00086701 | 707.5217 | -0.00043694 | 699.6362 | -0.00018026 | 707.5217 | -0.00064852 | 707.8028 | 0 | 702.32 | 0.00042159 | 707.8027 | 0 | 707.8028 | 0 | 707.8027 | 0 | 702.32 | -0.0010945 | 707.8028 | 0 | 584.8077 | 1.0891e-06 | 707.8028 | 0 | 707.8027 | 0 | 707.5217 | 0.00196 | 872.2397 | 0.00399 | 707.5217 | 1.1785e-05 | 871.6354 | 0.08985 | 872.2397 | 0.17899 | 707.5217 | 0.0142 | 707.8027 | 0.030607
| 582.5503 | 0 | 707.756 | -5.7859e-05 | 582.5503 | 0 | 707.756 | 0.00013329 | 699.868 | 6.5468e-05 | 707.756 | 0.00040939 | 708.0367 | 0.00041009 | 702.55 | 0.00021923 | 708.0367 | 0.00069005 | 708.0367 | 0.00079076 | 708.0367 | 0.00023405 | 702.55 | 0.00027091 | 708.0367 | 0.00037576 | 584.9266 | 8.4318e-07 | 708.0367 | 0.000716 | 708.0367 | 0.00049145 | 707.756 | 0.00287 | 872.407 | 0.00599 | 707.756 | -0.00011155 | 871.803 | 0.09115 | 872.407 | 0.17965 | 707.756 | 0.01964 | 708.0367 | 0.030758
| 582.6678 | 0.00091335 | 707.9902 | -0.00031783 | 582.6678 | 0.00062425 | 707.9902 | -0.0011658 | 700.0999 | -0.00027085 | 707.9902 | -0.00082362 | 708.2707 | 0 | 702.78 | -0.0010624 | 708.2707 | 0 | 708.2707 | 0 | 708.2707 | 0 | 702.78 | -0.001257 | 708.2707 | 0 | 585.0456 | 4.169e-06 | 708.2707 | 0 | 708.2707 | 0 | 707.9902 | 0.00171 | 872.5744 | 0.00287 | 707.9902 | -0.0022427 | 871.9707 | 0.08273 | 872.5744 | 0.1806 | 707.9902 | 0.01647 | 708.2707 | 0.030293
| 582.7853 | 0 | 708.2245 | 0.00013712 | 582.7853 | 0 | 708.2245 | -0.00025692 | 700.3318 | 2.1496e-05 | 708.2245 | 0.00034185 | 708.5047 | 0.00043334 | 703.02 | -0.0010624 | 708.5047 | 0.00047047 | 708.5047 | 0.00087559 | 708.5046 | 0.00050005 | 703.02 | -0.001062 | 708.5047 | 0.000358 | 585.1646 | 3.3259e-06 | 708.5047 | 0.00084874 | 708.5046 | 0.00072816 | 708.2245 | 0.00327 | 872.7417 | 0.00457 | 708.2245 | -0.00080478 | 872.1384 | 0.08479 | 872.7417 | 0.18168 | 708.2245 | 0.01796 | 708.5046 | 0.030411
| 582.9028 | 0.00019465 | 708.4588 | 1.7982e-05 | 582.9028 | 0.00168 | 708.4588 | -0.0013848 | 700.5637 | -0.00040017 | 708.4588 | -0.00068242 | 708.7386 | 0 | 703.25 | -0.00065769 | 708.7387 | 0 | 708.7386 | 0 | 708.7386 | 0 | 703.25 | -0.0016147 | 708.7386 | 0 | 585.2836 | 2.6747e-05 | 708.7386 | 0 | 708.7387 | 0 | 708.4588 | 0.00183 | 872.909 | 0.00317 | 708.4588 | -0.00182 | 872.3061 | 0.07919 | 872.909 | 0.18282 | 708.4588 | 0.01648 | 708.7386 | 0.029795
| 583.0204 | 0 | 708.693 | 0.00026792 | 583.0204 | 0 | 708.693 | 0.00012143 | 700.7956 | 0.00028333 | 708.693 | 0.00058118 | 708.9726 | 0.00075856 | 703.49 | 0.0010624 | 708.9726 | 0.00053028 | 708.9726 | 0.00076732 | 708.9727 | 0.00065176 | 703.49 | -0.00024923 | 708.9726 | 0.00077295 | 585.4026 | 2.3422e-05 | 708.9726 | 0.0008637 | 708.9727 | 0.00051926 | 708.693 | 0.00324 | 873.0764 | 0.00494 | 708.693 | 0.00040467 | 872.4737 | 0.07843 | 873.0764 | 0.18369 | 708.693 | 0.01712 | 708.9727 | 0.029925
| 583.1379 | 0.00096726 | 708.9273 | -0.00027261 | 583.1379 | 0.00199 | 708.9273 | -0.0011939 | 701.0275 | -0.00021732 | 708.9273 | -0.00080476 | 709.2067 | 0 | 703.72 | -0.00035414 | 709.2066 | 0 | 709.2067 | 0 | 709.2067 | 0 | 703.72 | -0.0019397 | 709.2067 | 0 | 585.5216 | 3.9992e-05 | 709.2067 | 0 | 709.2067 | 0 | 708.9273 | 0.00126 | 873.2437 | 0.00343 | 708.9273 | -0.0016186 | 872.6414 | 0.07247 | 873.2437 | 0.18472 | 708.9273 | 0.01605 | 709.2067 | 0.029426
| 583.2555 | 0 | 709.1616 | -0.0001184 | 583.2555 | 0 | 709.1616 | -0.00011247 | 701.2595 | 1.9789e-05 | 709.1616 | 0.00032284 | 709.4407 | 0 | 703.96 | -0.00099496 | 709.4407 | 0.00044366 | 709.4407 | 0.00036968 | 709.4407 | 0.00028394 | 703.96 | 0.00098612 | 709.4407 | 7.8596e-06 | 585.6406 | 1.6571e-05 | 709.4407 | 0.00028277 | 709.4407 | 0.00036116 | 709.1617 | 0.00253 | 873.4111 | 0.00448 | 709.1616 | 0.00065437 | 872.8091 | 0.07333 | 873.4111 | 0.18554 | 709.1617 | 0.01745 | 709.4407 | 0.029574
| 583.3731 | 0.00149 | 709.396 | -0.00016569 | 583.3731 | 0.00064159 | 709.396 | -0.0011849 | 701.4914 | -0.00034713 | 709.396 | -0.00072337 | 709.6747 | 0 | 704.19 | -0.0010961 | 709.6747 | 0 | 709.6747 | 0 | 709.6747 | 0 | 704.19 | -0.00057433 | 709.6747 | 0 | 585.7596 | 0.00014651 | 709.6747 | 0 | 709.6747 | 0 | 709.396 | 0.00179 | 873.5784 | 0.00299 | 709.396 | -0.00075767 | 872.9768 | 0.06813 | 873.5784 | 0.18692 | 709.396 | 0.01581 | 709.6747 | 0.028887
| 583.4906 | 0 | 709.6303 | 3.6673e-05 | 583.4906 | 0 | 709.6303 | -8.5826e-05 | 701.7233 | 0.00024518 | 709.6303 | 0.00043397 | 709.9087 | 0.00060555 | 704.42 | 0.00052277 | 709.9087 | 0.00083738 | 709.9087 | 0.00070711 | 709.9088 | 0.0002195 | 704.42 | 0.00088859 | 709.9087 | 0.00024725 | 585.8786 | 0.00013042 | 709.9087 | 0.00051737 | 709.9088 | 0.00041586 | 709.6303 | 0.00257 | 873.7458 | 0.00429 | 709.6303 | 0.0018247 | 873.1445 | 0.06191 | 873.7458 | 0.18785 | 709.6303 | 0.01667 | 709.9088 | 0.029138
| 583.6082 | 0.00084148 | 709.8646 | -5.6791e-05 | 583.6082 | 0.00109 | 709.8646 | -0.00039341 | 701.9553 | -0.00015402 | 709.8646 | -0.00065742 | 710.1428 | 0 | 704.66 | 0.0020742 | 710.1428 | 0 | 710.1428 | 0 | 710.1428 | 0 | 704.66 | 0.0013763 | 710.1428 | 0 | 585.9977 | 0.00045595 | 710.1428 | 0 | 710.1428 | 0 | 709.8646 | 0.00172 | 873.9131 | 0.00366 | 709.8646 | -0.00049849 | 873.3121 | 0.06473 | 873.9131 | 0.18974 | 709.8646 | 0.01608 | 710.1428 | 0.028711
| 583.7258 | 0 | 710.099 | -1.6117e-05 | 583.7258 | 0 | 710.099 | 0.00065272 | 702.1873 | 0.00023255 | 710.099 | 0.00039552 | 710.3768 | 0.00032342 | 704.89 | 0.0011973 | 710.3768 | 0.00040109 | 710.3768 | 0.0006069 | 710.3768 | 0.0003357 | 704.89 | 4.3346e-05 | 710.3768 | 0.00011062 | 586.1167 | 0.00045541 | 710.3768 | 0.00069221 | 710.3768 | 0.00057978 | 710.099 | 0.00237 | 874.0805 | 0.00563 | 710.099 | 0.00049935 | 873.4799 | 0.05967 | 874.0805 | 0.19099 | 710.099 | 0.01633 | 710.3768 | 0.029065
| 583.8434 | 0.00010482 | 710.3333 | -7.0721e-06 | 583.8434 | 0.00095371 | 710.3333 | -0.00144 | 702.4193 | -0.0001307 | 710.3333 | -0.00064185 | 710.6109 | 0 | 705.13 | -0.0011636 | 710.6109 | 0 | 710.6109 | 0 | 710.6109 | 0 | 705.13 | -8.6692e-05 | 710.6109 | 0 | 586.2357 | 0.00111 | 710.6109 | 0 | 710.6109 | 0 | 710.3333 | 0.0016 | 874.2479 | 0.00338 | 710.3333 | -0.00097719 | 873.6476 | 0.05043 | 874.2479 | 0.19252 | 710.3333 | 0.01469 | 710.6109 | 0.028271
| 583.961 | 0 | 710.5677 | 0.00022372 | 583.961 | 0 | 710.5677 | 0.00015768 | 702.6512 | 2.796e-05 | 710.5677 | 0.00061984 | 710.845 | 0.00039779 | 705.36 | -0.00025296 | 710.845 | 0.00032546 | 710.845 | 0.000433 | 710.845 | 0.0003104 | 705.36 | -0.00021673 | 710.845 | 0.00052866 | 586.3547 | 0.00085516 | 710.845 | 0.00092283 | 710.845 | 0.00051342 | 710.5677 | 0.00247 | 874.4152 | 0.00526 | 710.5677 | -0.00057999 | 873.8152 | 0.05521 | 874.4152 | 0.1931 | 710.5677 | 0.01619 | 710.845 | 0.028463
| 584.0786 | 0.00115 | 710.802 | -0.0009479 | 584.0786 | 0.00125 | 710.802 | -0.00083608 | 702.8832 | -4.0956e-05 | 710.802 | -0.00070352 | 711.0791 | 0 | 705.6 | -0.0014672 | 711.0791 | 0 | 711.0791 | 0 | 711.0791 | 0 | 705.6 | -0.0012245 | 711.0791 | 0 | 586.4737 | 0.00155 | 711.0791 | 0 | 711.0791 | 0 | 710.8021 | 0.00109 | 874.5826 | 0.00309 | 710.802 | -0.0015369 | 873.9829 | 0.04877 | 874.5826 | 0.19426 | 710.8021 | 0.01459 | 711.0791 | 0.027839
| 584.1962 | 0 | 711.0364 | 0.00057579 | 584.1962 | 0 | 711.0364 | 6.4877e-05 | 703.1152 | 0.00027014 | 711.0364 | 0.00038717 | 711.3132 | 0.00077998 | 705.83 | -0.00038786 | 711.3132 | 0.00046718 | 711.3132 | 0.00050833 | 711.3132 | 0.00041752 | 705.83 | -0.00060684 | 711.3132 | 0.00017702 | 586.5928 | 0.00128 | 711.3132 | 0.00052797 | 711.3132 | 0.00054029 | 711.0364 | 0.00242 | 874.75 | 0.00527 | 711.0364 | 0.00080497 | 874.1507 | 0.05205 | 874.75 | 0.19454 | 711.0364 | 0.01564 | 711.3132 | 0.02799
| 584.3138 | 0.0014 | 711.2708 | -0.00055375 | 584.3138 | 0.00031212 | 711.2708 | -0.0010367 | 703.3472 | -0.00016466 | 711.2708 | -0.00069139 | 711.5473 | 0 | 706.06 | 0.00028669 | 711.5473 | 0 | 711.5473 | 0 | 711.5473 | 0 | 706.06 | -0.0020047 | 711.5473 | 0 | 586.7118 | 0.00216 | 711.5473 | 0 | 711.5473 | 0 | 711.2708 | 0.00142 | 874.9173 | 0.00376 | 711.2708 | 0.00019056 | 874.3184 | 0.05361 | 874.9173 | 0.19533 | 711.2708 | 0.01459 | 711.5473 | 0.027463
| 584.4314 | 0 | 711.5052 | -0.00033726 | 584.4314 | 0 | 711.5052 | 4.4872e-06 | 703.5793 | 0.00010928 | 711.5052 | 0.0004654 | 711.7814 | 0.00058816 | 706.3 | 0.0025801 | 711.7814 | 0.00055566 | 711.7814 | 0.00012918 | 711.7814 | 0.00015709 | 706.3 | 0.00066102 | 711.7814 | 0.00052791 | 586.8308 | 0.00249 | 711.7814 | 0.00048703 | 711.7814 | 0.00034411 | 711.5052 | 0.00213 | 875.0847 | 0.00401 | 711.5052 | 0.0001434 | 874.4861 | 0.05351 | 875.0847 | 0.19547 | 711.5052 | 0.01529 | 711.7814 | 0.027788
| 584.549 | 0.00066181 | 711.7396 | 0.00031238 | 584.549 | 0.00109 | 711.7396 | -0.00066359 | 703.8113 | -0.00014918 | 711.7396 | -0.00063875 | 712.0155 | 0 | 706.53 | -0.0010287 | 712.0155 | 9.1588e-07 | 712.0155 | 0 | 712.0155 | 0 | 706.53 | -0.00067186 | 712.0155 | 0 | 586.9498 | 0.00319 | 712.0155 | 0 | 712.0155 | 0 | 711.7396 | 0.00119 | 875.2521 | 0.00424 | 711.7396 | 0.0013863 | 874.6538 | 0.05151 | 875.2521 | 0.19672 | 711.7396 | 0.01433 | 712.0155 | 0.027224
| 584.6667 | 0 | 711.9741 | -0.0001592 | 584.6667 | 0 | 711.9741 | 0.00036601 | 704.0433 | 0.00024924 | 711.9741 | 0.00031141 | 712.2497 | 0.00034211 | 706.77 | -0.0014334 | 712.2497 | 0.00042451 | 712.2497 | 0.00034742 | 712.2496 | 7.06e-05 | 706.77 | -0.00073687 | 712.2497 | 0.00043233 | 587.0689 | 0.00297 | 712.2497 | 0.00048968 | 712.2496 | 0.00048026 | 711.9741 | 0.00231 | 875.4195 | 0.00483 | 711.9741 | -0.00039718 | 874.8215 | 0.04715 | 875.4195 | 0.19779 | 711.9741 | 0.01557 | 712.2496 | 0.027412
| 584.7843 | 0.00037433 | 712.2085 | 9.6385e-05 | 584.7843 | 0.00144 | 712.2085 | -0.00059165 | 704.2754 | -0.00016242 | 712.2085 | -0.00072382 | 712.4838 | 0 | 707 | 0.00052277 | 712.4838 | 0 | 712.4838 | 0 | 712.4838 | 0 | 707 | -0.00054182 | 712.4838 | 0 | 587.1879 | 0.00305 | 712.4838 | 0 | 712.4838 | 0 | 712.2085 | 0.00197 | 875.5869 | 0.00306 | 712.2085 | -0.00060294 | 874.9893 | 0.04089 | 875.5869 | 0.19921 | 712.2085 | 0.01427 | 712.4838 | 0.026696
| 584.902 | 0 | 712.4429 | 0.00062742 | 584.902 | 0 | 712.4429 | 4.0699e-06 | 704.5074 | 0.00023065 | 712.4429 | 0.0004312 | 712.718 | 0.00045416 | 707.24 | 5.0592e-05 | 712.718 | 0.00050597 | 712.718 | 0.00038085 | 712.718 | 0.00034481 | 707.24 | 0.0002384 | 712.718 | 4.2421e-05 | 587.307 | 0.00291 | 712.718 | 0.00075924 | 712.718 | 0.00059736 | 712.4429 | 0.00199 | 875.7542 | 0.0045 | 712.4429 | 0.00040107 | 875.157 | 0.03479 | 875.7542 | 0.19991 | 712.4429 | 0.01595 | 712.718 | 0.026905
| 585.0196 | 6.8875e-05 | 712.6774 | -0.00047957 | 585.0196 | 0 | 712.6774 | -0.00077499 | 704.7395 | -0.00017047 | 712.6774 | -0.00070023 | 712.9521 | 0 | 707.47 | -0.0018719 | 712.9521 | 0 | 712.9521 | 0 | 712.9521 | 0 | 707.47 | -0.0012895 | 712.9521 | 0 | 587.426 | 0.00369 | 712.9521 | 0 | 712.9521 | 0 | 712.6774 | 0.00106 | 875.9216 | 0.00441 | 712.6774 | 0.00060648 | 875.3247 | 0.02869 | 875.9216 | 0.20068 | 712.6774 | 0.01459 | 712.9521 | 0.026395
| 585.1373 | 0 | 712.9118 | 0.0001648 | 585.1373 | 0 | 712.9118 | -0.00026669 | 704.9716 | 0.00015571 | 712.9118 | 0.00050185 | 713.1863 | 0.00021452 | 707.7 | 0.0014672 | 713.1863 | 0.00059359 | 713.1863 | 0.00072009 | 713.1863 | 0.00043607 | 707.7 | 0.0023515 | 713.1863 | 0.00049234 | 587.5451 | 0.00352 | 713.1863 | 0.00081262 | 713.1863 | 0.00063769 | 712.9118 | 0.00204 | 876.089 | 0.00413 | 712.9118 | 0.00025328 | 875.4925 | 0.04089 | 876.089 | 0.20088 | 712.9118 | 0.01547 | 713.1863 | 0.026624
| 585.2549 | 1.4969e-05 | 713.1463 | -0.00020616 | 585.2549 | 0.00058956 | 713.1463 | -0.0010991 | 705.2037 | -0.00032864 | 713.1463 | -0.00067984 | 713.4205 | 0 | 707.94 | -0.0012985 | 713.4205 | 0 | 713.4205 | 0 | 713.4205 | 0 | 707.94 | -0.0021673 | 713.4205 | 0 | 587.6641 | 0.00428 | 713.4205 | 0 | 713.4205 | 0 | 713.1463 | 0.00114 | 876.2564 | 0.00345 | 713.1463 | -0.00076605 | 875.6602 | 0.02605 | 876.2564 | 0.20176 | 713.1463 | 0.01396 | 713.4205 | 0.026084
| 585.3726 | 0 | 713.3808 | -0.0011856 | 585.3726 | 0 | 713.3808 | 0.00031921 | 705.4358 | 0.00032325 | 713.3808 | 0.00047615 | 713.6547 | 0.0002393 | 708.17 | 0.00025296 | 713.6547 | 0.00024471 | 713.6547 | 0.000956 | 713.6547 | 0.00052092 | 708.17 | -0.0011595 | 713.6547 | 0.00064694 | 587.7832 | 0.00406 | 713.6547 | 0.00054063 | 713.6547 | 0.00044392 | 713.3808 | 0.00149 | 876.4238 | 0.00599 | 713.3808 | 0.0017762 | 875.8279 | 0.02687 | 876.4238 | 0.20265 | 713.3808 | 0.0142 | 713.6547 | 0.026145
| 585.4903 | 0.00039229 | 713.6153 | 0.00020133 | 585.4903 | 0.0014 | 713.6153 | -0.0010792 | 705.6678 | -0.00018354 | 713.6153 | -0.00056023 | 713.8889 | 0 | 708.41 | -0.0012985 | 713.8889 | 0 | 713.8889 | 0 | 713.8889 | 0 | 708.41 | -0.0024274 | 713.8889 | 0 | 587.9022 | 0.00483 | 713.8889 | 0 | 713.8889 | 0 | 713.6152 | 0.00106 | 876.5912 | 0.00334 | 713.6153 | 0.00040892 | 875.9957 | 0.02287 | 876.5912 | 0.20406 | 713.6152 | 0.01374 | 713.8889 | 0.025706
| 585.608 | 0 | 713.8497 | 0.00052527 | 585.608 | 0 | 713.8497 | 0.0007016 | 705.9 | 0.00021593 | 713.8497 | 0.00041646 | 714.1231 | 0.00035839 | 708.64 | 0.00032042 | 714.1231 | 0.0005092 | 714.1231 | 0.00064015 | 714.1231 | 0.00036659 | 708.64 | -0.00050931 | 714.1231 | 0.00046162 | 588.0213 | 0.00465 | 714.1231 | 0.00079612 | 714.1231 | 0.00058728 | 713.8497 | 0.00183 | 876.7586 | 0.00483 | 713.8497 | 0.00043001 | 876.1634 | 0.02835 | 876.7586 | 0.20553 | 713.8497 | 0.01542 | 714.1231 | 0.02623
| 585.7257 | 0 | 714.0843 | -0.0007574 | 585.7257 | 0.00060691 | 714.0843 | -0.0012298 | 706.1321 | -0.00028982 | 714.0843 | -0.00058964 | 714.3573 | 0 | 708.88 | -1.6864e-05 | 714.3573 | 0 | 714.3573 | 0 | 714.3574 | 0 | 708.88 | 0.0009211 | 714.3573 | 0 | 588.1403 | 0.00549 | 714.3573 | 0 | 714.3574 | 0 | 714.0842 | 0.00104 | 876.926 | 0.00371 | 714.0843 | -0.00010888 | 876.3312 | 0.02905 | 876.926 | 0.2072 | 714.0842 | 0.01099 | 714.3574 | 0.025271
| 585.8434 | 0 | 714.3188 | 6.487e-05 | 585.8434 | 0 | 714.3188 | 0.00030924 | 706.3643 | 0.00026245 | 714.3188 | 0.00029685 | 714.5916 | 0.00028805 | 709.11 | -0.0010287 | 714.5916 | 0.00077774 | 714.5916 | 0.00054143 | 714.5916 | 0.00031175 | 709.11 | -0.0011595 | 714.5916 | 0.0005946 | 588.2594 | 0.00534 | 714.5916 | 0.00048135 | 714.5915 | 0.00049561 | 714.3188 | 0.00157 | 877.0934 | 0.00524 | 714.3188 | 0.00030658 | 876.4989 | 0.03025 | 877.0934 | 0.2085 | 714.3188 | 0.01687 | 714.5916 | 0.025493
| 585.9611 | 0.00041025 | 714.5533 | -0.0014035 | 585.9611 | 0.00128 | 714.5533 | -0.00078973 | 706.5964 | -0.00021636 | 714.5533 | -0.00067129 | 714.8258 | 0 | 709.35 | -0.00072515 | 714.8258 | 0 | 714.8258 | 0 | 714.8258 | 0 | 709.35 | -0.0010295 | 714.8258 | 0 | 588.3785 | 0.00636 | 714.8258 | 0 | 714.8258 | 0 | 714.5533 | 0.0004927 | 877.2608 | 0.00424 | 714.5533 | -0.0013274 | 876.6667 | 0.02787 | 877.2608 | 0.20949 | 714.5533 | 0.01376 | 714.8258 | 0.025103
| 586.0788 | 0 | 714.7878 | -0.00036898 | 586.0788 | 0 | 714.7878 | 5.6429e-05 | 706.8286 | 0.00032595 | 714.7878 | 0.00039402 | 715.0601 | 0.00042064 | 709.58 | 0.0022092 | 715.0601 | 0.00040649 | 715.0601 | 0.00061079 | 715.0601 | 0.00032564 | 709.58 | -0.0010945 | 715.0601 | 0.00047589 | 588.4975 | 0.0061 | 715.0601 | 0.00078716 | 715.0601 | 0.00055403 | 714.7878 | 0.00195 | 877.4282 | 0.00643 | 714.7878 | -0.00021466 | 876.8345 | 0.02389 | 877.4282 | 0.21001 | 714.7878 | 0.01522 | 715.0601 | 0.025423
| 586.1965 | 0.00046416 | 715.0224 | -0.00085908 | 586.1965 | 0.00158 | 715.0224 | -0.00098918 | 707.0607 | -4.9854e-05 | 715.0224 | -0.00066691 | 715.2943 | 0 | 709.81 | -0.0018044 | 715.2943 | 0 | 715.2943 | 0 | 715.2943 | 0 | 709.81 | -0.00018422 | 715.2943 | 0 | 588.6166 | 0.00701 | 715.2943 | 0 | 715.2943 | 0 | 715.0224 | 0.00063818 | 877.5956 | 0.00322 | 715.0224 | 0.00020564 | 877.0022 | 0.02953 | 877.5956 | 0.211 | 715.0224 | 0.01345 | 715.2943 | 0.024724
| 586.3142 | 0 | 715.2569 | 0.00025562 | 586.3142 | 0 | 715.2569 | 0.0011553 | 707.2928 | 0.00016552 | 715.2569 | 0.00030947 | 715.5286 | 0.00042305 | 710.05 | 0.00075887 | 715.5286 | 0.00056882 | 715.5286 | 0.00053263 | 715.5286 | 0.00024595 | 710.05 | 0.00027091 | 715.5286 | 0.00048963 | 588.7357 | 0.00676 | 715.5286 | 0.00076736 | 715.5286 | 0.00055725 | 715.2569 | 0.00167 | 877.7631 | 0.00392 | 715.2569 | -0.0002685 | 877.17 | 0.02297 | 877.7631 | 0.21205 | 715.2569 | 0.01475 | 715.5286 | 0.024703
| 586.432 | 0.00064383 | 715.4915 | 0.00012718 | 586.432 | 0.00111 | 715.4915 | -0.00079363 | 707.525 | -0.00024082 | 715.4915 | -0.00064256 | 715.7629 | 0 | 710.28 | -0.00052277 | 715.7629 | 0 | 715.7629 | 0 | 715.7629 | 0 | 710.28 | -2.1673e-05 | 715.7629 | 0 | 588.8547 | 0.00796 | 715.7629 | 0 | 715.7629 | 0 | 715.4915 | 0.00075064 | 877.9305 | 0.00378 | 715.4915 | -0.0017045 | 877.3378 | 0.02297 | 877.9305 | 0.21378 | 715.4915 | 0.01365 | 715.7629 | 0.02444
| 586.5497 | 0 | 715.726 | 0.00073701 | 586.5497 | 0 | 715.726 | 0.00053818 | 707.7573 | 0.00033781 | 715.726 | 0.00044786 | 715.9972 | 0.00062711 | 710.52 | 0.0001855 | 715.9972 | 0.00070606 | 715.9972 | 0.00079742 | 715.9972 | 0.00047611 | 710.52 | -0.001322 | 715.9972 | 0.00042426 | 588.9738 | 0.00785 | 715.9972 | 0.00064694 | 715.9972 | 0.00049927 | 715.726 | 0.0017 | 878.0979 | 0.00408 | 715.726 | 0.0010757 | 877.5055 | 0.02179 | 878.0979 | 0.21535 | 715.726 | 0.01504 | 715.9972 | 0.024653
| 586.6675 | 0.00093132 | 715.9606 | -0.00035952 | 586.6675 | 0.00173 | 715.9606 | -0.00057216 | 707.9894 | -0.00031448 | 715.9606 | -0.00044484 | 716.2315 | 0 | 710.75 | 0.00045532 | 716.2315 | 0 | 716.2315 | 0 | 716.2315 | 0 | 710.75 | 0.0017663 | 716.2315 | 0 | 589.0929 | 0.00882 | 716.2315 | 0 | 716.2315 | 0 | 715.9606 | 0.00035475 | 878.2653 | 0.00702 | 715.9606 | -0.00061463 | 877.6733 | 0.01829 | 878.2653 | 0.2167 | 715.9606 | 0.01372 | 716.2315 | 0.024017
| 586.7852 | 0 | 716.1952 | -0.00076082 | 586.7852 | 0 | 716.1952 | 1.7325e-05 | 708.2216 | 0.00023206 | 716.1952 | 0.00048155 | 716.4658 | 0.00062171 | 710.99 | -0.00011805 | 716.4658 | 0.00055165 | 716.4658 | 0.00077752 | 716.4658 | 0.00043879 | 710.99 | 0.0009211 | 716.4658 | 0.00021146 | 589.212 | 0.00854 | 716.4658 | 0.00051172 | 716.4658 | 0.00030979 | 716.1952 | 0.00156 | 878.4328 | 0.00295 | 716.1952 | 0.0018796 | 877.8411 | 0.01735 | 878.4328 | 0.21753 | 716.1952 | 0.01424 | 716.4658 | 0.024105
| 586.903 | 0.00032042 | 716.4298 | -0.00061889 | 586.903 | 0.00091902 | 716.4298 | -0.00067979 | 708.4539 | -0.00025317 | 716.4298 | -0.00076099 | 716.7001 | 0 | 711.22 | -0.0024789 | 716.7001 | 0 | 716.7001 | 0 | 716.7001 | 0 | 711.22 | -0.00024923 | 716.7001 | 0 | 589.3311 | 0.00964 | 716.7001 | 0 | 716.7001 | 0 | 716.4298 | 0.00065065 | 878.6002 | 0.00294 | 716.4298 | 0.00030167 | 878.0089 | 0.01431 | 878.6002 | 0.21865 | 716.4298 | 0.01374 | 716.7001 | 0.023762
| 587.0207 | 0 | 716.6644 | -0.00063471 | 587.0207 | 0 | 716.6644 | -9.1107e-06 | 708.6861 | 0.00014316 | 716.6644 | 0.00024818 | 716.9345 | 0.00044405 | 711.46 | 0.0024789 | 716.9345 | 0.00052602 | 716.9345 | 0.00037397 | 716.9344 | 0.00021224 | 711.46 | -0.00037928 | 716.9345 | 0.00021668 | 589.4502 | 0.0095 | 716.9345 | 0.0004294 | 716.9344 | 0.00039484 | 716.6644 | 0.00163 | 878.7676 | 0.00448 | 716.6644 | 0.0008796 | 878.1767 | 0.01475 | 878.7676 | 0.22004 | 716.6644 | 0.01466 | 716.9344 | 0.023994
| 587.1385 | 0.00106 | 716.899 | -4.9879e-05 | 587.1385 | 0.00153 | 716.899 | -0.0011105 | 708.9183 | -1.836e-05 | 716.899 | -0.00058301 | 717.1688 | 0 | 711.69 | -0.0018044 | 717.1688 | 0 | 717.1688 | 0 | 717.1688 | 0 | 711.69 | 0.0011162 | 717.1688 | 0 | 589.5693 | 0.01059 | 717.1688 | 0 | 717.1688 | 0 | 716.899 | 0.00056218 | 878.9351 | 0.00383 | 716.899 | 5.8536e-05 | 878.3445 | 0.01027 | 878.9351 | 0.22227 | 716.899 | 0.01334 | 717.1688 | 0.023234
| 587.2563 | 0 | 717.1337 | -0.0011234 | 587.2563 | 0 | 717.1337 | 0.00047611 | 709.1506 | 0.00017269 | 717.1337 | 0.00045329 | 717.4032 | 0.00033867 | 711.92 | 0.00048905 | 717.4032 | 0.00029874 | 717.4032 | 0.00013715 | 717.4031 | 9.6488e-05 | 711.92 | 0.0010186 | 717.4032 | 0.00017609 | 589.6884 | 0.01031 | 717.4032 | 0.00040691 | 717.4031 | 0.00053232 | 717.1337 | 0.0015 | 879.1025 | 0.00441 | 717.1337 | -0.00063089 | 878.5123 | 0.01073 | 879.1025 | 0.22374 | 717.1337 | 0.01388 | 717.4031 | 0.023588
| 587.3741 | 0.00089539 | 717.3683 | -0.00041126 | 587.3741 | 0.00038148 | 717.3683 | -0.00028781 | 709.3828 | -0.00025924 | 717.3683 | -0.0006758 | 717.6375 | 0 | 712.16 | -0.00086005 | 717.6375 | 0 | 717.6375 | 0 | 717.6375 | 0 | 712.16 | -0.00050931 | 717.6375 | 0 | 589.8075 | 0.01157 | 717.6375 | 0 | 717.6375 | 0 | 717.3683 | 6.9695e-05 | 879.2699 | 0.00309 | 717.3683 | 0.0015459 | 878.6801 | 0.01109 | 879.2699 | 0.22534 | 717.3683 | 0.01324 | 717.6375 | 0.02315
| 587.4918 | 0 | 717.603 | 8.3982e-05 | 587.4918 | 0 | 717.603 | -0.00020448 | 709.6151 | 0.00011767 | 717.603 | 0.00035206 | 717.8719 | 0.00019418 | 712.39 | 0.001231 | 717.8719 | 0.00069783 | 717.8719 | 0.0006626 | 717.8719 | 0.00011832 | 712.39 | -0.0023949 | 717.8719 | 0.0002692 | 589.9266 | 0.01136 | 717.8719 | 0.00069153 | 717.8719 | 0.00040957 | 717.6029 | 0.00139 | 879.4374 | 0.00515 | 717.603 | 0.0011711 | 878.8479 | 0.01123 | 879.4374 | 0.22559 | 717.6029 | 0.01329 | 717.8719 | 0.023315
| 587.6096 | 0.00064383 | 717.8376 | 1.6946e-05 | 587.6096 | 0.00036414 | 717.8376 | -0.00094749 | 709.8474 | -7.526e-05 | 717.8376 | -0.00070145 | 718.1063 | 0 | 712.63 | -0.0029849 | 718.1063 | 0 | 718.1063 | 0 | 718.1063 | 0 | 712.63 | 0.00040094 | 718.1063 | 0 | 590.0457 | 0.0124 | 718.1063 | 0 | 718.1063 | 0 | 717.8376 | 0.00050187 | 879.6048 | 0.00246 | 717.8376 | 0.0005027 | 879.0157 | 0.00547 | 879.6048 | 0.22651 | 717.8376 | 0.01222 | 718.1063 | 0.022718
| 587.7275 | 0 | 718.0723 | 0.00057701 | 587.7275 | 0 | 718.0723 | 0.00010255 | 710.0796 | 0.00022537 | 718.0723 | 0.00043153 | 718.3407 | 0.0003319 | 712.86 | -0.0030861 | 718.3407 | 0.00011181 | 718.3407 | 0.00055246 | 718.3407 | 0.00047659 | 712.86 | -0.001322 | 718.3407 | 0.00062704 | 590.1648 | 0.01176 | 718.3407 | 0.00080389 | 718.3407 | 0.00060003 | 718.0723 | 0.00151 | 879.7723 | 0.00441 | 718.0723 | -0.00022231 | 879.1835 | 0.00715 | 879.7723 | 0.22678 | 718.0723 | 0.0135 | 718.3407 | 0.023106
| 587.8453 | 1.4969e-05 | 718.3069 | -0.00088351 | 587.8453 | 0.00090168 | 718.3069 | -0.00058384 | 710.3119 | -0.0001508 | 718.3069 | -0.00067592 | 718.5751 | 0 | 713.1 | 0.0015008 | 718.5751 | 0 | 718.5751 | 0 | 718.5751 | 0 | 713.1 | 0.00040094 | 718.5751 | 0 | 590.2839 | 0.01278 | 718.5751 | 0 | 718.5751 | 0 | 718.307 | 0.00012011 | 879.9397 | 0.00389 | 718.3069 | -0.00019098 | 879.3513 | 0.00459 | 879.9397 | 0.22788 | 718.307 | 0.01247 | 718.5751 | 0.022698
| 587.9631 | 0 | 718.5416 | 7.7067e-05 | 587.9631 | 0 | 718.5416 | 3.0242e-05 | 710.5442 | 0.00014223 | 718.5416 | 0.00037062 | 718.8095 | 0.0002992 | 713.33 | -0.0024789 | 718.8095 | 0.00046795 | 718.8095 | 0.00038617 | 718.8095 | 0.00034376 | 713.33 | -0.0028825 | 718.8095 | 0.00043268 | 590.403 | 0.01267 | 718.8095 | 0.0008944 | 718.8095 | 0.00063157 | 718.5416 | 0.00108 | 880.1072 | 0.00464 | 718.5416 | 0.00045784 | 879.5191 | 0.00643 | 880.1072 | 0.22862 | 718.5416 | 0.01383 | 718.8095 | 0.022883
| 588.0809 | 0.00098522 | 718.7763 | -0.00019836 | 588.0809 | 0.0012 | 718.7763 | -0.00098431 | 710.7765 | -0.00030073 | 718.7763 | -0.00072709 | 719.0439 | 0 | 713.57 | -1.6864e-05 | 719.0439 | 0 | 719.0439 | 0 | 719.0439 | 0 | 713.57 | 0.00040094 | 719.0439 | 0 | 590.5221 | 0.0141 | 719.0439 | 5.4812e-05 | 719.0439 | 0 | 718.7763 | 0.00057563 | 880.2746 | 0.00329 | 718.7763 | -0.00046094 | 879.687 | 0.00287 | 880.2746 | 0.23017 | 718.7763 | 0.0126 | 719.0439 | 0.022116
| 588.1988 | 0.00043191 | 719.011 | 0.00050832 | 588.1988 | 0 | 719.011 | 0.00026435 | 711.0089 | 0.00016927 | 719.011 | 0.00050136 | 719.2783 | 0.00056074 | 713.8 | 0.0019731 | 719.2783 | 0.00074109 | 719.2783 | 0.00067013 | 719.2783 | 0.00037029 | 713.8 | 0.0014088 | 719.2783 | 0.00049486 | 590.6412 | 0.01383 | 719.2783 | 0.00066185 | 719.2783 | 0.00048955 | 719.011 | 0.00191 | 880.4421 | 0.0054 | 719.011 | -0.00022059 | 879.8548 | 0.00365 | 880.4421 | 0.23101 | 719.011 | 0.01257 | 719.2783 | 0.022587
| 588.3166 | 0.00066181 | 719.2457 | -0.00012108 | 588.3166 | 0.00114 | 719.2457 | -0.00097498 | 711.2411 | -9.5885e-05 | 719.2457 | -0.00059525 | 719.5128 | 0 | 714.04 | -0.0032884 | 719.5128 | 0 | 719.5128 | 0 | 719.5128 | 0 | 714.04 | -0.0020372 | 719.5128 | 0 | 590.7603 | 0.01513 | 719.5128 | 0 | 719.5128 | 0 | 719.2457 | 0.00011452 | 880.6096 | 0.00255 | 719.2457 | -0.0012432 | 880.0226 | 0 | 880.6096 | 0.23216 | 719.2457 | 0.01238 | 719.5128 | 0.022025
| 588.4344 | 0 | 719.4805 | 0.00040876 | 588.4344 | 0 | 719.4805 | 8.4539e-05 | 711.4735 | 0.0002301 | 719.4805 | 0.00038931 | 719.7472 | 0.0002767 | 714.27 | -0.0013322 | 719.7472 | 0.00074759 | 719.7472 | 0.00054135 | 719.7473 | 0.00031742 | 714.27 | 0.0014088 | 719.7472 | 0.0004735 | 590.8794 | 0.0151 | 719.7472 | 0.00083636 | 719.7473 | 0.00051478 | 719.4805 | 0.00147 | 880.777 | 0.00657 | 719.4805 | 0.00095447 | 880.1904 | 0.00353 | 880.777 | 0.23273 | 719.4805 | 0.01306 | 719.7473 | 0.022317
| 588.5523 | 0.00163 | 719.7152 | -0.0002129 | 588.5523 | 0.00125 | 719.7152 | -0.00082076 | 711.7058 | -0.00012958 | 719.7152 | -0.000653 | 719.9817 | 0 | 714.51 | -0.0015684 | 719.9817 | 0 | 719.9817 | 0 | 719.9817 | 0 | 714.51 | 0.00059601 | 719.9817 | 0 | 590.9986 | 0.01643 | 719.9817 | 0 | 719.9817 | 0 | 719.7152 | 0.00032954 | 880.9445 | 0.00426 | 719.7152 | -0.00079455 | 880.3583 | 0.00034999 | 880.9445 | 0.23431 | 719.7152 | 0.01157 | 719.9817 | 0.021585
| 588.6701 | 0 | 719.9499 | 0.00021852 | 588.6701 | 0 | 719.9499 | 0.00033473 | 711.9382 | 0.00024927 | 719.9499 | 0.00036129 | 720.2162 | 0.00030581 | 714.74 | -0.00065769 | 720.2162 | 0.00020648 | 720.2162 | 0.00063387 | 720.2162 | 0.00049197 | 714.74 | 0.0016688 | 720.2162 | 0.0004819 | 591.1177 | 0.01605 | 720.2162 | 0.00045871 | 720.2162 | 0.00043093 | 719.9499 | 0.00112 | 881.1119 | 0.00457 | 719.9499 | 0.0017051 | 880.5261 | 2.6669e-05 | 881.1119 | 0.23573 | 719.9499 | 0.01325 | 720.2162 | 0.021824
| 588.788 | 0 | 720.1847 | -0.0011013 | 588.788 | 0.00163 | 720.1847 | -0.0011469 | 712.1705 | -0.00028373 | 720.1847 | -0.0005868 | 720.4506 | 0 | 714.97 | -0.0011299 | 720.4506 | 0 | 720.4506 | 0 | 720.4506 | 0 | 714.97 | -0.0001192 | 720.4506 | 0 | 591.2368 | 0.01769 | 720.4506 | 0 | 720.4506 | 0 | 720.1847 | 0.00061464 | 881.2794 | 0.00301 | 720.1847 | 4.0686e-05 | 880.6939 | 0 | 881.2794 | 0.23756 | 720.1847 | 0.01167 | 720.4506 | 0.021468
| 588.9059 | 0 | 720.4194 | 0.0010617 | 588.9059 | 0 | 720.4194 | 0.0001817 | 712.403 | 0.00036399 | 720.4194 | 0.00042356 | 720.6851 | 0.00052928 | 715.21 | 0.00021923 | 720.6851 | 0.00070849 | 720.6851 | 0.0005654 | 720.6851 | 0.00056567 | 715.21 | 0.00017338 | 720.6851 | 0.00062661 | 591.3559 | 0.01755 | 720.6851 | 0.00049084 | 720.6851 | 0.00051895 | 720.4194 | 0.00112 | 881.4469 | 0.00506 | 720.4194 | -0.00030876 | 880.8618 | 0 | 881.4469 | 0.23882 | 720.4194 | 0.01352 | 720.6851 | 0.021544
| 589.0238 | 0.0004462 | 720.6542 | -0.0005178 | 589.0238 | 0.00050287 | 720.6542 | -0.00070032 | 712.6353 | -1.6214e-05 | 720.6542 | -0.0005557 | 720.9196 | 0 | 715.44 | -0.00086005 | 720.9196 | 0 | 720.9196 | 0 | 720.9196 | 0 | 715.44 | -0.00099695 | 720.9196 | 0 | 591.4751 | 0.01935 | 720.9196 | 0 | 720.9196 | 0 | 720.6542 | 4.6427e-05 | 881.6144 | 0.0045 | 720.6542 | -0.00030447 | 881.0296 | 0 | 881.6144 | 0.24024 | 720.6542 | 0.00944 | 720.9196 | 0.021011
| 589.1417 | 0 | 720.889 | 0.00032298 | 589.1417 | 0 | 720.889 | 0.00038862 | 712.8677 | -4.6427e-05 | 720.889 | 0.0004774 | 721.1541 | 0.00025752 | 715.68 | 0.00096123 | 721.1541 | 0.00022329 | 721.1541 | 0.00049303 | 721.1542 | 0.00034379 | 715.68 | 0.0024165 | 721.1541 | 0.00075974 | 591.5942 | 0.01919 | 721.1541 | 0.00072273 | 721.1542 | 0.00071497 | 720.889 | 0.00094066 | 881.7818 | 0.00406 | 720.889 | -0.00050936 | 881.1975 | 0 | 881.7818 | 0.24093 | 720.889 | 0.01493 | 721.1542 | 0.021392
| 589.2595 | 0.001 | 721.1238 | 0.00028131 | 589.2595 | 0.00065893 | 721.1238 | -0.0006509 | 713.1001 | -5.3402e-05 | 721.1238 | -0.00051673 | 721.3887 | 0 | 715.91 | -0.0010961 | 721.3887 | 0 | 721.3887 | 0 | 721.3887 | 0 | 715.91 | -0.0027849 | 721.3887 | 0 | 591.7133 | 0.02106 | 721.3887 | 0 | 721.3887 | 0 | 721.1238 | 0.00045388 | 881.9493 | 0.00338 | 721.1238 | -0.0015074 | 881.3653 | 0 | 881.9493 | 0.24192 | 721.1238 | 0.01145 | 721.3887 | 0.02095
| 589.3774 | 0 | 721.3586 | 0.00050788 | 589.3774 | 0 | 721.3586 | -0.00014069 | 713.3325 | 9.8569e-05 | 721.3586 | 0.00056572 | 721.6232 | 0 | 716.15 | 0.00072515 | 721.6232 | 0.00087838 | 721.6232 | 0.00054576 | 721.6232 | 0.00060036 | 716.15 | 0.00072604 | 721.6232 | 0.00063758 | 591.8325 | 0.02143 | 721.6232 | 0.000652 | 721.6232 | 0.00045626 | 721.3586 | 0.00146 | 882.1168 | 0.00605 | 721.3586 | 0.00055731 | 881.5332 | 0 | 882.1168 | 0.24285 | 721.3586 | 0.01265 | 721.6232 | 0.021072
| 589.4954 | 0.00131 | 721.5934 | -7.5269e-05 | 589.4954 | 0.00067626 | 721.5934 | -0.00057965 | 713.5649 | -0.00026103 | 721.5934 | -0.0005594 | 721.8577 | 0 | 716.38 | -0.0010961 | 721.8577 | 0 | 721.8577 | 0 | 721.8577 | 0 | 716.38 | 0.00033593 | 721.8577 | 0 | 591.9516 | 0.02273 | 721.8577 | 0 | 721.8577 | 0 | 721.5934 | -7.5232e-05 | 882.2843 | 0.0035 | 721.5934 | -0.0011638 | 881.7011 | 0 | 882.2843 | 0.245 | 721.5934 | 0.01194 | 721.8577 | 0.020529
| 589.6133 | 0 | 721.8282 | -0.00053253 | 589.6133 | 0 | 721.8282 | -9.6897e-05 | 713.7974 | 0.00022335 | 721.8282 | 0.00028024 | 722.0923 | 0.00039921 | 716.62 | 0.0022428 | 722.0923 | 0.00070308 | 722.0923 | 0.00011555 | 722.0923 | 0.0001028 | 716.62 | -0.0011595 | 722.0923 | 0.00050398 | 592.0708 | 0.02295 | 722.0923 | 0.00061538 | 722.0923 | 0.00034578 | 721.8282 | 0.00062318 | 882.4518 | 0.00519 | 721.8282 | 0.00071401 | 881.8689 | 0 | 882.4518 | 0.24709 | 721.8282 | 0.01232 | 722.0923 | 0.020853
| 589.7312 | 0.00075165 | 722.063 | -0.0016382 | 589.7312 | 0.00139 | 722.063 | -0.00064824 | 714.0298 | -0.00026405 | 722.063 | -0.00056178 | 722.3268 | 0 | 716.85 | -0.0019731 | 722.3268 | 0 | 722.3268 | 0 | 722.3268 | 0 | 716.85 | -0.00099695 | 722.3268 | 0 | 592.1899 | 0.02365 | 722.3268 | 0 | 722.3268 | 0 | 722.063 | 0.00045001 | 882.6193 | 0.00295 | 722.063 | 0.00049357 | 882.0368 | 0 | 882.6193 | 0.25 | 722.063 | 0.01142 | 722.3268 | 0.020265
| 589.8491 | 0 | 722.2978 | 0.00066312 | 589.8491 | 0 | 722.2978 | -0.00019517 | 714.2622 | 0.00022767 | 722.2978 | 0.00043498 | 722.5614 | 0.00049168 | 717.09 | 0.0015346 | 722.5614 | 0.00079639 | 722.5614 | 0.00079147 | 722.5614 | 0.00041497 | 717.09 | 0.002384 | 722.5614 | 0.00042397 | 592.3091 | 0.02375 | 722.5614 | 0.00068675 | 722.5614 | 0.00040637 | 722.2979 | 0.0011 | 882.7868 | 0.00436 | 722.2978 | 0.0014926 | 882.2047 | 0 | 882.7868 | 0.25224 | 722.2979 | 0.01289 | 722.5614 | 0.020548
| 589.967 | 0.00091335 | 722.5327 | -0.00069633 | 589.967 | 0.00113 | 722.5327 | -0.00059388 | 714.4947 | -0.00031688 | 722.5327 | -0.00065714 | 722.796 | 0 | 717.32 | 0.00069142 | 722.796 | 0 | 722.796 | 0 | 722.796 | 0 | 717.32 | -0.0016472 | 722.796 | 0 | 592.4282 | 0.02409 | 722.796 | 0 | 722.796 | 0 | 722.5327 | -3.5066e-05 | 882.9543 | 0.00535 | 722.5327 | 0.0015709 | 882.3725 | 0 | 882.9543 | 0.25437 | 722.5327 | 0.01147 | 722.796 | 0.020005
| 590.085 | 0 | 722.7675 | 7.5558e-05 | 590.085 | 0 | 722.7675 | -3.7056e-05 | 714.7272 | 0.00029013 | 722.7675 | 0.00034095 | 723.0306 | 0.00031953 | 717.56 | -0.0025465 | 723.0306 | 0.00076959 | 723.0306 | 0.00083613 | 723.0306 | 0.00037703 | 717.56 | -0.0014521 | 723.0306 | 0.00044879 | 592.5474 | 0.02433 | 723.0306 | 0.0008622 | 723.0306 | 0.00053389 | 722.7675 | 0.00082221 | 883.1218 | 0.0045 | 722.7675 | 0.001308 | 882.5404 | 0 | 883.1218 | 0.25528 | 722.7675 | 0.01246 | 723.0306 | 0.020117
| 590.2029 | 0.00124 | 723.0024 | -0.0010595 | 590.2029 | 0.00083232 | 723.0024 | -0.0013049 | 714.9596 | -0.0001409 | 723.0024 | -0.0007015 | 723.2652 | 0 | 717.79 | 0.0001855 | 723.2652 | 0 | 723.2652 | 0 | 723.2651 | 0 | 717.79 | 0.00040094 | 723.2652 | 0 | 592.6666 | 0.02432 | 723.2652 | 0 | 723.2651 | 0 | 723.0024 | 4.8164e-05 | 883.2893 | 0.00306 | 723.0024 | -0.00098159 | 882.7083 | 0 | 883.2893 | 0.25627 | 723.0024 | 0.01151 | 723.2651 | 0.019848
| 590.3209 | 0 | 723.2373 | 0.0002204 | 590.3209 | 0 | 723.2373 | -8.7945e-05 | 715.1921 | 5.326e-05 | 723.2373 | 0.00031165 | 723.4998 | 0.00047033 | 718.03 | 0.00086005 | 723.4998 | 0.00052412 | 723.4998 | 0.00073658 | 723.4998 | 0.00023701 | 718.03 | 0.00053099 | 723.4998 | 0.00050078 | 592.7857 | 0.02456 | 723.4998 | 0.00056594 | 723.4998 | 0.00037882 | 723.2373 | 0.00115 | 883.4568 | 0.00555 | 723.2373 | -3.9925e-05 | 882.8762 | 0 | 883.4568 | 0.25695 | 723.2373 | 0.01179 | 723.4998 | 0.020131
| 590.4388 | 0.00051807 | 723.4722 | -0.00044292 | 590.4388 | 0.00165 | 723.4722 | -0.00088675 | 715.4246 | -8.5438e-05 | 723.4722 | -0.00055226 | 723.7344 | 0 | 718.26 | -0.001737 | 723.7344 | 0 | 723.7344 | 0 | 723.7344 | 0 | 718.26 | 0.0015062 | 723.7344 | 0 | 592.9049 | 0.02385 | 723.7344 | 0 | 723.7344 | 0 | 723.4722 | 4.1998e-05 | 883.6243 | 0.00498 | 723.4722 | 0.0011692 | 883.044 | 0 | 883.6243 | 0.25832 | 723.4722 | 0.01108 | 723.7344 | 0.01948
| 590.5568 | 0 | 723.707 | -0.00053687 | 590.5568 | 0 | 723.707 | 0.00040747 | 715.6571 | 6.8824e-05 | 723.707 | 0.00028157 | 723.969 | 0 | 718.5 | 0.00062396 | 723.969 | 0.00035464 | 723.969 | 0.00035612 | 723.969 | 0.00043082 | 718.5 | 0.0009211 | 723.969 | 0.00039872 | 593.024 | 0.0244 | 723.969 | 0.00035667 | 723.969 | 0.00054317 | 723.707 | 0.00106 | 883.7918 | 0.00541 | 723.707 | 0.0017296 | 883.2119 | 0 | 883.7918 | 0.25922 | 723.707 | 0.01177 | 723.969 | 0.019657
| 590.6748 | 0 | 723.9419 | -0.0014419 | 590.6748 | 0.00142 | 723.9419 | -0.00087207 | 715.8896 | -0.00022461 | 723.9419 | -0.00061932 | 724.2037 | 0 | 718.73 | -0.0018044 | 724.2037 | 0 | 724.2037 | 0 | 724.2037 | 0 | 718.73 | -0.00070437 | 724.2037 | 0 | 593.1432 | 0.02358 | 724.2037 | 0 | 724.2037 | 0 | 723.9419 | -0.00016953 | 883.9593 | 0.00411 | 723.9419 | -0.00095855 | 883.3798 | 0 | 883.9593 | 0.26082 | 723.9419 | 0.01097 | 724.2037 | 0.019378
| 590.7928 | 0 | 724.1769 | 0.00057792 | 590.7928 | 0 | 724.1769 | -0.00042796 | 716.1221 | 9.6547e-05 | 724.1769 | 0.00033004 | 724.4383 | 0.00067894 | 718.97 | 0.00015177 | 724.4383 | 0.00065435 | 724.4383 | 0.0008254 | 724.4383 | 0.00037864 | 718.97 | 0.00010836 | 724.4383 | 0.000539 | 593.2624 | 0.02477 | 724.4383 | 0.00063412 | 724.4383 | 0.00037255 | 724.1768 | 0.00144 | 884.1268 | 0.0049 | 724.1769 | 0.0014519 | 883.5477 | 0 | 884.1268 | 0.26181 | 724.1768 | 0.01192 | 724.4383 | 0.019553
| 590.9108 | 0.00057197 | 724.4118 | -0.0005952 | 590.9108 | 0.00097105 | 724.4118 | -0.0010079 | 716.3547 | -0.00019634 | 724.4118 | -0.00058524 | 724.673 | 0 | 719.2 | 8.4319e-05 | 724.673 | 0 | 724.673 | 0 | 724.673 | 0 | 719.2 | -0.00015171 | 724.673 | 0 | 593.3815 | 0.02371 | 724.673 | 0 | 724.673 | 0 | 724.4118 | -0.00013025 | 884.2943 | 0.00382 | 724.4118 | 5.2555e-05 | 883.7156 | 0 | 884.2943 | 0.26393 | 724.4118 | 0.01096 | 724.673 | 0.018794
| 591.0287 | 0 | 724.6467 | 0.00043641 | 591.0287 | 0 | 724.6467 | 0.00038731 | 716.5872 | 0.00012981 | 724.6467 | 0.00034002 | 724.9076 | 0.00072286 | 719.44 | 5.0592e-05 | 724.9076 | 0.00070257 | 724.9076 | 0.0007376 | 724.9076 | 0.0002706 | 719.44 | -0.0020372 | 724.9076 | 0.00037678 | 593.5007 | 0.02529 | 724.9076 | 0.00072393 | 724.9076 | 0.00028416 | 724.6467 | 0.00113 | 884.4618 | 0.00388 | 724.6467 | 0.0010154 | 883.8835 | 0 | 884.4618 | 0.2654 | 724.6467 | 0.01219 | 724.9076 | 0.019212
| 591.1467 | 0 | 724.8816 | -0.00053679 | 591.1467 | 0.00091902 | 724.8816 | -0.00065772 | 716.8197 | -0.00027521 | 724.8816 | -0.00057545 | 725.1423 | 0 | 719.67 | 0.00059023 | 725.1423 | 0 | 725.1423 | 0 | 725.1423 | 0 | 719.67 | -0.00054182 | 725.1423 | 0 | 593.6199 | 0.02455 | 725.1423 | 0 | 725.1423 | 0 | 724.8816 | -0.00018521 | 884.6294 | 0.00389 | 724.8816 | 0.0007038 | 884.0514 | 0 | 884.6294 | 0.2676 | 724.8816 | 0.01038 | 725.1423 | 0.0187
| 591.2648 | 0 | 725.1166 | -0.00034741 | 591.2648 | 0 | 725.1166 | 0.00019272 | 717.0523 | 8.5528e-05 | 725.1166 | 0.00046208 | 725.377 | 0.0004559 | 719.91 | -0.0015346 | 725.377 | 0.00025384 | 725.377 | 0.00075904 | 725.377 | 0.00017633 | 719.91 | -0.00060684 | 725.377 | 7.9167e-05 | 593.7391 | 0.02614 | 725.377 | 0.00045536 | 725.3769 | 0.00055227 | 725.1166 | 0.00106 | 884.7969 | 0.00512 | 725.1166 | 0.0011435 | 884.2193 | 0 | 884.7969 | 0.26883 | 725.1166 | 0.01192 | 725.377 | 0.019019
| 591.3828 | 0.00199 | 725.3515 | -0.00040848 | 591.3828 | 0.00208 | 725.3515 | -0.00076015 | 717.2849 | -0.00021797 | 725.3515 | -0.00059895 | 725.6117 | 0 | 720.14 | -0.0009275 | 725.6117 | 0 | 725.6117 | 0 | 725.6117 | 0 | 720.14 | -0.0012245 | 725.6117 | 0 | 593.8583 | 0.02553 | 725.6117 | 0 | 725.6117 | 0 | 725.3515 | 0.0001569 | 884.9644 | 0.00672 | 725.3515 | -0.00052908 | 884.3873 | 0 | 884.9644 | 0.27015 | 725.3515 | 0.01039 | 725.6117 | 0.018592
| 591.5008 | 0 | 725.5865 | -0.00048978 | 591.5008 | 0 | 725.5865 | 0.00010484 | 717.5174 | 5.345e-05 | 725.5865 | 0.00038914 | 725.8464 | 0.00017826 | 720.37 | -0.0014334 | 725.8464 | 0.00038426 | 725.8464 | 0 | 725.8464 | 0.00011411 | 720.37 | 0.0017988 | 725.8464 | 0 | 593.9775 | 0.02633 | 725.8464 | 0.00047858 | 725.8464 | 0.00036963 | 725.5865 | 0.00044815 | 885.1319 | 0.00636 | 725.5865 | 6.0079e-05 | 884.5552 | 0 | 885.1319 | 0.27048 | 725.5865 | 0.01131 | 725.8464 | 0.018824
| 591.6188 | 0 | 725.8215 | -0.0010086 | 591.6188 | 0.00182 | 725.8215 | -0.00071686 | 717.75 | -8.3367e-05 | 725.8215 | -0.00047596 | 726.0811 | 0 | 720.61 | 0.0018719 | 726.0811 | 0 | 726.0811 | 0 | 726.0811 | 0 | 720.61 | 0.00056349 | 726.0811 | 0 | 594.0966 | 0.02599 | 726.0811 | 0 | 726.0811 | 0 | 725.8215 | -0.00032931 | 885.2994 | 0.00324 | 725.8215 | 0.0005989 | 884.7231 | 0 | 885.2994 | 0.27151 | 725.8215 | 0.01046 | 726.0811 | 0.018487
| 591.7369 | 0 | 726.0564 | 0.00083883 | 591.7369 | 0 | 726.0564 | 0.00032392 | 717.9826 | 0.00016766 | 726.0564 | 0.00033441 | 726.3158 | 0.00035422 | 720.84 | -0.00011805 | 726.3158 | 0.0004946 | 726.3158 | 0.00083124 | 726.3158 | 0.00058289 | 720.84 | -0.00028175 | 726.3158 | 0.00041356 | 594.2159 | 0.02609 | 726.3158 | 0.00066309 | 726.3158 | 0.0006313 | 726.0565 | 0.00089215 | 885.467 | 0.00499 | 726.0564 | 0.0012355 | 884.891 | 0 | 885.467 | 0.27206 | 726.0565 | 0.01125 | 726.3158 | 0.018585
| 591.8549 | 0.00109 | 726.2914 | -0.00049935 | 591.8549 | 0.0003468 | 726.2914 | -0.0013045 | 718.2152 | -0.00014562 | 726.2914 | -0.00047554 | 726.5505 | 0 | 721.08 | -0.0012648 | 726.5505 | 0 | 726.5505 | 0 | 726.5505 | 0 | 721.08 | -0.0011595 | 726.5505 | 0 | 594.335 | 0.02628 | 726.5505 | 0 | 726.5505 | 0 | 726.2914 | -5.7741e-05 | 885.6345 | 0.00368 | 726.2914 | 0.00044994 | 885.0589 | 0 | 885.6345 | 0.27357 | 726.2914 | 0.00994 | 726.5505 | 0.017938
| 591.9729 | 0 | 726.5264 | -1.1624e-05 | 591.9729 | 0 | 726.5264 | 0.00024137 | 718.4478 | 0.00032185 | 726.5264 | 0.00047191 | 726.7853 | 0.0007855 | 721.31 | 0.0020068 | 726.7853 | 0.00035139 | 726.7853 | 0.00051278 | 726.7853 | 0.00038373 | 721.31 | 0.0018639 | 726.7853 | 0.00022161 | 594.4542 | 0.02518 | 726.7853 | 0.00057948 | 726.7853 | 0.00048787 | 726.5264 | 0.00113 | 885.8021 | 0.00499 | 726.5264 | 0.0011353 | 885.2269 | 0 | 885.8021 | 0.27457 | 726.5264 | 0.01113 | 726.7853 | 0.018153
| 592.091 | 0.00098522 | 726.7615 | -0.00021065 | 592.091 | 0.00109 | 726.7615 | -0.00022897 | 718.6804 | -0.00017951 | 726.7615 | -0.00063621 | 727.02 | 0 | 721.55 | -0.0022092 | 727.02 | 0 | 727.02 | 0 | 727.02 | 0 | 721.55 | -0.0012895 | 727.02 | 0 | 594.5734 | 0.02504 | 727.02 | 0 | 727.02 | 0 | 726.7614 | 0.00011901 | 885.9696 | 0.00218 | 726.7615 | -0.0006236 | 885.3948 | 0 | 885.9696 | 0.27648 | 726.7614 | 0.01028 | 727.02 | 0.017819
| 592.2091 | 0 | 726.9965 | 5.6675e-05 | 592.2091 | 0 | 726.9965 | 0.00028182 | 718.9131 | 5.4896e-05 | 726.9965 | 0.00037173 | 727.2548 | 0.0005312 | 721.78 | -0.00021923 | 727.2548 | 0.00014639 | 727.2548 | 0.00028206 | 727.2548 | 0.00022041 | 721.78 | 0.0011162 | 727.2548 | 0.00019234 | 594.6926 | 0.02353 | 727.2548 | 0.00073944 | 727.2548 | 0.00041151 | 726.9965 | 0.00097963 | 886.1371 | 0.00455 | 726.9965 | 0.00061207 | 885.5627 | 0 | 886.1371 | 0.27815 | 726.9965 | 0.01121 | 727.2548 | 0.018074
| 592.3271 | 0.0007157 | 727.2315 | -0.00078495 | 592.3271 | 0.00058956 | 727.2315 | -0.0007016 | 719.1457 | -0.00012215 | 727.2315 | -0.00062404 | 727.4896 | 0 | 722.02 | -0.00025296 | 727.4896 | 0 | 727.4896 | 0 | 727.4896 | 0 | 722.02 | -0.0001192 | 727.4896 | 0 | 594.8118 | 0.02401 | 727.4896 | 0 | 727.4896 | 0 | 727.2315 | 0.00010901 | 886.3047 | 0.00575 | 727.2315 | -0.00087703 | 885.7307 | 0 | 886.3047 | 0.28005 | 727.2315 | 0.00759 | 727.4896 | 0.017399
| 592.4452 | 0 | 727.4665 | 0.00022445 | 592.4452 | 0 | 727.4665 | -0.00023672 | 719.3784 | 1.114e-05 | 727.4665 | 0.00030602 | 727.7244 | 0.00037671 | 722.25 | 0.00048905 | 727.7243 | 0.00045194 | 727.7244 | 0.00028635 | 727.7244 | 0 | 722.25 | -0.0010945 | 727.7244 | 0.00032644 | 594.9311 | 0.02335 | 727.7244 | 0.00051146 | 727.7244 | 0.00033679 | 727.4665 | 0.00109 | 886.4722 | 0.00571 | 727.4665 | 0.00096764 | 885.8986 | 0 | 886.4722 | 0.28169 | 727.4665 | 0.01299 | 727.7244 | 0.017784
| 592.5633 | 0.00089539 | 727.7016 | -0.00033641 | 592.5633 | 0.00177 | 727.7016 | -0.00076987 | 719.611 | -0.00017492 | 727.7016 | -0.00065126 | 727.9591 | 0 | 722.49 | -0.0021416 | 727.9591 | 0 | 727.9591 | 0 | 727.9592 | 0 | 722.49 | -0.0014196 | 727.9591 | 0 | 595.0503 | 0.02436 | 727.9591 | 0 | 727.9592 | 0 | 727.7016 | -4.2203e-06 | 886.6398 | 0.00295 | 727.7016 | -0.0018011 | 886.0666 | 0 | 886.6398 | 0.28331 | 727.7016 | 0.00993 | 727.9592 | 0.017489
| 592.6814 | 0 | 727.9366 | -8.4535e-05 | 592.6814 | 0 | 727.9366 | 0.00032472 | 719.8437 | 0.00011216 | 727.9366 | 0.00034332 | 728.1939 | 0.00036043 | 722.72 | 0.0017707 | 728.1939 | 0.00052074 | 728.1939 | 0.00015736 | 728.194 | 0.00018906 | 722.72 | 0.0014088 | 728.1939 | 0.00055466 | 595.1695 | 0.02426 | 728.1939 | 0.00055524 | 728.194 | 0.00033738 | 727.9366 | 0.0007675 | 886.8073 | 0.00494 | 727.9366 | 0.0028993 | 886.2345 | 0 | 886.8073 | 0.2851 | 727.9366 | 0.01048 | 728.194 | 0.017898
| 592.7995 | 0.00152 | 728.1717 | -0.00010781 | 592.7995 | 0.00125 | 728.1717 | -0.00058406 | 720.0764 | -9.6538e-05 | 728.1717 | -0.00066728 | 728.4288 | 0 | 722.96 | 0.00015177 | 728.4288 | 0 | 728.4288 | 0 | 728.4288 | 0 | 722.96 | 0.00079106 | 728.4288 | 0 | 595.2887 | 0.02655 | 728.4288 | 0 | 728.4288 | 0 | 728.1717 | -0.00018231 | 886.9749 | 0.00338 | 728.1717 | 0.0015176 | 886.4025 | 0 | 886.9749 | 0.28742 | 728.1717 | 0.00971 | 728.4288 | 0.017183
| 592.9176 | 0 | 728.4068 | -0.00011329 | 592.9176 | 0 | 728.4068 | 0.00049679 | 720.309 | 0.00022717 | 728.4068 | 0.00041058 | 728.6636 | 0.00070506 | 723.19 | -0.00028669 | 728.6636 | 0.00032768 | 728.6636 | 0.00031558 | 728.6636 | 0.00029403 | 723.19 | -0.00076939 | 728.6636 | 0.00028073 | 595.4079 | 0.02728 | 728.6636 | 0.00045286 | 728.6636 | 0.00042455 | 728.4068 | 0.00062979 | 887.1424 | 0.00563 | 728.4068 | 0.00066445 | 886.5704 | 0 | 887.1424 | 0.28979 | 728.4068 | 0.01019 | 728.6636 | 0.017448
| 593.0357 | 0.00102 | 728.6419 | -0.00066392 | 593.0357 | 0.0003468 | 728.6419 | -0.00073178 | 720.5417 | -0.00024397 | 728.6419 | -0.00064506 | 728.8984 | 0 | 723.43 | -0.0018719 | 728.8984 | 0 | 728.8984 | 0 | 728.8984 | 0 | 723.43 | -0.0014846 | 728.8984 | 0 | 595.5271 | 0.03036 | 728.8984 | 0 | 728.8984 | 0 | 728.6419 | 0.00043566 | 887.31 | 0.00431 | 728.6419 | -0.00091887 | 886.7384 | 0 | 887.31 | 0.29213 | 728.6419 | 0.00945 | 728.8984 | 0.016807
| 593.1538 | 0 | 728.877 | -0.00019414 | 593.1538 | 0 | 728.877 | 0.00016333 | 720.7744 | 0.00028517 | 728.877 | 0.00031992 | 729.1332 | 0.00027029 | 723.66 | -0.00021923 | 729.1332 | 0.000526 | 729.1332 | 0.00024925 | 729.1332 | 0.00014718 | 723.66 | 0.00069354 | 729.1332 | 0.00041258 | 595.6463 | 0.03005 | 729.1332 | 0.00046837 | 729.1332 | 0.00050114 | 728.877 | 0.00080855 | 887.4776 | 0.00496 | 728.877 | 0.0022763 | 886.9063 | 0 | 887.4776 | 0.29344 | 728.877 | 0.01028 | 729.1332 | 0.017151
| 593.2719 | 0.00033839 | 729.1121 | -0.00021684 | 593.2719 | 0.0013 | 729.1121 | -0.0011058 | 721.0071 | -0.00019853 | 729.1121 | -0.00066801 | 729.3681 | 0 | 723.9 | 0.00096123 | 729.3681 | 0 | 729.3681 | 0 | 729.3681 | 0 | 723.9 | 7.5855e-05 | 729.3681 | 0 | 595.7656 | 0.03368 | 729.3681 | 0 | 729.3681 | 0 | 729.1121 | -0.00022529 | 887.6451 | 0.00468 | 729.1121 | -0.0004524 | 887.0743 | 0 | 887.6451 | 0.29494 | 729.1121 | 0.00886 | 729.3681 | 0.016615
| 593.3901 | 0 | 729.3472 | 0.0011745 | 593.3901 | 0 | 729.3472 | 0.0004999 | 721.2399 | 0.00010202 | 729.3472 | 0.0003193 | 729.6029 | 0.00027575 | 724.13 | 0.0005565 | 729.6029 | 0.00054528 | 729.6029 | 0.00054047 | 729.603 | 0.0005707 | 724.13 | 0.00098612 | 729.6029 | 0.00036807 | 595.8848 | 0.03332 | 729.6029 | 0.00058488 | 729.603 | 0.00049842 | 729.3472 | 0.00088177 | 887.8127 | 0.00552 | 729.3472 | 0.00084334 | 887.2423 | 0 | 887.8127 | 0.29585 | 729.3472 | 0.00972 | 729.603 | 0.016784
| 593.5082 | 6.8875e-05 | 729.5823 | -0.00023691 | 593.5082 | 0.00156 | 729.5823 | -0.00073053 | 721.4726 | -0.0002602 | 729.5823 | -0.00057356 | 729.8378 | 0 | 724.37 | -0.0019393 | 729.8378 | 0 | 729.8378 | 0 | 729.8378 | 0 | 724.37 | -0.00063934 | 729.8378 | 0 | 596.004 | 0.03685 | 729.8378 | 0 | 729.8378 | 0 | 729.5823 | 7.2512e-05 | 887.9803 | 0.00313 | 729.5823 | 0.0011862 | 887.4103 | 0 | 887.9803 | 0.29746 | 729.5823 | 0.00893 | 729.8378 | 0.016458
| 593.6264 | 0 | 729.8174 | 0.00056316 | 593.6264 | 0 | 729.8174 | -0.00018699 | 721.7053 | 5.3424e-05 | 729.8174 | 0.00037423 | 730.0727 | 0.00050491 | 724.6 | 0.00048905 | 730.0727 | 0.00066413 | 730.0727 | 0.00094581 | 730.0727 | 0.0002674 | 724.6 | -0.0015171 | 730.0727 | 0.00022546 | 596.1233 | 0.03537 | 730.0727 | 0.00072523 | 730.0727 | 0.00048503 | 729.8174 | 0.00079509 | 888.1478 | 0.00589 | 729.8174 | 0.001364 | 887.5782 | 0 | 888.1478 | 0.29818 | 729.8174 | 0.00992 | 730.0727 | 0.016825
| 593.7445 | 0.00076961 | 730.0526 | -0.00093176 | 593.7445 | 0.00106 | 730.0526 | -0.0013453 | 721.938 | -0.00015357 | 730.0526 | -0.00060058 | 730.3076 | 0 | 724.84 | -0.0018719 | 730.3076 | 0 | 730.3076 | 0 | 730.3076 | 0 | 724.84 | 0.0009536 | 730.3076 | 0 | 596.2425 | 0.03765 | 730.3076 | 0 | 730.3076 | 0 | 730.0526 | -0.00021453 | 888.3154 | 0.00436 | 730.0526 | -0.00064717 | 887.7462 | 0 | 888.3154 | 0.29992 | 730.0526 | 0.00953 | 730.3076 | 0.016178
| 593.8627 | 0 | 730.2877 | -6.2994e-05 | 593.8627 | 0 | 730.2877 | 0.00042461 | 722.1708 | 5.7477e-05 | 730.2877 | 0.00036035 | 730.5425 | 0.00031294 | 725.07 | -0.00021923 | 730.5425 | 0.00063227 | 730.5425 | 0.00062876 | 730.5425 | 0.00011515 | 725.07 | -0.001127 | 730.5425 | 0.00042067 | 596.3617 | 0.03697 | 730.5425 | 0.00038136 | 730.5425 | 0.00015736 | 730.2877 | 0.00089064 | 888.483 | 0.00466 | 730.2877 | 0.00054893 | 887.9142 | 0 | 888.483 | 0.30107 | 730.2877 | 0.01034 | 730.5425 | 0.0164
| 593.9808 | 0 | 730.5229 | -0.00024896 | 593.9808 | 0.00123 | 730.5229 | -0.00044009 | 722.4036 | -0.00028854 | 730.5229 | -0.00063039 | 730.7774 | 0 | 725.31 | -0.0016358 | 730.7774 | 0 | 730.7774 | 0 | 730.7774 | 0 | 725.31 | 0.0010186 | 730.7774 | 0 | 596.481 | 0.03837 | 730.7774 | 0 | 730.7774 | 0 | 730.5229 | -5.7806e-05 | 888.6506 | 0.00306 | 730.5229 | 0.00017347 | 888.0822 | 0 | 888.6506 | 0.30358 | 730.5229 | 0.00901 | 730.7774 | 0.016071
| 594.099 | 0.00019796 | 730.758 | 0.00026802 | 594.099 | 0 | 730.758 | 0.00030762 | 722.6364 | 7.981e-05 | 730.758 | 0.00039034 | 731.0123 | 0.00062462 | 725.54 | 0.0016358 | 731.0123 | 0.00019908 | 731.0123 | 0.00086738 | 731.0123 | 0.00028914 | 725.54 | -8.6692e-05 | 731.0123 | 0.00041709 | 596.6002 | 0.03913 | 731.0123 | 0.00054094 | 731.0123 | 0.00051073 | 730.758 | 0.00067796 | 888.8181 | 0.00438 | 730.758 | 0.0012816 | 888.2502 | 0 | 888.8181 | 0.30572 | 730.758 | 0.00962 | 731.0123 | 0.016418
| 594.2172 | 0.00024855 | 730.9932 | -0.001546 | 594.2172 | 0.00031212 | 730.9932 | -0.00052202 | 722.8691 | -0.00023142 | 730.9932 | -0.00055393 | 731.2472 | 0 | 725.78 | -0.0010961 | 731.2472 | 0 | 731.2472 | 0 | 731.2473 | 0 | 725.78 | 0.00075855 | 731.2472 | 0 | 596.7195 | 0.04001 | 731.2472 | 0 | 731.2473 | 0 | 730.9932 | -0.00046195 | 888.9857 | 0.00297 | 730.9932 | -0.0006169 | 888.4181 | 0 | 888.9857 | 0.30884 | 730.9932 | 0.00855 | 731.2473 | 0.015591
| 594.3354 | 0 | 731.2284 | 0.00022411 | 594.3354 | 0 | 731.2284 | 0.00013857 | 723.1019 | 0.00015348 | 731.2284 | 0.00027875 | 731.4822 | 0.00026931 | 726.01 | 0.00028669 | 731.4822 | 0.00069748 | 731.4822 | 0.00054889 | 731.4822 | 0.00028164 | 726.01 | -0.0016472 | 731.4822 | 0.00044135 | 596.8387 | 0.04262 | 731.4822 | 0.00053313 | 731.4822 | 0.00047218 | 731.2284 | 0.00064284 | 889.1533 | 0.00592 | 731.2284 | 0.0023402 | 888.5861 | 0 | 889.1533 | 0.31155 | 731.2284 | 0.0093 | 731.4822 | 0.015998
| 594.4536 | 0 | 731.4636 | -0.00061525 | 594.4536 | 0.00156 | 731.4636 | -0.0004237 | 723.3347 | -0.000114 | 731.4636 | -0.00056104 | 731.7171 | 0 | 726.25 | 0.00075887 | 731.7171 | 0 | 731.7171 | 0 | 731.7171 | 0 | 726.25 | -0.0010295 | 731.7171 | 0 | 596.958 | 0.04353 | 731.7171 | 0 | 731.7171 | 0 | 731.4636 | -7.0364e-05 | 889.3209 | 0.00318 | 731.4636 | 0.0016264 | 888.7541 | 0 | 889.3209 | 0.3149 | 731.4636 | 0.00895 | 731.7171 | 0.015695
| 594.5718 | 0 | 731.6988 | -7.6257e-05 | 594.5718 | 0 | 731.6988 | 0.00036711 | 723.5675 | 8.2078e-05 | 731.6988 | 0.0003234 | 731.9521 | 0.00053271 | 726.48 | 0.0025127 | 731.9521 | 0.0005436 | 731.9521 | 0.0005285 | 731.9521 | 0.00021325 | 726.48 | 0.00014088 | 731.9521 | 0.00023706 | 597.0772 | 0.04602 | 731.9521 | 0.0007696 | 731.9521 | 0.00028616 | 731.6988 | 0.00082364 | 889.4885 | 0.00652 | 731.6988 | 0.00098217 | 888.9221 | 0 | 889.4885 | 0.31744 | 731.6988 | 0.00989 | 731.9521 | 0.015835
| 594.69 | 0.00037433 | 731.934 | -0.00056935 | 594.69 | 0.00128 | 731.934 | -0.00088647 | 723.8004 | -0.00019451 | 731.934 | -0.0006384 | 732.187 | 0 | 726.72 | -0.0017707 | 732.187 | 0 | 732.187 | 0 | 732.187 | 0 | 726.72 | -0.0022323 | 732.187 | 0 | 597.1965 | 0.04673 | 732.187 | 0 | 732.187 | 0 | 731.934 | 0.00020085 | 889.6561 | 0.00297 | 731.934 | 4.0596e-05 | 889.0901 | 0 | 889.6561 | 0.31971 | 731.934 | 0.00847 | 732.187 | 0.015324
| 594.8082 | 0 | 732.1692 | 0.00078891 | 594.8082 | 0 | 732.1692 | 0.00057616 | 724.0332 | 0.00033453 | 732.1692 | 0.00048471 | 732.422 | 0.00033018 | 726.96 | 0.0031535 | 732.422 | 0.00049971 | 732.422 | 0.00065392 | 732.422 | 0.00043167 | 726.96 | 0.00053099 | 732.422 | 0.00049378 | 597.3157 | 0.04862 | 732.422 | 0.00067479 | 732.422 | 0.00052727 | 732.1692 | 0.00091448 | 889.8237 | 0.00422 | 732.1692 | 0.0011526 | 889.2582 | 0 | 889.8237 | 0.32039 | 732.1692 | 0.00891 | 732.422 | 0.015626
| 594.9264 | 0.00089539 | 732.4045 | -0.0013901 | 594.9264 | 0.00116 | 732.4045 | -0.00097594 | 724.266 | -0.00018005 | 732.4045 | -0.00065301 | 732.657 | 0 | 727.19 | -0.00011805 | 732.657 | 0 | 732.657 | 0 | 732.657 | 0 | 727.19 | -0.0034351 | 732.657 | 0 | 597.435 | 0.04904 | 732.657 | 0 | 732.657 | 0 | 732.4045 | -3.9381e-05 | 889.9913 | 0.0036 | 732.4045 | -0.00014675 | 889.4262 | 0 | 889.9913 | 0.32112 | 732.4045 | 0.00862 | 732.657 | 0.01532
| 595.0446 | 0 | 732.6397 | -0.00027667 | 595.0446 | 0 | 732.6397 | -7.6821e-05 | 724.4988 | -4.8435e-05 | 732.6397 | 0.00040154 | 732.892 | 0.0003351 | 727.43 | -8.4319e-05 | 732.892 | 0.00044967 | 732.892 | 0.00054676 | 732.892 | 0.00018944 | 727.43 | 0.00079106 | 732.892 | 0 | 597.5543 | 0.0495 | 732.892 | 0.00053582 | 732.892 | 0.00037041 | 732.6397 | 0.00089262 | 890.1589 | 0.00471 | 732.6397 | 0.0011104 | 889.5942 | 0 | 890.1589 | 0.32137 | 732.6397 | 0.00923 | 732.892 | 0.015633
| 595.1629 | 0.00124 | 732.8749 | -0.00047631 | 595.1629 | 0.00093636 | 732.8749 | -0.0010799 | 724.7317 | -5.3283e-05 | 732.8749 | -0.00064821 | 733.127 | 0 | 727.66 | -5.0592e-05 | 733.127 | 0 | 733.127 | 0 | 733.127 | 0 | 727.66 | 0.00072604 | 733.127 | 0 | 597.6735 | 0.04894 | 733.127 | 0 | 733.1269 | 0 | 732.875 | -0.00043861 | 890.3265 | 0.00376 | 732.8749 | 4.4272e-05 | 889.7622 | 0 | 890.3265 | 0.32224 | 732.875 | 0.00811 | 733.127 | 0.01498
| 595.2811 | 0 | 733.1102 | -0.000662 | 595.2811 | 0 | 733.1102 | 0.00011417 | 724.9646 | 0.0001019 | 733.1102 | 0.0002959 | 733.362 | 0.00044577 | 727.9 | 0.0005565 | 733.362 | 0.0002808 | 733.362 | 0.00047107 | 733.362 | 8.6813e-05 | 727.9 | -0.0016797 | 733.362 | 0.000181 | 597.7928 | 0.04843 | 733.362 | 0.00021073 | 733.362 | 0.00041447 | 733.1102 | 0.00051386 | 890.4941 | 0.00629 | 733.1102 | 0.0012574 | 889.9302 | 0 | 890.4941 | 0.32238 | 733.1102 | 0.00927 | 733.362 | 0.015032
| 595.3994 | 0.00075165 | 733.3455 | 5.06e-06 | 595.3994 | 0.00039883 | 733.3455 | -0.0008623 | 725.1974 | -0.00016432 | 733.3455 | -0.00051441 | 733.597 | 0 | 728.13 | 0.0018044 | 733.597 | 0 | 733.597 | 0 | 733.597 | 0 | 728.13 | 0.0065452 | 733.597 | 0 | 597.9121 | 0.04783 | 733.597 | 0.00016452 | 733.597 | 0 | 733.3455 | 0.00032633 | 890.6617 | 0.00404 | 733.3455 | 0.00038652 | 890.0982 | 0 | 890.6617 | 0.3232 | 733.3455 | 0.00846 | 733.597 | 0.014784
| 595.5176 | 0 | 733.5808 | -0.00046447 | 595.5176 | 0 | 733.5808 | 0.00026762 | 725.4304 | 0.00019418 | 733.5808 | 0.00035159 | 733.832 | 0.00053803 | 728.37 | 0.0011973 | 733.832 | 0.00064012 | 733.832 | 0.00035523 | 733.832 | 0.00019942 | 728.37 | -0.00073687 | 733.832 | 0.00034574 | 598.0313 | 0.0474 | 733.832 | 0.00050359 | 733.832 | 0.000464 | 733.5807 | 0.00073263 | 890.8293 | 0.00369 | 733.5808 | 0.0016946 | 890.2663 | 0 | 890.8293 | 0.32371 | 733.5807 | 0.00922 | 733.832 | 0.015105
| 595.6359 | 0.00048213 | 733.816 | -8.4593e-06 | 595.6359 | 0.00091902 | 733.816 | -0.00059409 | 725.6632 | -0.00030046 | 733.816 | -0.00066012 | 734.0671 | 0 | 728.6 | 0.00038786 | 734.0671 | 0 | 734.0671 | 0 | 734.0671 | 0 | 728.6 | -0.0025575 | 734.0671 | 0 | 598.1506 | 0.04803 | 734.0671 | 0 | 734.0671 | 0 | 733.816 | -0.00017165 | 890.9969 | 0.00318 | 733.816 | -0.00065274 | 890.4343 | 0 | 890.9969 | 0.32586 | 733.816 | 0.00633 | 734.0671 | 0.014639
| 595.7541 | 0 | 734.0513 | 0.00026189 | 595.7541 | 0 | 734.0513 | 7.1678e-05 | 725.8961 | 5.6509e-05 | 734.0513 | 0.00034355 | 734.3021 | 7.8892e-05 | 728.84 | 0.00035414 | 734.3021 | 0.00065595 | 734.3021 | 0.00028621 | 734.3021 | 0.00026236 | 728.84 | 0.00030341 | 734.3021 | 0.00042316 | 598.2699 | 0.04786 | 734.3021 | 0.0003669 | 734.3021 | 0.00031819 | 734.0513 | 0.00105 | 891.1645 | 0.00482 | 734.0513 | 0.00097216 | 890.6023 | 0 | 891.1645 | 0.32774 | 734.0513 | 0.01081 | 734.3021 | 0.014844
| 595.8724 | 8.684e-05 | 734.2866 | 1.5041e-05 | 595.8724 | 0.00091902 | 734.2866 | -0.00092464 | 726.129 | -0.00010729 | 734.2866 | -0.00062814 | 734.5372 | 0 | 729.07 | -0.00079259 | 734.5372 | 0 | 734.5372 | 0 | 734.5372 | 0 | 729.07 | 0.00066102 | 734.5372 | 0 | 598.3892 | 0.04911 | 734.5372 | 0 | 734.5372 | 0 | 734.2866 | -0.00034159 | 891.3321 | 0.0061 | 734.2866 | -1.9144e-06 | 890.7704 | 0 | 891.3321 | 0.33114 | 734.2866 | 0.00837 | 734.5372 | 0.014476
| 595.9907 | 0 | 734.5219 | 5.4509e-05 | 595.9907 | 0 | 734.5219 | 0.00035753 | 726.3619 | 9.6758e-05 | 734.5219 | 0.00040795 | 734.7723 | 0.00043637 | 729.31 | 0.00052277 | 734.7723 | 0.00078264 | 734.7723 | 0.0005082 | 734.7723 | 0.00038679 | 729.31 | -0.0010945 | 734.7723 | 0.00027327 | 598.5085 | 0.04884 | 734.7723 | 0.00071518 | 734.7723 | 0.00036458 | 734.5219 | 0.00084907 | 891.4998 | 0.00431 | 734.5219 | 0.0031719 | 890.9384 | 0 | 891.4998 | 0.33394 | 734.5219 | 0.00945 | 734.7723 | 0.014648
| 596.109 | 0.00023058 | 734.7573 | -0.00082933 | 596.109 | 0.00165 | 734.7573 | -0.00054353 | 726.5949 | -7.2197e-05 | 734.7573 | -0.00056648 | 735.0073 | 0 | 729.54 | -0.0037607 | 735.0073 | 0 | 735.0073 | 0 | 735.0073 | 0 | 729.54 | 0.00075855 | 735.0073 | 0 | 598.6277 | 0.05053 | 735.0073 | 0 | 735.0073 | 0 | 734.7573 | -7.1297e-05 | 891.6674 | 0.00383 | 734.7573 | -0.00037335 | 891.1064 | 0 | 891.6674 | 0.33781 | 734.7573 | 0.00779 | 735.0073 | 0.014291
| 596.2273 | 0 | 734.9926 | 0.00022215 | 596.2273 | 0 | 734.9926 | -0.0001966 | 726.8278 | 2.424e-05 | 734.9926 | 0.00036239 | 735.2424 | 0.00029741 | 729.78 | 0.0018044 | 735.2424 | 0.00015348 | 735.2424 | 0.00039469 | 735.2424 | 0.00020916 | 729.78 | 4.3346e-05 | 735.2424 | 0.00024831 | 598.747 | 0.05094 | 735.2424 | 0.00057857 | 735.2424 | 0.00028541 | 734.9926 | 0.000937 | 891.835 | 0.00578 | 734.9926 | 0.0011405 | 891.2745 | 0 | 891.835 | 0.34038 | 734.9926 | 0.00822 | 735.2424 | 0.014479
| 596.3456 | 0.001 | 735.2279 | -0.001014 | 596.3456 | 0.00091902 | 735.2279 | 9.2617e-06 | 727.0608 | -0.00011402 | 735.2279 | -0.00064363 | 735.4775 | 0 | 730.01 | -0.00069142 | 735.4775 | 0 | 735.4775 | 0 | 735.4775 | 0 | 730.01 | -0.00054182 | 735.4775 | 0 | 598.8663 | 0.05325 | 735.4775 | 0 | 735.4775 | 0 | 735.2279 | -0.00030823 | 892.0026 | 0.00461 | 735.2279 | 0.0011358 | 891.4425 | 0 | 892.0026 | 0.34329 | 735.2279 | 0.00762 | 735.4775 | 0.014118
| 596.4639 | 0 | 735.4633 | -0.00035492 | 596.4639 | 0 | 735.4633 | -0.00020765 | 727.2937 | 0.00015228 | 735.4633 | 0.00029091 | 735.7126 | 0.0001316 | 730.25 | 0.0013322 | 735.7126 | 0.00029614 | 735.7126 | 0.00059381 | 735.7126 | 0.00020783 | 730.25 | 0.00088859 | 735.7126 | 0.00023505 | 598.9856 | 0.05437 | 735.7126 | 0.00045107 | 735.7127 | 0.0003189 | 735.4633 | 0.00037735 | 892.1703 | 0.00466 | 735.4633 | 0.0025049 | 891.6106 | 0 | 892.1703 | 0.3447 | 735.4633 | 0.00917 | 735.7126 | 0.014324
| 596.5822 | 0.00116 | 735.6987 | 0.00020365 | 596.5822 | 0.00083232 | 735.6987 | -0.00076175 | 727.5267 | -0.00031323 | 735.6987 | -0.00057993 | 735.9477 | 0 | 730.48 | -0.00089378 | 735.9478 | 0 | 735.9477 | 0 | 735.9478 | 0 | 730.48 | -5.4182e-05 | 735.9477 | 0 | 599.1049 | 0.05672 | 735.9477 | 0 | 735.9478 | 0 | 735.6987 | -0.00032603 | 892.3379 | 0.00315 | 735.6987 | 0.0001843 | 891.7786 | 0 | 892.3379 | 0.34653 | 735.6987 | 0.00769 | 735.9478 | 0.013818
| 596.7006 | 0 | 735.934 | 0.0001719 | 596.7006 | 0 | 735.934 | -7.5628e-05 | 727.7596 | 0.00011834 | 735.934 | 0.00042856 | 736.1829 | 0.00052642 | 730.72 | 0.0018044 | 736.1829 | 0.00057069 | 736.1829 | 0.00050937 | 736.1829 | 0.00018853 | 730.72 | 0.002449 | 736.1829 | 0.00058183 | 599.2242 | 0.05804 | 736.1829 | 0.00074165 | 736.1829 | 0.00039943 | 735.934 | 0.001 | 892.5055 | 0.00346 | 735.934 | 0.0011782 | 891.9467 | 0 | 892.5055 | 0.34759 | 735.934 | 0.0084 | 736.1829 | 0.014156
| 596.8189 | 0.00066181 | 736.1694 | -0.00070614 | 596.8189 | 0.00088435 | 736.1694 | -0.0012311 | 727.9927 | -0.00018513 | 736.1694 | -0.00043858 | 736.418 | 0 | 730.95 | -0.0018381 | 736.418 | 0 | 736.418 | 0 | 736.418 | 0 | 730.95 | -0.00080189 | 736.418 | 0 | 599.3435 | 0.0599 | 736.418 | 0 | 736.418 | 0 | 736.1694 | 6.1546e-05 | 892.6732 | 0.00489 | 736.1694 | 0.00031171 | 892.1148 | 1.0001e-05 | 892.6732 | 0.34957 | 736.1694 | 0.00717 | 736.418 | 0.01359
| 596.9372 | 0 | 736.4048 | 0.00024269 | 596.9372 | 0 | 736.4048 | 0.00023171 | 728.2256 | -5.1472e-05 | 736.4048 | 0.00037214 | 736.6532 | 4.4876e-05 | 731.19 | 0.0010961 | 736.6532 | 0.00048176 | 736.6532 | 0.00053369 | 736.6531 | 0.00025006 | 731.19 | 0.00072604 | 736.6532 | 0.00023867 | 599.4628 | 0.06086 | 736.6532 | 0.00075723 | 736.6531 | 0.00029391 | 736.4048 | 0.00070116 | 892.8408 | 0.00508 | 736.4048 | 0.0013329 | 892.2828 | 0 | 892.8408 | 0.35108 | 736.4048 | 0.00851 | 736.6531 | 0.014055
| 597.0556 | 0.00030245 | 736.6402 | -0.00093018 | 597.0556 | 0.00065893 | 736.6402 | -0.00084701 | 728.4586 | -0.00016891 | 736.6402 | -0.00062215 | 736.8883 | 0 | 731.42 | -1.6864e-05 | 736.8883 | 0 | 736.8883 | 0 | 736.8883 | 0 | 731.42 | 0.0009536 | 736.8883 | 0 | 599.5821 | 0.06237 | 736.8883 | 0 | 736.8883 | 0 | 736.6402 | -0.00033842 | 893.0084 | 0.0036 | 736.6402 | 0.00046618 | 892.4509 | 1.0001e-05 | 893.0084 | 0.35306 | 736.6402 | 0.00726 | 736.8883 | 0.013417
| 597.1739 | 0 | 736.8756 | -0.00077834 | 597.1739 | 0 | 736.8756 | 2.0605e-05 | 728.6917 | 6.3254e-05 | 736.8756 | 0.00030721 | 737.1235 | 0.00027478 | 731.66 | -0.00042159 | 737.1235 | 0.00050668 | 737.1235 | 0.00011779 | 737.1235 | 0.00019153 | 731.66 | 0.00059601 | 737.1235 | 0.00048839 | 599.7014 | 0.06341 | 737.1235 | 0.00047453 | 737.1235 | 0.00030516 | 736.8756 | 0.00045328 | 893.1761 | 0.00545 | 736.8756 | 0.00094645 | 892.619 | 0 | 893.1761 | 0.35447 | 736.8756 | 0.00821 | 737.1235 | 0.013877
| 597.2923 | 0.00163 | 737.111 | -0.00018154 | 597.2923 | 0.00104 | 737.111 | -0.0010401 | 728.9247 | -0.00022302 | 737.111 | -0.00051301 | 737.3586 | 0 | 731.89 | 0.00285 | 737.3587 | 0 | 737.3586 | 0 | 737.3586 | 0 | 731.89 | -0.001127 | 737.3586 | 0 | 599.8207 | 0.06515 | 737.3586 | 0 | 737.3586 | 0 | 737.111 | -0.0007004 | 893.3437 | 0.00311 | 737.111 | 0.00067722 | 892.7871 | 0 | 893.3437 | 0.3568 | 737.111 | 0.00784 | 737.3586 | 0.013311
| 597.4107 | 0 | 737.3464 | -0.00064355 | 597.4107 | 0 | 737.3464 | 9.3499e-05 | 729.1577 | 0.00013454 | 737.3464 | 0.00028654 | 737.5938 | 0 | 732.13 | 0.0015008 | 737.5938 | 0.00062379 | 737.5938 | 0.00033751 | 737.5938 | 0.00044522 | 732.13 | -0.00057433 | 737.5938 | 0.00042715 | 599.9401 | 0.06605 | 737.5938 | 0.00078703 | 737.5938 | 0.00039987 | 737.3464 | 0.00074303 | 893.5114 | 0.00483 | 737.3464 | 0.003458 | 892.9551 | 0 | 893.5114 | 0.35903 | 737.3464 | 0.00844 | 737.5938 | 0.013609
| 597.529 | 0.00185 | 737.5818 | -0.00086355 | 597.529 | 0.00076297 | 737.5818 | -0.00094343 | 729.3907 | -0.00017098 | 737.5818 | -0.00059361 | 737.829 | 0 | 732.37 | -0.00059023 | 737.829 | 0 | 737.829 | 0 | 737.829 | 0 | 732.37 | -0.00073687 | 737.829 | 0 | 600.0594 | 0.06752 | 737.829 | 0 | 737.829 | 0 | 737.5819 | -0.0001388 | 893.679 | 0.0038 | 737.5818 | 0.0005521 | 893.1232 | 0 | 893.679 | 0.36208 | 737.5819 | 0.00766 | 737.829 | 0.013111
| 597.6474 | 0 | 737.8173 | -0.00032853 | 597.6474 | 0 | 737.8173 | -0.00013853 | 729.6238 | -2.4315e-05 | 737.8173 | 0.00026557 | 738.0642 | 0.00041658 | 732.6 | 0.00042159 | 738.0642 | 0.00018227 | 738.0642 | 0.00067427 | 738.0642 | 0.00015839 | 732.6 | -0.00080189 | 738.0642 | 0.00015182 | 600.1787 | 0.06808 | 738.0642 | 0.00039659 | 738.0642 | 0.00037287 | 737.8173 | 0.00068392 | 893.8467 | 0.00601 | 737.8173 | 0.0027311 | 893.2913 | 0 | 893.8467 | 0.36434 | 737.8173 | 0.00842 | 738.0642 | 0.01342
| 597.7658 | 0.00106 | 738.0527 | -0.00021424 | 597.7658 | 0.00108 | 738.0527 | -0.0010302 | 729.8568 | -0.00029943 | 738.0527 | -0.00060373 | 738.2994 | 0 | 732.84 | -0.0035246 | 738.2994 | 0 | 738.2994 | 0 | 738.2994 | 0 | 732.84 | -0.0020698 | 738.2994 | 0 | 600.298 | 0.0695 | 738.2994 | 0 | 738.2994 | 0 | 738.0527 | -8.6911e-05 | 894.0143 | 0.00397 | 738.0527 | 0.0016162 | 893.4594 | 1.0001e-05 | 894.0143 | 0.36658 | 738.0527 | 0.0073 | 738.2994 | 0.012946
| 597.8842 | 0 | 738.2882 | 0.00012167 | 597.8842 | 0 | 738.2882 | 7.171e-05 | 730.0899 | 8.7847e-05 | 738.2882 | 0.00047359 | 738.5347 | 0.00021165 | 733.07 | -5.0592e-05 | 738.5347 | 0.0004516 | 738.5347 | 0.00032276 | 738.5347 | 0.00024176 | 733.07 | 0.0015387 | 738.5347 | 0.00019141 | 600.4173 | 0.07015 | 738.5347 | 0.00048893 | 738.5347 | 0.00037484 | 738.2882 | 0.00074791 | 894.182 | 0.00578 | 738.2882 | 0.002711 | 893.6275 | 0 | 894.182 | 0.36797 | 738.2882 | 0.00823 | 738.5347 | 0.013159
| 598.0026 | 0.00085945 | 738.5237 | -0.00095451 | 598.0026 | 0.00090168 | 738.5237 | -0.00063832 | 730.3229 | -0.00015443 | 738.5237 | -0.00060662 | 738.7699 | 0 | 733.31 | 1.6864e-05 | 738.7699 | 0 | 738.7699 | 0 | 738.7699 | 0 | 733.31 | 0.00030341 | 738.7699 | 0 | 600.5367 | 0.07161 | 738.7699 | 0 | 738.7699 | 0 | 738.5237 | -6.9634e-05 | 894.3496 | 0.00441 | 738.5237 | 0.0012257 | 893.7956 | 0 | 894.3496 | 0.37043 | 738.5237 | 0.00746 | 738.7699 | 0.012668
| 598.121 | 5.399e-05 | 738.7591 | 0.0013189 | 598.121 | 0 | 738.7591 | 0.00026986 | 730.556 | 0.00014114 | 738.7591 | 0.00028746 | 739.0051 | 0.00071004 | 733.54 | -0.00086005 | 739.0051 | 0.00058394 | 739.0051 | 0.00067678 | 739.0051 | 0.00067139 | 733.54 | 1.0836e-05 | 739.0051 | 0.00052528 | 600.656 | 0.07225 | 739.0051 | 0.00049598 | 739.0051 | 0.00036663 | 738.7591 | 0.00066819 | 894.5173 | 0.00483 | 738.7591 | 0.0028919 | 893.9637 | 0 | 894.5173 | 0.37288 | 738.7591 | 0.00811 | 739.0051 | 0.012931
| 598.2394 | 0.00048213 | 738.9946 | -0.00089751 | 598.2394 | 0.00081498 | 738.9946 | -0.00098787 | 730.7891 | -0.00022591 | 738.9946 | -0.0005896 | 739.2404 | 0 | 733.78 | -0.0010961 | 739.2404 | 0 | 739.2404 | 0 | 739.2404 | 0 | 733.78 | -0.00028175 | 739.2404 | 0 | 600.7753 | 0.07385 | 739.2404 | 0 | 739.2404 | 0 | 738.9946 | -0.00057112 | 894.685 | 0.00454 | 738.9946 | -0.00071697 | 894.1318 | 0 | 894.685 | 0.37563 | 738.9946 | 0.00721 | 739.2404 | 0.012545
| 598.3579 | 0 | 739.2301 | 0.00018647 | 598.3579 | 0 | 739.2301 | 3.8663e-05 | 731.0222 | 0.00016416 | 739.2301 | 0.0003736 | 739.4756 | 0.00041889 | 734.01 | -0.00021923 | 739.4756 | 0.00029895 | 739.4756 | 0.00036408 | 739.4756 | 0.0002867 | 734.01 | 0.00085607 | 739.4756 | 0.000457 | 600.8946 | 0.07448 | 739.4756 | 0.00025211 | 739.4756 | 0.00023002 | 739.2301 | 0.00114 | 894.8526 | 0.00568 | 739.2301 | 0.0042932 | 894.2999 | 0 | 894.8526 | 0.37641 | 739.2301 | 0.00831 | 739.4756 | 0.012778
| 598.4763 | 0.00037433 | 739.4656 | -0.00025624 | 598.4763 | 0.00074563 | 739.4656 | -0.0006349 | 731.2554 | -0.00020287 | 739.4656 | -0.00060657 | 739.7109 | 0 | 734.25 | -0.0012985 | 739.7109 | 0 | 739.7109 | 0 | 739.7109 | 0 | 734.25 | -0.00096444 | 739.7109 | 0 | 601.014 | 0.07577 | 739.7109 | 0 | 739.7109 | 0 | 739.4656 | -0.00034627 | 895.0203 | 0.00492 | 739.4656 | 0.0018363 | 894.468 | 3.0002e-05 | 895.0203 | 0.37731 | 739.4656 | 0.00677 | 739.7109 | 0.012124
| 598.5947 | 0 | 739.7011 | -6.7492e-05 | 598.5947 | 0 | 739.7011 | 5.3618e-05 | 731.4885 | 0.00025549 | 739.7011 | 0.00040892 | 739.9462 | 0.00038428 | 734.48 | -0.0020742 | 739.9462 | 0.00039301 | 739.9462 | 0.00058686 | 739.9462 | 0.0003838 | 734.48 | -0.0017121 | 739.9462 | 0.00036129 | 601.1333 | 0.07633 | 739.9462 | 0.00068593 | 739.9462 | 0.00055134 | 739.7011 | 0.00067435 | 895.188 | 0.00526 | 739.7011 | 0.0029991 | 894.6361 | 0 | 895.188 | 0.37712 | 739.7011 | 0.00766 | 739.9462 | 0.012592
| 598.7132 | 0.00078757 | 739.9367 | -0.0006837 | 598.7132 | 0.00074563 | 739.9367 | -0.000268 | 731.7216 | -0.00027339 | 739.9367 | -0.0006301 | 740.1815 | 0 | 734.72 | 0.00096123 | 740.1815 | 0 | 740.1815 | 0 | 740.1815 | 0 | 734.72 | -0.001192 | 740.1815 | 0 | 601.2527 | 0.0781 | 740.1815 | 0 | 740.1815 | 0 | 739.9367 | -0.00035968 | 895.3556 | 0.00297 | 739.9367 | 0.003083 | 894.8042 | 0 | 895.3556 | 0.37816 | 739.9367 | 0.00704 | 740.1815 | 0.012319
| 598.8316 | 0 | 740.1722 | 0.0001168 | 598.8316 | 0 | 740.1722 | -0.00038332 | 731.9547 | 4.3307e-06 | 740.1722 | 0.00036525 | 740.4168 | 3.0645e-05 | 734.95 | -0.003221 | 740.4168 | 0.00041664 | 740.4168 | 0.00035363 | 740.4168 | 0.00015576 | 734.95 | -0.00086692 | 740.4168 | 6.448e-05 | 601.372 | 0.07914 | 740.4168 | 0.00040198 | 740.4168 | 0.00012544 | 740.1722 | 0.00037211 | 895.5233 | 0.00461 | 740.1722 | 0.0037708 | 894.9723 | 0 | 895.5233 | 0.37903 | 740.1722 | 0.00795 | 740.4168 | 0.012496
| 598.9501 | 0.000554 | 740.4077 | -0.00017461 | 598.9501 | 0.00149 | 740.4077 | -0.00036937 | 732.1879 | -0.00025215 | 740.4077 | -0.0005534 | 740.6521 | 0 | 735.19 | -0.0022766 | 740.6521 | 0 | 740.6521 | 0 | 740.6521 | 0 | 735.19 | -0.001257 | 740.6521 | 0 | 601.4913 | 0.08078 | 740.6521 | 0 | 740.6521 | 0 | 740.4077 | -0.00055434 | 895.691 | 0.00341 | 740.4077 | 0.0032012 | 895.1404 | 0 | 895.691 | 0.38159 | 740.4077 | 0.00508 | 740.6521 | 0.011946
| 599.0686 | 0 | 740.6433 | 0.00015105 | 599.0686 | 0 | 740.6433 | 0.00024521 | 732.421 | 0.00017729 | 740.6433 | 0.00038945 | 740.8874 | 0.00055149 | 735.43 | -0.00011805 | 740.8874 | 0.00048425 | 740.8874 | 0.00048865 | 740.8874 | 0.00052813 | 735.43 | -0.00099695 | 740.8874 | 0.00063827 | 601.6107 | 0.08175 | 740.8874 | 0.00048933 | 740.8874 | 0.00048069 | 740.6433 | 0.000744 | 895.8587 | 0.00482 | 740.6433 | 0.0029321 | 895.3085 | 0 | 895.8587 | 0.38401 | 740.6433 | 0.0091 | 740.8874 | 0.012253
| 599.187 | 0.0007157 | 740.8788 | -0.0011992 | 599.187 | 0.0014 | 740.8788 | -0.00073247 | 732.6542 | -0.00012894 | 740.8788 | -0.00064037 | 741.1227 | 0 | 735.66 | -0.00059023 | 741.1227 | 0 | 741.1227 | 0 | 741.1227 | 0 | 735.66 | -8.6692e-05 | 741.1227 | 0 | 601.73 | 0.08356 | 741.1227 | 0 | 741.1227 | 0 | 740.8788 | -0.00010946 | 896.0263 | 0.00355 | 740.8788 | 0.0036947 | 895.4767 | 0 | 896.0263 | 0.38694 | 740.8788 | 0.00653 | 741.1227 | 0.011771
| 599.3055 | 0 | 741.1144 | -9.8225e-05 | 599.3055 | 0 | 741.1144 | 0.00032433 | 732.8874 | 9.7921e-05 | 741.1144 | 0.00036003 | 741.3581 | 0.00031427 | 735.9 | 0.0013997 | 741.3581 | 0.00022413 | 741.3581 | 0.00028578 | 741.3581 | 0.00028426 | 735.9 | 0.0018964 | 741.3581 | 0.00023847 | 601.8494 | 0.0846 | 741.3581 | 0.00027733 | 741.3581 | 0.00045577 | 741.1144 | 0.0002046 | 896.194 | 0.00761 | 741.1144 | 0.0031116 | 895.6448 | 0 | 896.194 | 0.38881 | 741.1144 | 0.0075 | 741.3581 | 0.012119
| 599.424 | 0.00118 | 741.35 | -0.0010585 | 599.424 | 0.00097105 | 741.35 | -0.001059 | 733.1205 | -0.00016 | 741.35 | -0.00062214 | 741.5934 | 0 | 736.13 | -0.0021416 | 741.5934 | 0 | 741.5934 | 0 | 741.5934 | 0 | 736.13 | -0.0012895 | 741.5934 | 0 | 601.9688 | 0.08598 | 741.5934 | 0 | 741.5934 | 0 | 741.35 | -0.00030097 | 896.3617 | 0.00408 | 741.35 | 0.0042223 | 895.8129 | 0 | 896.3617 | 0.39147 | 741.35 | 0.00679 | 741.5934 | 0.011726
| 599.5425 | 0 | 741.5856 | 0.00025232 | 599.5425 | 0 | 741.5856 | 0.00049022 | 733.3538 | -2.2866e-06 | 741.5856 | 0.00020054 | 741.8288 | 0.00036735 | 736.37 | -0.00025296 | 741.8288 | 0.00042635 | 741.8288 | 0.00032382 | 741.8288 | 0.00033669 | 736.37 | 0.0016038 | 741.8288 | 0.00040202 | 602.0881 | 0.08698 | 741.8288 | 0.00035808 | 741.8288 | 0.00039563 | 741.5856 | 0.00047924 | 896.5294 | 0.0052 | 741.5856 | 0.0051696 | 895.9811 | 0 | 896.5294 | 0.39398 | 741.5856 | 0.00781 | 741.8288 | 0.011853
| 599.661 | 0.00111 | 741.8212 | -0.00067976 | 599.661 | 0.00168 | 741.8212 | -0.00067121 | 733.5869 | -0.00022505 | 741.8212 | -0.00061013 | 742.0641 | 0 | 736.6 | -0.00075887 | 742.0641 | 0 | 742.0641 | 0 | 742.0641 | 0 | 736.6 | -0.00021673 | 742.0641 | 0 | 602.2075 | 0.08859 | 742.0641 | 0 | 742.0642 | 0 | 741.8212 | -9.5236e-05 | 896.6971 | 0.00506 | 741.8212 | 0.0028312 | 896.1492 | 0 | 896.6971 | 0.39744 | 741.8212 | 0.00726 | 742.0641 | 0.011657
| 599.7795 | 0 | 742.0568 | -0.00029631 | 599.7795 | 0 | 742.0568 | 0.00020948 | 733.8201 | 0.00022237 | 742.0568 | 0.00032249 | 742.2995 | 0.00048634 | 736.84 | 0.0009275 | 742.2995 | 0.00025706 | 742.2995 | 0.00031055 | 742.2995 | 8.9946e-05 | 736.84 | -5.4182e-05 | 742.2995 | 2.0274e-05 | 602.3268 | 0.08989 | 742.2995 | 0.00035574 | 742.2995 | 0.00033741 | 742.0568 | 0.0004419 | 896.8648 | 0.00499 | 742.0568 | 0.0046804 | 896.3174 | 6.6672e-06 | 896.8648 | 0.40043 | 742.0568 | 0.00742 | 742.2995 | 0.01176
| 599.898 | 0.00030245 | 742.2924 | -0.00049097 | 599.898 | 0.00053755 | 742.2924 | -0.00065033 | 734.0533 | -0.00011809 | 742.2924 | -0.00056979 | 742.5349 | 0 | 737.07 | -0.00015177 | 742.5349 | 0 | 742.5349 | 0 | 742.5349 | 0 | 737.07 | -0.0013871 | 742.5349 | 0 | 602.4462 | 0.09175 | 742.5349 | 0 | 742.5349 | 0 | 742.2924 | -0.00032158 | 897.0325 | 0.00477 | 742.2924 | 0.0036682 | 896.4855 | 1.0001e-05 | 897.0325 | 0.40337 | 742.2924 | 0.00669 | 742.5349 | 0.011255
| 600.0166 | 0 | 742.528 | 0.00025911 | 600.0166 | 0 | 742.528 | -0.00011285 | 734.2866 | 0.0002009 | 742.528 | 0.00029051 | 742.7703 | 0.00047363 | 737.31 | 0.0023104 | 742.7703 | 0.00047026 | 742.7703 | 0.00023318 | 742.7703 | 0.00030777 | 737.31 | -5.4182e-05 | 742.7703 | 0.0006651 | 602.5656 | 0.09326 | 742.7703 | 0.00040796 | 742.7703 | 0.00047712 | 742.528 | 0.00087713 | 897.2002 | 0.00552 | 742.528 | 0.0063196 | 896.6536 | 6.6672e-06 | 897.2002 | 0.40515 | 742.528 | 0.0072 | 742.7703 | 0.011679
| 600.1351 | 0.00093132 | 742.7636 | -0.00030676 | 600.1351 | 0.0016 | 742.7636 | -0.0013005 | 734.5198 | -0.00022593 | 742.7636 | -0.00056804 | 743.0057 | 0 | 737.55 | 0.00072515 | 743.0057 | 0 | 743.0057 | 0 | 743.0057 | 0 | 737.55 | -0.00298 | 743.0057 | 0 | 602.6849 | 0.09525 | 743.0057 | 0 | 743.0057 | 0 | 742.7636 | -0.00050247 | 897.3679 | 0.00292 | 742.7636 | 0.0035653 | 896.8218 | 0 | 897.3679 | 0.40705 | 742.7636 | 0.00635 | 743.0057 | 0.011233
| 600.2536 | 0 | 742.9993 | 1.3662e-05 | 600.2536 | 0 | 742.9993 | -0.00013625 | 734.7531 | 0.00017007 | 742.9993 | 0.00019575 | 743.2411 | 4.7915e-05 | 737.78 | -0.00069142 | 743.2411 | 0.00034828 | 743.2411 | 0.00024589 | 743.2411 | 0.00011225 | 737.78 | 0.00040094 | 743.2411 | 0.00034227 | 602.8043 | 0.09652 | 743.2411 | 0.00037281 | 743.2411 | 0.00043365 | 742.9993 | 0.00029783 | 897.5356 | 0.00455 | 742.9993 | 0.0071584 | 896.99 | 6.6672e-06 | 897.5356 | 0.40813 | 742.9993 | 0.00702 | 743.2411 | 0.011418
| 600.3722 | 0 | 743.2349 | -0.00037956 | 600.3722 | 0.00147 | 743.2349 | -0.00054558 | 734.9863 | -0.00021474 | 743.2349 | -0.0005077 | 743.4765 | 0 | 738.02 | 0.0019731 | 743.4765 | 0 | 743.4765 | 0 | 743.4765 | 0 | 738.02 | -0.00024923 | 743.4765 | 0 | 602.9237 | 0.09835 | 743.4765 | 0 | 743.4765 | 0 | 743.2349 | -9.0677e-05 | 897.7033 | 0.00389 | 743.2349 | 0.0042534 | 897.1581 | 0 | 897.7033 | 0.41063 | 743.2349 | 0.00635 | 743.4765 | 0.010976
| 600.4907 | 0 | 743.4706 | 0.00045805 | 600.4907 | 0 | 743.4706 | 0.0001117 | 735.2195 | 0.00020732 | 743.4706 | 0.0002765 | 743.7119 | 0.00034382 | 738.25 | 0.00035414 | 743.712 | 0.00054095 | 743.7119 | 0.0011228 | 743.712 | 0.00030026 | 738.25 | -0.0008344 | 743.7119 | 0.00032551 | 603.043 | 0.0998 | 743.7119 | 0.00050917 | 743.712 | 0.00034058 | 743.4706 | 0.00052527 | 897.871 | 0.00534 | 743.4706 | 0.0060049 | 897.3263 | 6.6672e-06 | 897.871 | 0.41233 | 743.4706 | 0.007 | 743.712 | 0.011314
| 600.6093 | 0.00147 | 743.7062 | -0.00085939 | 600.6093 | 0.00116 | 743.7062 | -0.0009659 | 735.4528 | -0.00020702 | 743.7062 | -0.0006464 | 743.9474 | 0 | 738.49 | -0.0013322 | 743.9474 | 0 | 743.9474 | 0 | 743.9474 | 0 | 738.49 | -0.001322 | 743.9474 | 0 | 603.1624 | 0.10177 | 743.9474 | 0 | 743.9474 | 0 | 743.7062 | -0.00018924 | 898.0387 | 0.00415 | 743.7062 | 0.0064223 | 897.4944 | 0 | 898.0387 | 0.41503 | 743.7062 | 0.00617 | 743.9474 | 0.010911
| 600.7278 | 0 | 743.9419 | 0.00042704 | 600.7278 | 0 | 743.9419 | 7.7315e-05 | 735.6861 | 0.00022112 | 743.9419 | 0.00030561 | 744.1828 | 0.00039513 | 738.72 | 0.001366 | 744.1828 | 0.00053627 | 744.1828 | 0.00039495 | 744.1829 | 0.0003602 | 738.72 | -0.00037928 | 744.1828 | 0 | 603.2818 | 0.10307 | 744.1828 | 0.00039589 | 744.1829 | 0.0003838 | 743.9419 | 0.00038583 | 898.2064 | 0.00559 | 743.9419 | 0.0051347 | 897.6626 | 6.6672e-06 | 898.2064 | 0.41706 | 743.9419 | 0.00674 | 744.1829 | 0.011192
| 600.8464 | 0 | 744.1776 | -0.00086672 | 600.8464 | 0.00139 | 744.1776 | -0.00087442 | 735.9194 | -0.00012725 | 744.1776 | -0.00072086 | 744.4183 | 0 | 738.96 | -0.0022092 | 744.4183 | 0 | 744.4183 | 0 | 744.4183 | 0 | 738.96 | -0.0014196 | 744.4183 | 0 | 603.4012 | 0.10517 | 744.4183 | 0 | 744.4183 | 0 | 744.1776 | -0.000391 | 898.3741 | 0.00317 | 744.1776 | 0.0057994 | 897.8308 | 1.0001e-05 | 898.3741 | 0.4209 | 744.1776 | 0.00671 | 744.4183 | 0.010629
| 600.965 | 0 | 744.4133 | -0.00017724 | 600.965 | 0 | 744.4133 | 0.00015375 | 736.1527 | 6.7716e-05 | 744.4133 | 0.00027141 | 744.6538 | 0.00036678 | 739.19 | 0.00096123 | 744.6538 | 0.00040293 | 744.6538 | 8.0911e-05 | 744.6537 | 0.00018834 | 739.19 | 0.00040094 | 744.6538 | 2.326e-05 | 603.5206 | 0.10675 | 744.6538 | 0.00052517 | 744.6537 | 0.00030327 | 744.4133 | 0.00067319 | 898.5418 | 0.00557 | 744.4133 | 0.0082886 | 897.9989 | 0 | 898.5418 | 0.42417 | 744.4133 | 0.00659 | 744.6537 | 0.011029
| 601.0836 | 0.00037433 | 744.649 | -0.00044438 | 601.0836 | 0.00104 | 744.649 | -0.00098607 | 736.386 | -0.00019151 | 744.649 | -0.00054763 | 744.8892 | 0 | 739.43 | -0.0010624 | 744.8892 | 0 | 744.8892 | 0 | 744.8892 | 0 | 739.43 | -0.00067186 | 744.8892 | 0 | 603.64 | 0.10872 | 744.8892 | 0 | 744.8892 | 0 | 744.649 | -0.00028408 | 898.7096 | 0.00362 | 744.649 | 0.0054748 | 898.1671 | 0 | 898.7096 | 0.42816 | 744.649 | 0.00573 | 744.8892 | 0.010633
| 601.2022 | 0 | 744.8847 | -6.6796e-05 | 601.2022 | 0 | 744.8847 | 2.1882e-05 | 736.6193 | 0.0001439 | 744.8847 | 0.00038925 | 745.1247 | 0.00010142 | 739.67 | -0.00086005 | 745.1247 | 0.00021275 | 745.1247 | 0.00019047 | 745.1248 | 9.3198e-05 | 739.67 | -0.00028175 | 745.1247 | 0.00030531 | 603.7594 | 0.10973 | 745.1247 | 0.00031601 | 745.1248 | 0.00022837 | 744.8847 | 0.00036488 | 898.8773 | 0.00636 | 744.8847 | 0.0069293 | 898.3353 | 0 | 898.8773 | 0.43083 | 744.8847 | 0.0067 | 745.1248 | 0.010831
| 601.3208 | 0 | 745.1204 | -0.0008781 | 601.3208 | 0.00088435 | 745.1204 | -0.0011822 | 736.8527 | -0.00018382 | 745.1204 | -0.000571 | 745.3602 | 0 | 739.9 | -0.0020405 | 745.3602 | 0 | 745.3602 | 0 | 745.3602 | 0 | 739.9 | 0.0033593 | 745.3602 | 0 | 603.8788 | 0.11156 | 745.3602 | 0 | 745.3602 | 0 | 745.1204 | -0.0006898 | 899.045 | 0.00419 | 745.1204 | 0.0074453 | 898.5035 | 1.0001e-05 | 899.045 | 0.43391 | 745.1204 | 0.00578 | 745.3602 | 0.010338
| 601.4394 | 0 | 745.3561 | 0.00059739 | 601.4394 | 0 | 745.3561 | -5.301e-05 | 737.086 | 9.1499e-05 | 745.3561 | 0.00035857 | 745.5957 | 0.0003183 | 740.14 | -0.00042159 | 745.5957 | 0.00049336 | 745.5957 | 0.00040219 | 745.5957 | 0.0003673 | 740.14 | 0.0020915 | 745.5957 | 0.00069774 | 603.9982 | 0.11346 | 745.5957 | 0.00055699 | 745.5957 | 0.00027094 | 745.3561 | 0.00072216 | 899.2127 | 0.00497 | 745.3561 | 0.0086413 | 898.6717 | 0 | 899.2127 | 0.4358 | 745.3561 | 0.00683 | 745.5957 | 0.010769
| 601.558 | 0.00073368 | 745.5919 | 0.00018913 | 601.558 | 0.00161 | 745.5919 | -0.00067248 | 737.3193 | -0.00022799 | 745.5919 | -0.00053983 | 745.8312 | 0 | 740.37 | -0.0012648 | 745.8312 | 0 | 745.8312 | 0 | 745.8312 | 0 | 740.37 | -0.0017771 | 745.8312 | 0 | 604.1176 | 0.1157 | 745.8312 | 0 | 745.8312 | 0 | 745.5919 | 3.9682e-05 | 899.3804 | 0.00343 | 745.5919 | 0.0078146 | 898.8398 | 1.0001e-05 | 899.3804 | 0.43818 | 745.5919 | 0.00644 | 745.8312 | 0.010347
| 601.6766 | 0 | 745.8276 | 4.9859e-05 | 601.6766 | 0 | 745.8276 | 0.00044707 | 737.5527 | 9.1721e-05 | 745.8276 | 0.00042458 | 746.0668 | 0.00047105 | 740.61 | 0.0013997 | 746.0668 | 0.00037155 | 746.0668 | 0.00055609 | 746.0668 | 0.00022523 | 740.61 | -0.00028175 | 746.0668 | 0.00026633 | 604.237 | 0.11675 | 746.0668 | 0.00061783 | 746.0668 | 0.00033684 | 745.8276 | 0.00040935 | 899.5482 | 0.00621 | 745.8276 | 0.010486 | 899.008 | 0 | 899.5482 | 0.44009 | 745.8276 | 0.007 | 746.0668 | 0.010682
| 601.7953 | 0.00064383 | 746.0634 | -0.00098816 | 601.7953 | 0.00134 | 746.0634 | -0.00080148 | 737.786 | -0.00019728 | 746.0634 | -0.00062356 | 746.3023 | 0 | 740.84 | -0.00075887 | 746.3023 | 0 | 746.3023 | 0 | 746.3023 | 0 | 740.84 | -8.6692e-05 | 746.3023 | 0 | 604.3564 | 0.11837 | 746.3023 | 0 | 746.3023 | 0 | 746.0634 | -0.00019096 | 899.7159 | 0.00373 | 746.0634 | 0.0099193 | 899.1762 | 0 | 899.7159 | 0.44259 | 746.0634 | 0.00536 | 746.3023 | 0.010192
| 601.9139 | 0 | 746.2992 | 0.0004066 | 601.9139 | 0 | 746.2992 | 0.00040157 | 738.0194 | 0.00017481 | 746.2992 | 0.00020061 | 746.5378 | 0.00042465 | 741.08 | 0.00086005 | 746.5379 | 0.00014212 | 746.5378 | 0.00042176 | 746.5378 | 0.0001899 | 741.08 | 0.00075855 | 746.5378 | 0.00041247 | 604.4758 | 0.11967 | 746.5378 | 0.00047019 | 746.5378 | 0.00026804 | 746.2992 | 0.00055368 | 899.8836 | 0.00306 | 746.2992 | 0.010682 | 899.3444 | 0 | 899.8836 | 0.44397 | 746.2992 | 0.00684 | 746.5378 | 0.010496
| 602.0326 | 0.00131 | 746.5349 | -0.00072323 | 602.0326 | 0.00027745 | 746.5349 | -0.0007873 | 738.2528 | -0.00038323 | 746.5349 | -0.000633 | 746.7734 | 0 | 741.31 | -0.0021754 | 746.7734 | 0 | 746.7734 | 0 | 746.7734 | 0 | 741.31 | -0.0019397 | 746.7734 | 0 | 604.5952 | 0.12204 | 746.7734 | 0 | 746.7734 | 0 | 746.5349 | -0.00044545 | 900.0514 | 0.00475 | 746.5349 | 0.011402 | 899.5126 | 0 | 900.0514 | 0.44625 | 746.5349 | 0.0058 | 746.7734 | 0.010002
| 602.1512 | 0 | 746.7707 | 0.00033658 | 602.1512 | 0 | 746.7707 | 2.5122e-05 | 738.4861 | 7.248e-05 | 746.7707 | 0.00046308 | 747.009 | 0.00044636 | 741.55 | 0.00089378 | 747.009 | 0.00045363 | 747.009 | 0.0001524 | 747.009 | 0.00042643 | 741.55 | 0.0009211 | 747.009 | 0.00030728 | 604.7146 | 0.12326 | 747.009 | 0.00050245 | 747.009 | 0.00043971 | 746.7707 | 0.00051089 | 900.2191 | 0.00403 | 746.7707 | 0.01084 | 899.6808 | 2.6669e-05 | 900.2191 | 0.44827 | 746.7707 | 0.00689 | 747.009 | 0.0103
| 602.2699 | 0 | 747.0065 | -2.2276e-05 | 602.2699 | 0.00156 | 747.0065 | -0.00074161 | 738.7195 | -0.00010692 | 747.0065 | -0.00053166 | 747.2445 | 0 | 741.79 | -0.0005565 | 747.2445 | 0 | 747.2445 | 0 | 747.2445 | 0 | 741.79 | -0.0012895 | 747.2445 | 0 | 604.834 | 0.12562 | 747.2445 | 0 | 747.2445 | 0 | 747.0065 | -5.4662e-05 | 900.3868 | 0.00543 | 747.0065 | 0.010016 | 899.8491 | 3.0002e-05 | 900.3868 | 0.45133 | 747.0065 | 0.00353 | 747.2445 | 0.0098261
| 602.3885 | 0 | 747.2423 | -0.00029493 | 602.3885 | 0 | 747.2423 | 0.0003359 | 738.953 | -3.6341e-05 | 747.2423 | 0.00035605 | 747.4801 | 0.00025955 | 742.02 | 0.0015684 | 747.4801 | 0.00026575 | 747.4801 | 0.00050002 | 747.4801 | 0.00045837 | 742.02 | 0.0017338 | 747.4801 | 0.00070487 | 604.9534 | 0.127 | 747.4801 | 0.00050917 | 747.4801 | 0.0004341 | 747.2423 | 0.00060547 | 900.5546 | 0.00591 | 747.2423 | 0.012054 | 900.0173 | 0 | 900.5546 | 0.45423 | 747.2423 | 0.00811 | 747.4801 | 0.01019
| 602.5072 | 0.00026652 | 747.4781 | -0.00019677 | 602.5072 | 0.00081498 | 747.4781 | -0.00054523 | 739.1864 | -0.00011839 | 747.4781 | -0.0005005 | 747.7157 | 0 | 742.26 | -0.0016695 | 747.7157 | 0 | 747.7157 | 0 | 747.7157 | 0 | 742.26 | -8.6692e-05 | 747.7157 | 0 | 605.0728 | 0.12975 | 747.7157 | 0 | 747.7157 | 0 | 747.4781 | -0.00010711 | 900.7223 | 0.0036 | 747.4781 | 0.010372 | 900.1855 | 1.0001e-05 | 900.7223 | 0.45822 | 747.4781 | 0.00514 | 747.7157 | 0.009701
| 602.6259 | 0 | 747.7139 | -0.0003353 | 602.6259 | 0 | 747.7139 | -0.00017873 | 739.4198 | 0.0002167 | 747.7139 | 0.00029522 | 747.9513 | 0.00052552 | 742.49 | 0.0001855 | 747.9513 | 0.00041987 | 747.9513 | 0.00051932 | 747.9513 | 0.00026886 | 742.49 | 0.0010836 | 747.9513 | 0.00026822 | 605.1923 | 0.13135 | 747.9513 | 0.00040814 | 747.9513 | 0.00027885 | 747.7139 | 0.00044041 | 900.8901 | 0.00652 | 747.7139 | 0.012387 | 900.3537 | 0 | 900.8901 | 0.46148 | 747.7139 | 0.00624 | 747.9513 | 0.010129
| 602.7446 | 0.00046416 | 747.9498 | -7.2412e-07 | 602.7446 | 0.00106 | 747.9498 | -0.00097066 | 739.6533 | -7.6082e-05 | 747.9498 | -0.0005504 | 748.1869 | 0 | 742.73 | -0.0019057 | 748.1869 | 0 | 748.1869 | 0 | 748.1869 | 0 | 742.73 | 0.0017013 | 748.1869 | 0 | 605.3117 | 0.13429 | 748.1869 | 0 | 748.1869 | 0 | 747.9497 | -3.5896e-05 | 901.0578 | 0.00315 | 747.9498 | 0.011682 | 900.5219 | 3.0002e-05 | 901.0578 | 0.46433 | 747.9497 | 0.00541 | 748.1869 | 0.0096113
| 602.8633 | 0 | 748.1856 | 0.0008658 | 602.8633 | 0 | 748.1856 | 0.00064785 | 739.8867 | 0.00017607 | 748.1856 | 0.00034959 | 748.4225 | 0.00059714 | 742.96 | -0.00032042 | 748.4225 | 0.00059823 | 748.4225 | 0.00043885 | 748.4225 | 0.00044226 | 742.96 | -0.00076939 | 748.4225 | 0.00050842 | 605.4311 | 0.13616 | 748.4225 | 0.00048464 | 748.4226 | 0.00036733 | 748.1856 | 0.00073615 | 901.2256 | 0.0042 | 748.1856 | 0.01245 | 900.6901 | 0 | 901.2256 | 0.46531 | 748.1856 | 0.00625 | 748.4225 | 0.0099346
| 602.982 | 0.00021262 | 748.4214 | -0.001186 | 602.982 | 0.00168 | 748.4214 | -0.0008492 | 740.1201 | -0.00022805 | 748.4214 | -0.00063863 | 748.6582 | 0 | 743.2 | -0.00045532 | 748.6582 | 0 | 748.6582 | 0 | 748.6581 | 0 | 743.2 | 0.00072604 | 748.6582 | 0 | 605.5505 | 0.13895 | 748.6582 | 0 | 748.6581 | 0 | 748.4214 | -0.00054586 | 901.3933 | 0.0032 | 748.4214 | 0.014151 | 900.8583 | 0 | 901.3933 | 0.46733 | 748.4214 | 0.0055 | 748.6581 | 0.0094674
| 603.1007 | 0 | 748.6573 | 0.0002328 | 603.1007 | 0 | 748.6573 | 0.00031551 | 740.3536 | 3.5387e-05 | 748.6573 | 0.00036116 | 748.8938 | 0.00066583 | 743.44 | 0.0016358 | 748.8938 | 0.00057483 | 748.8938 | 0.00037603 | 748.8938 | 0.00025278 | 743.44 | 0.0016038 | 748.8938 | 0.000416 | 605.67 | 0.14073 | 748.8938 | 0.00031022 | 748.8938 | 0.00046917 | 748.6573 | 0.00057768 | 901.5611 | 0.00541 | 748.6573 | 0.014231 | 901.0266 | 6.6672e-06 | 901.5611 | 0.46848 | 748.6573 | 0.00605 | 748.8938 | 0.009682
| 603.2194 | 0.00131 | 748.8931 | 0.00023477 | 603.2194 | 0.0013 | 748.8931 | -0.00062571 | 740.587 | -0.00025885 | 748.8931 | -0.00048436 | 749.1294 | 0 | 743.67 | -0.0018719 | 749.1294 | 0 | 749.1294 | 0 | 749.1295 | 0 | 743.67 | -0.00050931 | 749.1294 | 0 | 605.7894 | 0.14349 | 749.1294 | 0 | 749.1295 | 0 | 748.8931 | -2.1399e-05 | 901.7288 | 0.00359 | 748.8931 | 0.013965 | 901.1948 | 0 | 901.7288 | 0.47077 | 748.8931 | 0.00521 | 749.1295 | 0.0092447
| 603.3381 | 0 | 749.129 | -0.00020896 | 603.3381 | 0 | 749.129 | 0.00038081 | 740.8206 | 0.00014553 | 749.129 | 0.00033913 | 749.3651 | 0.00052952 | 743.91 | 0.0018381 | 749.3651 | 0.00047157 | 749.3651 | 0.00018257 | 749.3651 | 0.00025479 | 743.91 | -0.00099695 | 749.3651 | 0.00049243 | 605.9088 | 0.14523 | 749.3651 | 0.00039609 | 749.3651 | 0.00033189 | 749.129 | 0.00051317 | 901.8966 | 0.00345 | 749.129 | 0.014917 | 901.3631 | 0 | 901.8966 | 0.47161 | 749.129 | 0.0061 | 749.3651 | 0.009647
| 603.4569 | 0.00010482 | 749.3649 | -0.00051712 | 603.4569 | 0.00149 | 749.3649 | -0.00043762 | 741.054 | -0.00012663 | 749.3649 | -0.00053443 | 749.6008 | 0 | 744.14 | -0.00089378 | 749.6008 | 0 | 749.6008 | 0 | 749.6008 | 0 | 744.14 | 0.00046596 | 749.6008 | 0 | 606.0283 | 0.14765 | 749.6008 | 0 | 749.6008 | 0 | 749.3649 | -0.00020264 | 902.0644 | 0.00427 | 749.3649 | 0.016723 | 901.5313 | 1.0001e-05 | 902.0644 | 0.47321 | 749.3649 | 0.00542 | 749.6008 | 0.0091807
| 603.5756 | 0 | 749.6008 | -8.4027e-05 | 603.5756 | 0 | 749.6008 | -0.00041685 | 741.2875 | -7.6572e-06 | 749.6008 | 0.00029136 | 749.8364 | 0.00029068 | 744.38 | -0.0011973 | 749.8364 | 0.00036701 | 749.8364 | 0.00073381 | 749.8364 | 0.00018253 | 744.38 | -0.0014846 | 749.8364 | 0.0002147 | 606.1477 | 0.14896 | 749.8364 | 0.00037366 | 749.8364 | 0.0004247 | 749.6008 | 0.00049974 | 902.2321 | 0.00555 | 749.6008 | 0.017965 | 901.6995 | 0 | 902.2321 | 0.47421 | 749.6008 | 0.00605 | 749.8364 | 0.0095334
| 603.6944 | 0.000554 | 749.8367 | -0.0015473 | 603.6944 | 0.00125 | 749.8367 | -0.00070556 | 741.521 | -3.2607e-05 | 749.8367 | -0.00067626 | 750.0721 | 0 | 744.61 | -1.6864e-05 | 750.0721 | 0 | 750.0721 | 0 | 750.0721 | 0 | 744.61 | 0.00033593 | 750.0721 | 0 | 606.2672 | 0.15121 | 750.0721 | 0 | 750.0721 | 0 | 749.8367 | -0.00037498 | 902.3999 | 0.00424 | 749.8367 | 0.015514 | 901.8678 | 1.0001e-05 | 902.3999 | 0.47642 | 749.8367 | 0.0052 | 750.0721 | 0.00897
| 603.8131 | 0 | 750.0726 | 0.00062527 | 603.8131 | 0 | 750.0726 | 0.00036973 | 741.7545 | -2.6606e-05 | 750.0726 | 0.00044255 | 750.3078 | 0.0004309 | 744.85 | 0.0015008 | 750.3078 | 0.00064625 | 750.3078 | 0.00088138 | 750.3078 | 0.00049086 | 744.85 | 0.00036844 | 750.3078 | 0.0005805 | 606.3866 | 0.15292 | 750.3078 | 0.00049986 | 750.3078 | 0.00030847 | 750.0726 | 0.00052083 | 902.5676 | 0.0039 | 750.0726 | 0.016902 | 902.036 | 0 | 902.5676 | 0.47857 | 750.0726 | 0.00599 | 750.3078 | 0.0093555
| 603.9319 | 0.0017 | 750.3085 | -0.0012608 | 603.9319 | 0.00128 | 750.3085 | -0.00099451 | 741.988 | -0.00020049 | 750.3085 | -0.0007226 | 750.5435 | 0 | 745.09 | -0.002715 | 750.5435 | 0 | 750.5435 | 0 | 750.5435 | 0 | 745.09 | 0.00072604 | 750.5435 | 0 | 606.506 | 0.1559 | 750.5435 | 0 | 750.5435 | 0 | 750.3085 | -0.00078006 | 902.7354 | 0.00352 | 750.3085 | 0.015747 | 902.2043 | 3.0002e-05 | 902.7354 | 0.48132 | 750.3085 | 0.00491 | 750.5435 | 0.0089292
| 604.0507 | 0 | 750.5444 | -0.0008114 | 604.0507 | 0 | 750.5444 | 3.4977e-05 | 742.2216 | 0.0001682 | 750.5444 | 0.00033519 | 750.7792 | 0.00042028 | 745.32 | 0.0014334 | 750.7792 | 0.00030311 | 750.7792 | 0.00026378 | 750.7792 | 0.0001425 | 745.32 | -0.00024923 | 750.7792 | 0.00044027 | 606.6255 | 0.1579 | 750.7792 | 0.0007168 | 750.7792 | 0.00036373 | 750.5444 | 0.00033522 | 902.9032 | 0.00501 | 750.5444 | 0.018691 | 902.3725 | 0 | 902.9032 | 0.48347 | 750.5444 | 0.00599 | 750.7792 | 0.0093237
| 604.1694 | 0.00082352 | 750.7804 | -0.00073309 | 604.1694 | 0.00060691 | 750.7804 | -0.00052719 | 742.4551 | -0.00017607 | 750.7804 | -0.00060396 | 751.015 | 0 | 745.56 | 0.00089378 | 751.0149 | 0 | 751.015 | 0 | 751.015 | 0 | 745.56 | -0.00093193 | 751.015 | 0 | 606.745 | 0.16077 | 751.015 | 0 | 751.0149 | 0 | 750.7804 | -0.00058377 | 903.071 | 0.00543 | 750.7804 | 0.018401 | 902.5408 | 0 | 903.071 | 0.48603 | 750.7804 | 0.00482 | 751.015 | 0.0088395
| 604.2882 | 0 | 751.0163 | 0.00011706 | 604.2882 | 0 | 751.0163 | -3.1618e-05 | 742.6887 | 0.00017527 | 751.0163 | 0.00034915 | 751.2507 | 0.00031069 | 745.79 | -0.0018044 | 751.2507 | 0.00055332 | 751.2507 | 0.00025364 | 751.2507 | 0.00029738 | 745.79 | -0.00080189 | 751.2507 | 0.00033925 | 606.8644 | 0.16264 | 751.2507 | 0.00044842 | 751.2507 | 0.00042104 | 751.0163 | 0.00075937 | 903.2387 | 0.00524 | 751.0163 | 0.020865 | 902.709 | 0 | 903.2387 | 0.48786 | 751.0163 | 0.0056 | 751.2507 | 0.0091604
| 604.407 | 0.00037433 | 751.2523 | -0.00010421 | 604.407 | 0.0017 | 751.2523 | -0.00083229 | 742.9222 | -0.0002016 | 751.2523 | -0.00060131 | 751.4864 | 0 | 746.03 | 0.00075887 | 751.4864 | 0 | 751.4864 | 0 | 751.4865 | 0 | 746.03 | 0.00082357 | 751.4864 | 0 | 606.9839 | 0.16639 | 751.4864 | 0 | 751.4864 | 0 | 751.2523 | -0.00041497 | 903.4065 | 0.00419 | 751.2523 | 0.019435 | 902.8773 | 1.0001e-05 | 903.4065 | 0.48984 | 751.2523 | 0.00477 | 751.4865 | 0.0087434
| 604.5258 | 0 | 751.4882 | 0.00058274 | 604.5258 | 0 | 751.4882 | -0.00015919 | 743.1558 | 0.00011404 | 751.4882 | 0.00028609 | 751.7222 | 0.00040942 | 746.27 | 0.0011299 | 751.7222 | 0.00043979 | 751.7222 | 0.00030783 | 751.7222 | 0.00037707 | 746.27 | -0.0025575 | 751.7222 | 0.00046763 | 607.1033 | 0.16826 | 751.7222 | 0.00080454 | 751.7222 | 0.0001273 | 751.4882 | 0.00097336 | 903.5743 | 0.00403 | 751.4882 | 0.022955 | 903.0456 | 0 | 903.5743 | 0.49136 | 751.4882 | 0.00567 | 751.7222 | 0.0091546
| 604.6446 | 0.0006079 | 751.7242 | 3.2185e-05 | 604.6446 | 0.0004335 | 751.7242 | -0.00090005 | 743.3893 | -0.00036207 | 751.7242 | -0.00058398 | 751.9579 | 0 | 746.5 | 0.00086005 | 751.9579 | 0 | 751.9579 | 0 | 751.9579 | 0 | 746.5 | -0.00080189 | 751.9579 | 0 | 607.2228 | 0.17084 | 751.9579 | 0 | 751.9579 | 0 | 751.7242 | -0.00015322 | 903.7421 | 0.00448 | 751.7242 | 0.021574 | 903.2138 | 3.0002e-05 | 903.7421 | 0.49414 | 751.7242 | 0.00482 | 751.9579 | 0.0085745
| 604.7634 | 0 | 751.9602 | -0.00025477 | 604.7634 | 0 | 751.9602 | 0.00012466 | 743.6229 | 0.00021899 | 751.9602 | 0.0004613 | 752.1937 | 0.00034469 | 746.74 | 0.00011805 | 752.1937 | 0.00048498 | 752.1937 | 0.00018439 | 752.1937 | 7.4e-05 | 746.74 | 0.00043346 | 752.1937 | 0.00033015 | 607.3422 | 0.17182 | 752.1937 | 0.00026585 | 752.1937 | 0.00041459 | 751.9602 | 0.00034271 | 903.9099 | 0.00555 | 751.9602 | 0.021422 | 903.3821 | 6.6672e-06 | 903.9099 | 0.49685 | 751.9602 | 0.00581 | 752.1937 | 0.0088595
| 604.8822 | 0.0005001 | 752.1961 | -0.00013954 | 604.8822 | 0.00097105 | 752.1961 | -0.0011242 | 743.8566 | -5.4804e-05 | 752.1961 | -0.00064503 | 752.4295 | 0 | 746.97 | -0.0012985 | 752.4295 | 0 | 752.4295 | 0 | 752.4295 | 0 | 746.97 | -0.001192 | 752.4295 | 0 | 607.4617 | 0.17485 | 752.4295 | 0 | 752.4295 | 0 | 752.1961 | -0.00040475 | 904.0777 | 0.00557 | 752.1961 | 0.022417 | 903.5504 | 1.0001e-05 | 904.0777 | 0.50127 | 752.1961 | 0.0047 | 752.4295 | 0.0085313
| 605.0011 | 0 | 752.4321 | -0.00065568 | 605.0011 | 0 | 752.4321 | 0.0005533 | 744.0901 | 6.3901e-05 | 752.4321 | 0.00044602 | 752.6653 | 0.00031209 | 747.21 | 0.00038786 | 752.6653 | 0.00061757 | 752.6653 | 0.00051622 | 752.6653 | 0.00025901 | 747.21 | 0.0018639 | 752.6653 | 0.00035156 | 607.5812 | 0.17698 | 752.6653 | 0.00064795 | 752.6653 | 0.00027136 | 752.4321 | 0.00055918 | 904.2455 | 0.00417 | 752.4321 | 0.024292 | 903.7187 | 0 | 904.2455 | 0.5048 | 752.4321 | 0.00567 | 752.6653 | 0.0087858
| 605.1199 | 0 | 752.6681 | -0.00082346 | 605.1199 | 0.00125 | 752.6681 | -0.0012264 | 744.3237 | -0.00013631 | 752.6681 | -0.0006347 | 752.9011 | 0 | 747.44 | -0.00045532 | 752.9011 | 0 | 752.9011 | 0 | 752.9011 | 0 | 747.44 | -0.0014521 | 752.9011 | 0 | 607.7006 | 0.18041 | 752.9011 | 0 | 752.9011 | 0 | 752.6681 | -0.00039892 | 904.4132 | 0.00371 | 752.6681 | 0.02384 | 903.8869 | 0 | 904.4132 | 0.50949 | 752.6681 | 0.00513 | 752.9011 | 0.008277
| 605.2387 | 0 | 752.9042 | 0.00088564 | 605.2387 | 0 | 752.9042 | 0.00030786 | 744.5574 | 0.00013017 | 752.9042 | 0.00027432 | 753.1369 | 0.00031693 | 747.68 | -0.0022428 | 753.1369 | 0.0007158 | 753.1369 | 0.00053095 | 753.1368 | 0.00048132 | 747.68 | 0.0018314 | 753.1369 | 0.0007871 | 607.8201 | 0.18254 | 753.1369 | 0.00058936 | 753.1368 | 0.00042572 | 752.9042 | 0.00081388 | 904.581 | 0.00473 | 752.9042 | 0.025853 | 904.0552 | 0 | 904.581 | 0.51255 | 752.9042 | 0.00547 | 753.1368 | 0.0086114
| 605.3576 | 0.00091335 | 753.1402 | -0.00092345 | 605.3576 | 0.00083232 | 753.1402 | -0.0010786 | 744.791 | -0.00025179 | 753.1402 | -0.00068624 | 753.3727 | 0 | 747.92 | -0.00059023 | 753.3727 | 0 | 753.3727 | 0 | 753.3727 | 0 | 747.92 | -0.00041178 | 753.3727 | 0 | 607.9396 | 0.18588 | 753.3727 | 0 | 753.3727 | 0 | 753.1402 | -0.00075201 | 904.7488 | 0.00301 | 753.1402 | 0.023065 | 904.2235 | 1.0001e-05 | 904.7488 | 0.51606 | 753.1402 | 0.00482 | 753.3727 | 0.0082888
| 605.4764 | 0 | 753.3762 | 0.00060498 | 605.4764 | 0 | 753.3762 | 2.5641e-05 | 745.0247 | 8.8372e-06 | 753.3762 | 0.00039265 | 753.6085 | 0.00059056 | 748.15 | 0.00069142 | 753.6085 | 0.00055574 | 753.6085 | 0.00042355 | 753.6085 | 0.00037393 | 748.15 | -0.00021673 | 753.6085 | 0.00054482 | 608.0591 | 0.18812 | 753.6085 | 0.00051345 | 753.6085 | 0.00030146 | 753.3762 | 0.00067111 | 904.9166 | 0.00547 | 753.3762 | 0.028132 | 904.3918 | 6.6672e-06 | 904.9166 | 0.51733 | 753.3762 | 0.00602 | 753.6085 | 0.0085071
| 605.5953 | 0 | 753.6122 | -0.0006619 | 605.5953 | 0.00149 | 753.6122 | -0.0013971 | 745.2583 | -0.00036999 | 753.6122 | -0.00063879 | 753.8443 | 0 | 748.39 | -0.0011299 | 753.8443 | 0 | 753.8443 | 0 | 753.8444 | 0 | 748.39 | 0.0015387 | 753.8443 | 0 | 608.1786 | 0.19202 | 753.8443 | 0 | 753.8444 | 0 | 753.6123 | -0.0003633 | 905.0844 | 0.00457 | 753.6122 | 0.026105 | 904.5601 | 0 | 905.0844 | 0.51841 | 753.6123 | 0.00237 | 753.8444 | 0.007997
| 605.7142 | 0 | 753.8483 | 0.00074144 | 605.7142 | 0 | 753.8483 | 0.00033729 | 745.4919 | 0.00013126 | 753.8483 | 0.00031619 | 754.0802 | 0.00035017 | 748.62 | 0.001737 | 754.0802 | 0.00079725 | 754.0802 | 0.0004271 | 754.0802 | 0.00032398 | 748.62 | 0.00082357 | 754.0802 | 0.00060576 | 608.298 | 0.1951 | 754.0802 | 0.00055728 | 754.0802 | 0.00044997 | 753.8483 | 0.0006228 | 905.2522 | 0.00519 | 753.8483 | 0.027478 | 904.7284 | 6.6672e-06 | 905.2522 | 0.5189 | 753.8483 | 0.0075 | 754.0802 | 0.0083849
| 605.8331 | 0.00115 | 754.0844 | -0.0012213 | 605.8331 | 0.00168 | 754.0844 | -0.00060964 | 745.7256 | -0.00030518 | 754.0844 | -0.00069385 | 754.316 | 0 | 748.86 | 0.00038786 | 754.316 | 0 | 754.316 | 0 | 754.316 | 0 | 748.86 | -0.0015496 | 754.316 | 0 | 608.4175 | 0.19921 | 754.316 | 0 | 754.316 | 0 | 754.0843 | -0.00070248 | 905.42 | 0.00345 | 754.0844 | 0.028756 | 904.8967 | 1.0001e-05 | 905.42 | 0.52098 | 754.0843 | 0.00471 | 754.316 | 0.0079531
| 605.952 | 0 | 754.3204 | -0.0002367 | 605.952 | 0 | 754.3204 | 0.00036339 | 745.9593 | 0.0001 | 754.3204 | 0.00038834 | 754.5519 | 0.00031158 | 749.1 | 0.0025127 | 754.5519 | 0.00038811 | 754.5519 | 0.00025473 | 754.5519 | 0 | 749.1 | -0.00028175 | 754.5519 | 0.00041829 | 608.537 | 0.20174 | 754.5519 | 0.0006007 | 754.5519 | 0.00039033 | 754.3204 | 0.00014518 | 905.5878 | 0.00515 | 754.3204 | 0.030631 | 905.065 | 0 | 905.5878 | 0.52304 | 754.3204 | 0.00538 | 754.5519 | 0.008287
| 606.0708 | 0.00145 | 754.5565 | 4.5092e-05 | 606.0708 | 0.00055488 | 754.5565 | -0.0005773 | 746.1929 | -0.00016606 | 754.5565 | -0.00060489 | 754.7878 | 0 | 749.33 | -8.4319e-05 | 754.7878 | 0 | 754.7878 | 0 | 754.7878 | 0 | 749.33 | -0.00070437 | 754.7878 | 0 | 608.6565 | 0.20479 | 754.7878 | 0 | 754.7878 | 0 | 754.5565 | -0.00017532 | 905.7556 | 0.00413 | 754.5565 | 0.028657 | 905.2333 | 0 | 905.7556 | 0.52585 | 754.5565 | 0.00441 | 754.7878 | 0.0078525
| 606.1898 | 0 | 754.7926 | -0.00090091 | 606.1898 | 0 | 754.7926 | -0.0001853 | 746.4266 | -5.6311e-05 | 754.7926 | 0.00043876 | 755.0236 | 1.0236e-05 | 749.57 | 8.4319e-05 | 755.0236 | 0.00045029 | 755.0236 | 1.508e-05 | 755.0236 | 4.0422e-05 | 749.57 | 0.00020589 | 755.0236 | 7.6982e-05 | 608.776 | 0.20707 | 755.0236 | 0.00055448 | 755.0236 | 0.00019724 | 754.7926 | 0.0002732 | 905.9235 | 0.00638 | 754.7926 | 0.03178 | 905.4016 | 2.6669e-05 | 905.9235 | 0.52839 | 754.7926 | 0.00515 | 755.0236 | 0.0080793
| 606.3087 | 0.00127 | 755.0287 | -0.00025272 | 606.3087 | 0.00090168 | 755.0287 | -0.00095395 | 746.6603 | -0.00017656 | 755.0287 | -0.00057213 | 755.2595 | 0 | 749.8 | -0.00048905 | 755.2595 | 0 | 755.2595 | 0 | 755.2595 | 0 | 749.8 | -0.00099695 | 755.2595 | 0 | 608.8955 | 0.21128 | 755.2595 | 0 | 755.2595 | 0 | 755.0287 | -0.00065961 | 906.0913 | 0.00501 | 755.0287 | 0.032418 | 905.5699 | 1.0001e-05 | 906.0913 | 0.53238 | 755.0287 | 0.00456 | 755.2595 | 0.0076934
| 606.4276 | 0 | 755.2648 | -0.00043452 | 606.4276 | 0 | 755.2648 | 0.00019057 | 746.894 | 0.00011964 | 755.2648 | 0.00023778 | 755.4954 | 0.0005395 | 750.04 | -0.00086005 | 755.4954 | 0.00071444 | 755.4954 | 0.00024383 | 755.4954 | 0.00024277 | 750.04 | -0.0016472 | 755.4954 | 0.00038157 | 609.015 | 0.2147 | 755.4954 | 0.00046349 | 755.4954 | 0.00018193 | 755.2648 | 0.00046754 | 906.2591 | 0.00533 | 755.2648 | 0.035231 | 905.7382 | 0 | 906.2591 | 0.53556 | 755.2648 | 0.00589 | 755.4954 | 0.0082132
| 606.5465 | 0.00091335 | 755.5009 | -0.00046926 | 606.5465 | 0 | 755.5009 | -0.00070201 | 747.1277 | -0.0002301 | 755.5009 | -0.00057589 | 755.7313 | 0 | 750.28 | -0.00099496 | 755.7314 | 0 | 755.7313 | 0 | 755.7313 | 0 | 750.28 | -0.00031426 | 755.7313 | 0 | 609.1345 | 0.21888 | 755.7313 | 0 | 755.7313 | 0 | 755.5009 | -0.00022549 | 906.4269 | 0.00542 | 755.5009 | 0.030915 | 905.9066 | 0 | 906.4269 | 0.53916 | 755.5009 | 0.00415 | 755.7313 | 0.0076013
| 606.6654 | 0 | 755.737 | -0.00022316 | 606.6654 | 0 | 755.737 | 0.00019881 | 747.3615 | 0.00014954 | 755.737 | 0.00040493 | 755.9673 | 0.0003242 | 750.51 | 0.00079259 | 755.9673 | 6.5134e-05 | 755.9673 | 0.00033371 | 755.9673 | 0.00016103 | 750.51 | -0.0010945 | 755.9673 | 0.00044608 | 609.254 | 0.22177 | 755.9673 | 0.00011499 | 755.9673 | 0.00037824 | 755.737 | 0.00051827 | 906.5947 | 0.00462 | 755.737 | 0.035222 | 906.0749 | 0 | 906.5947 | 0.54033 | 755.737 | 0.00526 | 755.9673 | 0.0080164
| 606.7844 | 0.00080555 | 755.9731 | 0.00035851 | 606.7844 | 0.00076297 | 755.9731 | -0.0010677 | 747.5952 | -0.00014464 | 755.9731 | -0.0005308 | 756.2032 | 0 | 750.75 | -0.0015346 | 756.2032 | 0 | 756.2032 | 0 | 756.2032 | 0 | 750.75 | 0.00069354 | 756.2032 | 0 | 609.3735 | 0.22618 | 756.2032 | 0 | 756.2032 | 0 | 755.9731 | -8.7595e-05 | 906.7625 | 0.00317 | 755.9731 | 0.035133 | 906.2432 | 3.0002e-05 | 906.7625 | 0.54148 | 755.9731 | 0.00452 | 756.2032 | 0.0076113
| 606.9033 | 0 | 756.2093 | -0.00055859 | 606.9033 | 0 | 756.2093 | 0.00044519 | 747.829 | -2.4016e-05 | 756.2093 | 0.00036121 | 756.4391 | 0.00035692 | 750.98 | 0.0010287 | 756.4391 | 0.00037093 | 756.4391 | 0.00043284 | 756.4391 | 0.00026157 | 750.98 | -0.00018422 | 756.4391 | 0.00063391 | 609.493 | 0.2292 | 756.4391 | 0.00032542 | 756.4392 | 0.000256 | 756.2092 | 0.00043007 | 906.9304 | 0.00425 | 756.2093 | 0.035496 | 906.4115 | 6.6672e-06 | 906.9304 | 0.54114 | 756.2092 | 0.00509 | 756.4391 | 0.0078246
| 607.0223 | 0.00033839 | 756.4454 | -0.0010873 | 607.0223 | 0.00072829 | 756.4454 | -0.0011017 | 748.0627 | -0.00024471 | 756.4454 | -0.00063736 | 756.6751 | 0 | 751.22 | 5.0592e-05 | 756.6751 | 0 | 756.6751 | 0 | 756.675 | 0 | 751.22 | -0.00099695 | 756.6751 | 0 | 609.6125 | 0.23307 | 756.6751 | 0 | 756.6751 | 0 | 756.4454 | -0.00056602 | 907.0982 | 0.00443 | 756.4454 | 0.037788 | 906.5799 | 1.0001e-05 | 907.0982 | 0.54266 | 756.4454 | 0.00419 | 756.675 | 0.0073987
| 607.1412 | 0 | 756.6816 | 0.00022215 | 607.1412 | 0 | 756.6816 | 0.0001859 | 748.2965 | 1.5625e-05 | 756.6816 | 0.00028312 | 756.911 | 0.00060952 | 751.46 | 0.00042159 | 756.911 | 0.00029938 | 756.911 | 0.00017246 | 756.911 | 0.00026505 | 751.46 | -0.00034676 | 756.911 | 0.00028403 | 609.732 | 0.23536 | 756.911 | 0.00015185 | 756.911 | 0.00042288 | 756.6816 | 0.00054974 | 907.266 | 0.00578 | 756.6816 | 0.038323 | 906.7482 | 0 | 907.266 | 0.54426 | 756.6816 | 0.00532 | 756.911 | 0.0076967
| 607.2602 | 6.8875e-05 | 756.9177 | -0.00068704 | 607.2602 | 0.00079764 | 756.9177 | -0.00060348 | 748.5303 | -0.00029846 | 756.9177 | -0.00078125 | 757.147 | 0 | 751.69 | -0.00062396 | 757.147 | 0 | 757.147 | 0 | 757.147 | 0 | 751.69 | -0.0021998 | 757.147 | 0 | 609.8515 | 0.23905 | 757.147 | 0 | 757.147 | 0 | 756.9177 | -0.00074302 | 907.4338 | 0.00505 | 756.9177 | 0.038863 | 906.9165 | 3.0002e-05 | 907.4338 | 0.54703 | 756.9177 | 0.00448 | 757.147 | 0.0073027
| 607.3792 | 0 | 757.1539 | -0.00096561 | 607.3792 | 0 | 757.1539 | 4.4505e-05 | 748.764 | 5.1049e-05 | 757.1539 | 0.0002868 | 757.383 | 0.00043604 | 751.93 | 0.00065769 | 757.383 | 0.00046541 | 757.383 | 2.706e-06 | 757.3829 | 3.3025e-05 | 751.93 | -0.00067186 | 757.383 | 0.00029795 | 609.971 | 0.2411 | 757.383 | 0.00043173 | 757.3829 | 0.00030164 | 757.1539 | 0.00038066 | 907.6017 | 0.00571 | 757.1539 | 0.039494 | 907.0849 | 0 | 907.6017 | 0.54901 | 757.1539 | 0.00482 | 757.3829 | 0.0078273
| 607.4982 | 0.00154 | 757.3901 | -0.00051836 | 607.4982 | 0 | 757.3901 | -0.00093683 | 748.9978 | -0.00020428 | 757.3901 | -0.00057201 | 757.6189 | 0 | 752.16 | -0.0020405 | 757.6189 | 0 | 757.6189 | 0 | 757.619 | 0 | 752.16 | -0.0025575 | 757.6189 | 0 | 610.0906 | 0.24469 | 757.6189 | 0 | 757.619 | 0 | 757.3901 | -0.00059126 | 907.7695 | 0.0025 | 757.3901 | 0.041212 | 907.2532 | 3.0002e-05 | 907.7695 | 0.55281 | 757.3901 | 0.00407 | 757.619 | 0.007175
| 607.6171 | 0 | 757.6263 | -0.00046569 | 607.6171 | 0 | 757.6263 | 0.00024722 | 749.2316 | 0.0001104 | 757.6263 | 0.00014307 | 757.8549 | 0.00031673 | 752.4 | -8.4319e-05 | 757.8549 | 0.00037517 | 757.8549 | 0.00080687 | 757.8549 | 0.00023672 | 752.4 | -0.00080189 | 757.8549 | 0.00051612 | 610.2101 | 0.24736 | 757.8549 | 0.00035086 | 757.8549 | 0.00034267 | 757.6263 | 0.00019074 | 907.9373 | 0.00492 | 757.6263 | 0.042707 | 907.4216 | 0 | 907.9373 | 0.55765 | 757.6263 | 0.00493 | 757.8549 | 0.0075373
| 607.7361 | 0.00064383 | 757.8624 | -0.00045908 | 607.7361 | 0.00132 | 757.8624 | -0.00070342 | 749.4654 | -0.00022425 | 757.8624 | -0.0005822 | 758.0909 | 0 | 752.64 | -0.0020742 | 758.0909 | 0 | 758.0909 | 0 | 758.0909 | 0 | 752.64 | -0.00080189 | 758.0909 | 0 | 610.3296 | 0.25237 | 758.0909 | 0 | 758.0909 | 0 | 757.8624 | -0.00051067 | 908.1052 | 0.00406 | 757.8624 | 0.042948 | 907.5899 | 3.0002e-05 | 908.1052 | 0.56348 | 757.8624 | 0.00401 | 758.0909 | 0.0071312
| 607.8551 | 0 | 758.0987 | 0.00026144 | 607.8551 | 0 | 758.0987 | 0.00025108 | 749.6992 | 0.00014953 | 758.0987 | 0.00039999 | 758.3269 | 0.00023104 | 752.87 | 0.0014672 | 758.3269 | 0.00040663 | 758.3269 | 0.00036278 | 758.327 | 0.00028211 | 752.87 | 0.0016363 | 758.3269 | 0.00038665 | 610.4491 | 0.25645 | 758.3269 | 0.00060078 | 758.327 | 0.00045988 | 758.0987 | 0.00046188 | 908.273 | 0.00577 | 758.0987 | 0.043918 | 907.7583 | 0 | 908.273 | 0.56748 | 758.0987 | 0.00561 | 758.327 | 0.0075187
| 607.9742 | 0.00015871 | 758.3349 | -0.0011 | 607.9742 | 0 | 758.3349 | -0.00090388 | 749.933 | -0.0001696 | 758.3349 | -0.00068605 | 758.563 | 0 | 753.11 | -0.00052277 | 758.563 | 0 | 758.563 | 0 | 758.563 | 0 | 753.11 | -2.1673e-05 | 758.563 | 0 | 610.5687 | 0.26163 | 758.563 | 0 | 758.563 | 0 | 758.3349 | -0.00083527 | 908.4409 | 0.00535 | 758.3349 | 0.045989 | 907.9266 | 1.0001e-05 | 908.4409 | 0.57175 | 758.3349 | 0.00418 | 758.563 | 0.0069755
| 608.0932 | 0 | 758.5711 | -0.0010996 | 608.0932 | 0 | 758.5711 | -0.00073317 | 750.1669 | -0.00013422 | 758.5711 | -0.00062893 | 758.799 | 0 | 753.34 | -0.00086005 | 758.799 | 0 | 758.799 | 0 | 758.799 | 0 | 753.34 | 0.0011487 | 758.799 | 0 | 610.6882 | 0.2662 | 758.799 | 0 | 758.799 | 0 | 758.5711 | -9.4567e-05 | 908.6087 | 0.00545 | 758.5711 | 0.046041 | 908.095 | 0 | 908.6087 | 0.57653 | 758.5711 | 0.00422 | 758.799 | 0.0068049
| 608.2122 | 0.00116 | 758.8073 | 0.00022009 | 608.2122 | 0.00076297 | 758.8073 | 0.00063969 | 750.4008 | -5.0578e-05 | 758.8073 | 0.00039585 | 759.035 | 0.00032507 | 753.58 | -0.0024789 | 759.035 | 0.00043755 | 759.035 | 0.00057897 | 759.035 | 0.00031749 | 753.58 | 0.0011812 | 759.035 | 0.00069171 | 610.8077 | 0.27033 | 759.035 | 0.00074242 | 759.035 | 0.00040552 | 758.8073 | 0.00018614 | 908.7766 | 0.00484 | 758.8073 | 0.048448 | 908.2633 | 3.0002e-05 | 908.7766 | 0.58141 | 758.8073 | 0.00524 | 759.035 | 0.0073626
| 608.3312 | 0 | 759.0436 | -0.00055986 | 608.3312 | 0 | 759.0436 | -0.0010842 | 750.6346 | -0.00022283 | 759.0436 | -0.00079885 | 759.2711 | 0 | 753.82 | -0.0012648 | 759.2711 | 0 | 759.2711 | 0 | 759.2711 | 0 | 753.82 | -0.001322 | 759.2711 | 0 | 610.9273 | 0.27412 | 759.2711 | 0 | 759.2711 | 0 | 759.0436 | -0.00055137 | 908.9444 | 0.00422 | 759.0436 | 0.047186 | 908.4317 | 0 | 908.9444 | 0.58551 | 759.0436 | 0.00387 | 759.2711 | 0.0068012
| 608.4503 | 0.00145 | 759.2798 | 0.00065691 | 608.4503 | 0.00118 | 759.2798 | 0.00012408 | 750.8684 | 1.5924e-05 | 759.2798 | 0.000348 | 759.5071 | 0.00068199 | 754.05 | -0.00025296 | 759.5071 | 0.00072266 | 759.5071 | 0.00060659 | 759.5071 | 0.00046248 | 754.05 | 0.002124 | 759.5071 | 0.00024266 | 611.0468 | 0.27681 | 759.5071 | 0.00051401 | 759.5071 | 0.00045286 | 759.2798 | 0.00089693 | 909.1122 | 0.00506 | 759.2798 | 0.050647 | 908.6001 | 3.0002e-05 | 909.1122 | 0.58872 | 759.2798 | 0.00494 | 759.5071 | 0.0072145
| 608.5693 | 0 | 759.5161 | -0.00028445 | 608.5693 | 0 | 759.5161 | -0.00031298 | 751.1023 | -0.00028032 | 759.5161 | -0.00062988 | 759.7432 | 0 | 754.29 | -0.0013997 | 759.7432 | 0 | 759.7432 | 0 | 759.7432 | 0 | 754.29 | -0.0022323 | 759.7432 | 0 | 611.1663 | 0.28102 | 759.7432 | 0 | 759.7432 | 0 | 759.5161 | -0.00027861 | 909.2801 | 0.00503 | 759.5161 | 0.051517 | 908.7684 | 0 | 909.2801 | 0.59288 | 759.5161 | 0.00378 | 759.7432 | 0.0067114
| 608.6884 | 0.00041025 | 759.7523 | 0.00034142 | 608.6884 | 0 | 759.7523 | -0.00027998 | 751.3362 | -2.1056e-05 | 759.7523 | 0.0002627 | 759.9793 | 0.00031805 | 754.53 | 0.0005565 | 759.9793 | 0.00054465 | 759.9793 | 0.00019339 | 759.9792 | 0.00021046 | 754.53 | 0.00069354 | 759.9793 | 0 | 611.2859 | 0.28491 | 759.9793 | 0.00057165 | 759.9792 | 0.00038795 | 759.7523 | 0.00047205 | 909.4479 | 0.00542 | 759.7523 | 0.05337 | 908.9368 | 5.0004e-05 | 909.4479 | 0.59416 | 759.7523 | 0.00487 | 759.9792 | 0.0071558
| 608.8075 | 0 | 759.9886 | -0.00085999 | 608.8075 | 0 | 759.9886 | -0.0012161 | 751.5701 | -0.00027718 | 759.9886 | -0.00056653 | 760.2154 | 0 | 754.76 | -0.00089378 | 760.2154 | 0 | 760.2154 | 0 | 760.2153 | 0 | 754.76 | -0.00054182 | 760.2154 | 0 | 611.4054 | 0.2901 | 760.2154 | 0 | 760.2153 | 0 | 759.9886 | -0.00049021 | 909.6158 | 0.0042 | 759.9886 | 0.05346 | 909.1052 | 0 | 909.6158 | 0.59503 | 759.9886 | 0.00156 | 760.2153 | 0.0065449
| 608.9265 | 0.00109 | 760.2249 | 0.00033972 | 608.9265 | 0.00142 | 760.2249 | -0.00039721 | 751.804 | 0.0002739 | 760.2249 | 0.00031771 | 760.4514 | 0.00039375 | 755 | 0.0025465 | 760.4515 | 0.00068099 | 760.4514 | 0.00063484 | 760.4515 | 0.00017236 | 755 | 0.0012787 | 760.4514 | 0.00040989 | 611.525 | 0.29421 | 760.4514 | 0.0004712 | 760.4515 | 0.00032891 | 760.2249 | 0.00064937 | 909.7837 | 0.00524 | 760.2249 | 0.056406 | 909.2736 | 3.0002e-05 | 909.7837 | 0.59378 | 760.2249 | 0.00675 | 760.4515 | 0.0069684
| 609.0456 | 0 | 760.4612 | -0.00019986 | 609.0456 | 0 | 760.4612 | -0.00088058 | 752.0378 | -0.00029875 | 760.4612 | -0.00055346 | 760.6876 | 0 | 755.23 | -0.0010287 | 760.6875 | 0 | 760.6876 | 0 | 760.6876 | 0 | 755.23 | -0.00034676 | 760.6876 | 0 | 611.6445 | 0.29944 | 760.6876 | 0 | 760.6876 | 0 | 760.4612 | -0.00031469 | 909.9515 | 0.00598 | 760.4612 | 0.055055 | 909.442 | 0 | 909.9515 | 0.59498 | 760.4612 | 0.00425 | 760.6876 | 0.006634
| 609.1647 | 0.00122 | 760.6975 | 0.00024105 | 609.1647 | 0.00246 | 760.6975 | 0.00056923 | 752.2718 | 0.00013603 | 760.6975 | 0.00035731 | 760.9237 | 0.00087208 | 755.47 | 0.00015177 | 760.9237 | 0.00059835 | 760.9237 | 0.0007361 | 760.9236 | 0.00042466 | 755.47 | 0.0011487 | 760.9237 | 0.00055373 | 611.7641 | 0.30309 | 760.9237 | 0.0010616 | 760.9236 | 0.00041499 | 760.6975 | 0.00046653 | 910.1194 | 0.00434 | 760.6975 | 0.056073 | 909.6103 | 6.9993e-05 | 910.1194 | 0.59619 | 760.6975 | 0.00491 | 760.9236 | 0.0070631
| 609.2838 | 0 | 760.9338 | -0.00086964 | 609.2838 | 0 | 760.9338 | -0.00046707 | 752.5057 | -0.00013985 | 760.9338 | -0.00074921 | 761.1598 | 0 | 755.71 | -0.0018719 | 761.1598 | 0 | 761.1598 | 0 | 761.1598 | 0 | 755.71 | 0.0017988 | 761.1598 | 0 | 611.8836 | 0.30806 | 761.1598 | 0 | 761.1598 | 0 | 760.9338 | -0.00019205 | 910.2872 | 0.0039 | 760.9338 | 0.056531 | 909.7787 | 0 | 910.2872 | 0.6001 | 760.9338 | 0.00324 | 761.1598 | 0.0063918
| 609.4029 | 0.00039229 | 761.1701 | 0.00046125 | 609.4029 | 0.00151 | 761.1701 | 0.00011336 | 752.7396 | 0.00016037 | 761.1701 | 0.00047187 | 761.3959 | 0.00022976 | 755.94 | -0.00021923 | 761.3959 | 0.00066474 | 761.3959 | 8.3597e-05 | 761.3959 | 0.00046309 | 755.94 | 0.00043346 | 761.3959 | 0.00041098 | 612.0032 | 0.31206 | 761.3959 | 0.0007869 | 761.3959 | 0.00035668 | 761.1701 | 0.0005026 | 910.4551 | 0.00566 | 761.1701 | 0.062947 | 909.9471 | 5.0004e-05 | 910.4551 | 0.60427 | 761.1701 | 0.00453 | 761.3959 | 0.0067756
| 609.522 | 0 | 761.4064 | -0.00035389 | 609.522 | 0 | 761.4064 | -0.00049527 | 752.9736 | -0.00021673 | 761.4064 | -0.00060905 | 761.6321 | 0 | 756.18 | -0.0013997 | 761.6321 | 0 | 761.6321 | 0 | 761.6321 | 0 | 756.18 | -0.0013546 | 761.6321 | 0 | 612.1227 | 0.3178 | 761.6321 | 0 | 761.6321 | 0 | 761.4064 | -0.00046321 | 910.623 | 0.00506 | 761.4064 | 0.060179 | 910.1155 | 0 | 910.623 | 0.60956 | 761.4064 | 0.0037 | 761.6321 | 0.0063738
| 609.6411 | 0.00041025 | 761.6428 | -0.00038328 | 609.6411 | 0.00186 | 761.6428 | 0.0004909 | 753.2075 | 0.00012933 | 761.6428 | 0.00026923 | 761.8682 | 0.00040227 | 756.41 | -0.0019393 | 761.8682 | 0.00048529 | 761.8682 | 0.00040207 | 761.8682 | 0.00031538 | 756.41 | -0.00024923 | 761.8682 | 0.0002337 | 612.2423 | 0.3219 | 761.8682 | 0.00068322 | 761.8682 | 0.00042237 | 761.6428 | 0.00068324 | 910.7908 | 0.00267 | 761.6428 | 0.062516 | 910.2839 | 6.9993e-05 | 910.7908 | 0.61262 | 761.6428 | 0.00456 | 761.8682 | 0.0067177
| 609.7602 | 0 | 761.8791 | -0.00062985 | 609.7602 | 0 | 761.8791 | -0.00072164 | 753.4415 | -0.00043421 | 761.8791 | -0.00069743 | 762.1044 | 0 | 756.65 | -0.00072515 | 762.1044 | 0 | 762.1044 | 0 | 762.1044 | 0 | 756.65 | 0.00082357 | 762.1044 | 0 | 612.3619 | 0.32647 | 762.1044 | 0 | 762.1044 | 0 | 761.8791 | -0.0004194 | 910.9587 | 0.00443 | 761.8791 | 0.062268 | 910.4523 | 0 | 910.9587 | 0.61501 | 761.8791 | 0.0038 | 762.1044 | 0.0063224
| 609.8794 | 0.00145 | 762.1155 | 0.00010752 | 609.8794 | 0.00053755 | 762.1155 | 0.00037829 | 753.6754 | -2.9203e-05 | 762.1155 | 0.00026914 | 762.3405 | 0.00053677 | 756.89 | 0.00032042 | 762.3405 | 0.00052788 | 762.3405 | 0.00015818 | 762.3405 | 0.0003541 | 756.89 | 0.00030341 | 762.3405 | 0.00028494 | 612.4814 | 0.33041 | 762.3405 | 0.00057548 | 762.3405 | 0.00026717 | 762.1155 | 0.00050266 | 911.1266 | 0.00579 | 762.1155 | 0.064495 | 910.6207 | 3.0002e-05 | 911.1266 | 0.6162 | 762.1155 | 0.00448 | 762.3405 | 0.0064921
| 609.9985 | 0 | 762.3518 | -0.00032559 | 609.9985 | 0 | 762.3518 | -0.00056751 | 753.9094 | -0.00028043 | 762.3518 | -0.0006706 | 762.5767 | 0 | 757.12 | 0.00025296 | 762.5767 | 0 | 762.5767 | 0 | 762.5767 | 0 | 757.12 | -0.0018422 | 762.5767 | 0 | 612.601 | 0.33644 | 762.5767 | 0 | 762.5767 | 0 | 762.3518 | -0.00052499 | 911.2945 | 0.00339 | 762.3518 | 0.06507 | 910.7891 | 0 | 911.2945 | 0.61936 | 762.3518 | 0.0034 | 762.5767 | 0.0061792
| 610.1177 | 6.8875e-05 | 762.5882 | -0.00038072 | 610.1177 | 0.00179 | 762.5882 | 0.00057153 | 754.1434 | 0.00028349 | 762.5882 | 0.00034139 | 762.8129 | 0.00034585 | 757.36 | -0.0012648 | 762.8129 | 0.00063583 | 762.8129 | 0.00055193 | 762.8129 | 0.00011193 | 757.36 | -0.00021673 | 762.8129 | 0.00024647 | 612.7206 | 0.34248 | 762.8129 | 0.00038286 | 762.8129 | 0.00024915 | 762.5882 | 0.00025483 | 911.4624 | 0.00378 | 762.5882 | 0.067241 | 910.9575 | 5.0004e-05 | 911.4624 | 0.62288 | 762.5882 | 0.00417 | 762.8129 | 0.0066121
| 610.2368 | 0 | 762.8246 | -8.8976e-05 | 610.2368 | 0 | 762.8246 | -0.0011793 | 754.3774 | -9.3841e-05 | 762.8246 | -0.00060535 | 763.0491 | 0 | 757.6 | -0.00038786 | 763.0491 | 0 | 763.0491 | 0 | 763.0491 | 0 | 757.6 | -0.00041178 | 763.0491 | 0 | 612.8401 | 0.34894 | 763.0491 | 0 | 763.0491 | 0 | 762.8246 | -0.0003243 | 911.6302 | 0.00318 | 762.8246 | 0.066049 | 911.1259 | 0 | 911.6302 | 0.62718 | 762.8246 | 0.00389 | 763.0491 | 0.0060824
| 610.356 | 0.00051807 | 763.061 | 0.00020468 | 610.356 | 0.00052021 | 763.061 | 0.00032826 | 754.6114 | -3.6008e-05 | 763.061 | 0.0003841 | 763.2853 | 0.00063831 | 757.83 | 0.0015684 | 763.2853 | 0.00074352 | 763.2853 | 0.00048201 | 763.2853 | 0.00014351 | 757.83 | -0.00096444 | 763.2853 | 0.00045935 | 612.9597 | 0.35454 | 763.2853 | 0.00067654 | 763.2853 | 0.00038376 | 763.061 | 0.00067457 | 911.7981 | 0.00459 | 763.061 | 0.067919 | 911.2944 | 6.9993e-05 | 911.7981 | 0.63011 | 763.061 | 0.00432 | 763.2853 | 0.0065521
| 610.4751 | 0 | 763.2974 | -0.00053419 | 610.4751 | 0 | 763.2974 | -0.0014697 | 754.8454 | -0.00021558 | 763.2974 | -0.00075402 | 763.5215 | 0 | 758.07 | 0.0001855 | 763.5215 | 0 | 763.5215 | 0 | 763.5215 | 0 | 758.07 | -5.4182e-05 | 763.5215 | 0 | 613.0793 | 0.36139 | 763.5215 | 0 | 763.5215 | 0 | 763.2974 | -0.00081996 | 911.966 | 0.00431 | 763.2974 | 0.069486 | 911.4628 | 0 | 911.966 | 0.63345 | 763.2974 | 0.00365 | 763.5215 | 0.0061593
| 610.5943 | 0.0005001 | 763.5338 | -5.4626e-06 | 610.5943 | 0.00101 | 763.5338 | 0.00024733 | 755.0794 | 0.00012621 | 763.5338 | 0.00035677 | 763.7577 | 0.00072104 | 758.3 | 0.0015684 | 763.7577 | 0.0005478 | 763.7577 | 0.00015254 | 763.7577 | 0.00011325 | 758.3 | 0.0017988 | 763.7577 | 0.00052725 | 613.1989 | 0.36731 | 763.7577 | 0.0005148 | 763.7577 | 0.00045239 | 763.5338 | 0.0004266 | 912.1339 | 0.00672 | 763.5338 | 0.074728 | 911.6312 | 6.9993e-05 | 912.1339 | 0.63536 | 763.5338 | 0.00453 | 763.7577 | 0.0064902
| 610.7135 | 0 | 763.7702 | 0.00012595 | 610.7135 | 0 | 763.7702 | -0.0014071 | 755.3134 | -0.00023873 | 763.7702 | -0.00069134 | 763.9939 | 0 | 758.54 | -0.0013322 | 763.994 | 0 | 763.9939 | 0.00013236 | 763.994 | 0 | 758.54 | -0.00070437 | 763.9939 | 0 | 613.3184 | 0.37412 | 763.9939 | 0 | 763.994 | 0 | 763.7702 | -0.00070014 | 912.3018 | 0.00487 | 763.7702 | 0.074768 | 911.7996 | 0 | 912.3018 | 0.63838 | 763.7702 | 0.00321 | 763.994 | 0.0060061
| 610.8327 | 0.00076961 | 764.0066 | 0.00017568 | 610.8327 | 0.00146 | 764.0066 | 3.4684e-05 | 755.5474 | 2.451e-05 | 764.0066 | 0.0004009 | 764.2302 | 0.00033988 | 758.78 | 0.0010961 | 764.2302 | 0.00059803 | 764.2302 | 0.00045752 | 764.2302 | 0.00050054 | 758.78 | 0.00069354 | 764.2302 | 0.00022007 | 613.438 | 0.37947 | 764.2302 | 0.00055453 | 764.2302 | 0.00034643 | 764.0066 | 0.00079615 | 912.4697 | 0.00656 | 764.0066 | 0.07654 | 911.968 | 6.9993e-05 | 912.4697 | 0.6404 | 764.0066 | 0.00432 | 764.2302 | 0.0064017
| 610.9519 | 0 | 764.243 | -0.0010666 | 610.9519 | 0 | 764.243 | -0.0011996 | 755.7815 | -0.00030942 | 764.243 | -0.00060053 | 764.4664 | 0 | 759.01 | -0.00052277 | 764.4664 | 0 | 764.4664 | 0 | 764.4664 | 0 | 759.01 | 0.00036844 | 764.4664 | 0 | 613.5576 | 0.38597 | 764.4664 | 0 | 764.4664 | 0 | 764.243 | -0.0005465 | 912.6376 | 0.0048 | 764.243 | 0.076473 | 912.1365 | 0 | 912.6376 | 0.64427 | 764.243 | 0.00379 | 764.4664 | 0.0059221
| 611.0711 | 0.00037433 | 764.4795 | 7.46e-06 | 611.0711 | 0.00175 | 764.4795 | 2.2023e-05 | 756.0156 | 0.00012969 | 764.4795 | 0.00050515 | 764.7027 | 0.00034749 | 759.25 | -0.0022092 | 764.7027 | 0.00040314 | 764.7027 | 0.00064529 | 764.7027 | 0.00031491 | 759.25 | -0.001127 | 764.7027 | 0.00072385 | 613.6772 | 0.39041 | 764.7027 | 0.00064364 | 764.7027 | 0.00041425 | 764.4795 | 0.00064339 | 912.8054 | 0.00594 | 764.4795 | 0.07999 | 912.3049 | 6.9993e-05 | 912.8054 | 0.64665 | 764.4795 | 0.00431 | 764.7027 | 0.0062631
| 611.1903 | 0 | 764.7159 | -0.00035983 | 611.1903 | 0 | 764.7159 | -0.00097867 | 756.2496 | -0.00018122 | 764.7159 | -0.00073228 | 764.939 | 0 | 759.49 | 0.00021923 | 764.939 | 0 | 764.939 | 0 | 764.939 | 0 | 759.49 | 0.00033593 | 764.939 | 0 | 613.7968 | 0.39558 | 764.939 | 0 | 764.939 | 0 | 764.7159 | -0.00032109 | 912.9733 | 0.00469 | 764.7159 | 0.078595 | 912.4733 | 0 | 912.9733 | 0.64982 | 764.7159 | 0.00342 | 764.939 | 0.0057143
| 611.3095 | 0.00118 | 764.9524 | 0.00019135 | 611.3095 | 0.00147 | 764.9524 | 0.00053543 | 756.4837 | 9.4165e-05 | 764.9524 | 0.00041833 | 765.1752 | 0.00054944 | 759.72 | 0.00099496 | 765.1752 | 0.00065119 | 765.1752 | 0.0009552 | 765.1752 | 0.00051064 | 759.72 | 0.0029691 | 765.1752 | 0.00040919 | 613.9164 | 0.40088 | 765.1752 | 0.00071595 | 765.1752 | 0.00045927 | 764.9524 | 0.0004292 | 913.1412 | 0.00513 | 764.9524 | 0.081461 | 912.6418 | 5.0004e-05 | 913.1412 | 0.65172 | 764.9524 | 0.00416 | 765.1752 | 0.0062432
| 611.4288 | 0 | 765.1888 | -0.0011325 | 611.4288 | 0 | 765.1888 | -0.0011918 | 756.7178 | -0.00026485 | 765.1888 | -0.00069681 | 765.4115 | 0 | 759.96 | -0.0018044 | 765.4115 | 0 | 765.4115 | 0 | 765.4115 | 0 | 759.96 | -0.001192 | 765.4115 | 0 | 614.036 | 0.40844 | 765.4115 | 0 | 765.4115 | 0 | 765.1889 | -0.00052691 | 913.3091 | 0.00596 | 765.1888 | 0.082749 | 912.8102 | 0 | 913.3091 | 0.6552 | 765.1889 | 0.00313 | 765.4115 | 0.0056798
| 611.548 | 0.00039229 | 765.4253 | -0.00029288 | 611.548 | 0.00128 | 765.4253 | 5.7508e-05 | 756.9518 | 0.0001763 | 765.4253 | 0.0002486 | 765.6478 | 0.00028054 | 760.2 | 0.00069142 | 765.6478 | 0.00047764 | 765.6478 | 0.00059913 | 765.6478 | 0.00014116 | 760.2 | 0.0022214 | 765.6478 | 0.00039977 | 614.1556 | 0.41522 | 765.6478 | 0.00071982 | 765.6478 | 0.00024703 | 765.4253 | 0.00040791 | 913.477 | 0.00424 | 765.4253 | 0.083754 | 912.9787 | 6.9993e-05 | 913.477 | 0.65801 | 765.4253 | 0.00478 | 765.6478 | 0.0060612
| 611.6672 | 0 | 765.6618 | -0.0017702 | 611.6672 | 0 | 765.6618 | -0.00057884 | 757.1859 | -7.5658e-05 | 765.6618 | -0.00074031 | 765.8841 | 0 | 760.43 | 0.0001855 | 765.8841 | 0 | 765.8841 | 0 | 765.8842 | 0 | 760.43 | -0.00080189 | 765.8841 | 0 | 614.2752 | 0.42218 | 765.8841 | 0 | 765.8842 | 0 | 765.6618 | -0.00056281 | 913.6449 | 0.00427 | 765.6618 | 0.08624 | 913.1471 | 0 | 913.6449 | 0.66149 | 765.6618 | 0.00266 | 765.8842 | 0.0056101
| 611.7865 | 0.000554 | 765.8983 | -0.00018326 | 611.7865 | 0.0021 | 765.8983 | 0.00023169 | 757.42 | 9.1667e-05 | 765.8983 | 0.00035748 | 766.1204 | 0.00020085 | 760.67 | 0.0020742 | 766.1204 | 0.00049595 | 766.1204 | 0.00056286 | 766.1204 | 0.00019412 | 760.67 | 0.00040094 | 766.1204 | 0.00051735 | 614.3948 | 0.42729 | 766.1204 | 0.0002822 | 766.1204 | 0.0002666 | 765.8983 | 0.00046173 | 913.8129 | 0.00397 | 765.8983 | 0.086747 | 913.3156 | 6.9993e-05 | 913.8129 | 0.66346 | 765.8983 | 0.00383 | 766.1204 | 0.0061884
| 611.9058 | 0 | 766.1348 | -0.00031493 | 611.9058 | 0 | 766.1348 | -0.0010933 | 757.6542 | -0.00029687 | 766.1348 | -0.00069913 | 766.3568 | 0 | 760.9 | 0.0010624 | 766.3568 | 0 | 766.3568 | 0 | 766.3568 | 0 | 760.9 | -0.00031426 | 766.3568 | 0 | 614.5144 | 0.4332 | 766.3568 | 0 | 766.3568 | 0 | 766.1348 | -0.00060435 | 913.9808 | 0.00322 | 766.1348 | 0.090669 | 913.484 | 0 | 913.9808 | 0.6661 | 766.1348 | 0.00281 | 766.3568 | 0.0055771
| 612.025 | 0.00073368 | 766.3713 | -0.00036806 | 612.025 | 0.00139 | 766.3713 | 0.0002531 | 757.8883 | 8.273e-06 | 766.3713 | 0.00022808 | 766.5931 | 0.00019737 | 761.14 | 0.00052277 | 766.5931 | 0.00066698 | 766.5931 | 3.8961e-05 | 766.5931 | 0.00025383 | 761.14 | 0.00036844 | 766.5931 | 0.00060564 | 614.634 | 0.4381 | 766.5931 | 0.00073716 | 766.5931 | 0.00017954 | 766.3713 | 0.00040601 | 914.1487 | 0.00415 | 766.3713 | 0.09123 | 913.6525 | 5.0004e-05 | 914.1487 | 0.6681 | 766.3713 | 0.00435 | 766.5931 | 0.0059757
| 612.1443 | 0 | 766.6078 | -0.00039682 | 612.1443 | 0 | 766.6078 | -0.00072914 | 758.1224 | -0.00012745 | 766.6078 | -0.000728 | 766.8294 | 0 | 761.38 | 0.0001855 | 766.8294 | 0 | 766.8294 | 0 | 766.8294 | 0 | 761.38 | -0.00080189 | 766.8294 | 0 | 614.7536 | 0.44407 | 766.8294 | 0 | 766.8294 | 0 | 766.6078 | -0.00020049 | 914.3166 | 0.00452 | 766.6078 | 0.091356 | 913.8209 | 0 | 914.3166 | 0.67155 | 766.6078 | 0.00049088 | 766.8294 | 0.0055197
| 612.2636 | 0.00116 | 766.8443 | -0.00018566 | 612.2636 | 0.00076297 | 766.8443 | -0.0001549 | 758.3566 | 9.4127e-05 | 766.8443 | 0.00044218 | 767.0658 | 0.00062649 | 761.61 | 0.0013322 | 767.0658 | 0.00043613 | 767.0658 | 0.0002316 | 767.0658 | 8.9872e-05 | 761.61 | 0.0027091 | 767.0658 | 0.00062917 | 614.8732 | 0.4493 | 767.0658 | 0.00081046 | 767.0658 | 0.00039859 | 766.8443 | 0.0004589 | 914.4845 | 0.00441 | 766.8443 | 0.094328 | 913.9894 | 5.0004e-05 | 914.4845 | 0.67345 | 766.8443 | 0.00623 | 767.0658 | 0.0059564
| 612.3829 | 0 | 767.0809 | -0.00050451 | 612.3829 | 0 | 767.0809 | -0.001132 | 758.5907 | -0.0003334 | 767.0809 | -0.00063855 | 767.3021 | 0 | 761.85 | -0.0029849 | 767.3021 | 0 | 767.3021 | 0 | 767.3021 | 0 | 761.85 | -0.00018422 | 767.3021 | 0 | 614.9928 | 0.45664 | 767.3021 | 0 | 767.3021 | 0 | 767.0809 | -0.0005072 | 914.6524 | 0.00455 | 767.0809 | 0.095036 | 914.1579 | 0 | 914.6524 | 0.67649 | 767.0809 | 0.00323 | 767.3021 | 0.0054354
| 612.5022 | 0.00115 | 767.3174 | 0.00010617 | 612.5022 | 0.00111 | 767.3174 | 0.00011918 | 758.8248 | 7.3898e-05 | 767.3174 | 0.00031026 | 767.5385 | 0.00037042 | 762.09 | 0.0010624 | 767.5385 | 0.00057575 | 767.5385 | 0.00072167 | 767.5385 | 0.00042482 | 762.09 | 0.0019614 | 767.5385 | 0.00083337 | 615.1124 | 0.46318 | 767.5385 | 0.0004537 | 767.5385 | 0.00043985 | 767.3174 | 0.00049486 | 914.8203 | 0.0035 | 767.3174 | 0.1001 | 914.3263 | 5.0004e-05 | 914.8203 | 0.67781 | 767.3174 | 0.00482 | 767.5385 | 0.0059729
| 612.6215 | 0 | 767.554 | -0.0001873 | 612.6215 | 0 | 767.554 | -0.00047879 | 759.059 | -0.00020496 | 767.554 | -0.00071259 | 767.7749 | 0 | 762.32 | -0.0016695 | 767.7749 | 0 | 767.7749 | 0 | 767.7749 | 0 | 762.32 | -5.4182e-05 | 767.7749 | 0 | 615.2321 | 0.47054 | 767.7749 | 0 | 767.7749 | 0 | 767.554 | -0.00041872 | 914.9882 | 0.00436 | 767.554 | 0.098535 | 914.4948 | 0 | 914.9882 | 0.68096 | 767.554 | 0.00322 | 767.7749 | 0.0055109
| 612.7408 | 0 | 767.7905 | -0.00015859 | 612.7408 | 0.00101 | 767.7905 | 0.00048609 | 759.2932 | 0.00010406 | 767.7905 | 0.00047768 | 768.0113 | 0.00028129 | 762.56 | -0.0005565 | 768.0113 | 0.00041032 | 768.0113 | 0.00057683 | 768.0113 | 0 | 762.56 | -0.0014196 | 768.0113 | 0.00022757 | 615.3517 | 0.47575 | 768.0113 | 0.00057014 | 768.0113 | 0.00018206 | 767.7905 | 0.00043806 | 915.1562 | 0.00529 | 767.7905 | 0.1027 | 914.6633 | 5.0004e-05 | 915.1562 | 0.68269 | 767.7905 | 0.00406 | 768.0113 | 0.0057974
| 612.8601 | 0 | 768.0271 | -0.0011215 | 612.8601 | 0 | 768.0271 | -0.0015988 | 759.5274 | -0.00020039 | 768.0271 | -0.0007843 | 768.2477 | 0 | 762.8 | -0.0018719 | 768.2477 | 0 | 768.2477 | 0 | 768.2477 | 0 | 762.8 | 1.0836e-05 | 768.2477 | 0 | 615.4713 | 0.48176 | 768.2477 | 0 | 768.2477 | 0 | 768.0271 | -0.00023074 | 915.3241 | 0.00432 | 768.0271 | 0.1034 | 914.8318 | 0 | 915.3241 | 0.68623 | 768.0271 | 0.00266 | 768.2477 | 0.0052925
| 612.9794 | 0.00076961 | 768.2637 | 0.00061665 | 612.9794 | 0.00151 | 768.2637 | 0.00041526 | 759.7616 | 9.7225e-05 | 768.2637 | 0.00045857 | 768.4841 | 0.00034198 | 763.03 | -0.0009275 | 768.4841 | 0.00049403 | 768.4841 | 0.00091799 | 768.4841 | 0.00049482 | 763.03 | 0.0027091 | 768.4841 | 0.00066153 | 615.5909 | 0.48627 | 768.4841 | 0.0010032 | 768.4841 | 0.00021161 | 768.2637 | 0.00061146 | 915.492 | 0.00957 | 768.2637 | 0.10801 | 915.0002 | 1.0001e-05 | 915.492 | 0.68842 | 768.2637 | 0.00435 | 768.4841 | 0.0058624
| 613.0988 | 0 | 768.5003 | -0.00088112 | 613.0988 | 0 | 768.5003 | -0.0011406 | 759.9958 | -0.00020831 | 768.5003 | -0.00078898 | 768.7205 | 0 | 763.27 | 0.0010624 | 768.7205 | 0 | 768.7205 | 0 | 768.7205 | 0 | 763.27 | -0.00034676 | 768.7205 | 0 | 615.7106 | 0.49113 | 768.7205 | 0 | 768.7205 | 0 | 768.5003 | -0.00063209 | 915.6599 | 0.00392 | 768.5003 | 0.10484 | 915.1687 | 0 | 915.6599 | 0.69205 | 768.5003 | 0.0031 | 768.7205 | 0.0051722
| 613.2181 | 0.00046416 | 768.7369 | 0.00039754 | 613.2181 | 0.00146 | 768.7369 | -0.00042104 | 760.23 | 0.00017359 | 768.7369 | 0.00063255 | 768.9569 | 0.00029722 | 763.5 | 0.0012985 | 768.9569 | 0.0004696 | 768.9569 | 0.0003862 | 768.9569 | 0.00045171 | 763.5 | 0.00088859 | 768.9569 | 0.0006881 | 615.8302 | 0.49626 | 768.9569 | 0.00077189 | 768.9569 | 0.00058677 | 768.7369 | 0.00085928 | 915.8279 | 0.00471 | 768.7369 | 0.11046 | 915.3372 | 6.9993e-05 | 915.8279 | 0.69412 | 768.7369 | 0.00417 | 768.9569 | 0.0056598
| 613.3375 | 0 | 768.9735 | -0.00088375 | 613.3375 | 0 | 768.9735 | -0.0004212 | 760.4642 | -0.00021458 | 768.9735 | -0.00086723 | 769.1933 | 0 | 763.74 | -0.0013322 | 769.1934 | 0 | 769.1933 | 0 | 769.1934 | 0 | 763.74 | -0.001127 | 769.1933 | 0 | 615.9498 | 0.50318 | 769.1933 | 0 | 769.1934 | 0 | 768.9735 | -0.00057585 | 915.9958 | 0.00445 | 768.9735 | 0.10758 | 915.5057 | 0 | 915.9958 | 0.69658 | 768.9735 | 0.00297 | 769.1934 | 0.005126
| 613.4568 | 0.00127 | 769.2101 | 0.0008132 | 613.4568 | 0.00116 | 769.2101 | 0.00076863 | 760.6984 | 0.00021922 | 769.2101 | 0.000437 | 769.4298 | 0.00040424 | 763.98 | -0.0022766 | 769.4298 | 0.00019099 | 769.4298 | 0.0008639 | 769.4298 | 0.00042196 | 763.98 | -0.0017771 | 769.4298 | 0.00074824 | 616.0694 | 0.50977 | 769.4298 | 0.00035044 | 769.4298 | 0.00038256 | 769.2101 | 0.0012 | 916.1637 | 0.00577 | 769.2101 | 0.11298 | 915.6742 | 5.0004e-05 | 916.1637 | 0.6982 | 769.2101 | 0.00382 | 769.4298 | 0.0056448
| 613.5762 | 0 | 769.4467 | -0.00014509 | 613.5762 | 0 | 769.4467 | -0.00046952 | 760.9327 | -0.00022526 | 769.4467 | -0.00077912 | 769.6662 | 0 | 764.21 | -0.001737 | 769.6662 | 0 | 769.6662 | 0 | 769.6663 | 0 | 764.21 | -0.0026549 | 769.6662 | 0 | 616.1891 | 0.51649 | 769.6662 | 0 | 769.6663 | 0 | 769.4467 | -0.00053351 | 916.3317 | 0.00438 | 769.4467 | 0.11278 | 915.8427 | 0 | 916.3317 | 0.70146 | 769.4467 | 0.00285 | 769.6663 | 0.0051629
| 613.6956 | 0.00066181 | 769.6833 | -4.7279e-05 | 613.6956 | 0.00184 | 769.6833 | 0.0002614 | 761.1669 | 0.00016833 | 769.6833 | 0.00049605 | 769.9027 | 0.00038124 | 764.45 | 0.0015684 | 769.9027 | 0.00102 | 769.9027 | 0.00073205 | 769.9027 | 0.00020283 | 764.45 | 0.00040094 | 769.9027 | 0.00017062 | 616.3087 | 0.52275 | 769.9027 | 0.00045686 | 769.9027 | 0.00013752 | 769.6833 | 0.00038694 | 916.4996 | 0.00501 | 769.6833 | 0.11661 | 916.0112 | 1.0001e-05 | 916.4996 | 0.70388 | 769.6833 | 0.00389 | 769.9027 | 0.0054553
| 613.8149 | 0 | 769.9199 | -0.00062736 | 613.8149 | 0 | 769.9199 | -0.00044205 | 761.4012 | -0.00011491 | 769.9199 | -0.00078103 | 770.1392 | 0 | 764.69 | -0.0010287 | 770.1392 | 0 | 770.1392 | 0 | 770.1392 | 0 | 764.69 | -0.0022973 | 770.1392 | 0 | 616.4284 | 0.53041 | 770.1392 | 0 | 770.1392 | 0 | 769.9199 | -0.00041535 | 916.6676 | 0.00445 | 769.9199 | 0.11702 | 916.1797 | 0 | 916.6676 | 0.70686 | 769.9199 | 0.00257 | 770.1392 | 0.0051144
| 613.9343 | 0.00124 | 770.1566 | 7.495e-05 | 613.9343 | 0.00236 | 770.1566 | -5.3671e-05 | 761.6354 | 0.00016801 | 770.1566 | 0.00044516 | 770.3756 | 0.00013964 | 764.92 | 0.00042159 | 770.3756 | 0.00042528 | 770.3756 | 0.00096122 | 770.3757 | 0.0002951 | 764.92 | -0.0022648 | 770.3756 | 0.00078897 | 616.548 | 0.53705 | 770.3756 | 0.00060014 | 770.3757 | 0.00042332 | 770.1566 | 0.00079967 | 916.8355 | 0.00522 | 770.1566 | 0.12055 | 916.3482 | 5.0004e-05 | 916.8355 | 0.7079 | 770.1566 | 0.00343 | 770.3757 | 0.0054417
| 614.0537 | 0 | 770.3932 | -0.00049297 | 614.0537 | 0 | 770.3932 | -0.0019698 | 761.8697 | -0.00033158 | 770.3932 | -0.00081061 | 770.6121 | 0 | 765.16 | -0.00062396 | 770.6121 | 0 | 770.6121 | 0 | 770.6121 | 0 | 765.16 | -0.0033052 | 770.6121 | 0 | 616.6677 | 0.54383 | 770.6121 | 0 | 770.6121 | 0 | 770.3932 | -0.00042792 | 917.0034 | 0.00422 | 770.3932 | 0.12103 | 916.5167 | 0 | 917.0034 | 0.7103 | 770.3932 | 0.00317 | 770.6121 | 0.0049756
| 614.1731 | 0.00116 | 770.6299 | -0.00012088 | 614.1731 | 0.00135 | 770.6299 | -6.1205e-05 | 762.104 | 0.00012566 | 770.6299 | 0.00037409 | 770.8486 | 0.00046825 | 765.4 | -0.00069142 | 770.8486 | 0.00046586 | 770.8486 | 0.00057353 | 770.8486 | 0.00018872 | 765.4 | 0.0015712 | 770.8486 | 0.00063975 | 616.7873 | 0.54972 | 770.8486 | 0.00050444 | 770.8486 | 0.00020484 | 770.6299 | 0.00044442 | 917.1714 | 0.00596 | 770.6299 | 0.12275 | 916.6852 | 6.9993e-05 | 917.1714 | 0.71107 | 770.6299 | 0.00393 | 770.8486 | 0.0054163
| 614.2926 | 0 | 770.8666 | -0.0015612 | 614.2926 | 0 | 770.8666 | -0.00112 | 762.3383 | -0.00015902 | 770.8666 | -0.00079418 | 771.0851 | 0 | 765.63 | -0.0027488 | 771.0851 | 0 | 771.0851 | 0 | 771.0851 | 0 | 765.63 | -0.00018422 | 771.0851 | 0 | 616.907 | 0.55779 | 771.0851 | 0 | 771.0851 | 0 | 770.8666 | -0.00085575 | 917.3393 | 0.00434 | 770.8666 | 0.12655 | 916.8537 | 0 | 917.3393 | 0.71339 | 770.8666 | 0.00319 | 771.0851 | 0.0049322
| 614.412 | 0 | 771.1033 | -0.00042793 | 614.412 | 0.00053755 | 771.1033 | 8.0084e-05 | 762.5726 | 8.9545e-05 | 771.1033 | 0.00036291 | 771.3216 | 0.00031038 | 765.87 | -1.6864e-05 | 771.3216 | 0.00050645 | 771.3216 | 0.00030919 | 771.3217 | 0.0002642 | 765.87 | 0.00040094 | 771.3216 | 5.5797e-05 | 617.0266 | 0.56524 | 771.3216 | 0.00073207 | 771.3217 | 0.00032305 | 771.1033 | 0.00038121 | 917.5073 | 0.00345 | 771.1033 | 0.12814 | 917.0222 | 5.0004e-05 | 917.5073 | 0.7153 | 771.1033 | 0.00383 | 771.3217 | 0.0053119
| 614.5314 | 0 | 771.3399 | 0.00060768 | 614.5314 | 0 | 771.3399 | -0.00077028 | 762.8069 | -0.00010504 | 771.3399 | -0.00075709 | 771.5582 | 0 | 766.11 | -0.00011805 | 771.5582 | 0 | 771.5582 | 0 | 771.5582 | 0 | 766.11 | -0.0026224 | 771.5582 | 0 | 617.1463 | 0.5738 | 771.5582 | 0 | 771.5582 | 0 | 771.34 | -0.00053709 | 917.6752 | 0.00559 | 771.3399 | 0.13342 | 917.1907 | 0 | 917.6752 | 0.71975 | 771.34 | 0.00239 | 771.5582 | 0.004907
| 614.6508 | 0.00075165 | 771.5766 | -0.00026823 | 614.6508 | 0.00064159 | 771.5766 | 0.00012073 | 763.0412 | 0.00026245 | 771.5766 | 0.00025526 | 771.7947 | 0.00059063 | 766.34 | 0.0016358 | 771.7947 | 0.00086561 | 771.7947 | 0.0003502 | 771.7947 | 0.00039466 | 766.34 | 0.00072604 | 771.7947 | 0.00057817 | 617.2659 | 0.58055 | 771.7947 | 0.00062267 | 771.7947 | 0.00020967 | 771.5766 | 0.0004738 | 917.8432 | 0.00464 | 771.5766 | 0.13342 | 917.3593 | 6.9993e-05 | 917.8432 | 0.72407 | 771.5766 | 0.00355 | 771.7947 | 0.0054369
| 614.7703 | 0 | 771.8133 | -8.7704e-05 | 614.7703 | 0 | 771.8133 | -0.00082334 | 763.2755 | -0.00023739 | 771.8133 | -0.00062959 | 772.0312 | 0 | 766.58 | 0.00038786 | 772.0312 | 0 | 772.0312 | 0 | 772.0312 | 0 | 766.58 | -0.0016472 | 772.0312 | 0 | 617.3856 | 0.58901 | 772.0312 | 0 | 772.0312 | 0 | 771.8134 | -0.00038124 | 918.0111 | 0.0042 | 771.8133 | 0.13075 | 917.5278 | 0 | 918.0111 | 0.72905 | 771.8134 | 0.00272 | 772.0312 | 0.0046917
| 614.8897 | 6.8875e-05 | 772.0501 | -0.0012716 | 614.8897 | 0.00147 | 772.0501 | 0.00021983 | 763.5098 | 1.9751e-05 | 772.0501 | 0.00037628 | 772.2678 | 0.00015475 | 766.82 | -0.00028669 | 772.2678 | 0.00063188 | 772.2678 | 0.00066064 | 772.2678 | 0.00054849 | 766.82 | 0.00033593 | 772.2678 | 0.0005703 | 617.5052 | 0.59576 | 772.2678 | 0.00064537 | 772.2678 | 0.00041987 | 772.0501 | 0.00056244 | 918.1791 | 0.00682 | 772.0501 | 0.13939 | 917.6963 | 5.0004e-05 | 918.1791 | 0.7316 | 772.0501 | 0.00362 | 772.2678 | 0.005227
| 615.0092 | 0 | 772.2868 | -0.0001004 | 615.0092 | 0 | 772.2868 | -0.00096568 | 763.7442 | -0.00017874 | 772.2868 | -0.00084884 | 772.5044 | 0 | 767.05 | -0.00025296 | 772.5044 | 0 | 772.5044 | 0 | 772.5043 | 0 | 767.05 | 0.0011812 | 772.5044 | 0 | 617.6249 | 0.60347 | 772.5044 | 0 | 772.5043 | 0 | 772.2868 | -0.00085625 | 918.347 | 0.00457 | 772.2868 | 0.13992 | 917.8648 | 0 | 918.347 | 0.73358 | 772.2868 | 0.0028 | 772.5043 | 0.0047498
| 615.1287 | 0.00188 | 772.5235 | -0.00016037 | 615.1287 | 0.00062425 | 772.5235 | -5.9872e-05 | 763.9785 | 7.6517e-05 | 772.5235 | 0.00029851 | 772.7409 | 0.00012582 | 767.29 | 0.00059023 | 772.7409 | 0.00055586 | 772.7409 | 0.00038631 | 772.7409 | 7.7447e-05 | 767.29 | 0.0009211 | 772.7409 | 0.00015208 | 617.7446 | 0.6095 | 772.7409 | 0.00053724 | 772.7409 | 0.00016644 | 772.5235 | 0.00036996 | 918.515 | 0.00406 | 772.5235 | 0.14629 | 918.0334 | 6.9993e-05 | 918.515 | 0.7338 | 772.5235 | 0.00327 | 772.7409 | 0.0052742
| 615.2481 | 0 | 772.7602 | -0.00075842 | 615.2481 | 0 | 772.7602 | -0.0015018 | 764.2129 | -0.00016263 | 772.7602 | -0.00070248 | 772.9775 | 0 | 767.53 | -0.00025296 | 772.9775 | 0 | 772.9775 | 0 | 772.9775 | 0 | 767.53 | -0.00063934 | 772.9775 | 0 | 617.8642 | 0.61761 | 772.9775 | 0 | 772.9775 | 0 | 772.7603 | -0.00056058 | 918.683 | 0.00436 | 772.7602 | 0.14577 | 918.2019 | 0 | 918.683 | 0.73524 | 772.7603 | 0.00249 | 772.9775 | 0.0049073
| 615.3676 | 0.00041025 | 772.997 | 0.00069081 | 615.3676 | 0.00149 | 772.997 | -0.00020169 | 764.4473 | 0.00018328 | 772.997 | 0.00057014 | 773.2141 | 0.00058044 | 767.76 | -8.4319e-05 | 773.2141 | 0.00114 | 773.2141 | 0.0014174 | 773.2141 | 0.00047195 | 767.76 | -0.0015171 | 773.2141 | 0.00051039 | 617.9839 | 0.62502 | 773.2141 | 0.00091732 | 773.2141 | 0.00064206 | 772.997 | 0.00071514 | 918.8509 | 0.00545 | 772.997 | 0.14691 | 918.3705 | 5.0004e-05 | 918.8509 | 0.73523 | 772.997 | 0.00434 | 773.2141 | 0.0052177
| 615.4871 | 0 | 773.2338 | -0.00025028 | 615.4871 | 0 | 773.2338 | -0.00096729 | 764.6816 | -0.00032842 | 773.2338 | -0.0007632 | 773.4507 | 0 | 768 | -0.0015008 | 773.4507 | 0 | 773.4507 | 0 | 773.4507 | 0 | 768 | 0.00082357 | 773.4507 | 0 | 618.1036 | 0.63442 | 773.4507 | 0 | 773.4507 | 0 | 773.2337 | -0.00070693 | 919.0189 | 0.00547 | 773.2338 | 0.15346 | 918.539 | 0 | 919.0189 | 0.73673 | 773.2337 | -0.00025355 | 773.4507 | 0.004711
| 615.6066 | 0.00087741 | 773.4705 | 0.00067414 | 615.6066 | 0.00165 | 773.4705 | -0.0001158 | 764.916 | 0.00020029 | 773.4705 | 0.00045554 | 773.6873 | 0.00088856 | 768.24 | -0.00096123 | 773.6873 | 0.00095592 | 773.6873 | 0.0006951 | 773.6873 | 0.00035053 | 768.24 | -0.00089942 | 773.6873 | 0.00045104 | 618.2233 | 0.64232 | 773.6873 | 0.00042049 | 773.6873 | 0.00036099 | 773.4705 | 0.00074689 | 919.1869 | 0.00496 | 773.4705 | 0.15226 | 918.7075 | 6.9993e-05 | 919.1869 | 0.73613 | 773.4705 | 0.00611 | 773.6873 | 0.0050712
| 615.7261 | 0 | 773.7073 | -0.0015804 | 615.7261 | 0 | 773.7073 | -0.00080698 | 765.1504 | -0.00041589 | 773.7073 | -0.00074791 | 773.9239 | 0 | 768.47 | -0.00065769 | 773.9239 | 0 | 773.9239 | 0 | 773.9239 | 0 | 768.47 | -0.001127 | 773.9239 | 0 | 618.3429 | 0.65213 | 773.9239 | 0 | 773.9239 | 0 | 773.7073 | -0.00074513 | 919.3548 | 0.00438 | 773.7073 | 0.155 | 918.8761 | 0 | 919.3548 | 0.73665 | 773.7073 | 0.00203 | 773.9239 | 0.0045294
| 615.8456 | 0.00073368 | 773.9441 | 0.00047636 | 615.8456 | 0.00079764 | 773.9441 | -0.00032054 | 765.3848 | -2.2048e-05 | 773.9441 | 0.00045852 | 774.1605 | 0.00054682 | 768.71 | 0.00035414 | 774.1605 | 0.00071798 | 774.1605 | 0.00064636 | 774.1605 | 0.00040924 | 768.71 | 0.00072604 | 774.1605 | 0.00036253 | 618.4626 | 0.66072 | 774.1605 | 0.00080573 | 774.1605 | 0.00039326 | 773.9441 | 0.00077406 | 919.5228 | 0.006 | 773.9441 | 0.1566 | 919.0446 | 6.9993e-05 | 919.5228 | 0.7353 | 773.9441 | 0.00401 | 774.1605 | 0.0048878
| 615.9651 | 0 | 774.1809 | -0.0008034 | 615.9651 | 0 | 774.1809 | -0.0019704 | 765.6192 | -0.00012189 | 774.1809 | -0.00076355 | 774.3972 | 0 | 768.95 | -0.00089378 | 774.3972 | 0 | 774.3972 | 0 | 774.3972 | 0 | 768.95 | 0.0015387 | 774.3972 | 0 | 618.5823 | 0.67142 | 774.3972 | 0 | 774.3972 | 0 | 774.1809 | -0.00053658 | 919.6908 | 0.00387 | 774.1809 | 0.15617 | 919.2132 | 0 | 919.6908 | 0.7366 | 774.1809 | 0.00236 | 774.3972 | 0.0044872
| 616.0847 | 0.00174 | 774.4177 | -0.00069411 | 616.0847 | 0.0018 | 774.4177 | 0.00068184 | 765.8536 | 0.00014627 | 774.4177 | 0.00046569 | 774.6338 | 0.00024632 | 769.18 | 0.00069142 | 774.6338 | 0.00027974 | 774.6338 | 0.00035951 | 774.6338 | 7.1991e-05 | 769.18 | -0.00089942 | 774.6338 | 3.8165e-06 | 618.702 | 0.67959 | 774.6338 | 0.00038831 | 774.6338 | 0.00043012 | 774.4176 | 0.00074279 | 919.8587 | 0.00538 | 774.4177 | 0.16324 | 919.3818 | 5.0004e-05 | 919.8587 | 0.73781 | 774.4176 | 0.00361 | 774.6338 | 0.0049683
| 616.2042 | 0 | 774.6545 | -0.0002094 | 616.2042 | 0 | 774.6545 | -0.00076591 | 766.0881 | -0.00031783 | 774.6545 | -0.0005899 | 774.8704 | 0 | 769.42 | -0.0013997 | 774.8704 | 0 | 774.8704 | 0 | 774.8704 | 0 | 769.42 | -0.0024598 | 774.8704 | 0 | 618.8217 | 0.68865 | 774.8704 | 0 | 774.8704 | 0 | 774.6545 | -0.00117 | 920.0267 | 0.00594 | 774.6545 | 0.16632 | 919.5503 | 0 | 920.0267 | 0.74073 | 774.6545 | 0.00189 | 774.8704 | 0.0043875
| 616.3238 | 0.00058994 | 774.8913 | 0.00049365 | 616.3238 | 0.00101 | 774.8913 | 0.00049286 | 766.3225 | 0.00026901 | 774.8913 | 0.00061134 | 775.1071 | 0.000237 | 769.66 | 0.0019393 | 775.1071 | 0.00043984 | 775.1071 | 0.00065877 | 775.1071 | 0.00057942 | 769.66 | 0.0013763 | 775.1071 | 0.00010453 | 618.9414 | 0.69416 | 775.1071 | 0.00065077 | 775.1071 | 0.00026789 | 774.8913 | 0.00078661 | 920.1947 | 0.0048 | 774.8913 | 0.16752 | 919.7189 | 5.0004e-05 | 920.1947 | 0.74125 | 774.8913 | 0.00365 | 775.1071 | 0.0049432
| 616.4433 | 0 | 775.1281 | -0.00091385 | 616.4433 | 0 | 775.1281 | -0.0011668 | 766.5569 | -0.00040731 | 775.1281 | -0.0008781 | 775.3438 | 0 | 769.89 | 0.00082632 | 775.3438 | 0 | 775.3438 | 0 | 775.3438 | 0 | 769.89 | -0.00080189 | 775.3438 | 0 | 619.061 | 0.70006 | 775.3438 | 0 | 775.3438 | 0 | 775.1281 | -0.00036414 | 920.3627 | 0.00445 | 775.1281 | 0.16936 | 919.8874 | 0 | 920.3627 | 0.74171 | 775.1281 | 0.00207 | 775.3438 | 0.0043474
| 616.5629 | 0.00167 | 775.3649 | 0.00047869 | 616.5629 | 0.0013 | 775.3649 | 0.00016401 | 766.7914 | 4.0007e-05 | 775.3649 | 0.00044989 | 775.5804 | 0.00062127 | 770.13 | 0.00052277 | 775.5804 | 0.00104 | 775.5804 | 0.00082888 | 775.5804 | 0.0004156 | 770.13 | 0.00075855 | 775.5804 | 0.00076923 | 619.1807 | 0.70323 | 775.5804 | 0.0011251 | 775.5804 | 0.00049366 | 775.3649 | 0.0006127 | 920.5307 | 0.00526 | 775.3649 | 0.17206 | 920.056 | 5.0004e-05 | 920.5307 | 0.74121 | 775.3649 | 0.00291 | 775.5804 | 0.0050297
| 616.6824 | 0 | 775.6018 | -0.00083593 | 616.6824 | 0 | 775.6018 | -0.0012954 | 767.0259 | -0.00031466 | 775.6018 | -0.00072036 | 775.8171 | 0 | 770.37 | -0.0022092 | 775.8171 | 0 | 775.8171 | 0 | 775.8171 | 0 | 770.37 | -0.0011595 | 775.8171 | 0 | 619.3004 | 0.70902 | 775.8171 | 0 | 775.8171 | 0 | 775.6018 | -0.00016809 | 920.6987 | 0.00608 | 775.6018 | 0.17379 | 920.2246 | 0 | 920.6987 | 0.74147 | 775.6018 | 0.00244 | 775.8171 | 0.0042636
| 616.802 | 0.00078757 | 775.8386 | -0.00094513 | 616.802 | 0.00088435 | 775.8386 | -0.00024978 | 767.2603 | 0.0001051 | 775.8386 | 0.00040296 | 776.0538 | 0.00046039 | 770.6 | 0.0011299 | 776.0538 | 0.00056021 | 776.0538 | 0.00081203 | 776.0538 | 0.00013575 | 770.6 | -0.00073687 | 776.0538 | 3.2499e-05 | 619.4201 | 0.71434 | 776.0538 | 0.00079993 | 776.0538 | 0.00031717 | 775.8386 | 0.00035252 | 920.8666 | 0.00401 | 775.8386 | 0.17829 | 920.3931 | 8.9995e-05 | 920.8666 | 0.74079 | 775.8386 | 0.00311 | 776.0538 | 0.0048195
| 616.9216 | 0 | 776.0755 | -0.00088976 | 616.9216 | 0 | 776.0755 | -0.00084825 | 767.4948 | -0.00019674 | 776.0755 | -0.00076554 | 776.2905 | 0 | 770.84 | -0.0013322 | 776.2905 | 0 | 776.2905 | 0 | 776.2905 | 0 | 770.84 | 0.00027091 | 776.2905 | 0 | 619.5398 | 0.72175 | 776.2905 | 0 | 776.2905 | 0 | 776.0755 | -0.00045182 | 921.0346 | 0.00482 | 776.0755 | 0.18639 | 920.5617 | 0 | 921.0346 | 0.74141 | 776.0755 | 0.00209 | 776.2905 | 0.0043845
| 617.0412 | 0.0012 | 776.3123 | 2.5614e-05 | 617.0412 | 0.00189 | 776.3123 | 0.00011505 | 767.7293 | 0.00017705 | 776.3123 | 0.00054268 | 776.5272 | 0.00063537 | 771.08 | -0.00072515 | 776.5272 | 0.00026865 | 776.5272 | 0.00017618 | 776.5272 | 0.00026182 | 771.08 | -0.0013546 | 776.5272 | 0.0001899 | 619.6595 | 0.72927 | 776.5272 | 0.00088557 | 776.5272 | 0.00042709 | 776.3123 | 0.00095011 | 921.2026 | 0.00461 | 776.3123 | 0.18448 | 920.7303 | 6.9993e-05 | 921.2026 | 0.74285 | 776.3123 | 0.00333 | 776.5272 | 0.004832
| 617.1608 | 0 | 776.5492 | -0.0013974 | 617.1608 | 0 | 776.5492 | -0.001247 | 767.9638 | -0.00048604 | 776.5492 | -0.00086876 | 776.764 | 0 | 771.31 | -0.00021923 | 776.764 | 0 | 776.764 | 0 | 776.764 | 0 | 771.31 | -0.00044429 | 776.764 | 0 | 619.7792 | 0.73933 | 776.764 | 0 | 776.764 | 0 | 776.5492 | -0.00046778 | 921.3706 | 0.00464 | 776.5492 | 0.1882 | 920.8989 | 0 | 921.3706 | 0.74689 | 776.5492 | 0.00259 | 776.764 | 0.004294
| 617.2804 | 0.00042823 | 776.7861 | -9.2887e-05 | 617.2804 | 0.00149 | 776.7861 | 0.00034533 | 768.1983 | 9.3895e-05 | 776.7861 | 0.00040228 | 777.0007 | 0.00083727 | 771.55 | 0.00052277 | 777.0007 | 0.00086134 | 777.0007 | 0.00058117 | 777.0007 | 0.0006422 | 771.55 | -0.00086692 | 777.0007 | 0.00021642 | 619.8989 | 0.74861 | 777.0007 | 0.0013693 | 777.0007 | 0.00033602 | 776.7861 | 0.00106 | 921.5386 | 0.00336 | 776.7861 | 0.19081 | 921.0675 | 3.0002e-05 | 921.5386 | 0.75008 | 776.7861 | 0.00361 | 777.0007 | 0.0046593
| 617.4 | 0 | 777.023 | -8.2665e-05 | 617.4 | 0 | 777.023 | -0.00092539 | 768.4329 | -0.00016496 | 777.023 | -0.0008347 | 777.2374 | 0 | 771.79 | -0.0020405 | 777.2374 | 0 | 777.2374 | 0 | 777.2374 | 0 | 771.79 | -0.0027849 | 777.2374 | 0 | 620.0186 | 0.75742 | 777.2374 | 0 | 777.2374 | 0 | 777.023 | -0.00045531 | 921.7066 | 0.00397 | 777.023 | 0.19385 | 921.2361 | 0 | 921.7066 | 0.75323 | 777.023 | 0.00206 | 777.2374 | 0.0042449
| 617.5196 | 0.00098522 | 777.2599 | 0.00012445 | 617.5196 | 0.00113 | 777.2599 | 0.00071265 | 768.6674 | 2.1297e-05 | 777.2599 | 0.00039348 | 777.4742 | 0.000301 | 772.02 | 0.00052277 | 777.4742 | 0.00053029 | 777.4742 | 0.00059094 | 777.4742 | 0.00042464 | 772.02 | -0.00018422 | 777.4742 | 0.00012675 | 620.1383 | 0.76416 | 777.4742 | 0.00028457 | 777.4742 | 0.00031266 | 777.2599 | 0.00030977 | 921.8746 | 0.00545 | 777.2599 | 0.2011 | 921.4046 | 0.00011 | 921.8746 | 0.75431 | 777.2599 | 0.00271 | 777.4742 | 0.0047835
| 617.6392 | 0 | 777.4968 | -0.00082171 | 617.6392 | 0 | 777.4968 | -0.00098189 | 768.9019 | -0.00011401 | 777.4968 | -0.0007813 | 777.7109 | 0 | 772.26 | -0.00038786 | 777.7109 | 0 | 777.7109 | 0 | 777.7109 | 0 | 772.26 | -0.0018422 | 777.7109 | 0 | 620.2581 | 0.77133 | 777.7109 | 0 | 777.7109 | 0 | 777.4968 | -0.00010683 | 922.0426 | 0.00543 | 777.4968 | 0.19697 | 921.5733 | 0 | 922.0426 | 0.7565 | 777.4968 | 0.00187 | 777.7109 | 0.0042563
| 617.7589 | 0 | 777.7337 | 0.00025849 | 617.7589 | 0.00084967 | 777.7337 | -0.00024881 | 769.1364 | 9.1225e-05 | 777.7337 | 0.00043384 | 777.9477 | 0.0002765 | 772.5 | 0.0001855 | 777.9477 | 0.00065852 | 777.9477 | 0.00096565 | 777.9477 | 0.00059334 | 772.5 | 0.0029042 | 777.9477 | 0.0010317 | 620.3778 | 0.77659 | 777.9477 | 0.0011202 | 777.9477 | 0.00049934 | 777.7337 | 0.00108 | 922.2106 | 0.00665 | 777.7337 | 0.20516 | 921.7418 | 3.0002e-05 | 922.2106 | 0.75842 | 777.7337 | 0.00363 | 777.9477 | 0.0046648
| 617.8785 | 0 | 777.9706 | -0.00054362 | 617.8785 | 0 | 777.9706 | -0.00052847 | 769.371 | -0.00029544 | 777.9706 | -0.00077442 | 778.1845 | 0 | 772.73 | -0.00082632 | 778.1845 | 0 | 778.1845 | 0 | 778.1845 | 0 | 772.73 | -0.0017121 | 778.1845 | 0 | 620.4975 | 0.78276 | 778.1845 | 0 | 778.1845 | 0 | 777.9706 | -0.0002416 | 922.3786 | 0.00448 | 777.9706 | 0.20475 | 921.9104 | 0 | 922.3786 | 0.7622 | 777.9706 | 0.00178 | 778.1845 | 0.0041501
| 617.9982 | 0.00041025 | 778.2076 | 0.00079388 | 617.9982 | 0.00084967 | 778.2076 | 0.00033819 | 769.6055 | 0.00019163 | 778.2076 | 0.00055811 | 778.4213 | 0.00019761 | 772.97 | 0.0001855 | 778.4213 | 0.00104 | 778.4213 | 0.0010966 | 778.4213 | 0.00064022 | 772.97 | -0.00031426 | 778.4213 | 0.00078015 | 620.6172 | 0.78807 | 778.4213 | 0.00071053 | 778.4213 | 0.00038441 | 778.2076 | 0.00051764 | 922.5466 | 0.00531 | 778.2076 | 0.21594 | 922.0791 | 1.0001e-05 | 922.5466 | 0.76579 | 778.2076 | 0.00315 | 778.4213 | 0.0047102
| 618.1178 | 0 | 778.4445 | -0.00078895 | 618.1178 | 0 | 778.4445 | -0.00057682 | 769.8401 | -0.0003328 | 778.4445 | -0.00082191 | 778.6581 | 0 | 773.21 | -0.00065769 | 778.6581 | 0 | 778.6581 | 0 | 778.6581 | 0 | 773.21 | -0.00096444 | 778.6581 | 0 | 620.7369 | 0.79664 | 778.6581 | 0 | 778.6581 | 0 | 778.4445 | -0.0006474 | 922.7146 | 0.00464 | 778.4445 | 0.21405 | 922.2477 | 0 | 922.7146 | 0.7707 | 778.4445 | 0.002 | 778.6581 | 0.004194
| 618.2375 | 0.0005001 | 778.6815 | -0.00024955 | 618.2375 | 0.00091902 | 778.6815 | 0.00016035 | 770.0747 | 0.00035654 | 778.6815 | 0.00057184 | 778.8949 | 0.00035086 | 773.44 | 1.6864e-05 | 778.8949 | 0.00061013 | 778.8949 | 0 | 778.8948 | 8.9527e-05 | 773.44 | -0.00021673 | 778.8949 | 0.00063448 | 620.8567 | 0.80437 | 778.8949 | 0.00030913 | 778.8948 | 0.00043013 | 778.6815 | 0.00047342 | 922.8826 | 0.0058 | 778.6815 | 0.21987 | 922.4163 | 8.9995e-05 | 922.8826 | 0.7742 | 778.6815 | 0.00301 | 778.8948 | 0.0044879
| 618.3572 | 0 | 778.9184 | -0.0013294 | 618.3572 | 0 | 778.9184 | -0.00076481 | 770.3093 | -0.00023225 | 778.9184 | -0.00079391 | 779.1317 | 0 | 773.68 | -5.0592e-05 | 779.1317 | 0 | 779.1317 | 0 | 779.1317 | 0 | 773.68 | -0.0013871 | 779.1317 | 0 | 620.9764 | 0.81287 | 779.1317 | 0 | 779.1317 | 0 | 778.9184 | -0.00060535 | 923.0506 | 0.00464 | 778.9184 | 0.2179 | 922.5849 | 0 | 923.0506 | 0.77735 | 778.9184 | 0.00208 | 779.1317 | 0.0037807
| 618.4769 | 0.00147 | 779.1554 | 0.00020812 | 618.4769 | 0.0012 | 779.1554 | 0.00020613 | 770.5439 | 0.00019259 | 779.1554 | 0.00055174 | 779.3685 | 0.00023547 | 773.92 | 0.00045532 | 779.3685 | 0.00079122 | 779.3685 | 0.0010403 | 779.3685 | 0.00049028 | 773.92 | -0.00037928 | 779.3685 | 0.00059815 | 621.0961 | 0.81884 | 779.3685 | 0.00091383 | 779.3685 | 0.00029263 | 779.1554 | 0.00078448 | 923.2186 | 0.00443 | 779.1554 | 0.21992 | 922.7535 | 5.0004e-05 | 923.2186 | 0.77912 | 779.1554 | 0.00299 | 779.3685 | 0.0044774
| 618.5965 | 0 | 779.3923 | -0.0004809 | 618.5965 | 0 | 779.3923 | -0.0011842 | 770.7784 | -0.00018134 | 779.3923 | -0.00083711 | 779.6053 | 0 | 774.15 | -0.00025296 | 779.6053 | 0 | 779.6053 | 0 | 779.6053 | 0 | 774.15 | 0.00020589 | 779.6053 | 0 | 621.2158 | 0.82732 | 779.6053 | 0 | 779.6054 | 0 | 779.3923 | -0.00078134 | 923.3867 | 0.00352 | 779.3923 | 0.225 | 922.9221 | 0 | 923.3867 | 0.78132 | 779.3923 | 0.00247 | 779.6053 | 0.003846
| 618.7162 | 0.0006079 | 779.6293 | -0.00039502 | 618.7162 | 0.00076297 | 779.6293 | 0.00047548 | 771.0131 | -6.3068e-05 | 779.6293 | 0.00041235 | 779.8422 | 0.00089416 | 774.39 | -0.0010624 | 779.8422 | 0.00044398 | 779.8422 | 0 | 779.8422 | 0.00014052 | 774.39 | -0.00067186 | 779.8422 | 0.00036985 | 621.3356 | 0.83581 | 779.8422 | 0.00062233 | 779.8422 | 0.00019532 | 779.6293 | 0.00078143 | 923.5547 | 0.00681 | 779.6293 | 0.2325 | 923.0907 | 5.0004e-05 | 923.5547 | 0.78224 | 779.6293 | 0.00392 | 779.8422 | 0.0044298
| 618.836 | 0 | 779.8663 | -0.00093346 | 618.836 | 0 | 779.8663 | -0.00099517 | 771.2477 | -0.00036082 | 779.8663 | -0.0008875 | 780.079 | 0 | 774.63 | 0.00065769 | 780.079 | 0 | 780.079 | 0 | 780.079 | 0 | 774.63 | -0.0010295 | 780.079 | 0 | 621.4553 | 0.84532 | 780.079 | 0 | 780.079 | 0 | 779.8663 | -0.00103 | 923.7227 | 0.00403 | 779.8663 | 0.23889 | 923.2593 | 0 | 923.7227 | 0.78366 | 779.8663 | -0.00111 | 780.079 | 0.0038898
| 618.9557 | 0.0012 | 780.1033 | 0.0013327 | 618.9557 | 0.00095371 | 780.1033 | 0.00035939 | 771.4823 | 0.00014279 | 780.1033 | 0.00069433 | 780.3159 | 0.00086931 | 774.86 | 0.00045532 | 780.3159 | 0.00128 | 780.3159 | 0.0017126 | 780.3159 | 0.00091078 | 774.86 | 0.0019939 | 780.3159 | 0.0006736 | 621.5751 | 0.85164 | 780.3159 | 0.0009234 | 780.3159 | 0.00048817 | 780.1033 | 0.00068103 | 923.8907 | 0.00492 | 780.1033 | 0.23766 | 923.428 | 5.0004e-05 | 923.8907 | 0.78385 | 780.1033 | 0.00576 | 780.3159 | 0.004469
| 619.0754 | 0 | 780.3403 | -0.00045008 | 619.0754 | 0 | 780.3403 | -0.0005233 | 771.717 | -0.00030504 | 780.3403 | -0.0008918 | 780.5527 | 0 | 775.1 | -0.0016695 | 780.5527 | 0 | 780.5527 | 0 | 780.5527 | 0 | 775.1 | 0.00017338 | 780.5527 | 0 | 621.6948 | 0.85832 | 780.5527 | 0 | 780.5527 | 0 | 780.3403 | -0.00022127 | 924.0587 | 0.00338 | 780.3403 | 0.24103 | 923.5966 | 0 | 924.0587 | 0.78553 | 780.3403 | 0.00156 | 780.5527 | 0.0038831
| 619.1951 | 0.0021 | 780.5773 | -0.0011014 | 619.1951 | 0.00137 | 780.5773 | -0.00012105 | 771.9516 | 0.00017088 | 780.5773 | 0.00051605 | 780.7896 | 0.00016287 | 775.34 | 0.00015177 | 780.7896 | 0.00085134 | 780.7896 | 0 | 780.7896 | 0.00028805 | 775.34 | -0.0010945 | 780.7896 | 0.00027129 | 621.8145 | 0.8631 | 780.7896 | 0.00061769 | 780.7896 | 0.00034461 | 780.5773 | 0.00041701 | 924.2267 | 0.00443 | 780.5773 | 0.24452 | 923.7652 | 6.9993e-05 | 924.2267 | 0.78625 | 780.5773 | 0.00352 | 780.7896 | 0.0044161
| 619.3149 | 0 | 780.8144 | -0.00078012 | 619.3149 | 0 | 780.8144 | -0.00083956 | 772.1863 | -0.00030419 | 780.8144 | -0.0010468 | 781.0265 | 0 | 775.57 | 0.0011299 | 781.0265 | 0 | 781.0265 | 0 | 781.0265 | 0 | 775.57 | -0.0010945 | 781.0265 | 0 | 621.9343 | 0.86915 | 781.0265 | 0 | 781.0265 | 0 | 780.8144 | -0.00071707 | 924.3948 | 0.0036 | 780.8144 | 0.24572 | 923.9339 | 0 | 924.3948 | 0.78858 | 780.8144 | 0.00202 | 781.0265 | 0.0035932
| 619.4346 | 0.000554 | 781.0514 | -0.00092021 | 619.4346 | 0.00123 | 781.0514 | 0.00017698 | 772.4209 | -9.4784e-05 | 781.0514 | 0.00052951 | 781.2634 | 0.00051978 | 775.81 | 0.001231 | 781.2634 | 0.00058263 | 781.2634 | 0.001137 | 781.2634 | 0.00071386 | 775.81 | 0.0038145 | 781.2634 | 0.00077773 | 622.054 | 0.87467 | 781.2634 | 0.00066006 | 781.2634 | 0.00029473 | 781.0514 | 0.00036628 | 924.5628 | 0.00594 | 781.0514 | 0.25501 | 924.1025 | 5.0004e-05 | 924.5628 | 0.79068 | 781.0514 | 0.0032 | 781.2634 | 0.0044439
| 619.5544 | 0 | 781.2884 | 0.00025914 | 619.5544 | 0 | 781.2884 | -0.00092348 | 772.6556 | -0.00031565 | 781.2884 | -0.00075136 | 781.5003 | 0 | 776.05 | 0.00065769 | 781.5003 | 0.00013218 | 781.5003 | 0 | 781.5003 | 0 | 776.05 | -0.0019397 | 781.5003 | 0 | 622.1738 | 0.88258 | 781.5003 | 0 | 781.5003 | 0 | 781.2884 | -0.0001988 | 924.7308 | 0.00418 | 781.2884 | 0.25674 | 924.2711 | 0 | 924.7308 | 0.79444 | 781.2884 | 0.00168 | 781.5003 | 0.003713
| 619.6741 | 0.00109 | 781.5255 | 0.00061003 | 619.6741 | 0.00116 | 781.5255 | 0.00050873 | 772.8903 | 0.00025742 | 781.5255 | 0.00061864 | 781.7372 | 0.00086004 | 776.29 | 0.0026476 | 781.7372 | 0.00021013 | 781.7372 | 0.0012901 | 781.7372 | 0.00064997 | 776.29 | 0.0012137 | 781.7372 | 0.00082883 | 622.2935 | 0.88894 | 781.7372 | 0.00064247 | 781.7372 | 0.00055507 | 781.5255 | 0.00052298 | 924.8989 | 0.00545 | 781.5255 | 0.26238 | 924.4398 | 5.0004e-05 | 924.8989 | 0.79857 | 781.5255 | 0.00278 | 781.7372 | 0.0043721
| 619.7939 | 0 | 781.7625 | -0.00091783 | 619.7939 | 0 | 781.7625 | -0.00081614 | 773.1249 | -0.00036989 | 781.7625 | -0.00089602 | 781.9741 | 0 | 776.52 | -0.00038786 | 781.9741 | 0 | 781.9741 | 0 | 781.9741 | 0 | 776.52 | -0.00070437 | 781.9741 | 0 | 622.4133 | 0.89645 | 781.9741 | 0 | 781.9741 | 0 | 781.7626 | -0.0006097 | 925.0669 | 0.00443 | 781.7625 | 0.26621 | 924.6084 | 0 | 925.0669 | 0.8036 | 781.7626 | 0.00151 | 781.9741 | 0.0038866
| 619.9137 | 0.00080555 | 781.9996 | -0.00033929 | 619.9137 | 0.00137 | 781.9996 | 0.00038794 | 773.3596 | 0.00021303 | 781.9996 | 0.00052711 | 782.211 | 0.00073571 | 776.76 | 0.00045532 | 782.2111 | 0.00065322 | 782.211 | 0.00030066 | 782.2111 | 0.00030633 | 776.76 | 0.00085607 | 782.211 | 0.00058448 | 622.533 | 0.904 | 782.211 | 0.00057397 | 782.2111 | 0.00050691 | 781.9996 | 0.00094617 | 925.2349 | 0.00385 | 781.9996 | 0.26946 | 924.7771 | 8.9995e-05 | 925.2349 | 0.80815 | 781.9996 | 0.00277 | 782.2111 | 0.0041582
| 620.0335 | 0 | 782.2367 | -0.00059488 | 620.0335 | 0 | 782.2367 | -0.00055833 | 773.5944 | -0.00026089 | 782.2367 | -0.00095577 | 782.448 | 0 | 777 | -0.0011973 | 782.448 | 0 | 782.448 | 0 | 782.448 | 0 | 777 | 0.00059601 | 782.448 | 0 | 622.6528 | 0.91558 | 782.448 | 0 | 782.448 | 0 | 782.2367 | -0.00070259 | 925.403 | 0.00522 | 782.2367 | 0.26992 | 924.9457 | 0 | 925.403 | 0.81308 | 782.2367 | 0.00199 | 782.448 | 0.0037079
| 620.1532 | 0.00069774 | 782.4738 | 0.00022416 | 620.1532 | 0.00146 | 782.4738 | 0.00037308 | 773.829 | 0.00022427 | 782.4738 | 0.00040438 | 782.6849 | 0.00073882 | 777.23 | -5.0592e-05 | 782.6849 | 0.00092558 | 782.6849 | 0.00012102 | 782.6849 | 0.00052475 | 777.23 | -0.00054182 | 782.6849 | 0.00059764 | 622.7725 | 0.92657 | 782.6849 | 0.00046256 | 782.6849 | 0.00039958 | 782.4738 | 0.00074693 | 925.571 | 0.00561 | 782.4738 | 0.27685 | 925.1144 | 6.9993e-05 | 925.571 | 0.81526 | 782.4738 | 0.00285 | 782.6849 | 0.0041977
| 620.2731 | 0 | 782.7109 | -0.00056699 | 620.2731 | 0 | 782.7109 | -0.0009213 | 774.0638 | -0.00044185 | 782.7109 | -0.00085799 | 782.9219 | 0 | 777.47 | -0.0023104 | 782.9219 | 0 | 782.9219 | 0 | 782.9219 | 0 | 777.47 | 0.0010186 | 782.9219 | 0 | 622.8923 | 0.93659 | 782.9219 | 0 | 782.9219 | 0 | 782.7109 | -0.00088448 | 925.739 | 0.0042 | 782.7109 | 0.28357 | 925.283 | 0 | 925.739 | 0.81704 | 782.7109 | 0.00162 | 782.9219 | 0.0038044
| 620.3929 | 0.00069774 | 782.948 | 0.00029218 | 620.3929 | 0.00113 | 782.948 | 6.9054e-05 | 774.2985 | 5.5389e-05 | 782.948 | 0.00056402 | 783.1588 | 0.00092161 | 777.71 | 0.00015177 | 783.1589 | 0.00059538 | 783.1588 | 0.00045566 | 783.1589 | 0.00060803 | 777.71 | 0.004172 | 783.1588 | 0.00042468 | 623.0121 | 0.94309 | 783.1588 | 0.0010189 | 783.1589 | 0.00050751 | 782.948 | 0.00079152 | 925.9071 | 0.00462 | 782.948 | 0.27979 | 925.4517 | 8.9995e-05 | 925.9071 | 0.81549 | 782.948 | 0.00223 | 783.1589 | 0.0040902
| 620.5127 | 0 | 783.1851 | -3.6391e-05 | 620.5127 | 0 | 783.1851 | -0.001503 | 774.5333 | -0.00046822 | 783.1851 | -0.001022 | 783.3958 | 0 | 777.94 | -0.0022766 | 783.3958 | 0 | 783.3958 | 0 | 783.3958 | 0 | 777.94 | -0.00067186 | 783.3958 | 0 | 623.1318 | 0.94714 | 783.3958 | 0 | 783.3958 | 0 | 783.1851 | -0.00067771 | 926.0751 | 0.00489 | 783.1851 | 0.28735 | 925.6204 | 0 | 926.0751 | 0.81481 | 783.1851 | 0.00162 | 783.3958 | 0.0036423
| 620.6325 | 0.00080555 | 783.4222 | 0.00013502 | 620.6325 | 0.00106 | 783.4222 | 0.00027205 | 774.768 | 0.00017037 | 783.4222 | 0.0003628 | 783.6328 | 0.00083759 | 778.18 | -0.0016358 | 783.6328 | 0.00109 | 783.6328 | 0.00068392 | 783.6328 | 7.5393e-05 | 778.18 | 0.0016688 | 783.6328 | 8.5843e-05 | 623.2516 | 0.95019 | 783.6328 | 0.0003913 | 783.6328 | 0.00035297 | 783.4222 | 0.00027052 | 926.2432 | 0.00459 | 783.4222 | 0.29728 | 925.789 | 6.9993e-05 | 926.2432 | 0.81231 | 783.4222 | 0.00279 | 783.6328 | 0.0040544
| 620.7523 | 0 | 783.6593 | -0.00014284 | 620.7523 | 0 | 783.6593 | -0.0012676 | 775.0027 | -7.9654e-05 | 783.6593 | -0.00093424 | 783.8698 | 0 | 778.42 | 0.00072515 | 783.8698 | 0 | 783.8698 | 0 | 783.8698 | 0 | 778.42 | -0.00060684 | 783.8698 | 0 | 623.3714 | 0.95301 | 783.8698 | 0 | 783.8698 | 0 | 783.6593 | -0.00052139 | 926.4112 | 0.00459 | 783.6593 | 0.29878 | 925.9577 | 0 | 926.4112 | 0.81196 | 783.6593 | 0.00176 | 783.8698 | 0.00353
| 620.8722 | 0.00109 | 783.8964 | -0.00014884 | 620.8722 | 1.7342e-05 | 783.8964 | 2.7707e-05 | 775.2375 | 0.00012299 | 783.8964 | 0.00054156 | 784.1068 | 0.00063195 | 778.65 | -0.0005565 | 784.1068 | 0.00108 | 784.1068 | 0.00053358 | 784.1068 | 0.00052229 | 778.65 | 0.0017013 | 784.1068 | 0.00054429 | 623.4911 | 0.95692 | 784.1068 | 0.00082081 | 784.1068 | 0.00022221 | 783.8964 | 0.00082729 | 926.5792 | 0.00637 | 783.8964 | 0.30782 | 926.1264 | 6.9993e-05 | 926.5792 | 0.81166 | 783.8964 | 0.00317 | 784.1068 | 0.0040291
| 620.992 | 0 | 784.1336 | -0.0014857 | 620.992 | 0 | 784.1336 | -0.00097045 | 775.4723 | -0.0003743 | 784.1336 | -0.00091739 | 784.3438 | 0 | 778.89 | -0.00089378 | 784.3438 | 0 | 784.3438 | 0 | 784.3438 | 0 | 778.89 | 0.00079106 | 784.3438 | 0 | 623.6109 | 0.96234 | 784.3438 | 0 | 784.3438 | 0 | 784.1336 | -0.0016 | 926.7473 | 0.00513 | 784.1336 | 0.30383 | 926.295 | 0 | 926.7473 | 0.81289 | 784.1336 | 0.00165 | 784.3438 | 0.0033119
| 621.1119 | 0.00167 | 784.3707 | -0.00021232 | 621.1119 | 0.00168 | 784.3707 | -0.000148 | 775.7071 | 0.00014213 | 784.3707 | 0.00042304 | 784.5808 | 0.0006862 | 779.13 | 0.00048905 | 784.5808 | 0.00031338 | 784.5808 | 0.00089759 | 784.5808 | 0.00031793 | 779.13 | -0.0026224 | 784.5808 | 0.00088907 | 623.7307 | 0.96845 | 784.5808 | 0.0009472 | 784.5808 | 0.00027671 | 784.3707 | 0.00053858 | 926.9153 | 0.00413 | 784.3707 | 0.31242 | 926.4637 | 5.0004e-05 | 926.9153 | 0.81363 | 784.3707 | 0.00325 | 784.5808 | 0.0041121
| 621.2318 | 0 | 784.6079 | -0.00036206 | 621.2318 | 0 | 784.6079 | -0.0012137 | 775.9419 | -0.00042792 | 784.6079 | -0.00091675 | 784.8178 | 0 | 779.37 | -0.00099496 | 784.8179 | 0 | 784.8178 | 0 | 784.8179 | 0 | 779.37 | -0.0012895 | 784.8178 | 0 | 623.8505 | 0.97567 | 784.8178 | 0 | 784.8179 | 0 | 784.6079 | -0.00075228 | 927.0834 | 0.0052 | 784.6079 | 0.31569 | 926.6324 | 0 | 927.0834 | 0.81517 | 784.6079 | 0.00208 | 784.8179 | 0.0034891
| 621.3516 | 0.00046416 | 784.845 | 0.00018681 | 621.3516 | 0.00031212 | 784.845 | 4.3434e-06 | 776.1767 | 4.7737e-05 | 784.845 | 0.00040091 | 785.0549 | 0.00019362 | 779.6 | 0.00072515 | 785.0549 | 0.00048595 | 785.0549 | 0.00084988 | 785.0549 | 0.00038372 | 779.6 | -0.0014521 | 785.0549 | 0.0004938 | 623.9702 | 0.98255 | 785.0549 | 0.0010372 | 785.0549 | 0.00051944 | 784.8451 | 0.00072803 | 927.2514 | 0.00473 | 784.845 | 0.32167 | 926.8011 | 5.0004e-05 | 927.2514 | 0.81604 | 784.8451 | 0.00252 | 785.0549 | 0.0039414
| 621.4715 | 0 | 785.0822 | -0.00096899 | 621.4715 | 0 | 785.0822 | -0.001533 | 776.4115 | -0.00041108 | 785.0822 | -0.00078945 | 785.2919 | 0 | 779.84 | -0.0031197 | 785.2919 | 0 | 785.2919 | 0 | 785.2919 | 0 | 779.84 | 0.00033593 | 785.2919 | 0 | 624.09 | 0.99045 | 785.2919 | 0 | 785.2919 | 0 | 785.0822 | -0.00054608 | 927.4195 | 0.00468 | 785.0822 | 0.32173 | 926.9698 | 0 | 927.4195 | 0.81888 | 785.0822 | 0.00217 | 785.2919 | 0.0034981
| 621.5914 | 0.00102 | 785.3194 | 9.2178e-05 | 621.5914 | 0.00123 | 785.3194 | 0.00048577 | 776.6463 | 0.00011094 | 785.3194 | 0.00047696 | 785.529 | 0.00013943 | 780.08 | -0.00011805 | 785.529 | 0.00041523 | 785.529 | 0.00062725 | 785.529 | 0.00025411 | 780.08 | -0.0013871 | 785.529 | 0.00060804 | 624.2098 | 0.99683 | 785.529 | 0.00055553 | 785.529 | 0.00023081 | 785.3194 | 0.00084226 | 927.5876 | 0.00536 | 785.3194 | 0.32914 | 927.1385 | 6.9993e-05 | 927.5876 | 0.82199 | 785.3194 | 0.00336 | 785.529 | 0.0039187
| 621.7113 | 0 | 785.5566 | 9.431e-06 | 621.7113 | 0 | 785.5566 | -0.00053216 | 776.8812 | -0.00048929 | 785.5566 | -0.00085481 | 785.766 | 0 | 780.31 | -1.6864e-05 | 785.766 | 0 | 785.766 | 0 | 785.7661 | 0 | 780.31 | -0.0012895 | 785.766 | 0 | 624.3296 | 1 | 785.766 | 0 | 785.766 | 0 | 785.5566 | -0.00080175 | 927.7556 | 0.00524 | 785.5566 | 0.33091 | 927.3071 | 0 | 927.7556 | 0.82658 | 785.5566 | 0.00195 | 785.7661 | 0.0032783
| 621.8312 | 0.00048213 | 785.7938 | 0.00029189 | 621.8312 | 0.0018 | 785.7938 | 0.00028667 | 777.116 | 0.00041371 | 785.7938 | 0.00053762 | 786.0031 | 7.8697e-05 | 780.55 | -0.00099496 | 786.0031 | 0.00096806 | 786.0031 | 0.00095389 | 786.0031 | 0.00040021 | 780.55 | 0.002449 | 786.0031 | 0.00062784 | 624.4494 | 0.999 | 786.0031 | 0.00077992 | 786.0031 | 0.00023634 | 785.7938 | 0.00083162 | 927.9237 | 0.00478 | 785.7938 | 0.33983 | 927.4758 | 5.0004e-05 | 927.9237 | 0.82981 | 785.7938 | 0.00312 | 786.0031 | 0.0039085
| 621.9511 | 0 | 786.031 | -0.00072626 | 621.9511 | 0 | 786.031 | -0.0017196 | 777.3508 | -0.00041999 | 786.031 | -0.00095995 | 786.2402 | 0 | 780.79 | 0.00079259 | 786.2402 | 0 | 786.2402 | 0 | 786.2402 | 0 | 780.79 | -0.00031426 | 786.2402 | 0 | 624.5692 | 0.99788 | 786.2402 | 0 | 786.2402 | 0 | 786.031 | -0.00114 | 928.0917 | 0.0048 | 786.031 | 0.34388 | 927.6445 | 0 | 928.0917 | 0.83413 | 786.031 | 0.00112 | 786.2402 | 0.0033541
| 622.071 | 0.00181 | 786.2682 | 0.00052667 | 622.071 | 0.00038148 | 786.2682 | 0.000636 | 777.5857 | 2.7632e-06 | 786.2682 | 0.00044812 | 786.4773 | 0.00049451 | 781.02 | -0.0016695 | 786.4773 | 0.00083625 | 786.4773 | 0.0010872 | 786.4773 | 0.00081543 | 781.02 | -0.0017121 | 786.4773 | 0.0006964 | 624.689 | 0.99644 | 786.4773 | 0.0010357 | 786.4773 | 0.00047793 | 786.2682 | 0.00024646 | 928.2598 | 0.00501 | 786.2682 | 0.34946 | 927.8132 | 5.0004e-05 | 928.2598 | 0.83618 | 786.2682 | 0.00372 | 786.4773 | 0.0038871
| 622.191 | 0 | 786.5054 | -0.0018132 | 622.191 | 0 | 786.5054 | -0.00080241 | 777.8205 | -0.00055157 | 786.5054 | -0.00096185 | 786.7144 | 0 | 781.26 | -0.00045532 | 786.7144 | 0 | 786.7144 | 0 | 786.7144 | 0 | 781.26 | 0.00062851 | 786.7144 | 0 | 624.8088 | 0.99634 | 786.7144 | 0 | 786.7144 | 0 | 786.5054 | -0.00076479 | 928.4279 | 0.00418 | 786.5054 | 0.35114 | 927.9819 | 0 | 928.4279 | 0.83869 | 786.5054 | -0.00149 | 786.7144 | 0.0032589
| 622.3109 | 0.00102 | 786.7427 | 0.00026362 | 622.3109 | 0.0016 | 786.7427 | -0.00025815 | 778.0554 | 0.00047328 | 786.7427 | 0.00032003 | 786.9515 | 0.00073762 | 781.5 | -0.0010287 | 786.9515 | 0.00101 | 786.9515 | 0.00070748 | 786.9515 | 0.00048887 | 781.5 | 0.0010836 | 786.9515 | 0.00078742 | 624.9286 | 0.99481 | 786.9515 | 0.0010466 | 786.9515 | 0.00042309 | 786.7427 | 0.00087134 | 928.5959 | 0.00415 | 786.7427 | 0.35767 | 928.1506 | 3.0002e-05 | 928.5959 | 0.83855 | 786.7427 | 0.00532 | 786.9515 | 0.0038489
| 622.4308 | 0 | 786.9799 | -0.00071395 | 622.4308 | 0 | 786.9799 | -0.00099418 | 778.2903 | -0.00034906 | 786.9799 | -0.00098517 | 787.1886 | 0 | 781.74 | -0.0019393 | 787.1886 | 0 | 787.1886 | 0 | 787.1886 | 0 | 781.74 | -0.0014196 | 787.1886 | 0 | 625.0484 | 0.99554 | 787.1886 | 0 | 787.1886 | 0 | 786.9799 | -0.00040554 | 928.764 | 0.00408 | 786.9799 | 0.35726 | 928.3193 | 0 | 928.764 | 0.84105 | 786.9799 | 0.0016 | 787.1886 | 0.0033183
| 622.5508 | 0.00129 | 787.2172 | 0.00013831 | 622.5508 | 0.00093636 | 787.2172 | 0.00034083 | 778.5251 | -6.054e-05 | 787.2172 | 0.00067117 | 787.4257 | 0.00093265 | 781.97 | -0.0017032 | 787.4257 | 0.00114 | 787.4257 | 0.00083965 | 787.4257 | 0.00025866 | 781.97 | -0.0015496 | 787.4257 | 0.00064641 | 625.1682 | 0.99624 | 787.4257 | 0.00082688 | 787.4257 | 0.0003906 | 787.2172 | 0.00066123 | 928.9321 | 0.00408 | 787.2172 | 0.36653 | 928.4881 | 8.9995e-05 | 928.9321 | 0.84257 | 787.2172 | 0.00337 | 787.4257 | 0.0039453
| 622.6707 | 0 | 787.4544 | -0.00082344 | 622.6707 | 0 | 787.4544 | -0.0019143 | 778.7601 | -0.00037683 | 787.4544 | -0.001062 | 787.6629 | 0 | 782.21 | -0.00015177 | 787.6629 | 0 | 787.6629 | 0 | 787.6628 | 0 | 782.21 | 0.00043346 | 787.6629 | 0 | 625.288 | 0.99798 | 787.6629 | 0 | 787.6628 | 0 | 787.4544 | -0.000705 | 929.1001 | 0.00621 | 787.4544 | 0.36686 | 928.6568 | 0 | 929.1001 | 0.8462 | 787.4544 | 0.0013 | 787.6628 | 0.0031705
| 622.7907 | 0.00102 | 787.6917 | 0.00012645 | 622.7907 | 0.0007803 | 787.6917 | 0.00032541 | 778.9949 | 0.00017509 | 787.6917 | 0.00058556 | 787.9 | 0.00048892 | 782.45 | -0.00021923 | 787.9 | 0.00085678 | 787.9 | 0.0015752 | 787.9 | 0.00053544 | 782.45 | -0.00041178 | 787.9 | 0.00053737 | 625.4078 | 0.99783 | 787.9 | 0.0012411 | 787.9 | 0.00042046 | 787.6917 | 0.00109 | 929.2682 | 0.00584 | 787.6917 | 0.37505 | 928.8255 | 5.0004e-05 | 929.2682 | 0.84777 | 787.6917 | 0.00261 | 787.9 | 0.0037503
| 622.9107 | 0 | 787.9289 | -0.00087234 | 622.9107 | 0 | 787.9289 | -0.0005613 | 779.2299 | -0.00045954 | 787.9289 | -0.00088392 | 788.1371 | 0 | 782.68 | -0.00011805 | 788.1372 | 0 | 788.1371 | 0 | 788.1371 | 0 | 782.68 | -0.0017121 | 788.1371 | 0 | 625.5276 | 0.99727 | 788.1371 | 0 | 788.1372 | 0 | 787.9289 | -0.00074306 | 929.4363 | 0.00526 | 787.9289 | 0.37819 | 928.9942 | 0 | 929.4363 | 0.84911 | 787.9289 | 0.00126 | 788.1371 | 0.0032659
| 623.0307 | 0.00142 | 788.1662 | 0.00088576 | 623.0307 | 0.00084967 | 788.1662 | 0.00093624 | 779.4648 | 0.00010312 | 788.1662 | 0.00048865 | 788.3743 | 0.00045564 | 782.92 | 0.001366 | 788.3743 | 0.00087834 | 788.3743 | 0.00074768 | 788.3743 | 0.00050926 | 782.92 | 0.00098612 | 788.3743 | 0.00078565 | 625.6474 | 0.99476 | 788.3743 | 0.00070816 | 788.3743 | 0.00027947 | 788.1662 | 0.00028059 | 929.6044 | 0.00394 | 788.1662 | 0.38897 | 929.1629 | 6.9993e-05 | 929.6044 | 0.8484 | 788.1662 | 0.003 | 788.3743 | 0.0036789
| 623.1507 | 0 | 788.4035 | -0.00040336 | 623.1507 | 0 | 788.4035 | -0.0010071 | 779.6997 | -0.0002761 | 788.4035 | -0.00090039 | 788.6115 | 0 | 783.16 | 0.0019057 | 788.6115 | 0 | 788.6115 | 0 | 788.6115 | 0 | 783.16 | -0.0012245 | 788.6115 | 0 | 625.7672 | 0.99217 | 788.6115 | 0 | 788.6114 | 0 | 788.4035 | -0.0008142 | 929.7725 | 0.00693 | 788.4035 | 0.39333 | 929.3317 | 0 | 929.7725 | 0.84952 | 788.4035 | 0.00048523 | 788.6115 | 0.003165
| 623.2707 | 0.00042823 | 788.6408 | 0.00020659 | 623.2707 | 0.00123 | 788.6408 | 1.0003e-05 | 779.9346 | 0.00017262 | 788.6408 | 0.00063228 | 788.8487 | 0.00020012 | 783.4 | -0.00079259 | 788.8487 | 0.00086656 | 788.8487 | 0.0011042 | 788.8486 | 0.00041699 | 783.4 | 0.0012137 | 788.8487 | 0.0010054 | 625.887 | 0.98726 | 788.8487 | 0.0006472 | 788.8486 | 0.00030459 | 788.6408 | 0.00080861 | 929.9405 | 0.00633 | 788.6408 | 0.39592 | 929.5004 | 6.9993e-05 | 929.9405 | 0.85157 | 788.6408 | 0.00235 | 788.8486 | 0.003662
| 623.3907 | 0 | 788.8781 | -0.0013054 | 623.3907 | 0 | 788.8781 | -0.0014191 | 780.1696 | -0.00073611 | 788.8781 | -0.0011324 | 789.0858 | 0 | 783.63 | -0.00032042 | 789.0858 | 0 | 789.0858 | 0 | 789.0858 | 0 | 783.63 | -0.00099695 | 789.0858 | 0 | 626.0068 | 0.98294 | 789.0858 | 0 | 789.0858 | 0 | 788.8781 | -9.3576e-05 | 930.1086 | 0.00469 | 788.8781 | 0.40205 | 929.6691 | 0 | 930.1086 | 0.85584 | 788.8781 | 0.00164 | 789.0858 | 0.003106
| 623.5107 | 0.00127 | 789.1154 | -0.00024825 | 623.5107 | 0.00065893 | 789.1154 | 0.00028333 | 780.4045 | 0.0004566 | 789.1154 | 0.00045147 | 789.323 | 0.00069575 | 783.87 | 1.6864e-05 | 789.323 | 0.00039748 | 789.323 | 0.00099789 | 789.3231 | 0.00028579 | 783.87 | 0.0015712 | 789.323 | 0.00049072 | 626.1267 | 0.97778 | 789.323 | 0.0012244 | 789.3231 | 0.00022078 | 789.1154 | 0.00041769 | 930.2767 | 0.00528 | 789.1154 | 0.41201 | 929.8379 | 6.9993e-05 | 930.2767 | 0.85887 | 789.1154 | 0.00258 | 789.3231 | 0.0036179
| 623.6307 | 0 | 789.3528 | 0.00023836 | 623.6307 | 0 | 789.3528 | -0.000854 | 780.6395 | -0.00016922 | 789.3528 | -0.00085923 | 789.5602 | 0 | 784.11 | 0.00032042 | 789.5602 | 0 | 789.5602 | 0 | 789.5602 | 0 | 784.11 | 0.0028717 | 789.5602 | 0 | 626.2465 | 0.97589 | 789.5602 | 0 | 789.5602 | 0 | 789.3528 | -0.00067177 | 930.4448 | 0.0068 | 789.3528 | 0.41175 | 930.0066 | 0 | 930.4448 | 0.86254 | 789.3528 | 0.00129 | 789.5602 | 0.0029278
| 623.7508 | 0.00179 | 789.5901 | -1.7768e-05 | 623.7508 | 0.0014 | 789.5901 | 0.00033722 | 780.8745 | 0.00013719 | 789.5901 | 0.00038701 | 789.7975 | 0.00086584 | 784.34 | 0.00032042 | 789.7975 | 0.00053011 | 789.7975 | 0.00034105 | 789.7974 | 0.00046367 | 784.34 | -5.4182e-05 | 789.7975 | 0.00111 | 626.3663 | 0.97427 | 789.7975 | 0.00077766 | 789.7974 | 0.00033036 | 789.5901 | 0.00074328 | 930.6129 | 0.00545 | 789.5901 | 0.41747 | 930.1753 | 3.0002e-05 | 930.6129 | 0.86511 | 789.5901 | 0.0024 | 789.7974 | 0.0036028
| 623.8708 | 0 | 789.8274 | -0.0007029 | 623.8708 | 0 | 789.8274 | -0.00020271 | 781.1095 | -0.00046944 | 789.8274 | -0.00098772 | 790.0347 | 0 | 784.58 | -0.00025296 | 790.0347 | 0 | 790.0347 | 0 | 790.0347 | 0 | 784.58 | -0.00037928 | 790.0347 | 0 | 626.4861 | 0.97514 | 790.0347 | 0 | 790.0347 | 0 | 789.8274 | -0.00111 | 930.781 | 0.00415 | 789.8274 | 0.4238 | 930.3441 | 0 | 930.781 | 0.8695 | 789.8274 | 0.00189 | 790.0347 | 0.0028926
| 623.9908 | 0.00136 | 790.0648 | -0.00012641 | 623.9908 | 0.00031212 | 790.0648 | -0.00050832 | 781.3445 | 0.00013568 | 790.0648 | 0.00057056 | 790.2719 | 0.0005216 | 784.82 | 0.0010624 | 790.2719 | 0.00023629 | 790.2719 | 0.00039141 | 790.2719 | 0.00042303 | 784.82 | -0.00015171 | 790.2719 | 0.00088481 | 626.606 | 0.97313 | 790.2719 | 0.00094586 | 790.2719 | 0.00024443 | 790.0648 | 0.00067377 | 930.9491 | 0.00515 | 790.0648 | 0.42908 | 930.5128 | 6.9993e-05 | 930.9491 | 0.8727 | 790.0648 | 0.00288 | 790.2719 | 0.0036863
| 624.1109 | 0 | 790.3021 | -0.0006502 | 624.1109 | 0 | 790.3021 | -0.00099374 | 781.5795 | -0.00068316 | 790.3021 | -0.00096604 | 790.5091 | 0 | 785.06 | -0.0011973 | 790.5091 | 0 | 790.5091 | 0 | 790.5092 | 0 | 785.06 | -0.00063934 | 790.5091 | 0 | 626.7258 | 0.96927 | 790.5091 | 0 | 790.5092 | 0 | 790.3021 | -0.00129 | 931.1172 | 0.00475 | 790.3021 | 0.43412 | 930.6816 | 0 | 931.1172 | 0.87623 | 790.3021 | 0.00106 | 790.5092 | 0.0028686
| 624.231 | 0.00066181 | 790.5395 | 0.00011209 | 624.231 | 0.00189 | 790.5395 | 0.00068095 | 781.8145 | 0.00045549 | 790.5395 | 0.00052061 | 790.7464 | 0.00053898 | 785.29 | 0.0011973 | 790.7464 | 0.00088311 | 790.7464 | 0.0012582 | 790.7464 | 0.00063685 | 785.29 | 0.0009211 | 790.7464 | 0.00050496 | 626.8456 | 0.96136 | 790.7464 | 0.00066825 | 790.7464 | 0.00035554 | 790.5395 | 0.00056354 | 931.2853 | 0.0052 | 790.5395 | 0.44797 | 930.8503 | 6.9993e-05 | 931.2853 | 0.87841 | 790.5395 | 0.00191 | 790.7464 | 0.0036287
| 624.351 | 0 | 790.7769 | -0.00087963 | 624.351 | 0 | 790.7769 | -0.0016086 | 782.0495 | -0.00024555 | 790.7769 | -0.0010035 | 790.9836 | 0 | 785.53 | -0.00059023 | 790.9837 | 0 | 790.9836 | 0 | 790.9836 | 0 | 785.53 | -0.00086692 | 790.9836 | 0 | 626.9655 | 0.95471 | 790.9836 | 0 | 790.9836 | 0 | 790.7769 | -0.00112 | 931.4534 | 0.00438 | 790.7769 | 0.44266 | 931.0191 | 0 | 931.4534 | 0.88181 | 790.7769 | 0.0008971 | 790.9836 | 0.0029394
| 624.4711 | 0 | 791.0142 | -0.00024963 | 624.4711 | 0.00147 | 791.0142 | 0.00035173 | 782.2845 | -5.7229e-05 | 791.0142 | 0.00048959 | 791.2209 | 0.0010017 | 785.77 | -0.00032042 | 791.2209 | 0.00086531 | 791.2209 | 0.00021176 | 791.2209 | 0.00018082 | 785.77 | -0.00041178 | 791.2209 | 0.00018458 | 627.0853 | 0.94735 | 791.2209 | 0.0010891 | 791.2209 | 0.00034348 | 791.0142 | 0.00081019 | 931.6214 | 0.00408 | 791.0142 | 0.45325 | 931.1878 | 5.0004e-05 | 931.6214 | 0.88471 | 791.0142 | 0.00255 | 791.2209 | 0.0034024
| 624.5912 | 0 | 791.2516 | -0.00068003 | 624.5912 | 0 | 791.2516 | -0.0015928 | 782.5195 | -0.00025716 | 791.2516 | -0.0011354 | 791.4582 | 0 | 786 | -0.0001855 | 791.4582 | 0 | 791.4582 | 0 | 791.4582 | 0 | 786 | -0.0027199 | 791.4582 | 0 | 627.2051 | 0.94096 | 791.4582 | 0 | 791.4582 | 0 | 791.2516 | -0.00078653 | 931.7895 | 0.00606 | 791.2516 | 0.45643 | 931.3566 | 0 | 931.7895 | 0.88833 | 791.2516 | 0.00114 | 791.4582 | 0.0028443
| 624.7113 | 0.00152 | 791.489 | 0.00016531 | 624.7113 | 0.00118 | 791.489 | -0.00038103 | 782.7546 | 6.7089e-05 | 791.489 | 0.00035696 | 791.6955 | 0 | 786.24 | -0.0029174 | 791.6955 | 0.00053593 | 791.6955 | 0.0002052 | 791.6955 | 0.00030575 | 786.24 | -0.0008344 | 791.6955 | 0.00068296 | 627.325 | 0.9325 | 791.6955 | 0.00026616 | 791.6955 | 0.000307 | 791.489 | 0.00073863 | 931.9576 | 0.00651 | 791.489 | 0.46797 | 931.5253 | 3.0002e-05 | 931.9576 | 0.88947 | 791.489 | 0.00265 | 791.6955 | 0.0032266
| 624.8314 | 0 | 791.7264 | -0.0001797 | 624.8314 | 0 | 791.7264 | -0.00072352 | 782.9896 | -0.00033817 | 791.7264 | -0.00092001 | 791.9328 | 0 | 786.48 | -0.0012985 | 791.9328 | 0 | 791.9328 | 0 | 791.9327 | 0 | 786.48 | -0.0015496 | 791.9328 | 0 | 627.4448 | 0.92583 | 791.9328 | 0 | 791.9327 | 0 | 791.7264 | -0.00033506 | 932.1258 | 0.00441 | 791.7264 | 0.4757 | 931.6941 | 0 | 932.1258 | 0.89099 | 791.7264 | 0.00144 | 791.9327 | 0.0028043
| 624.9515 | 0.00098522 | 791.9638 | 4.6702e-05 | 624.9515 | 0.00095371 | 791.9638 | 0.00033102 | 783.2247 | 0.00026883 | 791.9638 | 0.00050899 | 792.1701 | 0.0003523 | 786.72 | 0.0017032 | 792.1701 | 0.00088017 | 792.1701 | 0.00050224 | 792.17 | 0.00074344 | 786.72 | 0.0016688 | 792.1701 | 0.0012231 | 627.5647 | 0.91873 | 792.1701 | 0.00067678 | 792.17 | 0.00029157 | 791.9638 | 0.00103 | 932.2939 | 0.00433 | 791.9638 | 0.47455 | 931.8629 | 6.9993e-05 | 932.2939 | 0.89037 | 791.9638 | 0.00294 | 792.17 | 0.0035948
| 625.0716 | 0 | 792.2013 | -0.00096329 | 625.0716 | 0 | 792.2013 | -0.0014893 | 783.4598 | -0.00035742 | 792.2013 | -0.0011389 | 792.4074 | 0 | 786.95 | -0.00048905 | 792.4074 | 0 | 792.4074 | 0 | 792.4073 | 0 | 786.95 | 0.00027091 | 792.4074 | 0 | 627.6845 | 0.91286 | 792.4074 | 0 | 792.4073 | 0 | 792.2012 | -0.00075379 | 932.462 | 0.00508 | 792.2013 | 0.47775 | 932.0316 | 0 | 932.462 | 0.89114 | 792.2012 | 0.00125 | 792.4073 | 0.0028012
| 625.1918 | 5.091e-05 | 792.4387 | -0.00021792 | 625.1918 | 0.00156 | 792.4387 | 0.00088677 | 783.6948 | 0.00020451 | 792.4387 | 0.00043181 | 792.6447 | 0.00019298 | 787.19 | -0.0015008 | 792.6447 | 0.00084609 | 792.6447 | 0 | 792.6447 | 0.00019302 | 787.19 | 0.00020589 | 792.6447 | 0.00098114 | 627.8044 | 0.90454 | 792.6447 | 0.00061668 | 792.6447 | 0.00024056 | 792.4387 | 0.00091277 | 932.6301 | 0.00612 | 792.4387 | 0.49452 | 932.2004 | 0.00011 | 932.6301 | 0.89018 | 792.4387 | 0.00254 | 792.6447 | 0.0034299
| 625.3119 | 0 | 792.6761 | -0.0012345 | 625.3119 | 0 | 792.6761 | -0.0017077 | 783.9299 | -0.00014931 | 792.6761 | -0.0011541 | 792.882 | 0 | 787.43 | 0.0001855 | 792.882 | 0 | 792.882 | 0 | 792.882 | 0 | 787.43 | -0.0014846 | 792.882 | 0 | 627.9242 | 0.89772 | 792.882 | 0 | 792.882 | 0 | 792.6761 | -0.00111 | 932.7982 | 0.0039 | 792.6761 | 0.49324 | 932.3692 | 0 | 932.7982 | 0.89085 | 792.6761 | 0.00096026 | 792.882 | 0.0028122
| 625.4321 | 0.00102 | 792.9136 | -0.00065172 | 625.4321 | 0.00156 | 792.9136 | -0.0004872 | 784.165 | 9.8803e-05 | 792.9136 | 0.00032795 | 793.1194 | 0.00076152 | 787.67 | -0.0023104 | 793.1194 | 0.00025635 | 793.1194 | 0.00062289 | 793.1193 | 6.1564e-05 | 787.67 | 0.00027091 | 793.1194 | 0.00080015 | 628.0441 | 0.88849 | 793.1194 | 0.00045099 | 793.1193 | 0.00027245 | 792.9136 | 0.00087898 | 932.9663 | 0.00503 | 792.9136 | 0.49579 | 932.538 | 6.9993e-05 | 932.9663 | 0.89028 | 792.9136 | 0.00282 | 793.1193 | 0.0033673
| 625.5522 | 0 | 793.151 | -3.8458e-05 | 625.5522 | 0 | 793.151 | -0.00098859 | 784.4001 | -5.3451e-05 | 793.151 | -0.00090396 | 793.3567 | 0 | 787.9 | -0.00075887 | 793.3567 | 0 | 793.3567 | 0 | 793.3567 | 0 | 787.9 | 0.0002384 | 793.3567 | 0 | 628.1639 | 0.87977 | 793.3567 | 0 | 793.3567 | 0 | 793.151 | -0.00080255 | 933.1344 | 0.00529 | 793.151 | 0.50797 | 932.7067 | 0 | 933.1344 | 0.89194 | 793.151 | -0.0026 | 793.3567 | 0.0027897
| 625.6724 | 0.00084148 | 793.3885 | -2.0992e-05 | 625.6724 | 0.00106 | 793.3885 | 0.00075219 | 784.6352 | 0.00029595 | 793.3885 | 0.00062873 | 793.5941 | 0.00090359 | 788.14 | -0.00059023 | 793.5941 | 0.00072171 | 793.5941 | 0.00093594 | 793.5941 | 0.00022041 | 788.14 | -0.0001192 | 793.5941 | 0.00045071 | 628.2838 | 0.8681 | 793.5941 | 0.00091403 | 793.5941 | 0.00013869 | 793.3885 | 0.00076278 | 933.3025 | 0.00448 | 793.3885 | 0.51788 | 932.8755 | 5.0004e-05 | 933.3025 | 0.89219 | 793.3885 | 0.00538 | 793.5941 | 0.0033554
| 625.7925 | 0 | 793.6259 | -0.00089912 | 625.7925 | 0 | 793.6259 | -0.0010633 | 784.8703 | -0.00031805 | 793.6259 | -0.00090423 | 793.8314 | 0 | 788.38 | -0.00096123 | 793.8314 | 0 | 793.8314 | 0 | 793.8314 | 0 | 788.38 | -0.00044429 | 793.8314 | 0 | 628.4036 | 0.85864 | 793.8314 | 0 | 793.8314 | 0 | 793.6259 | -0.00080463 | 933.4706 | 0.00483 | 793.6259 | 0.52084 | 933.0443 | 0 | 933.4706 | 0.89385 | 793.6259 | 0.00164 | 793.8314 | 0.0027356
| 625.9127 | 0.00066181 | 793.8634 | -0.00035489 | 625.9127 | 0.00196 | 793.8634 | -0.00020202 | 785.1055 | 0.00020503 | 793.8634 | 0.00053283 | 794.0688 | 0.00026408 | 788.61 | -0.00059023 | 794.0688 | 0.00141 | 794.0688 | 0.00074048 | 794.0688 | 0.00053351 | 788.61 | -0.00057433 | 794.0688 | 0.0010179 | 628.5235 | 0.84853 | 794.0688 | 0.00044636 | 794.0688 | 0.00030002 | 793.8634 | 0.00088615 | 933.6388 | 0.00431 | 793.8634 | 0.5216 | 933.2131 | 5.0004e-05 | 933.6388 | 0.89418 | 793.8634 | 0.00242 | 794.0688 | 0.0033703
| 626.0329 | 0 | 794.1009 | -0.00080307 | 626.0329 | 0 | 794.1009 | -0.00093684 | 785.3406 | -0.00023027 | 794.1009 | -0.00081375 | 794.3062 | 0 | 788.85 | -0.00099496 | 794.3062 | 0 | 794.3062 | 0 | 794.3062 | 0 | 788.85 | -0.0008344 | 794.3062 | 0 | 628.6434 | 0.84034 | 794.3062 | 0 | 794.3062 | 0 | 794.1009 | -0.00078748 | 933.8069 | 0.00455 | 794.1009 | 0.53264 | 933.3819 | 0 | 933.8069 | 0.89573 | 794.1009 | 0.00108 | 794.3062 | 0.0026447
| 626.1531 | 0.00134 | 794.3384 | -4.8602e-05 | 626.1531 | 0.00142 | 794.3384 | -0.00027211 | 785.5757 | -1.6961e-05 | 794.3384 | 0.00034555 | 794.5436 | 0.001216 | 789.09 | 0.0018044 | 794.5435 | 0.00025455 | 794.5436 | 0.00051517 | 794.5436 | 0.00040292 | 789.09 | 0.00020589 | 794.5436 | 8.56e-05 | 628.7632 | 0.82924 | 794.5436 | 0.00051805 | 794.5436 | 0.00032703 | 794.3384 | 0.00093193 | 933.975 | 0.00848 | 794.3384 | 0.54152 | 933.5507 | 6.9993e-05 | 933.975 | 0.89689 | 794.3384 | 0.00304 | 794.5436 | 0.0031961
| 626.2733 | 0 | 794.5759 | -0.00016037 | 626.2733 | 0 | 794.5759 | -0.0011898 | 785.8109 | -0.00030826 | 794.5759 | -0.0010796 | 794.781 | 0 | 789.33 | -0.0010961 | 794.7809 | 0 | 794.781 | 0 | 794.7809 | 0 | 789.33 | -0.0010945 | 794.781 | 0 | 628.8831 | 0.81867 | 794.781 | 0 | 794.7809 | 0 | 794.5759 | -0.0005134 | 934.1431 | 0.00577 | 794.5759 | 0.54313 | 933.7195 | 0 | 934.1431 | 0.89878 | 794.5759 | 0.00189 | 794.7809 | 0.0025063
| 626.3935 | 0.0012 | 794.8134 | -0.00049565 | 626.3935 | 0.00153 | 794.8134 | 0.00018414 | 786.046 | -2.087e-05 | 794.8134 | 0.00061931 | 795.0184 | 0.00033917 | 789.56 | -0.00042159 | 795.0184 | 0.00104 | 795.0184 | 0.00022476 | 795.0184 | 7.9912e-05 | 789.56 | -0.00050931 | 795.0184 | 0.00093682 | 629.003 | 0.80519 | 795.0184 | 0.0007281 | 795.0184 | 0.00043827 | 794.8134 | 0.00045034 | 934.3112 | 0.00691 | 794.8134 | 0.55557 | 933.8883 | 6.9993e-05 | 934.3112 | 0.89938 | 794.8134 | 0.00225 | 795.0184 | 0.0032612
| 626.5137 | 0 | 795.0509 | -0.00093196 | 626.5137 | 0 | 795.0509 | -0.00070584 | 786.2812 | -0.00053528 | 795.0509 | -0.00080498 | 795.2558 | 0 | 789.8 | -0.0021416 | 795.2558 | 0 | 795.2558 | 0 | 795.2558 | 0 | 789.8 | -0.001127 | 795.2558 | 0 | 629.1228 | 0.79263 | 795.2558 | 0 | 795.2558 | 0 | 795.0509 | -0.00062245 | 934.4794 | 0.00594 | 795.0509 | 0.56191 | 934.0571 | 0 | 934.4794 | 0.90061 | 795.0509 | 0.00117 | 795.2558 | 0.0025407
| 626.6339 | 0.00116 | 795.2884 | 0.00040369 | 626.6339 | 0.00192 | 795.2884 | 0.00056271 | 786.5164 | 0.00026857 | 795.2884 | 0.0006306 | 795.4932 | 0.00064325 | 790.04 | 0.0001855 | 795.4932 | 0.00057712 | 795.4932 | 0.00040571 | 795.4932 | 0.00030843 | 790.04 | -0.0018096 | 795.4932 | 0.0010155 | 629.2427 | 0.77837 | 795.4932 | 0.0012898 | 795.4932 | 0.00032082 | 795.2885 | 0.00080162 | 934.6475 | 0.00468 | 795.2884 | 0.56995 | 934.2259 | 3.0002e-05 | 934.6475 | 0.90136 | 795.2885 | 0.00205 | 795.4932 | 0.0031538
| 626.7542 | 0 | 795.526 | -0.00022323 | 626.7542 | 0 | 795.526 | -0.00052239 | 786.7516 | -0.0002462 | 795.526 | -0.00084385 | 795.7306 | 0 | 790.28 | -0.00079259 | 795.7306 | 0 | 795.7306 | 0 | 795.7307 | 0 | 790.28 | -0.00067186 | 795.7306 | 0 | 629.3626 | 0.76555 | 795.7306 | 0 | 795.7306 | 0 | 795.526 | -0.00056924 | 934.8156 | 0.00497 | 795.526 | 0.57198 | 934.3947 | 0 | 934.8156 | 0.90416 | 795.526 | 0.00181 | 795.7307 | 0.0025536
| 626.8744 | 0.00051807 | 795.7635 | -0.00033919 | 626.8744 | 0.00106 | 795.7635 | 0.0013752 | 786.9868 | 0.00029295 | 795.7635 | 0.00038994 | 795.9681 | 0.00020942 | 790.51 | 0.0011299 | 795.9681 | 0.0005664 | 795.9681 | 0.00041259 | 795.9681 | 0.00025573 | 790.51 | -8.6692e-05 | 795.9681 | 0.00043372 | 629.4825 | 0.75166 | 795.9681 | 0.00053933 | 795.9681 | 0.00011236 | 795.7635 | 0.00019024 | 934.9838 | 0.00424 | 795.7635 | 0.57942 | 934.5635 | 6.9993e-05 | 934.9838 | 0.90595 | 795.7635 | 0.00191 | 795.9681 | 0.0032763
| 626.9947 | 0 | 796.0011 | -0.00017908 | 626.9947 | 0 | 796.0011 | -0.0012899 | 787.222 | -0.00036631 | 796.0011 | -0.00093033 | 796.2055 | 0 | 790.75 | -0.0013322 | 796.2055 | 0 | 796.2055 | 0 | 796.2055 | 0 | 790.75 | 0.0002384 | 796.2055 | 0 | 629.6024 | 0.73927 | 796.2055 | 0 | 796.2055 | 0 | 796.0011 | -0.00075251 | 935.1519 | 0.00564 | 796.0011 | 0.59826 | 934.7323 | 0 | 935.1519 | 0.90787 | 796.0011 | 0.00080867 | 796.2055 | 0.0024572
| 627.1149 | 0.00106 | 796.2386 | 0.00056614 | 627.1149 | 0.00158 | 796.2386 | 0.00066014 | 787.4572 | 0.00022429 | 796.2386 | 0.00054416 | 796.443 | 0.00064122 | 790.99 | -0.0015346 | 796.443 | 0.00042315 | 796.443 | 0.00057276 | 796.443 | 0.0006377 | 790.99 | -0.0015496 | 796.443 | 0.00071679 | 629.7222 | 0.72478 | 796.443 | 0.00070094 | 796.443 | 0.00028693 | 796.2386 | 0.00139 | 935.32 | 0.00466 | 796.2386 | 0.59927 | 934.9011 | 6.9993e-05 | 935.32 | 0.90746 | 796.2386 | 0.00191 | 796.443 | 0.0030314
| 627.2352 | 0 | 796.4762 | -0.00084641 | 627.2352 | 0 | 796.4762 | -0.00089367 | 787.6924 | -0.00045854 | 796.4762 | -0.0010551 | 796.6804 | 0 | 791.23 | -0.00069142 | 796.6804 | 0 | 796.6804 | 0 | 796.6804 | 0 | 791.23 | -0.00089942 | 796.6804 | 0 | 629.8421 | 0.71116 | 796.6804 | 0 | 796.6804 | 0 | 796.4762 | -0.0004563 | 935.4882 | 0.00533 | 796.4762 | 0.60645 | 935.0699 | 0 | 935.4882 | 0.9069 | 796.4762 | 0.00155 | 796.6804 | 0.0025269
| 627.3555 | 0.00041025 | 796.7138 | -0.00019275 | 627.3555 | 0.00102 | 796.7138 | 0.0003399 | 787.9276 | 8.374e-05 | 796.7138 | 0.00057151 | 796.9179 | 0.0011437 | 791.46 | -0.00072515 | 796.9179 | 0.0007662 | 796.9179 | 0.00066409 | 796.9179 | 0.00050482 | 791.46 | -2.1673e-05 | 796.9179 | 0.0008769 | 629.962 | 0.69574 | 796.9179 | 0.00098277 | 796.9179 | 0.00046342 | 796.7138 | 0.00151 | 935.6563 | 0.00575 | 796.7138 | 0.61504 | 935.2388 | 6.9993e-05 | 935.6563 | 0.90579 | 796.7138 | 0.00313 | 796.9179 | 0.0030505
| 627.4757 | 0 | 796.9514 | -0.00021078 | 627.4757 | 0 | 796.9514 | -0.00082844 | 788.1628 | -0.00027655 | 796.9514 | -0.00086249 | 797.1554 | 0 | 791.7 | -0.0014672 | 797.1554 | 0 | 797.1554 | 0 | 797.1554 | 0 | 791.7 | 0.00017338 | 797.1554 | 0 | 630.0819 | 0.68168 | 797.1554 | 0 | 797.1554 | 0 | 796.9514 | -0.0014 | 935.8244 | 0.00443 | 796.9514 | 0.6172 | 935.4076 | 0 | 935.8244 | 0.907 | 796.9514 | 0.00068094 | 797.1554 | 0.0024316
| 627.596 | 0.00076961 | 797.1889 | 0.00041995 | 627.596 | 0.00137 | 797.1889 | 0.00021477 | 788.3981 | 0.00020269 | 797.1889 | 0.00072096 | 797.3929 | 0.00070729 | 791.94 | 0.0011299 | 797.3929 | 0.00099954 | 797.3929 | 0.0010454 | 797.3929 | 0.00045134 | 791.94 | 0.00036844 | 797.3929 | 0.0011109 | 630.2018 | 0.66615 | 797.3929 | 0.00077813 | 797.3929 | 0.00027226 | 797.1889 | 0.0007988 | 935.9926 | 0.00417 | 797.1889 | 0.62462 | 935.5764 | 6.9993e-05 | 935.9926 | 0.90781 | 797.1889 | 0.00211 | 797.3929 | 0.0030164
| 627.7163 | 0 | 797.4265 | -0.0014821 | 627.7163 | 0 | 797.4265 | -0.0014679 | 788.6334 | -0.00030598 | 797.4265 | -0.0010756 | 797.6304 | 0 | 792.17 | 1.6864e-05 | 797.6304 | 0 | 797.6304 | 0 | 797.6304 | 0 | 792.17 | -0.00054182 | 797.6304 | 0 | 630.3217 | 0.65082 | 797.6304 | 0 | 797.6304 | 0 | 797.4265 | -0.00109 | 936.1607 | 0.00381 | 797.4265 | 0.63234 | 935.7453 | 0 | 936.1607 | 0.90984 | 797.4265 | 0.00075238 | 797.6304 | 0.0022931
| 627.8366 | 0.0004462 | 797.6641 | -0.0010847 | 627.8366 | 0.00189 | 797.6641 | 0.0002436 | 788.8686 | 0.00020677 | 797.6641 | 0.00038754 | 797.8679 | 0.00062898 | 792.41 | 0.0019393 | 797.8679 | 0.00076238 | 797.8679 | 0.00067478 | 797.8679 | 0.00011281 | 792.41 | 0.002189 | 797.8679 | 0.00037281 | 630.4416 | 0.63384 | 797.8679 | 0.00098693 | 797.8679 | 0.00027152 | 797.6641 | 0.00038599 | 936.3289 | 0.00605 | 797.6641 | 0.6465 | 935.9141 | 5.0004e-05 | 936.3289 | 0.91064 | 797.6641 | 0.00254 | 797.8679 | 0.0029329
| 627.957 | 0.00014397 | 797.9018 | -0.00059238 | 627.957 | 0 | 797.9018 | -0.0012497 | 789.1039 | -0.00072227 | 797.9018 | -0.00094043 | 798.1054 | 0 | 792.65 | 0.0031197 | 798.1054 | 0 | 798.1054 | 0 | 798.1054 | 0 | 792.65 | -0.0024923 | 798.1054 | 0 | 630.5615 | 0.61826 | 798.1054 | 0 | 798.1054 | 0 | 797.9018 | -0.00095043 | 936.497 | 0.00285 | 797.9018 | 0.65333 | 936.0829 | 0 | 936.497 | 0.91322 | 797.9018 | 0.00109 | 798.1054 | 0.0023371
| 628.0773 | 0.00042823 | 798.1394 | -0.00027868 | 628.0773 | 0.00189 | 798.1394 | 0.00023124 | 789.3392 | 0.00019878 | 798.1394 | 0.00036794 | 798.343 | 0.00064494 | 792.89 | -0.00021923 | 798.343 | 0.00027171 | 798.343 | 0.00095975 | 798.343 | 0 | 792.89 | -0.0019722 | 798.343 | 0.0006361 | 630.6814 | 0.60216 | 798.343 | 0.00068842 | 798.343 | 0.00037184 | 798.1394 | 0.00070518 | 936.6652 | 0.00466 | 798.1394 | 0.65883 | 936.2518 | 5.0004e-05 | 936.6652 | 0.91636 | 798.1394 | 0.00215 | 798.343 | 0.0030007
| 628.1976 | 0 | 798.377 | -0.001074 | 628.1976 | 0 | 798.377 | -0.0010492 | 789.5745 | -0.00035544 | 798.377 | -0.0012354 | 798.5805 | 0 | 793.12 | 0.0010624 | 798.5805 | 0 | 798.5805 | 0 | 798.5805 | 0 | 793.12 | 0.00059601 | 798.5805 | 0 | 630.8013 | 0.5879 | 798.5805 | 0 | 798.5805 | 0 | 798.377 | -0.00133 | 936.8333 | 0.00469 | 798.377 | 0.66853 | 936.4206 | 0 | 936.8333 | 0.92122 | 798.377 | 0.00020049 | 798.5805 | 0.0022722
| 628.318 | 0.00048213 | 798.6147 | 0.00054144 | 628.318 | 0.00175 | 798.6147 | 0.00027558 | 789.8098 | 0.00033572 | 798.6147 | 0.00064295 | 798.818 | 0.0014478 | 793.36 | -0.00021923 | 798.818 | 0.00077755 | 798.818 | 0.00081702 | 798.8181 | 0.00073058 | 793.36 | 0.0020264 | 798.818 | 0.00030797 | 630.9212 | 0.57265 | 798.818 | 0.00072707 | 798.818 | 0.00045039 | 798.6146 | 0.00105 | 937.0015 | 0.00343 | 798.6147 | 0.6833 | 936.5894 | 5.0004e-05 | 937.0015 | 0.92447 | 798.6146 | 0.00208 | 798.8181 | 0.0029579
| 628.4383 | 0 | 798.8523 | -0.00050099 | 628.4383 | 0 | 798.8523 | -0.0020059 | 790.045 | -0.00013393 | 798.8523 | -0.00099285 | 799.0556 | 0 | 793.6 | -0.00065769 | 799.0556 | 0 | 799.0556 | 0 | 799.0556 | 0 | 793.6 | -0.001127 | 799.0556 | 0 | 631.0411 | 0.5589 | 799.0556 | 0 | 799.0556 | 0 | 798.8523 | -0.00141 | 937.1696 | 0.00429 | 798.8523 | 0.67998 | 936.7583 | 0 | 937.1696 | 0.92612 | 798.8523 | 0.00106 | 799.0556 | 0.0021904
| 628.5587 | 0.00084148 | 799.09 | 0.00065063 | 628.5587 | 0.00191 | 799.09 | 0.00063361 | 790.2804 | 0.00024712 | 799.09 | 0.00054578 | 799.2932 | 0.00044571 | 793.84 | -0.0009275 | 799.2932 | 0.00135 | 799.2932 | 0.0012828 | 799.2932 | 0.00061774 | 793.84 | 0.0014413 | 799.2932 | 0.00046607 | 631.161 | 0.54437 | 799.2932 | 0.0012071 | 799.2931 | 0.00023907 | 799.09 | 0.00045332 | 937.3378 | 0.00571 | 799.09 | 0.69918 | 936.9271 | 6.9993e-05 | 937.3378 | 0.92475 | 799.09 | 0.00236 | 799.2932 | 0.0029424
| 628.679 | 0 | 799.3276 | -0.0015082 | 628.679 | 0 | 799.3276 | -0.00056241 | 790.5157 | -0.00063255 | 799.3276 | -0.001078 | 799.5307 | 0 | 794.07 | -0.00059023 | 799.5307 | 0 | 799.5307 | 0 | 799.5308 | 0 | 794.07 | -0.00015171 | 799.5307 | 0 | 631.2809 | 0.53093 | 799.5307 | 0 | 799.5308 | 0 | 799.3276 | -0.00105 | 937.5059 | 0.00397 | 799.3276 | 0.70218 | 937.096 | 0 | 937.5059 | 0.92393 | 799.3276 | 0.00031358 | 799.5308 | 0.0022247
| 628.7994 | 0.00073368 | 799.5653 | 0.00029528 | 628.7994 | 0.00173 | 799.5653 | -0.00027826 | 790.751 | 0.00031284 | 799.5653 | 0.00058751 | 799.7683 | 0.00081112 | 794.31 | 0.00069142 | 799.7683 | 0.00076442 | 799.7683 | 0.00077095 | 799.7683 | 0.0001863 | 794.31 | 0.0012137 | 799.7683 | 0.00015326 | 631.4008 | 0.51671 | 799.7683 | 0.0007973 | 799.7683 | 0.00043239 | 799.5653 | 0.0004948 | 937.6741 | 0.00536 | 799.5653 | 0.71376 | 937.2648 | 6.9993e-05 | 937.6741 | 0.92319 | 799.5653 | 0.00215 | 799.7683 | 0.0029738
| 628.9198 | 0 | 799.803 | -0.00052489 | 628.9198 | 0 | 799.803 | -0.0010359 | 790.9864 | -0.00041227 | 799.803 | -0.00083676 | 800.0059 | 0 | 794.55 | 0.0012985 | 800.0059 | 0 | 800.0059 | 0 | 800.0059 | 0 | 794.55 | -0.0012245 | 800.0059 | 0 | 631.5207 | 0.50402 | 800.0059 | 0 | 800.0059 | 0 | 799.803 | -0.00084369 | 937.8422 | 0.00388 | 799.803 | 0.71619 | 937.4337 | 0 | 937.8422 | 0.92451 | 799.803 | -0.00257 | 800.0059 | 0.0022593
| 629.0402 | 0.00021262 | 800.0406 | 0.00046713 | 629.0402 | 0.00212 | 800.0406 | 0.00053929 | 791.2217 | 0 | 800.0406 | 0.0004228 | 800.2435 | 0.00053527 | 794.79 | -0.00099496 | 800.2435 | 0.00093111 | 800.2435 | 0.00033995 | 800.2435 | 0.00030054 | 794.79 | 0.00056349 | 800.2435 | 0.00032529 | 631.6407 | 0.49111 | 800.2435 | 0.0004901 | 800.2435 | 0.00039844 | 800.0407 | 0.00075212 | 938.0104 | 0.00426 | 800.0406 | 0.72938 | 937.6026 | 3.0002e-05 | 938.0104 | 0.92504 | 800.0407 | 0.00486 | 800.2435 | 0.0027837
| 629.1606 | 0 | 800.2783 | -0.0012321 | 629.1606 | 0 | 800.2783 | -0.00058757 | 791.4571 | 0 | 800.2783 | -0.0011651 | 800.4811 | 0 | 795.02 | 0.0015008 | 800.4811 | 0 | 800.4811 | 0 | 800.4811 | 0 | 795.02 | 0.00069354 | 800.4811 | 0 | 631.7606 | 0.48076 | 800.4811 | 0 | 800.4811 | 0 | 800.2783 | -0.00062139 | 938.1786 | 0.00485 | 800.2783 | 0.74144 | 937.7714 | 0 | 938.1786 | 0.9267 | 800.2783 | 0.00015173 | 800.4811 | 0.002243
| 629.281 | 0.00116 | 800.516 | -0.00020044 | 629.281 | 0.00137 | 800.516 | 0.00037693 | 791.6924 | 0 | 800.516 | 0.00053494 | 800.7187 | 0.00082042 | 795.26 | -0.0015684 | 800.7187 | 0.00089016 | 800.7187 | 0.001269 | 800.7188 | 0.0005028 | 795.26 | 0.00072604 | 800.7187 | 0.0007567 | 631.8805 | 0.46969 | 800.7187 | 0.0011905 | 800.7188 | 0.00039722 | 800.516 | 0.00146 | 938.3467 | 0.0045 | 800.516 | 0.73823 | 937.9403 | 6.9993e-05 | 938.3467 | 0.92753 | 800.516 | 0.00206 | 800.7188 | 0.0028126
| 629.4014 | 0 | 800.7538 | -0.0011809 | 629.4014 | 0 | 800.7538 | -0.0020376 | 791.9278 | 0 | 800.7538 | -0.0010301 | 800.9564 | 0 | 795.5 | -0.00086005 | 800.9564 | 0 | 800.9564 | 0 | 800.9564 | 0 | 795.5 | -0.0027524 | 800.9564 | 0 | 632.0004 | 0.45969 | 800.9564 | 0 | 800.9564 | 0 | 800.7538 | -0.00056146 | 938.5149 | 0.0049 | 800.7538 | 0.7456 | 938.1092 | 0 | 938.5149 | 0.93043 | 800.7538 | 0.00052542 | 800.9564 | 0.0020961
| 629.5218 | 0.00019465 | 800.9915 | 0.00024693 | 629.5218 | 0.00213 | 800.9915 | 0.00013686 | 792.1632 | 0 | 800.9915 | 0.00042485 | 801.194 | 0.00073269 | 795.74 | 0.001366 | 801.194 | 0.00076508 | 801.194 | 0.00044465 | 801.194 | 0.00047784 | 795.74 | 0.0012462 | 801.194 | 0.00064365 | 632.1203 | 0.44868 | 801.194 | 0.00094697 | 801.194 | 0.00039669 | 800.9915 | 0.00062357 | 938.683 | 0.00571 | 800.9915 | 0.76613 | 938.278 | 6.9993e-05 | 938.683 | 0.93186 | 800.9915 | 0.00172 | 801.194 | 0.0028298
| 629.6422 | 0 | 801.2292 | -0.00020831 | 629.6422 | 0 | 801.2292 | -0.0015735 | 792.3986 | 0 | 801.2292 | -0.00079719 | 801.4316 | 0 | 795.97 | -0.0022092 | 801.4316 | 0 | 801.4316 | 0 | 801.4316 | 0 | 795.97 | -0.00031426 | 801.4316 | 0 | 632.2403 | 0.43915 | 801.4316 | 0 | 801.4316 | 0 | 801.2292 | -0.00050354 | 938.8512 | 0.00434 | 801.2292 | 0.77538 | 938.4469 | 0 | 938.8512 | 0.93421 | 801.2292 | 0.00081923 | 801.4316 | 0.0021009
| 629.7627 | 0.00185 | 801.4669 | -0.00064015 | 629.7627 | 0.00101 | 801.4669 | 0.00014965 | 792.634 | 0 | 801.4669 | 0.00051128 | 801.6693 | 0.0011869 | 796.21 | -0.00028669 | 801.6693 | 0.00017723 | 801.6693 | 0.00085607 | 801.6693 | 0.00010661 | 796.21 | -0.00076939 | 801.6693 | 0.00013435 | 632.3602 | 0.42838 | 801.6693 | 0.00072592 | 801.6693 | 0.00049799 | 801.4669 | 0.00014575 | 939.0194 | 0.00651 | 801.4669 | 0.77632 | 938.6158 | 8.9995e-05 | 939.0194 | 0.93494 | 801.4669 | 0.00257 | 801.6693 | 0.002688
| 629.8831 | 0 | 801.7047 | -0.00045045 | 629.8831 | 0 | 801.7047 | -0.0010778 | 792.8694 | 0 | 801.7047 | -0.0012404 | 801.9069 | 0 | 796.45 | -0.00069142 | 801.9069 | 0 | 801.9069 | 0 | 801.9069 | 0 | 796.45 | -0.00070437 | 801.9069 | 0 | 632.4801 | 0.41801 | 801.9069 | 0 | 801.9069 | 0 | 801.7047 | -0.00082323 | 939.1876 | 0.00399 | 801.7047 | 0.79133 | 938.7847 | 0 | 939.1876 | 0.93618 | 801.7047 | 0.00083234 | 801.9069 | 0.0021272
| 630.0036 | 0.00051807 | 801.9424 | -0.00026914 | 630.0036 | 0.00175 | 801.9424 | 0.00016066 | 793.1048 | 0 | 801.9424 | 0.00054556 | 802.1446 | 0.00091722 | 796.69 | 0.00032042 | 802.1446 | 0.00036744 | 802.1446 | 0.00064322 | 802.1446 | 0.00032341 | 796.69 | 0.0010836 | 802.1446 | 0 | 632.6001 | 0.40601 | 802.1446 | 0.00074588 | 802.1446 | 0.000339 | 801.9424 | 0.00016175 | 939.3557 | 0.0051 | 801.9424 | 0.79936 | 938.9535 | 6.9993e-05 | 939.3557 | 0.93619 | 801.9424 | 0.00149 | 802.1446 | 0.0028334
| 630.1241 | 0 | 802.1802 | -0.00077602 | 630.1241 | 0 | 802.1802 | -0.00084831 | 793.3402 | 0 | 802.1802 | -0.00093549 | 802.3823 | 0 | 796.92 | -0.0015346 | 802.3823 | 0 | 802.3823 | 0 | 802.3823 | 0 | 796.92 | -0.0022323 | 802.3823 | 0 | 632.72 | 0.39576 | 802.3823 | 0 | 802.3823 | 0 | 802.1802 | -0.00039931 | 939.5239 | 0.00388 | 802.1802 | 0.80224 | 939.1224 | 0 | 939.5239 | 0.93687 | 802.1802 | 0.00031358 | 802.3823 | 0.0020186
| 630.2445 | 0 | 802.418 | -0.00043016 | 630.2445 | 0.00168 | 802.418 | 0.00028318 | 793.5756 | 0 | 802.418 | 0.00043345 | 802.62 | 0.00074326 | 797.16 | 0.0014334 | 802.62 | 0.0009081 | 802.62 | 0.00052518 | 802.62 | 0.00040698 | 797.16 | 0.0011487 | 802.62 | 0.00065 | 632.8399 | 0.38477 | 802.62 | 0.00069906 | 802.62 | 0.00019028 | 802.418 | 0.00124 | 939.6921 | 0.00543 | 802.418 | 0.8111 | 939.2913 | 6.9993e-05 | 939.6921 | 0.93745 | 802.418 | 0.00191 | 802.62 | 0.0026656
| 630.365 | 0 | 802.6557 | -5.1287e-05 | 630.365 | 0 | 802.6557 | -0.00063857 | 793.8111 | 0 | 802.6557 | -0.00093931 | 802.8577 | 0 | 797.4 | -0.00062396 | 802.8577 | 0 | 802.8577 | 0 | 802.8577 | 0 | 797.4 | -0.0016472 | 802.8577 | 0 | 632.9599 | 0.37599 | 802.8577 | 0 | 802.8577 | 0 | 802.6557 | -0.00044067 | 939.8602 | 0.00601 | 802.6557 | 0.81174 | 939.4602 | 0 | 939.8602 | 0.93883 | 802.6557 | 0.00079037 | 802.8577 | 0.0020579
| 630.4855 | 0.00015871 | 802.8935 | 0.00049705 | 630.4855 | 0.00071094 | 802.8935 | 0.00021932 | 794.0465 | 0 | 802.8935 | 0.00057697 | 803.0954 | 0.00055697 | 797.64 | 0.00032042 | 803.0954 | 0.00129 | 803.0954 | 0.00035751 | 803.0953 | 0.00069832 | 797.64 | 0.0002384 | 803.0954 | 0.00041176 | 633.0798 | 0.36637 | 803.0954 | 0.00087495 | 803.0953 | 0.00026109 | 802.8935 | 0.00021942 | 940.0284 | 0.00557 | 802.8935 | 0.82916 | 939.6291 | 5.0004e-05 | 940.0284 | 0.93957 | 802.8935 | 0.00171 | 803.0953 | 0.0026004
| 630.606 | 0 | 803.1313 | -0.00084924 | 630.606 | 3.4765e-05 | 803.1313 | -0.0019928 | 794.282 | 0 | 803.1313 | -0.00099993 | 803.3331 | 0 | 797.88 | -0.00089378 | 803.3331 | 0 | 803.3331 | 0 | 803.3331 | 0 | 797.88 | -0.001322 | 803.3331 | 0 | 633.1998 | 0.3586 | 803.3331 | 0 | 803.3331 | 0 | 803.1313 | -0.00104 | 940.1966 | 0.0049 | 803.1313 | 0.84084 | 939.798 | 0 | 940.1966 | 0.94169 | 803.1313 | -1.3106e-05 | 803.3331 | 0.0019612
| 630.7265 | 0.0016 | 803.3691 | 0.00086726 | 630.7265 | 0.0013 | 803.3691 | 0.00070712 | 794.5175 | 0 | 803.3691 | 0.0004678 | 803.5708 | 0.00072539 | 798.11 | -0.0011636 | 803.5708 | 0.00131 | 803.5708 | 0.00098109 | 803.5708 | 0.00058153 | 798.11 | -0.00050931 | 803.5708 | 0.00043272 | 633.3197 | 0.34969 | 803.5708 | 0.00092337 | 803.5708 | 0.00042502 | 803.3691 | 0.00104 | 940.3648 | 0.00468 | 803.3691 | 0.85057 | 939.9669 | 6.9993e-05 | 940.3648 | 0.94321 | 803.3691 | 0.00175 | 803.5708 | 0.0025932
| 630.847 | 0 | 803.6069 | -0.00048853 | 630.847 | 0 | 803.6069 | -0.001301 | 794.7529 | 0 | 803.6069 | -0.0010366 | 803.8085 | 0 | 798.35 | -0.00059023 | 803.8085 | 0 | 803.8085 | 0 | 803.8085 | 0 | 798.35 | 0.00014088 | 803.8085 | 0 | 633.4397 | 0.34225 | 803.8085 | 0 | 803.8085 | 0 | 803.6069 | -0.0007756 | 940.533 | 0.00638 | 803.6069 | 0.85865 | 940.1358 | 0 | 940.533 | 0.9456 | 803.6069 | 0.00076025 | 803.8085 | 0.0020561
| 630.9675 | 0.00066181 | 803.8447 | 8.6339e-05 | 630.9675 | 0.00093636 | 803.8447 | 3.9845e-05 | 794.9884 | 0 | 803.8447 | 0.00047304 | 804.0463 | 0.00061412 | 798.59 | -0.0010624 | 804.0463 | 0.00063852 | 804.0463 | 0.0011453 | 804.0463 | 0.00063724 | 798.59 | 0.00020589 | 804.0463 | 0.00080487 | 633.5596 | 0.33338 | 804.0463 | 0.0010588 | 804.0463 | 0.00042643 | 803.8447 | 0.0008333 | 940.7012 | 0.00359 | 803.8447 | 0.85767 | 940.3047 | 5.0004e-05 | 940.7012 | 0.94685 | 803.8447 | 0.00245 | 804.0463 | 0.0026511
| 631.088 | 0 | 804.0825 | -0.00051664 | 631.088 | 0 | 804.0825 | -0.0017986 | 795.2239 | 0 | 804.0825 | -0.00088351 | 804.284 | 0 | 798.83 | -0.0012648 | 804.284 | 0 | 804.284 | 0 | 804.284 | 0 | 798.83 | -0.0017771 | 804.284 | 0 | 633.6795 | 0.3257 | 804.284 | 0 | 804.284 | 0 | 804.0825 | -0.00073166 | 940.8693 | 0.00563 | 804.0825 | 0.86077 | 940.4736 | 0 | 940.8693 | 0.94839 | 804.0825 | 0.00129 | 804.284 | 0.0019674
| 631.2086 | 0.00102 | 804.3204 | -0.00017149 | 631.2086 | 0.00118 | 804.3204 | 0.00081535 | 795.4594 | 0 | 804.3204 | 0.00046949 | 804.5218 | 0.00084185 | 799.06 | 0.001231 | 804.5218 | 0.00090129 | 804.5218 | 0.00039218 | 804.5218 | 0.0002276 | 799.06 | 0.00079106 | 804.5218 | 0.00031372 | 633.7995 | 0.31654 | 804.5218 | 0.00070171 | 804.5218 | 0.00026523 | 804.3204 | 0.00081931 | 941.0375 | 0.00709 | 804.3204 | 0.87349 | 940.6425 | 8.9995e-05 | 941.0375 | 0.94925 | 804.3204 | 0.00216 | 804.5218 | 0.0026812
| 631.3291 | 0 | 804.5582 | -0.00077223 | 631.3291 | 0 | 804.5582 | -0.0013532 | 795.6949 | 0 | 804.5582 | -0.00093009 | 804.7595 | 0 | 799.3 | -0.0040978 | 804.7595 | 0 | 804.7595 | 0 | 804.7595 | 0 | 799.3 | -0.0019397 | 804.7595 | 0 | 633.9195 | 0.30893 | 804.7595 | 0 | 804.7595 | 0 | 804.5582 | -0.00115 | 941.2057 | 0.00649 | 804.5582 | 0.88177 | 940.8114 | 0 | 941.2057 | 0.94973 | 804.5582 | 0.00021449 | 804.7595 | 0.0020759
| 631.4497 | 0.00127 | 804.7961 | 0.00037887 | 631.4497 | 0.00134 | 804.7961 | 0.00057106 | 795.9304 | 0 | 804.7961 | 0.00066903 | 804.9973 | 0.00056398 | 799.54 | -0.0016695 | 804.9973 | 0.00107 | 804.9973 | 0.0011725 | 804.9973 | 0.00039646 | 799.54 | -0.00037928 | 804.9973 | 0.00071672 | 634.0394 | 0.29997 | 804.9973 | 0.00041624 | 804.9973 | 0.00033695 | 804.7961 | 0.00049243 | 941.3739 | 0.00598 | 804.7961 | 0.88197 | 940.9803 | 5.0004e-05 | 941.3739 | 0.94958 | 804.7961 | 0.00233 | 804.9973 | 0.002535
| 631.5702 | 0 | 805.0339 | -0.00047311 | 631.5702 | 0 | 805.0339 | -0.0016056 | 796.166 | 0 | 805.0339 | -0.00094699 | 805.2351 | 0 | 799.78 | -0.0016358 | 805.2351 | 0 | 805.2351 | 0 | 805.235 | 0 | 799.78 | -0.0010295 | 805.2351 | 0 | 634.1594 | 0.29257 | 805.2351 | 0 | 805.2351 | 0 | 805.0339 | -0.00084981 | 941.5421 | 0.00496 | 805.0339 | 0.89969 | 941.1492 | 0 | 941.5421 | 0.94994 | 805.0339 | -0.00012846 | 805.235 | 0.0020464
| 631.6908 | 0.0017 | 805.2718 | 0.00049977 | 631.6908 | 0.00184 | 805.2718 | 0.00039763 | 796.4015 | 0 | 805.2718 | 0.00061932 | 805.4729 | 0.00062758 | 800.01 | 0.00011805 | 805.4729 | 0.00073192 | 805.4729 | 0.000946 | 805.4728 | 0.00099686 | 800.01 | -0.001322 | 805.4729 | 0.00090281 | 634.2793 | 0.2844 | 805.4729 | 0.0012468 | 805.4728 | 0.00044285 | 805.2718 | 0.00056708 | 941.7103 | 0.00487 | 805.2718 | 0.90076 | 941.3181 | 5.0004e-05 | 941.7103 | 0.95006 | 805.2718 | 0.00244 | 805.4728 | 0.0025296
| 631.8114 | 0 | 805.5096 | -0.00019692 | 631.8114 | 0 | 805.5096 | -0.00083684 | 796.637 | 0 | 805.5096 | -0.00093322 | 805.7107 | 0 | 800.25 | 5.0592e-05 | 805.7107 | 0 | 805.7107 | 0 | 805.7106 | 0 | 800.25 | -0.00096444 | 805.7107 | 0 | 634.3993 | 0.2781 | 805.7107 | 0 | 805.7106 | 0 | 805.5096 | -0.00041161 | 941.8785 | 0.00582 | 805.5096 | 0.89677 | 941.4871 | 0 | 941.8785 | 0.95155 | 805.5096 | 0.00055498 | 805.7106 | 0.0018738
| 631.932 | 0.00176 | 805.7475 | -0.00030635 | 631.932 | 0.00168 | 805.7475 | -0.00022937 | 796.8726 | 0 | 805.7475 | 0.00045619 | 805.9485 | 0.00035359 | 800.49 | 0.0017707 | 805.9485 | 0.0008055 | 805.9485 | 0.0008056 | 805.9485 | 0.00038072 | 800.49 | 0.00056349 | 805.9485 | 0.00047799 | 634.5193 | 0.27093 | 805.9485 | 0.00060668 | 805.9485 | 0.00034948 | 805.7475 | 0.00102 | 942.0467 | 0.00452 | 805.7475 | 0.91138 | 941.656 | 8.9995e-05 | 942.0467 | 0.95307 | 805.7475 | 0.00155 | 805.9485 | 0.0024171
| 632.0526 | 0 | 805.9854 | 8.8419e-05 | 632.0526 | 0 | 805.9854 | -0.0015744 | 797.1082 | 0 | 805.9854 | -0.00083135 | 806.1863 | 0 | 800.73 | 0.0011299 | 806.1863 | 0 | 806.1863 | 0 | 806.1863 | 0 | 800.73 | -0.00060684 | 806.1863 | 0 | 634.6392 | 0.26454 | 806.1863 | 0 | 806.1863 | 0 | 805.9854 | -0.00029061 | 942.2149 | 0.00359 | 805.9854 | 0.9223 | 941.8249 | 0 | 942.2149 | 0.95633 | 805.9854 | 0.00083323 | 806.1863 | 0.0018808
| 632.1732 | 0.00012278 | 806.2233 | 0.00057821 | 632.1732 | 0.00114 | 806.2233 | 0.00054295 | 797.3437 | 0 | 806.2233 | 0.00048357 | 806.4241 | 0.00069456 | 800.96 | -0.00042159 | 806.4241 | 0.00079988 | 806.4241 | 0.0010049 | 806.4241 | 0.00061 | 800.96 | -0.00060684 | 806.4241 | 0.00092932 | 634.7592 | 0.25673 | 806.4241 | 0.00041172 | 806.4241 | 0.00026589 | 806.2233 | 0.00079725 | 942.3831 | 0.00542 | 806.2233 | 0.91881 | 941.9939 | 6.9993e-05 | 942.3831 | 0.95894 | 806.2233 | 0.00194 | 806.4241 | 0.002594
| 632.2938 | 0 | 806.4612 | -0.00055445 | 632.2938 | 0 | 806.4612 | -0.0014448 | 797.5793 | 0 | 806.4612 | -0.0012077 | 806.6619 | 0 | 801.2 | 0.00099496 | 806.6619 | 0 | 806.6619 | 0 | 806.6619 | 0 | 801.2 | -0.0018096 | 806.6619 | 0 | 634.8792 | 0.2502 | 806.6619 | 0 | 806.6619 | 0 | 806.4612 | -0.00123 | 942.5513 | 0.00596 | 806.4612 | 0.92977 | 942.1628 | 0 | 942.5513 | 0.9625 | 806.4612 | -0.00273 | 806.6619 | 0.001877
| 632.4144 | 0.0012 | 806.6991 | -0.00027833 | 632.4144 | 0.00151 | 806.6991 | 0.00048589 | 797.8149 | 0 | 806.6991 | 0.00039582 | 806.8998 | 0.0009052 | 801.44 | 0.0010287 | 806.8998 | 0.00087013 | 806.8998 | 0.00057917 | 806.8998 | 0.00058557 | 801.44 | -0.0023949 | 806.8998 | 0.00076942 | 634.9991 | 0.24292 | 806.8998 | 0.0011127 | 806.8998 | 0.00038952 | 806.6991 | 0.00049585 | 942.7195 | 0.00478 | 806.6991 | 0.93723 | 942.3317 | 5.0004e-05 | 942.7195 | 0.96507 | 806.6991 | 0.0057 | 806.8998 | 0.0024371
| 632.535 | 0 | 806.937 | -0.00028332 | 632.535 | 0 | 806.937 | -0.00089388 | 798.0505 | 0 | 806.937 | -0.00075011 | 807.1376 | 0 | 801.68 | -0.001602 | 807.1376 | 0 | 807.1376 | 0 | 807.1376 | 0 | 801.68 | -0.00047681 | 807.1376 | 0 | 635.1191 | 0.2372 | 807.1376 | 0 | 807.1376 | 0 | 806.937 | -0.00048212 | 942.8877 | 0.00494 | 806.937 | 0.94 | 942.5007 | 0 | 942.8877 | 0.96828 | 806.937 | -9.0175e-05 | 807.1376 | 0.0019079
| 632.6557 | 0.00053603 | 807.1749 | -0.00019966 | 632.6557 | 0.00071094 | 807.1749 | 0.000122 | 798.2861 | 0 | 807.1749 | 0.00043979 | 807.3755 | 0.00052119 | 801.92 | 0.00011805 | 807.3755 | 0.00077616 | 807.3755 | 0 | 807.3755 | 0.00016308 | 801.92 | 0.00017338 | 807.3755 | 0.00060144 | 635.2391 | 0.22999 | 807.3755 | 0.00073673 | 807.3755 | 0.00027738 | 807.1749 | 0.00058153 | 943.0559 | 0.0063 | 807.1749 | 0.95342 | 942.6696 | 5.0004e-05 | 943.0559 | 0.97101 | 807.1749 | 0.0017 | 807.3755 | 0.0025233
| 632.7763 | 0 | 807.4129 | -0.001085 | 632.7763 | 0 | 807.4129 | -0.00090756 | 798.5217 | 0 | 807.4129 | -0.0010033 | 807.6134 | 0 | 802.15 | 0.00032042 | 807.6133 | 0 | 807.6134 | 0 | 807.6133 | 0 | 802.15 | 0.0016688 | 807.6134 | 0 | 635.3591 | 0.22398 | 807.6134 | 0 | 807.6133 | 0 | 807.4129 | -0.00113 | 943.2241 | 0.00388 | 807.4129 | 0.94958 | 942.8385 | 0 | 943.2241 | 0.97381 | 807.4129 | 0.00048548 | 807.6133 | 0.0016715
| 632.897 | 0.00235 | 807.6508 | -0.00012353 | 632.897 | 0.00108 | 807.6508 | 0.00016267 | 798.7573 | 0 | 807.6508 | 0.0003984 | 807.8512 | 0.00083042 | 802.39 | 0.0018381 | 807.8512 | 0.00095945 | 807.8512 | 0 | 807.8512 | 0.00011887 | 802.39 | -0.0014846 | 807.8512 | 0.00049282 | 635.4791 | 0.21671 | 807.8512 | 0.0010353 | 807.8512 | 0.00034058 | 807.6508 | -9.5945e-05 | 943.3923 | 0.00658 | 807.6508 | 0.96651 | 943.0075 | 6.9993e-05 | 943.3923 | 0.97544 | 807.6508 | 0.00113 | 807.8512 | 0.002405
| 633.0177 | 0 | 807.8888 | -0.00020297 | 633.0177 | 0 | 807.8888 | -0.0014475 | 798.9929 | 0 | 807.8888 | -0.00088836 | 808.0891 | 0 | 802.63 | -0.0020068 | 808.0891 | 0 | 808.0891 | 0 | 808.0891 | 0 | 802.63 | -0.001127 | 808.0891 | 0 | 635.5991 | 0.21088 | 808.0891 | 0 | 808.0891 | 0 | 807.8888 | -0.00118 | 943.5605 | 0.00708 | 807.8888 | 0.95764 | 943.1764 | 0 | 943.5605 | 0.97703 | 807.8888 | 0.00079112 | 808.0891 | 0.0018961
| 633.1383 | 0.00062587 | 808.1267 | -0.00017572 | 633.1383 | 0.00116 | 808.1267 | 0.00019281 | 799.2285 | 0 | 808.1267 | 0.00045601 | 808.327 | 0.00038909 | 802.87 | 0.00096123 | 808.327 | 0.00022938 | 808.327 | 0.0002034 | 808.327 | 0.00015434 | 802.87 | 0.00079106 | 808.327 | 0.00043771 | 635.719 | 0.20387 | 808.327 | 0.00047626 | 808.327 | 0.00016975 | 808.1267 | 0.00044667 | 943.7287 | 0.00389 | 808.1267 | 0.96037 | 943.3454 | 5.0004e-05 | 943.7287 | 0.97758 | 808.1267 | 0.00234 | 808.327 | 0.0022412
| 633.259 | 0 | 808.3647 | -0.00066688 | 633.259 | 0 | 808.3647 | -0.0006858 | 799.4642 | 0 | 808.3647 | -0.00084126 | 808.5649 | 0 | 803.1 | -1.6864e-05 | 808.5649 | 0 | 808.5649 | 0 | 808.5649 | 0 | 803.1 | 0.00066102 | 808.5649 | 0 | 635.839 | 0.19829 | 808.5649 | 0 | 808.5649 | 0 | 808.3647 | -0.0009482 | 943.8969 | 0.00441 | 808.3647 | 0.97138 | 943.5143 | 0 | 943.8969 | 0.97826 | 808.3647 | 0.00043324 | 808.5649 | 0.0016999
| 633.3797 | 0.00048213 | 808.6027 | -0.00012386 | 633.3797 | 0.00020808 | 808.6027 | -0.0006453 | 799.6998 | 0 | 808.6027 | 0.00057642 | 808.8028 | 0.00088258 | 803.34 | -0.0012648 | 808.8028 | 0.0008595 | 808.8028 | 0 | 808.8028 | 0.00048426 | 803.34 | -0.00080189 | 808.8028 | 0.00067732 | 635.959 | 0.19212 | 808.8028 | 0.00064349 | 808.8028 | 0.00042468 | 808.6027 | 0.00071228 | 944.0652 | 0.00559 | 808.6027 | 0.97195 | 943.6833 | 6.9993e-05 | 944.0652 | 0.97806 | 808.6027 | 0.00164 | 808.8028 | 0.0022339
| 633.5004 | 0 | 808.8406 | -0.0018189 | 633.5004 | 0 | 808.8406 | -0.0017622 | 799.9355 | 0 | 808.8406 | -0.00098331 | 809.0407 | 0 | 803.58 | 5.0592e-05 | 809.0407 | 0 | 809.0407 | 0 | 809.0407 | 0 | 803.58 | -0.0008344 | 809.0407 | 0 | 636.079 | 0.18687 | 809.0407 | 0 | 809.0407 | 0 | 808.8406 | -0.00165 | 944.2334 | 0.00585 | 808.8406 | 0.97947 | 943.8523 | 0 | 944.2334 | 0.97839 | 808.8406 | 0.00024032 | 809.0407 | 0.0016293
| 633.6211 | 0 | 809.0786 | -0.00056549 | 633.6211 | 0 | 809.0786 | 0.00049695 | 800.1711 | 0 | 809.0786 | 0.00044576 | 809.2787 | 0.00050796 | 803.82 | -0.00015177 | 809.2787 | 0.00055812 | 809.2787 | 0.00029786 | 809.2787 | 6.1555e-05 | 803.82 | -0.00086692 | 809.2787 | 0.00036783 | 636.199 | 0.18073 | 809.2787 | 0.00077721 | 809.2787 | 0.00019186 | 809.0786 | 0.00063306 | 944.4016 | 0.00295 | 809.0786 | 0.97566 | 944.0212 | 0.00011 | 944.4016 | 0.97822 | 809.0786 | 0.00207 | 809.2787 | 0.0021911
| 633.7418 | 0 | 809.3166 | -0.00097766 | 633.7418 | 0 | 809.3166 | -0.0010264 | 800.4068 | 0 | 809.3166 | -0.00096423 | 809.5166 | 0 | 804.06 | -0.00059023 | 809.5166 | 0 | 809.5166 | 0 | 809.5166 | 0 | 804.06 | -0.0008344 | 809.5166 | 0 | 636.319 | 0.17615 | 809.5166 | 0 | 809.5166 | 0 | 809.3166 | -0.00042598 | 944.5698 | 0.00483 | 809.3166 | 0.98386 | 944.1902 | 0 | 944.5698 | 0.97888 | 809.3166 | 0.00061009 | 809.5166 | 0.0016758
| 633.8625 | 0.00118 | 809.5546 | 0.0008047 | 633.8625 | 0.00134 | 809.5546 | 0.00071237 | 800.6425 | 0 | 809.5546 | 0.0006705 | 809.7545 | 0.00077076 | 804.29 | -0.0009275 | 809.7545 | 0.00088343 | 809.7545 | 0.00081534 | 809.7545 | 0.00058579 | 804.29 | -0.0008344 | 809.7545 | 0.00076944 | 636.439 | 0.17079 | 809.7545 | 0.00088436 | 809.7545 | 0.00053652 | 809.5546 | 0.00079252 | 944.738 | 0.00633 | 809.5546 | 0.98659 | 944.3591 | 8.9995e-05 | 944.738 | 0.98032 | 809.5546 | 0.00209 | 809.7545 | 0.0022996
| 633.9833 | 0 | 809.7926 | -0.0007525 | 633.9833 | 0 | 809.7926 | -0.0016062 | 800.8782 | 0 | 809.7926 | -0.00093641 | 809.9925 | 0 | 804.53 | 0.00075887 | 809.9925 | 0 | 809.9925 | 0 | 809.9925 | 0 | 804.53 | 0.00040094 | 809.9925 | 0 | 636.559 | 0.16671 | 809.9925 | 0 | 809.9925 | 0 | 809.7926 | -0.00115 | 944.9062 | 0.00413 | 809.7926 | 0.98874 | 944.5281 | 0 | 944.9062 | 0.98361 | 809.7926 | 0.00026545 | 809.9925 | 0.0017001
| 634.104 | 0.00046416 | 810.0307 | 0.0013118 | 634.104 | 0.00060691 | 810.0307 | 0.0005059 | 801.1139 | 0 | 810.0307 | 0.00071284 | 810.2304 | 0.00078611 | 804.77 | -0.0010961 | 810.2305 | 0.00129 | 810.2304 | 0.001563 | 810.2305 | 0.00084963 | 804.77 | 0.0009536 | 810.2304 | 0.00067765 | 636.679 | 0.16098 | 810.2304 | 0.001207 | 810.2305 | 0.00051367 | 810.0307 | 0.00096941 | 945.0745 | 0.00529 | 810.0307 | 0.98771 | 944.6971 | 5.0004e-05 | 945.0745 | 0.98654 | 810.0307 | 0.00132 | 810.2305 | 0.0022289
| 634.2247 | 0 | 810.2687 | -0.00052789 | 634.2247 | 0 | 810.2687 | -0.0011654 | 801.3496 | 0 | 810.2687 | -0.0009351 | 810.4684 | 0 | 805.01 | -0.00025296 | 810.4684 | 0 | 810.4684 | 0 | 810.4684 | 0 | 805.01 | -0.00021673 | 810.4684 | 0 | 636.799 | 0.15718 | 810.4684 | 0 | 810.4684 | 0 | 810.2687 | -0.00086428 | 945.2427 | 0.0061 | 810.2687 | 0.98936 | 944.8661 | 0 | 945.2427 | 0.9899 | 810.2687 | 0.00062697 | 810.4684 | 0.0016437
| 634.3455 | 0.00115 | 810.5067 | 8.3865e-05 | 634.3455 | 0.00038148 | 810.5067 | -0.00014942 | 801.5853 | 0 | 810.5067 | 0.00046152 | 810.7064 | 0.00079626 | 805.24 | 0.00059023 | 810.7064 | 0.00109 | 810.7064 | 0.00038617 | 810.7064 | 6.7438e-05 | 805.24 | 0.00046596 | 810.7064 | 0.0011074 | 636.919 | 0.15228 | 810.7064 | 0.0013436 | 810.7064 | 0.00030859 | 810.5067 | 0.00057583 | 945.4109 | 0.00466 | 810.5067 | 0.98538 | 945.035 | 5.0004e-05 | 945.4109 | 0.99199 | 810.5067 | 0.00204 | 810.7064 | 0.0022617
| 634.4663 | 0 | 810.7448 | -0.00035297 | 634.4663 | 0 | 810.7448 | -0.0013684 | 801.821 | 0 | 810.7448 | -0.0009464 | 810.9444 | 0 | 805.48 | -0.00082632 | 810.9444 | 0 | 810.9444 | 0 | 810.9444 | 0 | 805.48 | -0.00067186 | 810.9444 | 0 | 637.039 | 0.14825 | 810.9444 | 0 | 810.9444 | 0 | 810.7448 | -0.00094189 | 945.5791 | 0.00606 | 810.7448 | 0.99329 | 945.204 | 0 | 945.5791 | 0.99425 | 810.7448 | 0.00026005 | 810.9444 | 0.0016623
| 634.587 | 0 | 810.9828 | -0.00038888 | 634.587 | 0.00106 | 810.9828 | 0.00028521 | 802.0568 | 0 | 810.9828 | 0.00044984 | 811.1824 | 0.00091456 | 805.72 | -0.00096123 | 811.1824 | 0.0005418 | 811.1824 | 0.0002017 | 811.1824 | 8.5307e-05 | 805.72 | 0.00098612 | 811.1824 | 0 | 637.159 | 0.14262 | 811.1824 | 0.00060958 | 811.1824 | 0.00052256 | 810.9828 | 0.0004423 | 945.7474 | 0.00505 | 810.9828 | 0.99144 | 945.373 | 6.9993e-05 | 945.7474 | 0.99463 | 810.9828 | 0.00147 | 811.1824 | 0.0023249
| 634.7078 | 0 | 811.2209 | -0.00043312 | 634.7078 | 0 | 811.2209 | -0.0010543 | 802.2925 | 0 | 811.2209 | -0.0011341 | 811.4204 | 0 | 805.96 | 0.00021923 | 811.4204 | 0 | 811.4204 | 0 | 811.4204 | 0 | 805.96 | 0.0011162 | 811.4204 | 0 | 637.279 | 0.13836 | 811.4204 | 0 | 811.4204 | 0 | 811.2209 | -0.00063247 | 945.9156 | 0.00381 | 811.2209 | 1 | 945.542 | 0 | 945.9156 | 0.99509 | 811.2209 | 0.00019637 | 811.4204 | 0.0016977
| 634.8286 | 0.00037433 | 811.4589 | -0.00040865 | 634.8286 | 0.00196 | 811.4589 | -0.00049305 | 802.5283 | 0 | 811.4589 | 0.00034264 | 811.6584 | 0.00033428 | 806.2 | 0.00096123 | 811.6584 | 0.00078763 | 811.6584 | 0.00064462 | 811.6584 | 0.00025015 | 806.2 | -0.0001192 | 811.6584 | 5.8783e-05 | 637.399 | 0.13362 | 811.6584 | 0.0013257 | 811.6584 | 0.00029066 | 811.4589 | 0.00014759 | 946.0838 | 0.00524 | 811.4589 | 0.99208 | 945.711 | 8.9995e-05 | 946.0838 | 0.9939 | 811.4589 | 0.00209 | 811.6584 | 0.0021879
| 634.9494 | 0 | 811.697 | -0.00069186 | 634.9494 | 0 | 811.697 | -0.00091638 | 802.764 | 0 | 811.697 | -0.00080241 | 811.8964 | 0 | 806.43 | -0.0022766 | 811.8964 | 0 | 811.8964 | 0 | 811.8964 | 0 | 806.43 | -0.0010945 | 811.8964 | 0 | 637.5191 | 0.13023 | 811.8964 | 0 | 811.8964 | 0 | 811.697 | -0.00016447 | 946.2521 | 0.00417 | 811.697 | 0.9979 | 945.88 | 0 | 946.2521 | 0.99312 | 811.697 | 0.00049743 | 811.8964 | 0.0016198
| 635.0702 | 0.00030245 | 811.9351 | -0.00044487 | 635.0702 | 0.00196 | 811.9351 | 0.00020736 | 802.9998 | 0 | 811.9351 | 0.00044699 | 812.1344 | 0.00089275 | 806.67 | 0.00089378 | 812.1344 | 0.00073614 | 812.1344 | 0.00040274 | 812.1345 | 0.00010084 | 806.67 | -0.00063934 | 812.1344 | 5.9779e-05 | 637.6391 | 0.12627 | 812.1344 | 0.00090222 | 812.1345 | 0.00018185 | 811.9351 | 0.00020588 | 946.4203 | 0.00492 | 811.9351 | 0.99573 | 946.049 | 5.0004e-05 | 946.4203 | 0.99098 | 811.9351 | 0.0023 | 812.1345 | 0.0021939
| 635.191 | 0 | 812.1732 | -0.00067396 | 635.191 | 0 | 812.1732 | -0.0014242 | 803.2356 | 0 | 812.1732 | -0.00091535 | 812.3725 | 0 | 806.91 | -0.00099496 | 812.3725 | 0 | 812.3725 | 0 | 812.3725 | 0 | 806.91 | -0.001322 | 812.3725 | 0 | 637.7591 | 0.12324 | 812.3725 | 0 | 812.3725 | 0 | 812.1732 | -0.00036734 | 946.5885 | 0.00492 | 812.1732 | 0.99805 | 946.2179 | 0 | 946.5885 | 0.9898 | 812.1732 | 0.00018569 | 812.3725 | 0.0017015
| 635.3118 | 0.0004462 | 812.4113 | -0.00036685 | 635.3118 | 0.00151 | 812.4113 | 0.00022248 | 803.4714 | 0 | 812.4113 | 0.00045596 | 812.6105 | 0.00011165 | 807.15 | 0.00062396 | 812.6105 | 0.00121 | 812.6105 | 0.00076833 | 812.6105 | 0.00043567 | 807.15 | 0.0019289 | 812.6105 | 0.00065715 | 637.8791 | 0.11933 | 812.6105 | 0.00057174 | 812.6105 | 0.00035118 | 812.4113 | 0.00023195 | 946.7568 | 0.00471 | 812.4113 | 0.998 | 946.3869 | 6.9993e-05 | 946.7568 | 0.98828 | 812.4113 | 0.00148 | 812.6105 | 0.0022857
| 635.4327 | 0 | 812.6494 | 2.5177e-05 | 635.4327 | 0 | 812.6494 | -0.001244 | 803.7072 | 0 | 812.6494 | -0.00085244 | 812.8486 | 0 | 807.39 | -0.0024789 | 812.8486 | 0 | 812.8486 | 0 | 812.8486 | 0 | 807.39 | -0.00073687 | 812.8486 | 0 | 637.9991 | 0.11597 | 812.8486 | 0 | 812.8486 | 0 | 812.6494 | -0.00085349 | 946.925 | 0.00471 | 812.6494 | 0.98994 | 946.556 | 0 | 946.925 | 0.98811 | 812.6494 | 0.00083471 | 812.8486 | 0.0014727
| 635.5535 | 0.00051807 | 812.8875 | 0.00079095 | 635.5535 | 0.00114 | 812.8875 | 0.00057356 | 803.943 | 0 | 812.8875 | 0.00058879 | 813.0866 | 0.0010014 | 807.62 | 0.0011299 | 813.0866 | 0.00043479 | 813.0866 | 0.0011849 | 813.0867 | 0.00086765 | 807.62 | -0.00015171 | 813.0866 | 0.00079103 | 638.1192 | 0.11161 | 813.0866 | 0.00069695 | 813.0867 | 0.00031033 | 812.8875 | 0.0004661 | 947.0932 | 0.00461 | 812.8875 | 0.99059 | 946.725 | 6.9993e-05 | 947.0932 | 0.98708 | 812.8875 | 0.00198 | 813.0867 | 0.0021326
| 635.6744 | 0 | 813.1256 | -7.2443e-05 | 635.6744 | 0 | 813.1256 | -0.0011614 | 804.1788 | 0 | 813.1256 | -0.0010838 | 813.3247 | 0 | 807.86 | -0.00079259 | 813.3247 | 0 | 813.3247 | 0 | 813.3247 | 0 | 807.86 | 0.00043346 | 813.3247 | 0 | 638.2392 | 0.10848 | 813.3247 | 0 | 813.3247 | 0 | 813.1256 | -0.00127 | 947.2615 | 0.00473 | 813.1256 | 0.99582 | 946.894 | 0 | 947.2615 | 0.98667 | 813.1256 | -0.00301 | 813.3247 | 0.0014704
| 635.7952 | 0.00048213 | 813.3638 | 0.00070654 | 635.7952 | 0.00137 | 813.3638 | 1.7935e-05 | 804.4146 | 0 | 813.3638 | 0.00061197 | 813.5628 | 0.00081881 | 808.1 | 0.00042159 | 813.5628 | 0.00097069 | 813.5628 | 0.00078599 | 813.5628 | 0.00054422 | 808.1 | -0.0014846 | 813.5628 | 0.0012084 | 638.3592 | 0.10448 | 813.5628 | 0.00098949 | 813.5628 | 0.00033878 | 813.3638 | 0.00055912 | 947.4297 | 0.00549 | 813.3638 | 0.99462 | 947.063 | 6.9993e-05 | 947.4297 | 0.98537 | 813.3638 | 0.00473 | 813.5628 | 0.0020611
| 635.9161 | 0 | 813.6019 | -0.00088556 | 635.9161 | 0 | 813.6019 | -0.0013702 | 804.6505 | 0 | 813.6019 | -0.00087875 | 813.8009 | 0 | 808.34 | -0.00082632 | 813.8009 | 0 | 813.8009 | 0 | 813.8009 | 0 | 808.34 | -0.0013871 | 813.8009 | 0 | 638.4793 | 0.10191 | 813.8009 | 0 | 813.8009 | 0 | 813.6019 | -0.00060331 | 947.598 | 0.0058 | 813.6019 | 0.98948 | 947.232 | 0 | 947.598 | 0.98538 | 813.6019 | 1.433e-05 | 813.8009 | 0.0015178
| 636.037 | 0.00019465 | 813.84 | 7.5688e-05 | 636.037 | 0.00074563 | 813.84 | 0.00026757 | 804.8862 | 0 | 813.84 | 0.0005163 | 814.039 | 0.00072196 | 808.58 | 0.0025801 | 814.039 | 0.00103 | 814.039 | 0.00057607 | 814.039 | 0.00061424 | 808.58 | -0.0016147 | 814.039 | 0 | 638.5993 | 0.09822 | 814.039 | 0.00045773 | 814.039 | 0.00025531 | 813.84 | 0.00084932 | 947.7662 | 0.00666 | 813.84 | 0.98093 | 947.401 | 6.9993e-05 | 947.7662 | 0.98533 | 813.84 | 0.00184 | 814.039 | 0.0020875
| 636.1578 | 0 | 814.0782 | -0.00067209 | 636.1578 | 0 | 814.0782 | -0.0013269 | 805.1221 | 0 | 814.0782 | -0.0010583 | 814.2771 | 0 | 808.81 | 0.00089378 | 814.2771 | 0 | 814.2771 | 0 | 814.2771 | 0 | 808.81 | -0.001127 | 814.2771 | 0 | 638.7193 | 0.0958 | 814.2771 | 0 | 814.2771 | 0 | 814.0782 | -0.00064194 | 947.9345 | 0.00592 | 814.0782 | 0.98893 | 947.57 | 0 | 947.9345 | 0.98658 | 814.0782 | 0.00014368 | 814.2771 | 0.0014431
| 636.2787 | 0.00030245 | 814.3164 | 0.0010147 | 636.2787 | 0.00182 | 814.3164 | 0.00065896 | 805.358 | 0 | 814.3164 | 0.00073992 | 814.5152 | 0.00075017 | 809.05 | 0.00069142 | 814.5152 | 0.00070889 | 814.5152 | 0.00077566 | 814.5152 | 0.00068763 | 809.05 | 0.00053099 | 814.5152 | 0.00089185 | 638.8394 | 0.09292 | 814.5152 | 0.00097627 | 814.5152 | 0.00042637 | 814.3164 | 0.00090307 | 948.1027 | 0.00746 | 814.3164 | 0.97267 | 947.739 | 6.9993e-05 | 948.1027 | 0.98747 | 814.3164 | 0.00178 | 814.5152 | 0.0022311
| 636.3996 | 0 | 814.5545 | -0.00096455 | 636.3996 | 0 | 814.5545 | -0.001368 | 805.5938 | 0 | 814.5545 | -0.00090763 | 814.7533 | 0 | 809.29 | -0.0023441 | 814.7533 | 0 | 814.7533 | 0 | 814.7534 | 0 | 809.29 | -0.0012245 | 814.7533 | 0 | 638.9594 | 0.09094 | 814.7533 | 0 | 814.7534 | 0 | 814.5545 | -0.00125 | 948.271 | 0.00603 | 814.5545 | 0.97625 | 947.9081 | 0 | 948.271 | 0.98894 | 814.5545 | 8.8658e-05 | 814.7534 | 0.0014007
| 636.5205 | 0.00084148 | 814.7927 | 0.0016216 | 636.5205 | 0.00208 | 814.7927 | 0.00033201 | 805.8297 | 0 | 814.7927 | 0.00064903 | 814.9915 | 0.00096604 | 809.53 | -0.00079259 | 814.9915 | 0.00059401 | 814.9915 | 0.001721 | 814.9915 | 0.00087648 | 809.53 | 0.00079106 | 814.9915 | 0.00083862 | 639.0795 | 0.08814 | 814.9915 | 0.0012489 | 814.9915 | 0.00037674 | 814.7927 | 0.00084651 | 948.4392 | 0.00471 | 814.7927 | 0.97038 | 948.0771 | 5.0004e-05 | 948.4392 | 0.9896 | 814.7927 | 0.00185 | 814.9915 | 0.0019705
| 636.6414 | 0 | 815.0309 | -0.00046976 | 636.6414 | 0 | 815.0309 | -0.0010456 | 806.0656 | 0 | 815.0309 | -0.00096724 | 815.2296 | 0 | 809.76 | -0.0009275 | 815.2296 | 0 | 815.2296 | 0 | 815.2296 | 0 | 809.76 | -0.0023624 | 815.2296 | 0 | 639.1995 | 0.08593 | 815.2296 | 0 | 815.2296 | 0 | 815.0309 | -0.00069747 | 948.6075 | 0.00466 | 815.0309 | 0.96784 | 948.2461 | 0 | 948.6075 | 0.99044 | 815.0309 | 0.00031456 | 815.2296 | 0.0014911
| 636.7624 | 0.00174 | 815.2691 | 0.00013086 | 636.7624 | 0.00062425 | 815.2691 | 0.0011589 | 806.3015 | 0 | 815.2691 | 0.00062167 | 815.4678 | 0.00081903 | 810 | 0.00089378 | 815.4678 | 0.00020323 | 815.4678 | 0.0012379 | 815.4678 | 0.00037671 | 810 | 0.0011487 | 815.4678 | 0.00057278 | 639.3196 | 0.08325 | 815.4678 | 0.0012055 | 815.4678 | 0.00048862 | 815.2691 | 0.00099345 | 948.7757 | 0.00635 | 815.2691 | 0.95894 | 948.4151 | 6.9993e-05 | 948.7757 | 0.98983 | 815.2691 | 0.00307 | 815.4678 | 0.0020213
| 636.8833 | 0 | 815.5073 | -0.00031423 | 636.8833 | 0 | 815.5073 | -0.0019367 | 806.5374 | 0 | 815.5073 | -0.00087785 | 815.7059 | 0 | 810.24 | -0.00045532 | 815.7059 | 0 | 815.7059 | 0 | 815.7059 | 0 | 810.24 | -0.0013871 | 815.7059 | 0 | 639.4396 | 0.08125 | 815.7059 | 0 | 815.7059 | 0 | 815.5073 | -0.00079924 | 948.944 | 0.00475 | 815.5073 | 0.95338 | 948.5842 | 0 | 948.944 | 0.99028 | 815.5073 | 0.0005013 | 815.7059 | 0.0013207
| 637.0042 | 0.00109 | 815.7455 | 0.00027099 | 637.0042 | 0.00192 | 815.7455 | 0.0002775 | 806.7733 | 0 | 815.7455 | 0.00047263 | 815.9441 | 0.00024766 | 810.48 | 0.00086005 | 815.9441 | 0.00080857 | 815.9441 | 0.00080064 | 815.9441 | 0.00044398 | 810.48 | 0.0013112 | 815.9441 | 0.0012021 | 639.5597 | 0.07844 | 815.9441 | 0.00098495 | 815.9441 | 0.00033836 | 815.7455 | 0.0013 | 949.1122 | 0.00498 | 815.7455 | 0.95284 | 948.7532 | 6.9993e-05 | 949.1122 | 0.99035 | 815.7455 | 0.00189 | 815.9441 | 0.0021151
| 637.1252 | 0 | 815.9837 | -0.00067362 | 637.1252 | 0 | 815.9837 | -0.00063435 | 807.0092 | 0 | 815.9837 | -0.00087927 | 816.1822 | 0 | 810.72 | -0.0034234 | 816.1822 | 0 | 816.1822 | 0 | 816.1823 | 0 | 810.72 | -0.0018422 | 816.1822 | 0 | 639.6797 | 0.07634 | 816.1822 | 0 | 816.1822 | 0 | 815.9837 | -0.00072506 | 949.2805 | 0.00647 | 815.9837 | 0.94791 | 948.9222 | 0 | 949.2805 | 0.9913 | 815.9837 | 0.0006369 | 816.1823 | 0.0013009
| 637.2461 | 0.00051807 | 816.2219 | -0.00014449 | 637.2461 | 0.00147 | 816.2219 | -9.4309e-05 | 807.2451 | 0 | 816.2219 | 0.00038935 | 816.4204 | 0.00059032 | 810.95 | -0.0013997 | 816.4204 | 0.0007073 | 816.4204 | 0.00049902 | 816.4204 | 0.00037278 | 810.95 | 0.00017338 | 816.4204 | 0.00064581 | 639.7998 | 0.07358 | 816.4204 | 0.00030709 | 816.4204 | 0.00040301 | 816.2219 | 0.00072236 | 949.4487 | 0.00533 | 816.2219 | 0.93917 | 949.0913 | 6.9993e-05 | 949.4487 | 0.99119 | 816.2219 | 0.00124 | 816.4204 | 0.0019841
| 637.3671 | 0 | 816.4601 | -0.00062748 | 637.3671 | 0 | 816.4601 | -0.00085008 | 807.481 | 0 | 816.4601 | -0.00081617 | 816.6586 | 0 | 811.19 | -0.0016695 | 816.6586 | 0 | 816.6586 | 0 | 816.6586 | 0 | 811.19 | 0.0009536 | 816.6586 | 0 | 639.9198 | 0.07143 | 816.6586 | 0 | 816.6586 | 0 | 816.4601 | -0.00070251 | 949.617 | 0.00508 | 816.4601 | 0.92909 | 949.2603 | 0 | 949.617 | 0.99218 | 816.4601 | 0.00083974 | 816.6586 | 0.0013338
| 637.4881 | 0.00131 | 816.6984 | -0.00082753 | 637.4881 | 0.00064159 | 816.6984 | 8.9405e-05 | 807.7169 | 0 | 816.6984 | 0.00030498 | 816.8968 | 0.00028672 | 811.43 | 0.0012985 | 816.8968 | 3.3412e-05 | 816.8968 | 0 | 816.8969 | 6.0763e-05 | 811.43 | 0.0009536 | 816.8968 | 0.00083718 | 640.0399 | 0.06867 | 816.8968 | 0.00073669 | 816.8968 | 0.0003054 | 816.6984 | 0.00056101 | 949.7853 | 0.00466 | 816.6984 | 0.92525 | 949.4294 | 6.9993e-05 | 949.7853 | 0.9935 | 816.6984 | 0.00223 | 816.8969 | 0.0019489
| 637.6091 | 0 | 816.9366 | 0.0003906 | 637.6091 | 0 | 816.9366 | -0.0015159 | 807.9529 | 0 | 816.9366 | -0.00089753 | 817.135 | 0 | 811.67 | 0.0012985 | 817.135 | 0 | 817.135 | 0 | 817.135 | 0 | 811.67 | -0.00031426 | 817.135 | 0 | 640.1599 | 0.06669 | 817.135 | 0 | 817.135 | 0 | 816.9366 | -0.00079487 | 949.9535 | 0.00343 | 816.9366 | 0.91649 | 949.5984 | 0 | 949.9535 | 0.99613 | 816.9366 | 0.00062877 | 817.135 | 0.0014227
| 637.7301 | 0 | 817.1749 | 0.00025675 | 637.7301 | 0.00151 | 817.1749 | 0.00030846 | 808.1888 | 0 | 817.1749 | 0.0004256 | 817.3732 | 0.00089332 | 811.91 | 0.0018719 | 817.3732 | 0.00119 | 817.3732 | 0.00045046 | 817.3732 | 0.00057017 | 811.91 | -0.0014521 | 817.3732 | 0.00086416 | 640.28 | 0.06402 | 817.3732 | 0.00071852 | 817.3732 | 0.00022439 | 817.1749 | 0.00105 | 950.1218 | 0.00524 | 817.1749 | 0.90478 | 949.7675 | 5.0004e-05 | 950.1218 | 0.99798 | 817.1749 | 0.00096933 | 817.3732 | 0.0020085
| 637.8511 | 0 | 817.4131 | -0.001499 | 637.8511 | 0 | 817.4131 | -0.00099871 | 808.4248 | 0 | 817.4131 | -0.00083806 | 817.6115 | 0 | 812.15 | -0.00086005 | 817.6115 | 0 | 817.6115 | 0 | 817.6115 | 0 | 812.15 | 4.3346e-05 | 817.6115 | 0 | 640.4 | 0.06168 | 817.6115 | 0 | 817.6114 | 0 | 817.4131 | -0.0011 | 950.2901 | 0.00387 | 817.4131 | 0.8927 | 949.9365 | 0 | 950.2901 | 1 | 817.4131 | 0.00085967 | 817.6115 | 0.0013517
| 637.9721 | 0.00109 | 817.6514 | 0.00041084 | 637.9721 | 0.0006936 | 817.6514 | 0.00050257 | 808.6608 | 0 | 817.6514 | 0.00063327 | 817.8497 | 0.0012624 | 812.38 | 0.00082632 | 817.8497 | 0.00055216 | 817.8497 | 0.0011006 | 817.8497 | 0.00092092 | 812.38 | 0.0010836 | 817.8497 | 0.00042762 | 640.5201 | 0.05815 | 817.8497 | 0.00078424 | 817.8497 | 0.00036674 | 817.6514 | 0.00105 | 950.4583 | 0.00515 | 817.6514 | 0.88733 | 950.1056 | 3.0002e-05 | 950.4583 | 0.99993 | 817.6514 | 0.00238 | 817.8497 | 0.0019574
| 638.0931 | 0 | 817.8897 | -0.00070889 | 638.0931 | 0 | 817.8897 | -0.00097288 | 808.8967 | 0 | 817.8897 | -0.00093202 | 818.0879 | 0 | 812.62 | 0.00089378 | 818.0879 | 0 | 818.0879 | 0 | 818.088 | 0 | 812.62 | 7.5855e-05 | 818.0879 | 0 | 640.6402 | 0.05582 | 818.0879 | 0 | 818.0879 | 0 | 817.8897 | -0.00085574 | 950.6266 | 0.00563 | 817.8897 | 0.87697 | 950.2746 | 0 | 950.6266 | 0.99981 | 817.8897 | 0.0007117 | 818.088 | 0.0012896
| 638.2141 | 0 | 818.128 | 0.00033166 | 638.2141 | 0.00084967 | 818.128 | 2.6354e-05 | 809.1327 | 0 | 818.128 | 0.00065395 | 818.3262 | 0.00018184 | 812.86 | -0.0015008 | 818.3262 | 0.00081489 | 818.3262 | 0.00062328 | 818.3262 | 0.00052312 | 812.86 | -0.00076939 | 818.3262 | 0.00086435 | 640.7603 | 0.05262 | 818.3262 | 0.001052 | 818.3262 | 0.00020795 | 818.128 | 0.00115 | 950.7949 | 0.00528 | 818.128 | 0.86512 | 950.4437 | 6.9993e-05 | 950.7949 | 0.99822 | 818.128 | 0.00079735 | 818.3262 | 0.002086
| 638.3352 | 0 | 818.3663 | -0.00064429 | 638.3352 | 0 | 818.3663 | -0.0018064 | 809.3687 | 0 | 818.3663 | -0.00075207 | 818.5645 | 0 | 813.1 | 0.0010961 | 818.5644 | 0 | 818.5645 | 0 | 818.5645 | 0 | 813.1 | -0.0022648 | 818.5645 | 0 | 640.8803 | 0.05141 | 818.5645 | 0 | 818.5644 | 0 | 818.3663 | -0.0007928 | 950.9631 | 0.00547 | 818.3663 | 0.86557 | 950.6128 | 0 | 950.9631 | 0.99695 | 818.3663 | -0.00017704 | 818.5645 | 0.0014469
| 638.4562 | 0.00142 | 818.6046 | -6.3956e-05 | 638.4562 | 0.00161 | 818.6046 | 0.00011542 | 809.6047 | 0 | 818.6046 | 0.00058628 | 818.8027 | 0.00057211 | 813.34 | -0.00086005 | 818.8027 | 0.00074587 | 818.8027 | 0.00097517 | 818.8027 | 0.00012648 | 813.34 | 0.0011812 | 818.8027 | 0.00022665 | 641.0004 | 0.04903 | 818.8027 | 0.00054934 | 818.8027 | 0.00023752 | 818.6046 | 0.00083864 | 951.1314 | 0.00454 | 818.6046 | 0.85665 | 950.7818 | 6.9993e-05 | 951.1314 | 0.99425 | 818.6046 | 0.00163 | 818.8027 | 0.0020483
| 638.5773 | 0 | 818.8429 | -0.00099088 | 638.5773 | 0 | 818.8429 | -0.0019735 | 809.8407 | 0 | 818.8429 | -0.00093673 | 819.041 | 0 | 813.57 | -0.0022092 | 819.041 | 0 | 819.041 | 0 | 819.041 | 0 | 813.57 | 0.00014088 | 819.041 | 0 | 641.1205 | 0.04844 | 819.041 | 0 | 819.041 | 0 | 818.8429 | -0.00109 | 951.2997 | 0.00594 | 818.8429 | 0.83975 | 950.9509 | 0 | 951.2997 | 0.99185 | 818.8429 | 0.00023343 | 819.041 | 0.0012073
| 638.6983 | 0.00196 | 819.0812 | 0.00029892 | 638.6983 | 0.00090168 | 819.0812 | 0.00043302 | 810.0767 | 0 | 819.0812 | 0.00072379 | 819.2793 | 0.0007982 | 813.81 | 0.00042159 | 819.2793 | 0.00066701 | 819.2793 | 0.00073562 | 819.2793 | 0.00020967 | 813.81 | 0.00030341 | 819.2793 | 0.00060424 | 641.2405 | 0.04788 | 819.2793 | 0.0013884 | 819.2793 | 0.00025092 | 819.0812 | -2.2764e-05 | 951.4679 | 0.00549 | 819.0812 | 0.82759 | 951.12 | 6.9993e-05 | 951.4679 | 0.98934 | 819.0812 | 0.00139 | 819.2793 | 0.002016
| 638.8194 | 0 | 819.3195 | 6.5615e-05 | 638.8194 | 0 | 819.3195 | 0.00034797 | 810.3127 | 0 | 819.3195 | 0.00064563 | 819.5176 | 0.00033761 | 814.05 | 0.00038786 | 819.5176 | 0.00065045 | 819.5176 | 0.00083044 | 819.5176 | 0.00025559 | 814.05 | -0.00028175 | 819.5176 | 0.00089298 | 641.3606 | 0.04782 | 819.5176 | 0.00068635 | 819.5176 | 0.00023407 | 819.3195 | 0.0011 | 951.6362 | 0.00629 | 819.3195 | 0.80429 | 951.289 | 2.6669e-05 | 951.6362 | 0.98777 | 819.3195 | 0.00245 | 819.5176 | 0.0018605
| 638.9405 | 0.00106 | 819.5578 | -0.00044162 | 638.9405 | 0.00118 | 819.5578 | -0.0012138 | 810.5488 | 0 | 819.5578 | -0.00085742 | 819.7559 | 0 | 814.29 | -0.00038786 | 819.7559 | 0 | 819.7559 | 0 | 819.7559 | 0 | 814.29 | -0.00099695 | 819.7559 | 0 | 641.4807 | 0.04568 | 819.7559 | 0 | 819.7559 | 0 | 819.5578 | -0.00080372 | 951.8045 | 0.00438 | 819.5578 | 0.79645 | 951.4581 | 0 | 951.8045 | 0.98669 | 819.5578 | -0.00355 | 819.7559 | 0.0014078
| 639.0616 | 0 | 819.7962 | 0.00031063 | 639.0616 | 0 | 819.7962 | 0.00094151 | 810.7849 | 0 | 819.7962 | 0.00058941 | 819.9942 | 0.00019083 | 814.53 | 0.0025465 | 819.9942 | 0.00091324 | 819.9942 | 0.00022601 | 819.9942 | 0.0003602 | 814.53 | 0.00036844 | 819.9942 | 0.0006875 | 641.6008 | 0.04198 | 819.9942 | 0.00068073 | 819.9942 | 0.00035246 | 819.7962 | 0.00069937 | 951.9728 | 0.00573 | 819.7962 | 0.77089 | 951.6272 | 2.6669e-05 | 951.9728 | 0.9856 | 819.7962 | 0.00449 | 819.9942 | 0.0017915
| 639.1826 | 0.00023058 | 820.0345 | -0.0010455 | 639.1826 | 0.00102 | 820.0345 | -0.0010104 | 811.0209 | 0 | 820.0345 | -0.00091338 | 820.2325 | 0 | 814.76 | -0.0029174 | 820.2325 | 0 | 820.2325 | 0 | 820.2325 | 0 | 814.76 | -0.00099695 | 820.2325 | 0 | 641.7209 | 0.03952 | 820.2325 | 0 | 820.2325 | 0 | 820.0345 | -0.00091043 | 952.1411 | 0.00397 | 820.0345 | 0.76224 | 951.7963 | 1.0001e-05 | 952.1411 | 0.98467 | 820.0345 | 6.0879e-06 | 820.2325 | 0.0014009
| 639.3038 | 0 | 820.2729 | -0.00016504 | 639.3038 | 0 | 820.2729 | 0.00025291 | 811.257 | 0 | 820.2729 | 0.00055162 | 820.4708 | 0.00034535 | 815 | -0.00015177 | 820.4708 | 0.00074732 | 820.4708 | 0.00040078 | 820.4708 | 0.00024747 | 815 | -0.00024923 | 820.4708 | 0.00014841 | 641.841 | 0.03673 | 820.4708 | 0.00047666 | 820.4708 | 0.0003706 | 820.2729 | 7.3482e-05 | 952.3093 | 0.00443 | 820.2729 | 0.74626 | 951.9653 | 6.6672e-06 | 952.3093 | 0.98255 | 820.2729 | 0.00188 | 820.4708 | 0.001993
| 639.4249 | 0 | 820.5112 | -0.0011225 | 639.4249 | 0.00146 | 820.5112 | -0.0015604 | 811.493 | 0 | 820.5112 | -0.0010218 | 820.7092 | 0 | 815.24 | 0.0014334 | 820.7092 | 0 | 820.7092 | 0 | 820.7092 | 0 | 815.24 | 0.0028067 | 820.7092 | 0 | 641.9611 | 0.03606 | 820.7092 | 0 | 820.7092 | 0 | 820.5112 | -0.00112 | 952.4776 | 0.00478 | 820.5112 | 0.73308 | 952.1344 | 1.0001e-05 | 952.4776 | 0.98057 | 820.5112 | 0.00011859 | 820.7092 | 0.0013072
| 639.546 | 0 | 820.7496 | 0.00085649 | 639.546 | 0 | 820.7496 | 0.00043718 | 811.7291 | 0 | 820.7496 | 0.0004985 | 820.9475 | 0.00066751 | 815.48 | -0.00025296 | 820.9475 | 0.00045628 | 820.9475 | 0.00088691 | 820.9475 | 0.00076548 | 815.48 | -0.00096444 | 820.9475 | 0.00013403 | 642.0811 | 0.0317 | 820.9475 | 0.0011516 | 820.9475 | 0.00043587 | 820.7496 | 0.00115 | 952.6459 | 0.00584 | 820.7496 | 0.71798 | 952.3035 | 2.6669e-05 | 952.6459 | 0.97768 | 820.7496 | 0.00158 | 820.9475 | 0.0020935
| 639.6671 | 5.091e-05 | 820.988 | -0.0012305 | 639.6671 | 0.0018 | 820.988 | -0.0018399 | 811.9651 | 0 | 820.988 | -0.00093327 | 821.1859 | 0 | 815.72 | -0.0012985 | 821.1859 | 0 | 821.1859 | 0 | 821.1859 | 0 | 815.72 | -0.0001192 | 821.1859 | 0 | 642.2012 | 0.02961 | 821.1859 | 0 | 821.1858 | 0 | 820.988 | -0.00111 | 952.8142 | 0.00547 | 820.988 | 0.70962 | 952.4726 | 3.0002e-05 | 952.8142 | 0.97572 | 820.988 | 0.00043098 | 821.1859 | 0.0011959
| 639.7882 | 0 | 821.2264 | 0.00017325 | 639.7882 | 0 | 821.2264 | 0.00071984 | 812.2013 | 0 | 821.2264 | 0.00055502 | 821.4242 | 0.0006863 | 815.95 | 0.00059023 | 821.4242 | 0.00063856 | 821.4242 | 0.0010231 | 821.4242 | 0.0002174 | 815.95 | -2.1673e-05 | 821.4242 | 0.00026847 | 642.3213 | 0.02508 | 821.4242 | 0.0010224 | 821.4242 | 0.0003222 | 821.2264 | 0.00040522 | 952.9825 | 0.00626 | 821.2264 | 0.6863 | 952.6417 | 6.6672e-06 | 952.9825 | 0.97342 | 821.2264 | 0.00164 | 821.4242 | 0.0019305
| 639.9094 | 0.00192 | 821.4647 | -0.0011752 | 639.9094 | 0.00091902 | 821.4647 | -0.0016195 | 812.4374 | 0 | 821.4647 | -0.00085986 | 821.6626 | 0 | 816.19 | -0.0011973 | 821.6626 | 0 | 821.6626 | 0 | 821.6626 | 0 | 816.19 | 0.00046596 | 821.6626 | 0 | 642.4414 | 0.02508 | 821.6626 | 0 | 821.6626 | 0 | 821.4647 | -0.00096427 | 953.1508 | 0.00371 | 821.4647 | 0.67706 | 952.8108 | 3.0002e-05 | 953.1508 | 0.9721 | 821.4647 | -0.00011438 | 821.6626 | 0.0012423
| 640.0305 | 0.00010798 | 821.7031 | -0.00011184 | 640.0305 | 0 | 821.7031 | 0.00053431 | 812.6735 | 0 | 821.7031 | 0.00074643 | 821.901 | 0.00037177 | 816.43 | 0.00086005 | 821.901 | 0.00084845 | 821.901 | 0.00030978 | 821.9009 | 0.00021759 | 816.43 | 0.00075855 | 821.901 | 0.00035251 | 642.5615 | 0.02497 | 821.901 | 0.00054252 | 821.9009 | 0.00044727 | 821.7032 | 0.00052463 | 953.3191 | 0.00485 | 821.7031 | 0.65488 | 952.9799 | 0 | 953.3191 | 0.97089 | 821.7032 | 0.00189 | 821.9009 | 0.0017686
| 640.1517 | 0.000554 | 821.9416 | -0.00088313 | 640.1517 | 0.00074563 | 821.9416 | -0.0013861 | 812.9096 | 0 | 821.9416 | -0.0010089 | 822.1394 | 0 | 816.67 | 0.00021923 | 822.1394 | 0 | 822.1394 | 0 | 822.1393 | 0 | 816.67 | 0.0016688 | 822.1394 | 0 | 642.6816 | 0.02601 | 822.1394 | 0 | 822.1393 | 0 | 821.9416 | -0.0008653 | 953.4873 | 0.00251 | 821.9416 | 0.63669 | 953.149 | 1.0001e-05 | 953.4873 | 0.97084 | 821.9416 | -0.00046114 | 822.1393 | 0.0012968
| 640.2729 | 0 | 822.18 | 0.0007721 | 640.2729 | 0 | 822.18 | 0.0010593 | 813.1458 | 0 | 822.18 | 0.00056769 | 822.3777 | 0.00076738 | 816.91 | -0.00052277 | 822.3777 | 0.00111 | 822.3777 | 0.0011733 | 822.3777 | 0.00053562 | 816.91 | 0.00010836 | 822.3777 | 0.00077932 | 642.8017 | 0.02625 | 822.3777 | 0.0010985 | 822.3777 | 0.00040305 | 822.18 | 0.00087481 | 953.6557 | 0.00503 | 822.18 | 0.62058 | 953.3181 | 4.667e-05 | 953.6557 | 0.96963 | 822.18 | 0.00209 | 822.3777 | 0.0019
| 640.3941 | 0.00094928 | 822.4184 | -0.001114 | 640.3941 | 0.00106 | 822.4184 | -0.00090708 | 813.3818 | 0 | 822.4184 | -0.00081624 | 822.6161 | 0 | 817.15 | -0.0021416 | 822.6161 | 0 | 822.6161 | 0 | 822.6161 | 0 | 817.15 | -0.0019397 | 822.6161 | 0 | 642.9218 | 0.02497 | 822.6161 | 0 | 822.6161 | 0 | 822.4184 | -0.00044335 | 953.8239 | 0.00557 | 822.4184 | 0.61512 | 953.4872 | 3.0002e-05 | 953.8239 | 0.96859 | 822.4184 | -0.00019299 | 822.6161 | 0.0012558
| 640.5153 | 0 | 822.6568 | 0.00058789 | 640.5153 | 0 | 822.6568 | -0.00025962 | 813.618 | 0 | 822.6568 | 0.00054129 | 822.8546 | 0.00045175 | 817.38 | 0.0005565 | 822.8546 | 0.0009788 | 822.8546 | 0.0007099 | 822.8546 | 0.00053114 | 817.38 | -0.0021673 | 822.8546 | 0.00077131 | 643.0419 | 0.02515 | 822.8546 | 0.0010043 | 822.8546 | 0.00036178 | 822.6568 | 0.00070767 | 953.9922 | 0.0052 | 822.6568 | 0.59511 | 953.6563 | 0 | 953.9922 | 0.96648 | 822.6568 | 0.00231 | 822.8546 | 0.0017074
| 640.6364 | 8.684e-05 | 822.8953 | -0.00098092 | 640.6364 | 0.00134 | 822.8953 | -0.0011421 | 813.8541 | 0 | 822.8953 | -0.000971 | 823.093 | 0 | 817.62 | -0.00021923 | 823.093 | 0 | 823.093 | 0 | 823.093 | 0 | 817.62 | 0.0011487 | 823.093 | 0 | 643.1621 | 0.02373 | 823.093 | 0 | 823.093 | 0 | 822.8953 | -0.00014301 | 954.1605 | 0.00513 | 822.8953 | 0.58244 | 953.8254 | 1.0001e-05 | 954.1605 | 0.96515 | 822.8953 | -4.8582e-05 | 823.093 | 0.0011597
| 640.7577 | 0 | 823.1337 | -1.4866e-05 | 640.7577 | 0 | 823.1337 | 0.000553 | 814.0903 | 0 | 823.1337 | 0.00060764 | 823.3314 | 0.00086476 | 817.86 | 0.00021923 | 823.3314 | 0.00042048 | 823.3314 | 0.00075566 | 823.3314 | 0.00059145 | 817.86 | -0.001127 | 823.3314 | 0.0014271 | 643.2822 | 0.02452 | 823.3314 | 0.0012758 | 823.3314 | 0.00029272 | 823.1337 | 0.00091454 | 954.3288 | 0.00501 | 823.1337 | 0.56754 | 953.9945 | 6.6672e-06 | 954.3288 | 0.96257 | 823.1337 | 0.00145 | 823.3314 | 0.0018915
| 640.8789 | 1.4969e-05 | 823.3722 | -0.00096045 | 640.8789 | 0.00010404 | 823.3722 | -0.0008153 | 814.3265 | 0 | 823.3722 | -0.00098461 | 823.5698 | 0 | 818.1 | -0.0022092 | 823.5698 | 0 | 823.5698 | 0 | 823.5698 | 0 | 818.1 | -0.0023624 | 823.5698 | 0 | 643.4023 | 0.0239 | 823.5698 | 0 | 823.5698 | 0 | 823.3722 | -0.00112 | 954.4971 | 0.00441 | 823.3722 | 0.55203 | 954.1637 | 3.0002e-05 | 954.4971 | 0.96014 | 823.3722 | 0.0005761 | 823.5698 | 0.0012445
| 641.0001 | 0 | 823.6106 | -7.8232e-05 | 641.0001 | 0 | 823.6106 | -0.00013217 | 814.5627 | 0 | 823.6106 | 0.0005851 | 823.8083 | 0.00079658 | 818.34 | 0.0019393 | 823.8083 | 0.00085583 | 823.8083 | 0.0007139 | 823.8083 | 0.00029533 | 818.34 | 0.0013438 | 823.8083 | 0.0004042 | 643.5224 | 0.02357 | 823.8083 | 0.0010741 | 823.8083 | 0.00033997 | 823.6106 | 0.00098364 | 954.6654 | 0.00726 | 823.6106 | 0.54314 | 954.3328 | 0 | 954.6654 | 0.95719 | 823.6106 | 0.00136 | 823.8083 | 0.0017382
| 641.1213 | 0.00167 | 823.8491 | -0.001097 | 641.1213 | 0.00093636 | 823.8491 | -0.0014502 | 814.7988 | 0 | 823.8491 | -0.0010624 | 824.0467 | 0 | 818.58 | -0.00072515 | 824.0467 | 0 | 824.0467 | 0 | 824.0468 | 0 | 818.58 | -0.00021673 | 824.0467 | 0 | 643.6425 | 0.02265 | 824.0467 | 0 | 824.0467 | 0 | 823.8491 | -0.00165 | 954.8337 | 0.00364 | 823.8491 | 0.52277 | 954.5019 | 1.0001e-05 | 954.8337 | 0.95504 | 823.8491 | 0.00127 | 824.0468 | 0.0012109
| 641.2426 | 0 | 824.0876 | 0.00091862 | 641.2426 | 0 | 824.0876 | -0.0002775 | 815.035 | 0 | 824.0876 | 0.00074212 | 824.2852 | 0.00052393 | 818.81 | 0.0011299 | 824.2852 | 0.0011 | 824.2852 | 0.0012035 | 824.2852 | 0.0010465 | 818.81 | -0.00086692 | 824.2852 | 0.0013055 | 643.7626 | 0.02126 | 824.2852 | 0.0014348 | 824.2852 | 0.00051051 | 824.0876 | 0.000684 | 955.002 | 0.00587 | 824.0876 | 0.50001 | 954.671 | 6.6672e-06 | 955.002 | 0.95251 | 824.0876 | 0.0018 | 824.2852 | 0.0019515
| 641.3638 | 0 | 824.326 | -0.00017864 | 641.3638 | 0.00104 | 824.326 | -0.00066687 | 815.2712 | 0 | 824.326 | -0.00095586 | 824.5237 | 0 | 819.05 | -0.003221 | 824.5237 | 0 | 824.5237 | 0 | 824.5237 | 0 | 819.05 | -0.0021998 | 824.5237 | 0 | 643.8827 | 0.02018 | 824.5237 | 0 | 824.5237 | 0 | 824.326 | -0.00071572 | 955.1703 | 0.0045 | 824.326 | 0.48759 | 954.8401 | 3.0002e-05 | 955.1703 | 0.95007 | 824.326 | 7.6988e-05 | 824.5237 | 0.0010305
| 641.4851 | 0 | 824.5645 | 0.00045062 | 641.4851 | 0 | 824.5645 | 0.0013009 | 815.5074 | 0 | 824.5645 | 0.00057126 | 824.7621 | 0.00086597 | 819.29 | 0.00065769 | 824.7621 | 0.00047964 | 824.7621 | 0.00094439 | 824.7621 | 0.00053035 | 819.29 | 0.0014737 | 824.7621 | 0.00060855 | 644.0029 | 0.01773 | 824.7621 | 0.00069176 | 824.7622 | 0.00038486 | 824.5645 | 0.00104 | 955.3386 | 0.00582 | 824.5645 | 0.4712 | 955.0093 | 0 | 955.3386 | 0.94647 | 824.5645 | 0.00133 | 824.7621 | 0.0018773
| 641.6064 | 0.00116 | 824.803 | -0.00061365 | 641.6064 | 0.00067626 | 824.803 | -0.0011369 | 815.7437 | 0 | 824.803 | -0.00088623 | 825.0006 | 0 | 819.53 | -0.0015008 | 825.0006 | 0 | 825.0006 | 0 | 825.0006 | 0 | 819.53 | 0.0002384 | 825.0006 | 0 | 644.123 | 0.01612 | 825.0006 | 0 | 825.0006 | 0 | 824.803 | -0.00088129 | 955.5069 | 0.00438 | 824.803 | 0.46379 | 955.1784 | 1.0001e-05 | 955.5069 | 0.94347 | 824.803 | -0.0002833 | 825.0006 | 0.0010628
| 641.7276 | 0 | 825.0415 | 0.00010926 | 641.7276 | 0 | 825.0415 | 0.00060417 | 815.9799 | 0 | 825.0415 | 0.00058618 | 825.2391 | 0.00040297 | 819.77 | -0.00045532 | 825.2391 | 0.00081817 | 825.2391 | 0.00054267 | 825.2391 | 0.00034662 | 819.77 | 0.0009211 | 825.2391 | 0.00079068 | 644.2431 | 0.01401 | 825.2391 | 0.00081117 | 825.2391 | 0.00022521 | 825.0415 | 8.7628e-05 | 955.6753 | 0.00476 | 825.0415 | 0.44288 | 955.3475 | 6.6672e-06 | 955.6753 | 0.9404 | 825.0415 | 0.00129 | 825.2391 | 0.0016642
| 641.8489 | 0.00080555 | 825.2801 | -0.0010164 | 641.8489 | 0.00125 | 825.2801 | -0.0016494 | 816.2161 | 0 | 825.2801 | -0.0010329 | 825.4776 | 0 | 820 | -0.0030523 | 825.4776 | 0 | 825.4776 | 0 | 825.4776 | 0 | 820 | -0.0010295 | 825.4776 | 0 | 644.3632 | 0.01366 | 825.4776 | 0 | 825.4776 | 0 | 825.28 | -0.00061561 | 955.8436 | 0.0036 | 825.2801 | 0.42915 | 955.5167 | 3.0002e-05 | 955.8436 | 0.93858 | 825.28 | 7.4147e-05 | 825.4776 | 0.0010967
| 641.9702 | 0 | 825.5186 | -0.00032175 | 641.9702 | 0 | 825.5186 | 0.00068276 | 816.4523 | 0 | 825.5186 | 0.00068653 | 825.7161 | 0.00063417 | 820.24 | -0.00096123 | 825.7161 | 0.00101 | 825.7161 | 0.00094495 | 825.7161 | 0.00012983 | 820.24 | -0.00057433 | 825.7161 | 0.00037267 | 644.4834 | 0.01197 | 825.7161 | 0.00094717 | 825.7161 | 0.0002658 | 825.5186 | 0.00041791 | 956.0119 | 0.00629 | 825.5186 | 0.41594 | 955.6858 | 0 | 956.0119 | 0.93731 | 825.5186 | 0.00175 | 825.7161 | 0.0017552
| 642.0915 | 0.00058994 | 825.7571 | -0.0004763 | 642.0915 | 0.00147 | 825.7571 | -0.00065505 | 816.6886 | 0 | 825.7571 | -0.00094986 | 825.9547 | 0 | 820.48 | -0.00042159 | 825.9547 | 0 | 825.9547 | 0 | 825.9547 | 0 | 820.48 | -0.00089942 | 825.9547 | 0 | 644.6035 | 0.01163 | 825.9547 | 0 | 825.9547 | 0 | 825.7571 | -0.00080156 | 956.1802 | 0.00448 | 825.7571 | 0.40587 | 955.855 | 1.0001e-05 | 956.1802 | 0.9369 | 825.7571 | 0.00015589 | 825.9547 | 0.0010161
| 642.2128 | 0 | 825.9956 | 0.00014143 | 642.2128 | 0 | 825.9956 | 0.00075452 | 816.9249 | 0 | 825.9956 | 0.00071982 | 826.1932 | 0.00011753 | 820.72 | -0.00099496 | 826.1932 | 0.00040221 | 826.1932 | 0.00083772 | 826.1932 | 0.00040689 | 820.72 | 0.0011162 | 826.1932 | 0.00064378 | 644.7236 | 0.01005 | 826.1932 | 0.001476 | 826.1932 | 0.00042801 | 825.9956 | 0.00057229 | 956.3485 | 0.00559 | 825.9956 | 0.3941 | 956.0241 | 6.6672e-06 | 956.3485 | 0.93672 | 825.9956 | 0.00197 | 826.1932 | 0.0018609
| 642.3341 | 0.00037433 | 826.2342 | -0.00093617 | 642.3341 | 0.00137 | 826.2342 | -0.001927 | 817.1611 | 0 | 826.2342 | -0.0011151 | 826.4317 | 0 | 820.96 | -0.00011805 | 826.4317 | 0 | 826.4317 | 0 | 826.4317 | 0 | 820.96 | 0.00020589 | 826.4317 | 0 | 644.8438 | 0.00984 | 826.4317 | 0 | 826.4317 | 0 | 826.2342 | -0.0006496 | 956.5168 | 0.00478 | 826.2342 | 0.3839 | 956.1933 | 0 | 956.5168 | 0.93617 | 826.2342 | -0.00352 | 826.4317 | 0.0010244
| 642.4555 | 0 | 826.4727 | -0.00016983 | 642.4555 | 0 | 826.4727 | -6.7124e-05 | 817.3974 | 0 | 826.4727 | 0.00055766 | 826.6703 | 0.00015219 | 821.2 | -0.00045532 | 826.6703 | 0 | 826.6703 | 0.00081174 | 826.6703 | 9.0819e-05 | 821.2 | -0.00054182 | 826.6703 | 0.00016386 | 644.9639 | 0.00842 | 826.6703 | 0.0005658 | 826.6703 | 0.00025294 | 826.4727 | 0.00109 | 956.6851 | 0.00527 | 826.4727 | 0.36968 | 956.3624 | 0 | 956.6851 | 0.93348 | 826.4727 | 0.00366 | 826.6703 | 0.0016335
| 642.5768 | 0.00062587 | 826.7113 | -0.0015016 | 642.5768 | 0.00123 | 826.7113 | -0.001226 | 817.6337 | 0 | 826.7113 | -0.00097069 | 826.9088 | 0 | 821.43 | -0.002715 | 826.9088 | 0 | 826.9088 | 0 | 826.9088 | 0 | 821.43 | 0.0020915 | 826.9088 | 0 | 645.084 | 0.00821 | 826.9088 | 0 | 826.9088 | 0 | 826.7113 | -0.0004873 | 956.8534 | 0.00475 | 826.7113 | 0.36229 | 956.5316 | 3.0002e-05 | 956.8534 | 0.92954 | 826.7113 | -6.4742e-05 | 826.9088 | 0.00095574
| 642.6982 | 0 | 826.9499 | 0.00052322 | 642.6982 | 0 | 826.9499 | -8.9623e-05 | 817.87 | 0 | 826.9499 | 0.0006391 | 827.1474 | 0.00041815 | 821.67 | -0.00021923 | 827.1474 | 0.00074397 | 827.1474 | 0.00083702 | 827.1474 | 0.00052384 | 821.67 | 0.0019289 | 827.1474 | 0.0006529 | 645.2042 | 0.00669 | 827.1474 | 0.00047739 | 827.1474 | 0.00041873 | 826.9499 | 0.00031678 | 957.0217 | 0.0042 | 826.9499 | 0.33888 | 956.7007 | 2.6669e-05 | 957.0217 | 0.92414 | 826.9499 | 0.00214 | 827.1474 | 0.0015706
| 642.8195 | 0 | 827.1884 | -0.00022598 | 642.8195 | 0.00088435 | 827.1884 | -0.0012727 | 818.1063 | 0 | 827.1884 | -0.00084049 | 827.386 | 0 | 821.91 | -0.0015008 | 827.3859 | 0 | 827.386 | 0 | 827.3859 | 0 | 821.91 | 0.0016363 | 827.386 | 0 | 645.3243 | 0.0067 | 827.386 | 0 | 827.3859 | 0 | 827.1884 | -0.00044362 | 957.1901 | 0.00733 | 827.1884 | 0.33269 | 956.8699 | 0 | 957.1901 | 0.91931 | 827.1884 | 0.00017138 | 827.3859 | 0.00094466
| 642.9409 | 0 | 827.427 | 0.00050371 | 642.9409 | 0 | 827.427 | 8.0677e-05 | 818.3426 | 0 | 827.427 | 0.000458 | 827.6245 | 0.00040907 | 822.15 | 0.00059023 | 827.6245 | 0.00095555 | 827.6245 | 0.00081714 | 827.6245 | 0.00047582 | 822.15 | -0.00050931 | 827.6245 | 0.00014914 | 645.4445 | 0.00533 | 827.6245 | 0.00068095 | 827.6245 | 0.00029143 | 827.427 | 0.00030507 | 957.3584 | 0.00524 | 827.427 | 0.32439 | 957.039 | 2.6669e-05 | 957.3584 | 0.91432 | 827.427 | 0.00188 | 827.6245 | 0.0017505
| 643.0622 | 0.00075165 | 827.6656 | -0.00078341 | 643.0622 | 0.00227 | 827.6656 | -0.00036329 | 818.5789 | 0 | 827.6656 | -0.00091702 | 827.8631 | 0 | 822.39 | -0.0023104 | 827.8631 | 0 | 827.8631 | 0 | 827.8631 | 0 | 822.39 | -0.0019722 | 827.8631 | 0 | 645.5646 | 0.00537 | 827.8631 | 0 | 827.8631 | 0 | 827.6656 | -0.00058421 | 957.5267 | 0.00389 | 827.6656 | 0.31118 | 957.2082 | 1.0001e-05 | 957.5267 | 0.91011 | 827.6656 | -6.4226e-05 | 827.8631 | 0.0010734
| 643.1836 | 0 | 827.9042 | -0.001405 | 643.1836 | 0 | 827.9042 | 0.00013795 | 818.8152 | 0 | 827.9042 | 0.00062465 | 828.1017 | 0.00084126 | 822.63 | 0.0013997 | 828.1017 | 0.0006053 | 828.1017 | 0 | 828.1017 | 0 | 822.63 | -0.001257 | 828.1017 | 0.00061175 | 645.6848 | 0.00391 | 828.1017 | 0.00083019 | 828.1017 | 0.00024221 | 827.9042 | -8.1646e-05 | 957.695 | 0.00538 | 827.9042 | 0.3015 | 957.3773 | 6.6672e-06 | 957.695 | 0.90566 | 827.9042 | 0.00092242 | 828.1017 | 0.001535
| 643.305 | 0.0012 | 828.1428 | -0.00019644 | 643.305 | 0.00097105 | 828.1428 | -0.00062396 | 819.0516 | 0 | 828.1428 | -0.0009179 | 828.3403 | 0 | 822.86 | 8.4319e-05 | 828.3403 | 0 | 828.3403 | 0 | 828.3403 | 0 | 822.86 | 0.0015062 | 828.3403 | 0 | 645.8049 | 0.00372 | 828.3403 | 0 | 828.3403 | 0 | 828.1428 | -0.00033436 | 957.8634 | 0.00478 | 828.1428 | 0.29068 | 957.5465 | 0 | 957.8634 | 0.90182 | 828.1428 | -0.00044024 | 828.3403 | 0.00105
| 643.4264 | 0 | 828.3814 | -1.0645e-05 | 643.4264 | 0 | 828.3814 | 0.00016209 | 819.2879 | 0 | 828.3814 | 0.00044626 | 828.5789 | 0.00034489 | 823.1 | -0.0001855 | 828.5789 | 0.00052371 | 828.5789 | 0.0007815 | 828.5789 | 0.00012873 | 823.1 | -8.6692e-05 | 828.5789 | 0.00053542 | 645.9251 | 0.0025 | 828.5789 | 0.00098985 | 828.5789 | 0.00027083 | 828.3814 | 0.000346 | 958.0317 | 0.00578 | 828.3814 | 0.28176 | 957.7157 | 0 | 958.0317 | 0.89683 | 828.3814 | 0.00182 | 828.5789 | 0.0015823
| 643.5478 | 0.00019465 | 828.62 | -0.0007045 | 643.5478 | 0.00095371 | 828.62 | -0.00063986 | 819.5242 | 0 | 828.62 | -0.00096467 | 828.8175 | 0 | 823.34 | -0.0018719 | 828.8175 | 0 | 828.8175 | 0 | 828.8176 | 0 | 823.34 | -0.00021673 | 828.8175 | 0 | 646.0452 | 0.00247 | 828.8175 | 0 | 828.8176 | 0 | 828.62 | -0.00048296 | 958.2 | 0.00434 | 828.62 | 0.2702 | 957.8849 | 0 | 958.2 | 0.89285 | 828.62 | 0.00036208 | 828.8176 | 0.0010701
| 643.6692 | 0 | 828.8587 | 1.5491e-05 | 643.6692 | 0 | 828.8587 | 0.00013656 | 819.7606 | 0 | 828.8587 | 0.00058029 | 829.0562 | 0.00022405 | 823.58 | -0.00099496 | 829.0562 | 0.00086121 | 829.0562 | 0.00048102 | 829.0562 | 0.00045874 | 823.58 | -0.00044429 | 829.0562 | 0.00013229 | 646.1654 | 0.00143 | 829.0562 | 0.00062451 | 829.0562 | 0.00012908 | 828.8587 | 0.00022981 | 958.3683 | 0.00512 | 828.8587 | 0.26178 | 958.054 | 0 | 958.3683 | 0.88839 | 828.8587 | 0.00071769 | 829.0562 | 0.0017207
| 643.7907 | 0.0012 | 829.0973 | 0.00016545 | 643.7907 | 0.00019074 | 829.0973 | -0.0012139 | 819.9969 | 0 | 829.0973 | -0.00092074 | 829.2948 | 0 | 823.82 | 0.00065769 | 829.2948 | 0 | 829.2948 | 0 | 829.2948 | 0 | 823.82 | -2.1673e-05 | 829.2948 | 0 | 646.2855 | 0.00174 | 829.2948 | 0 | 829.2948 | 0 | 829.0973 | -0.00049989 | 958.5367 | 0.0054 | 829.0973 | 0.25213 | 958.2232 | 1.0001e-05 | 958.5367 | 0.88452 | 829.0973 | 5.9969e-05 | 829.2948 | 0.0010813
| 643.9121 | 0 | 829.3359 | -0.00018709 | 643.9121 | 0 | 829.3359 | 0.00096551 | 820.2333 | 0 | 829.3359 | 0.00044492 | 829.5335 | 0.0010344 | 824.06 | 0.0016358 | 829.5335 | 0.00071017 | 829.5335 | 0.00016974 | 829.5334 | 0.00010657 | 824.06 | -0.00067186 | 829.5335 | 0.00036378 | 646.4057 | 0.00092255 | 829.5335 | 0.00093161 | 829.5335 | 0.000288 | 829.3359 | 0.00026133 | 958.705 | 0.00626 | 829.3359 | 0.2406 | 958.3924 | 0 | 958.705 | 0.87997 | 829.3359 | 0.00125 | 829.5334 | 0.0015926
| 644.0335 | 1.4969e-05 | 829.5746 | -0.0012565 | 644.0335 | 0.00098839 | 829.5746 | -0.00098262 | 820.4697 | 0 | 829.5746 | -0.001029 | 829.7721 | 0 | 824.3 | -0.00089378 | 829.7721 | 0 | 829.7721 | 0 | 829.7721 | 0 | 824.3 | 0.0018639 | 829.7721 | 0 | 646.5259 | 0.00101 | 829.7721 | 0 | 829.7721 | 0 | 829.5746 | -0.00040218 | 958.8733 | 0.00373 | 829.5746 | 0.22822 | 958.5616 | 3.0002e-05 | 958.8733 | 0.8765 | 829.5746 | 0.00012146 | 829.7721 | 0.00094249
| 644.155 | 0 | 829.8132 | -0.00018926 | 644.155 | 0 | 829.8132 | 0.00072211 | 820.7061 | 0 | 829.8132 | 0.00073406 | 830.0108 | 0.00065023 | 824.53 | 0.001366 | 830.0108 | 0.00086941 | 830.0108 | 0.0006568 | 830.0107 | 0.0001449 | 824.53 | -0.0001192 | 830.0108 | 0.00044102 | 646.646 | 0.00022947 | 830.0108 | 0.00054669 | 830.0107 | 7.2092e-05 | 829.8132 | 0.00046993 | 959.0417 | 0.00554 | 829.8132 | 0.22173 | 958.7307 | 6.6672e-06 | 959.0417 | 0.87285 | 829.8132 | 0.00169 | 830.0107 | 0.0014944
| 644.2764 | 0.0004462 | 830.0519 | -0.00050993 | 644.2764 | 0.00079764 | 830.0519 | -0.0010232 | 820.9425 | 0 | 830.0519 | -0.00078545 | 830.2494 | 0 | 824.77 | -0.00075887 | 830.2494 | 0 | 830.2494 | 0 | 830.2495 | 0 | 824.77 | -0.00060684 | 830.2494 | 0 | 646.7662 | 0.00022582 | 830.2494 | 0 | 830.2495 | 0 | 830.0519 | -0.00137 | 959.21 | 0.0035 | 830.0519 | 0.21667 | 958.8999 | 3.0002e-05 | 959.21 | 0.87025 | 830.0519 | 0.0003894 | 830.2495 | 0.00092061
| 644.3979 | 0 | 830.2906 | -0.00043661 | 644.3979 | 0 | 830.2906 | 0.0010201 | 821.1789 | 0 | 830.2906 | 0.00063112 | 830.4881 | 0.00057824 | 825.01 | 0.00048905 | 830.4881 | 0.00134 | 830.4881 | 0.0010703 | 830.4881 | 0.00020746 | 825.01 | -0.00024923 | 830.4881 | 0.0006463 | 646.8863 | 1.369e-05 | 830.4881 | 0.0011059 | 830.4881 | 0.00017216 | 830.2906 | 0.00063101 | 959.3783 | 0.00533 | 830.2906 | 0.21391 | 959.0691 | 2.6669e-05 | 959.3783 | 0.86633 | 830.2906 | 0.0012 | 830.4881 | 0.0017225
| 644.5194 | 0.00138 | 830.5293 | -0.00093348 | 644.5194 | 0.00090168 | 830.5293 | -0.001006 | 821.4153 | 0 | 830.5293 | -0.00094963 | 830.7268 | 0 | 825.25 | -0.00089378 | 830.7268 | 0 | 830.7268 | 0 | 830.7268 | 0 | 825.25 | -0.00099695 | 830.7268 | 0 | 647.0065 | 1.41e-05 | 830.7268 | 0 | 830.7268 | 0 | 830.5293 | -0.00116 | 959.5466 | 0.00501 | 830.5293 | 0.19968 | 959.2383 | 1.0001e-05 | 959.5466 | 0.86292 | 830.5293 | -5.021e-05 | 830.7268 | 0.0010457
| 644.6409 | 0 | 830.7679 | -0.00092056 | 644.6409 | 0 | 830.7679 | 0.00034851 | 821.6517 | 0 | 830.7679 | 0.00048621 | 830.9655 | 0.00063344 | 825.49 | 1.6864e-05 | 830.9655 | 0.00065403 | 830.9655 | 0.000237 | 830.9655 | 0.00036157 | 825.49 | 0.00010836 | 830.9655 | 0.00086196 | 647.1267 | 4.0988e-07 | 830.9655 | 0.00095988 | 830.9655 | 0.00026866 | 830.768 | 0.00019717 | 959.715 | 0.00714 | 830.7679 | 0.19964 | 959.4075 | 6.6672e-06 | 959.715 | 0.85822 | 830.768 | 0.00189 | 830.9655 | 0.0015847
| 644.7624 | 0.000554 | 831.0066 | 0.00075319 | 644.7624 | 0.00123 | 831.0066 | -0.0011091 | 821.8882 | 0 | 831.0066 | -0.00078871 | 831.2042 | 0 | 825.73 | 5.0592e-05 | 831.2042 | 0 | 831.2042 | 0 | 831.2042 | 0 | 825.73 | -0.0010945 | 831.2042 | 0 | 647.2469 | 5.387e-07 | 831.2042 | 0 | 831.2042 | 0 | 831.0066 | -0.00036836 | 959.8833 | 0.00621 | 831.0066 | 0.19113 | 959.5767 | 1.0001e-05 | 959.8833 | 0.85545 | 831.0066 | 0.00031919 | 831.2042 | 0.00089669
| 644.8839 | 0 | 831.2453 | 0.00038225 | 644.8839 | 0 | 831.2453 | 0.0007525 | 822.1246 | 0 | 831.2453 | 0.00046553 | 831.4429 | 0.00055547 | 825.96 | -0.00032042 | 831.4429 | 0.00058532 | 831.4429 | 0.00095798 | 831.4429 | 0.00015748 | 825.96 | 0.00072604 | 831.4429 | 0.0005533 | 647.367 | 1.2882e-07 | 831.4429 | 0.0010468 | 831.4429 | 0.00031574 | 831.2453 | 0.00077109 | 960.0517 | 0.00691 | 831.2453 | 0.18381 | 959.7459 | 6.6672e-06 | 960.0517 | 0.85235 | 831.2453 | 0.00151 | 831.4429 | 0.0014483
| 645.0054 | 0.00078757 | 831.4841 | -0.00088968 | 645.0054 | 0.00109 | 831.4841 | -0.0014632 | 822.3611 | 0 | 831.4841 | -0.0010712 | 831.6816 | 0 | 826.2 | -0.0011973 | 831.6816 | 0 | 831.6816 | 0 | 831.6816 | 0 | 826.2 | -0.00086692 | 831.6816 | 0 | 647.4872 | 4.333e-07 | 831.6816 | 0 | 831.6816 | 0 | 831.4841 | -0.00122 | 960.22 | 0.00584 | 831.4841 | 0.17796 | 959.9151 | 1.0001e-05 | 960.22 | 0.84961 | 831.4841 | -0.00025607 | 831.6816 | 0.00089894
| 645.1269 | 0 | 831.7228 | 0.00062835 | 645.1269 | 0 | 831.7228 | 0.0001126 | 822.5975 | 0 | 831.7228 | 0.00047401 | 831.9204 | 0.0010895 | 826.44 | -0.00072515 | 831.9203 | 0.00106 | 831.9204 | 0.00074915 | 831.9203 | 0.00051827 | 826.44 | 0.0009536 | 831.9204 | 0.00026829 | 647.6074 | 3.0448e-07 | 831.9204 | 0.0014572 | 831.9203 | 0.00035099 | 831.7228 | 0.00054 | 960.3883 | 0.00594 | 831.7228 | 0.17158 | 960.0843 | 6.6672e-06 | 960.3883 | 0.84395 | 831.7228 | 0.00158 | 831.9203 | 0.0014445
| 645.2484 | 0.00149 | 831.9615 | -0.00034423 | 645.2484 | 0.00038148 | 831.9615 | -0.0012058 | 822.834 | 0 | 831.9615 | -0.00096233 | 832.1591 | 0 | 826.68 | -0.00065769 | 832.1591 | 0 | 832.1591 | 0 | 832.1591 | 0 | 826.68 | 0.0011487 | 832.1591 | 0 | 647.7276 | 3.0448e-07 | 832.1591 | 0 | 832.1591 | 0 | 831.9615 | -0.00037362 | 960.5567 | 0.00615 | 831.9615 | 0.16252 | 960.2535 | 0 | 960.5567 | 0.83801 | 831.9615 | -1.5442e-05 | 832.1591 | 0.00091816
| 645.37 | 0 | 832.2002 | 7.4528e-05 | 645.37 | 0 | 832.2002 | -0.00073939 | 823.0705 | 0 | 832.2002 | 0.00043644 | 832.3978 | 0.001007 | 826.92 | -5.0592e-05 | 832.3978 | 0.00054198 | 832.3978 | 0.00059151 | 832.3978 | 0.00058862 | 826.92 | -0.00034676 | 832.3978 | 0.00064182 | 647.8478 | 0 | 832.3978 | 0.00070134 | 832.3978 | 0.00028822 | 832.2002 | 0.00124 | 960.725 | 0.00555 | 832.2002 | 0.16122 | 960.4227 | 2.6669e-05 | 960.725 | 0.83177 | 832.2002 | 0.00151 | 832.3978 | 0.0015187
| 645.4915 | 0.00073368 | 832.439 | -0.0011024 | 645.4915 | 0.00101 | 832.439 | -0.0017978 | 823.3069 | 0 | 832.439 | -0.00089269 | 832.6366 | 0 | 827.16 | -0.00035414 | 832.6366 | 0 | 832.6366 | 0 | 832.6366 | 0 | 827.16 | -0.0016797 | 832.6366 | 0 | 647.9679 | 0 | 832.6366 | 0 | 832.6366 | 0 | 832.439 | -0.00058737 | 960.8934 | 0.00557 | 832.439 | 0.1543 | 960.5919 | 3.0002e-05 | 960.8934 | 0.82699 | 832.439 | -0.00013546 | 832.6366 | 0.00087168
| 645.6131 | 0 | 832.6777 | -2.7828e-05 | 645.6131 | 0 | 832.6777 | 0.00043246 | 823.5435 | 0 | 832.6777 | 0.00042902 | 832.8753 | 0.00070102 | 827.4 | 0.0021754 | 832.8754 | 0.00045778 | 832.8753 | 0.00050347 | 832.8754 | 0.0003695 | 827.4 | 0.00014088 | 832.8753 | 0.00059435 | 648.0881 | 2.3422e-08 | 832.8753 | 0.00094202 | 832.8754 | 0.00036303 | 832.6777 | 0.00051214 | 961.0617 | 0.00772 | 832.6777 | 0.15059 | 960.7612 | 0 | 961.0617 | 0.82185 | 832.6777 | 0.00116 | 832.8754 | 0.0016191
| 645.7346 | 0.0004462 | 832.9165 | -0.00081291 | 645.7346 | 0.00198 | 832.9165 | -0.0010959 | 823.7799 | 0 | 832.9165 | -0.0010892 | 833.1141 | 0 | 827.63 | 0.0015684 | 833.1141 | 0 | 833.1141 | 0 | 833.1141 | 0 | 827.63 | 0.00040094 | 833.1141 | 0 | 648.2083 | 1.4053e-07 | 833.1141 | 0 | 833.1141 | 0 | 832.9165 | -0.0006415 | 961.2301 | 0.00375 | 832.9165 | 0.14288 | 960.9304 | 1.0001e-05 | 961.2301 | 0.81695 | 832.9165 | -0.00352 | 833.1141 | 0.00096751
| 645.8562 | 0 | 833.1552 | 0.00053358 | 645.8562 | 0 | 833.1552 | 0.00032107 | 824.0164 | 0 | 833.1552 | 0.00060075 | 833.3529 | 0.0009948 | 827.87 | -0.0010287 | 833.3529 | 0.00079191 | 833.3529 | 0.00063976 | 833.3529 | 0.00019268 | 827.87 | -0.0014521 | 833.3529 | 0.0011046 | 648.3285 | 1.4053e-07 | 833.3529 | 0.0010201 | 833.3529 | 0.00024644 | 833.1552 | 0.00062332 | 961.3984 | 0.0064 | 833.1552 | 0.13991 | 961.0996 | 6.6672e-06 | 961.3984 | 0.81121 | 833.1552 | 0.00442 | 833.3529 | 0.0017045
| 645.9778 | 0 | 833.394 | -0.00047906 | 645.9778 | 0.00196 | 833.394 | -0.0012253 | 824.2529 | 0 | 833.394 | -0.00089507 | 833.5917 | 0 | 828.11 | -0.0024453 | 833.5917 | 0 | 833.5917 | 0 | 833.5917 | 0 | 828.11 | 0.00027091 | 833.5917 | 0 | 648.4487 | 1.2882e-07 | 833.5917 | 0 | 833.5917 | 0 | 833.394 | -0.00107 | 961.5668 | 0.00426 | 833.394 | 0.13118 | 961.2688 | 1.0001e-05 | 961.5668 | 0.80543 | 833.394 | -0.000149 | 833.5917 | 0.00084349
| 646.0994 | 0 | 833.6328 | 0.00029375 | 646.0994 | 6.9519e-05 | 833.6328 | -7.2705e-05 | 824.4894 | 0 | 833.6328 | 0.00067608 | 833.8305 | 0.00042419 | 828.35 | 0.00099496 | 833.8305 | 0.00108 | 833.8305 | 0.00085244 | 833.8304 | 0.00024423 | 828.35 | 0.0016038 | 833.8305 | 0.00042246 | 648.5689 | 0 | 833.8305 | 0.00075899 | 833.8304 | 0.00026701 | 833.6328 | 0.00064087 | 961.7351 | 0.00614 | 833.6328 | 0.13046 | 961.438 | 6.6672e-06 | 961.7351 | 0.79808 | 833.6328 | 0.00137 | 833.8304 | 0.0014741
| 646.221 | 0.00062587 | 833.8716 | -0.0018244 | 646.221 | 0.00153 | 833.8716 | -0.0010031 | 824.726 | 0 | 833.8716 | -0.00082909 | 834.0693 | 0 | 828.59 | -0.0022428 | 834.0693 | 0 | 834.0693 | 0 | 834.0693 | 0 | 828.59 | -0.00018422 | 834.0693 | 0 | 648.6891 | 1.4053e-07 | 834.0693 | 0 | 834.0693 | 0 | 833.8716 | -0.00078503 | 961.9035 | 0.00596 | 833.8716 | 0.12565 | 961.6073 | 1.0001e-05 | 961.9035 | 0.79091 | 833.8716 | -0.00017544 | 834.0693 | 0.00076945
| 646.3426 | 0 | 834.1103 | 5.6487e-05 | 646.3426 | 0 | 834.1103 | 0.00045745 | 824.9625 | 0 | 834.1103 | 0.00054796 | 834.3081 | 0.00069258 | 828.83 | 0.0016358 | 834.3081 | 0.00020796 | 834.3081 | 0.00085631 | 834.3081 | 0.00019065 | 828.83 | 0.00010836 | 834.3081 | 0 | 648.8093 | 1.4053e-07 | 834.3081 | 0.00083151 | 834.3081 | 0.00015299 | 834.1104 | 5.129e-05 | 962.0718 | 0.00601 | 834.1103 | 0.12129 | 961.7765 | 0 | 962.0718 | 0.78365 | 834.1104 | 0.00139 | 834.3081 | 0.0014363
| 646.4642 | 0 | 834.3491 | -0.0010937 | 646.4642 | 0.00199 | 834.3491 | -0.0010534 | 825.1991 | 0 | 834.3491 | -0.00097575 | 834.5469 | 0 | 829.07 | -0.00089378 | 834.5469 | 0 | 834.5469 | 0 | 834.5469 | 0 | 829.07 | 0.00040094 | 834.5469 | 0 | 648.9295 | 1.8737e-07 | 834.5469 | 0 | 834.5469 | 0 | 834.3492 | -0.00029738 | 962.2402 | 0.00264 | 834.3491 | 0.11259 | 961.9457 | 0 | 962.2402 | 0.77767 | 834.3492 | -0.00021539 | 834.5469 | 0.00086423
| 646.5858 | 0 | 834.588 | 0.0004081 | 646.5858 | 0 | 834.588 | -0.00018924 | 825.4356 | 0 | 834.588 | 0.00039724 | 834.7857 | 0.00013855 | 829.3 | -0.0023104 | 834.7857 | 0.00053811 | 834.7857 | 0.00058603 | 834.7857 | 0.00022353 | 829.3 | 0.00010836 | 834.7857 | 0.00036566 | 649.0497 | 1.4053e-07 | 834.7857 | 0.00089154 | 834.7857 | 0.0003738 | 834.588 | 0.00062968 | 962.4085 | 0.00631 | 834.588 | 0.11324 | 962.115 | 0 | 962.4085 | 0.77097 | 834.588 | 0.0023 | 834.7857 | 0.0015178
| 646.7075 | 0.00118 | 834.8268 | -2.0975e-05 | 646.7075 | 0.00090168 | 834.8268 | -0.0017242 | 825.6722 | 0 | 834.8268 | -0.00093095 | 835.0246 | 0 | 829.54 | -0.00045532 | 835.0246 | 0 | 835.0246 | 0 | 835.0245 | 0 | 829.54 | 1.0836e-05 | 835.0246 | 0 | 649.1699 | 3.7475e-07 | 835.0246 | 0 | 835.0245 | 0 | 834.8268 | -0.00034138 | 962.5769 | 0.00422 | 834.8268 | 0.10484 | 962.2842 | 3.0002e-05 | 962.5769 | 0.76417 | 834.8268 | 0.0002324 | 835.0245 | 0.00096827
| 646.8291 | 0 | 835.0656 | -0.00015595 | 646.8291 | 0 | 835.0656 | 0.00020898 | 825.9088 | 0 | 835.0656 | 0.00047177 | 835.2634 | 0.0010489 | 829.78 | 0.00059023 | 835.2634 | 0.0008758 | 835.2634 | 0.00094982 | 835.2634 | 0.00056494 | 829.78 | 0.0018314 | 835.2634 | 2.9992e-06 | 649.2901 | 3.5132e-07 | 835.2634 | 0.00048865 | 835.2634 | 0.00020052 | 835.0656 | 0.00107 | 962.7453 | 0.00526 | 835.0656 | 0.1053 | 962.4534 | 0 | 962.7453 | 0.75501 | 835.0656 | 0.00144 | 835.2634 | 0.0015798
| 646.9508 | 0.00115 | 835.3044 | -0.00074265 | 646.9508 | 0.00079764 | 835.3044 | -0.00061943 | 826.1453 | 0 | 835.3044 | -0.0010766 | 835.5023 | 0 | 830.02 | -0.0029174 | 835.5023 | 0 | 835.5023 | 0 | 835.5023 | 0 | 830.02 | -0.0015822 | 835.5023 | 0 | 649.4103 | 3.5132e-07 | 835.5023 | 0 | 835.5023 | 0 | 835.3044 | -0.00041597 | 962.9136 | 0.00478 | 835.3044 | 0.10285 | 962.6227 | 0 | 962.9136 | 0.74597 | 835.3044 | -9.8043e-05 | 835.5023 | 0.0008931
| 647.0724 | 0 | 835.5433 | 5.3214e-05 | 647.0724 | 0 | 835.5433 | 0.0014726 | 826.382 | 0 | 835.5433 | 0.00044446 | 835.7411 | 0.00089999 | 830.26 | 0.00048905 | 835.7411 | 0.00105 | 835.7411 | 0.00056702 | 835.7411 | 0.00040231 | 830.26 | -0.00034676 | 835.7411 | 0.0006249 | 649.5305 | 1.4053e-07 | 835.7411 | 0.00096606 | 835.7411 | 0.00029329 | 835.5433 | 0.00122 | 963.082 | 0.00587 | 835.5433 | 0.098217 | 962.7919 | 0 | 963.082 | 0.73633 | 835.5433 | 0.00082107 | 835.7411 | 0.0014469
| 647.1941 | 0.0006079 | 835.7821 | 0.00015348 | 647.1941 | 0.00229 | 835.7821 | -0.0013744 | 826.6185 | 0 | 835.7821 | -0.00083172 | 835.98 | 0 | 830.5 | -0.001366 | 835.98 | 0 | 835.98 | 0 | 835.98 | 0 | 830.5 | -0.0014521 | 835.98 | 0 | 649.6507 | 2.1079e-07 | 835.98 | 0 | 835.98 | 0 | 835.7821 | -0.0003866 | 963.2503 | 0.00454 | 835.7821 | 0.093783 | 962.9611 | 1.0001e-05 | 963.2503 | 0.72885 | 835.7821 | 0.00052779 | 835.98 | 0.0008585
| 647.3158 | 0 | 836.021 | 0.00055007 | 647.3158 | 0 | 836.021 | 0.00061141 | 826.8551 | 0 | 836.021 | 0.00057087 | 836.2189 | 0.00078082 | 830.74 | -0.00086005 | 836.2189 | 0.00103 | 836.2189 | 0.00067933 | 836.2189 | 0.0006407 | 830.74 | -2.1673e-05 | 836.2189 | 0.00041632 | 649.7709 | 3.279e-07 | 836.2189 | 0.00079524 | 836.2189 | 0.00042224 | 836.0209 | 0.00118 | 963.4187 | 0.00533 | 836.021 | 0.093554 | 963.1304 | 0 | 963.4187 | 0.72158 | 836.0209 | 0.00152 | 836.2189 | 0.0014986
| 647.4375 | 0.000554 | 836.2598 | -0.00041284 | 647.4375 | 0.00123 | 836.2598 | -0.0010969 | 827.0917 | 0 | 836.2598 | -0.00092338 | 836.4577 | 0 | 830.97 | 0.00069142 | 836.4578 | 0 | 836.4577 | 0 | 836.4578 | 0 | 830.97 | -0.00060684 | 836.4577 | 0 | 649.8911 | 5.9725e-07 | 836.4577 | 0 | 836.4578 | 0 | 836.2598 | -0.00067518 | 963.587 | 0.00719 | 836.2598 | 0.08646 | 963.2997 | 1.0001e-05 | 963.587 | 0.71621 | 836.2598 | 3.5091e-05 | 836.4578 | 0.00091116
| 647.5592 | 0 | 836.4987 | -0.00066099 | 647.5592 | 0 | 836.4987 | 0.00015562 | 827.3284 | 0 | 836.4987 | 0.00058357 | 836.6966 | 0.00095024 | 831.21 | 5.0592e-05 | 836.6966 | 0.00045971 | 836.6966 | 0.00070742 | 836.6967 | 0.00013376 | 831.21 | 0.00062851 | 836.6966 | 0.00024235 | 650.0113 | 6.558e-07 | 836.6966 | 0.0013432 | 836.6967 | 0.00040472 | 836.4987 | 0.00034018 | 963.7554 | 0.00499 | 836.4987 | 0.085092 | 963.4689 | 6.6672e-06 | 963.7554 | 0.70977 | 836.4987 | 0.00107 | 836.6967 | 0.0014095
| 647.6809 | 0 | 836.7375 | -0.00068272 | 647.6809 | 0.00057222 | 836.7375 | -0.0013253 | 827.565 | 0 | 836.7375 | -0.00090232 | 836.9355 | 0 | 831.45 | -0.00075887 | 836.9355 | 0 | 836.9355 | 0 | 836.9355 | 0 | 831.45 | -0.00028175 | 836.9355 | 0 | 650.1316 | 6.2067e-07 | 836.9355 | 0 | 836.9356 | 0 | 836.7376 | -0.00149 | 963.9238 | 0.00454 | 836.7375 | 0.080557 | 963.6382 | 3.0002e-05 | 963.9238 | 0.70328 | 836.7376 | 0.00014698 | 836.9355 | 0.00081666
| 647.8026 | 0 | 836.9764 | 0.00064038 | 647.8026 | 0 | 836.9764 | 0.00051144 | 827.8016 | 0 | 836.9764 | 0.00079566 | 837.1745 | 0.00053014 | 831.69 | 0.0011299 | 837.1744 | 0.00032427 | 837.1745 | 0.00078793 | 837.1744 | 0.00072082 | 831.69 | -0.00099695 | 837.1745 | 0.00096048 | 650.2518 | 3.5132e-07 | 837.1745 | 0.0012768 | 837.1744 | 0.00037179 | 836.9764 | 0.00085548 | 964.0921 | 0.00652 | 836.9764 | 0.081139 | 963.8074 | 0 | 964.0921 | 0.69516 | 836.9764 | 0.00172 | 837.1744 | 0.0015524
| 647.9243 | 0.00041025 | 837.2153 | -0.0003904 | 647.9243 | 0.00158 | 837.2153 | -0.0014576 | 828.0383 | 0 | 837.2153 | -0.00076538 | 837.4134 | 0 | 831.93 | 0.00011805 | 837.4134 | 0 | 837.4134 | 0 | 837.4134 | 0 | 831.93 | -0.0018747 | 837.4134 | 0 | 650.372 | 6.7923e-07 | 837.4134 | 0 | 837.4134 | 0 | 837.2153 | -0.00066439 | 964.2605 | 0.00531 | 837.2153 | 0.075932 | 963.9767 | 1.0001e-05 | 964.2605 | 0.68812 | 837.2153 | -0.00014327 | 837.4134 | 0.00099392
| 648.0461 | 0 | 837.4542 | 3.0349e-05 | 648.0461 | 0 | 837.4542 | 0.00057714 | 828.2749 | 0 | 837.4542 | 0.00062142 | 837.6523 | 0.00026836 | 832.17 | -0.001737 | 837.6523 | 0.00040734 | 837.6523 | 0.00039859 | 837.6523 | 0.00026723 | 832.17 | 0.0017988 | 837.6523 | 0.00070451 | 650.4922 | 6.3238e-07 | 837.6523 | 0.00086048 | 837.6523 | 0.000211 | 837.4542 | 0.00041943 | 964.4289 | 0.00608 | 837.4542 | 0.07388 | 964.1459 | 0 | 964.4289 | 0.68043 | 837.4542 | 0.00183 | 837.6523 | 0.0013283
| 648.1678 | 0.00205 | 837.6931 | -0.0011795 | 648.1678 | 0.0006936 | 837.6931 | -0.0013506 | 828.5116 | 0 | 837.6931 | -0.00091138 | 837.8912 | 0 | 832.41 | -0.0011973 | 837.8912 | 0 | 837.8912 | 0 | 837.8912 | 0 | 832.41 | -0.00060684 | 837.8912 | 0 | 650.6125 | 1.335e-06 | 837.8912 | 0 | 837.8912 | 0 | 837.6931 | -0.00067946 | 964.5973 | 0.00543 | 837.6931 | 0.071816 | 964.3152 | 3.0002e-05 | 964.5973 | 0.67325 | 837.6931 | -0.00014057 | 837.8912 | 0.00074464
| 648.2895 | 0 | 837.932 | 0.00025749 | 648.2895 | 0 | 837.932 | 0.00027766 | 828.7482 | 0 | 837.932 | 0.00061673 | 838.1302 | 0.0011052 | 832.64 | 0.00072515 | 838.1302 | 0.00109 | 838.1302 | 0.00051925 | 838.1302 | 0.0004415 | 832.64 | -0.00060684 | 838.1302 | 0.00075566 | 650.7327 | 1.335e-06 | 838.1302 | 0.00076596 | 838.1302 | 0.00033984 | 837.932 | 0.00073494 | 964.7656 | 0.00694 | 837.932 | 0.070668 | 964.4845 | 0 | 964.7656 | 0.66483 | 837.932 | 0.00098913 | 838.1302 | 0.0014953
| 648.4113 | 0.00091335 | 838.1709 | -4.2752e-05 | 648.4113 | 0.00132 | 838.1709 | -0.00089888 | 828.9849 | 0 | 838.1709 | -0.00080861 | 838.3691 | 0 | 832.88 | -0.00011805 | 838.3691 | 0 | 838.3691 | 0 | 838.3691 | 0 | 832.88 | -0.00067186 | 838.3691 | 0 | 650.8529 | 1.6629e-06 | 838.3691 | 0 | 838.3691 | 0 | 838.1709 | -0.00126 | 964.934 | 0.00436 | 838.1709 | 0.06481 | 964.6537 | 1.0001e-05 | 964.934 | 0.65769 | 838.1709 | -0.00047931 | 838.3691 | 0.00081368
| 648.5331 | 0 | 838.4099 | 0.00045501 | 648.5331 | 0 | 838.4099 | 0.00068217 | 829.2216 | 0 | 838.4099 | 0.00048262 | 838.6081 | 0.00097826 | 833.12 | 0.00015177 | 838.6081 | 0.00126 | 838.6081 | 0.00045755 | 838.6081 | 0.00051275 | 833.12 | 0.00085607 | 838.6081 | 0.00067993 | 650.9731 | 1.2765e-06 | 838.6081 | 0.0011877 | 838.6081 | 0.00027305 | 838.4099 | 0.00057617 | 965.1024 | 0.00427 | 838.4099 | 0.06616 | 964.823 | 6.6672e-06 | 965.1024 | 0.65041 | 838.4099 | 0.00112 | 838.6081 | 0.0014755
| 648.6549 | 0 | 838.6488 | -0.0010855 | 648.6549 | 0.00065893 | 838.6488 | -0.0012822 | 829.4583 | 0 | 838.6488 | -0.0009405 | 838.847 | 0 | 833.36 | 0.00048905 | 838.847 | 0 | 838.847 | 0 | 838.847 | 0 | 833.36 | -0.00021673 | 838.847 | 0 | 651.0934 | 1.5575e-06 | 838.847 | 0 | 838.847 | 0 | 838.6488 | -0.00088681 | 965.2707 | 0.0058 | 838.6488 | 0.062575 | 964.9923 | 1.0001e-05 | 965.2707 | 0.64484 | 838.6488 | 1.3763e-05 | 838.847 | 0.00065395
| 648.7766 | 0 | 838.8877 | 0.00057781 | 648.7766 | 0 | 838.8877 | -0.00040816 | 829.695 | 0 | 838.8877 | 0.00054158 | 839.086 | 0.00067813 | 833.6 | -1.6864e-05 | 839.086 | 0.00058242 | 839.086 | 0.00019084 | 839.086 | 0.00066999 | 833.6 | 0.00020589 | 839.086 | 0.0015294 | 651.2136 | 1.3936e-06 | 839.086 | 0.0012273 | 839.086 | 0.00051358 | 838.8877 | 0.00145 | 965.4391 | 0.00916 | 838.8877 | 0.059424 | 965.1616 | 6.6672e-06 | 965.4391 | 0.63866 | 838.8877 | 0.00123 | 839.086 | 0.0014799
| 648.8984 | 0.0016 | 839.1267 | -0.00089677 | 648.8984 | 0.00165 | 839.1267 | -0.0016575 | 829.9317 | 0 | 839.1267 | -0.0010866 | 839.325 | 0 | 833.84 | -0.00025296 | 839.325 | 0 | 839.325 | 0 | 839.325 | 0 | 833.84 | -0.001322 | 839.325 | 0 | 651.3338 | 1.499e-06 | 839.325 | 0 | 839.325 | 0 | 839.1267 | -0.000307 | 965.6075 | 0.00345 | 839.1267 | 0.061576 | 965.3308 | 1.0001e-05 | 965.6075 | 0.63257 | 839.1267 | -0.00033884 | 839.325 | 0.00078313
| 649.0202 | 0 | 839.3656 | 6.4228e-05 | 649.0202 | 0 | 839.3656 | 0.00050688 | 830.1684 | 0 | 839.3656 | 0.00046055 | 839.564 | 0.00047909 | 834.08 | 0.00042159 | 839.564 | 0.00046089 | 839.564 | 0.00093121 | 839.564 | 0.00042936 | 834.08 | 0.0023191 | 839.564 | 0.00082339 | 651.4541 | 1.2882e-06 | 839.564 | 0.00091261 | 839.564 | 0.00034712 | 839.3656 | 0.00038392 | 965.7759 | 0.00606 | 839.3656 | 0.059412 | 965.5001 | 0 | 965.7759 | 0.62505 | 839.3656 | 0.00141 | 839.564 | 0.0013906
| 649.1421 | 0.00076961 | 839.6046 | -0.00088283 | 649.1421 | 0.00065893 | 839.6046 | -0.0015223 | 830.4052 | 0 | 839.6046 | -0.00097006 | 839.803 | 0 | 834.32 | -0.00035414 | 839.803 | 0 | 839.803 | 0 | 839.803 | 0 | 834.32 | -0.0017771 | 839.803 | 0 | 651.5743 | 1.7918e-06 | 839.803 | 0 | 839.803 | 0 | 839.6046 | -0.00093401 | 965.9443 | 0.0058 | 839.6046 | 0.056446 | 965.6694 | 1.0001e-05 | 965.9443 | 0.61698 | 839.6046 | -0.00325 | 839.803 | 0.00071355
| 649.2639 | 0 | 839.8436 | -0.00015116 | 649.2639 | 0 | 839.8436 | 0.00022173 | 830.6419 | 0 | 839.8436 | 0.00030918 | 840.042 | 1.7958e-05 | 834.55 | -0.0016695 | 840.042 | 0.00053616 | 840.042 | 0.00027281 | 840.042 | 0.00037786 | 834.55 | -0.00024923 | 840.042 | 0.00021432 | 651.6946 | 1.9089e-06 | 840.042 | 0.00067106 | 840.042 | 0.00037259 | 839.8436 | 0.00072861 | 966.1126 | 0.00522 | 839.8436 | 0.05544 | 965.8387 | 0 | 966.1126 | 0.60671 | 839.8436 | 0.00372 | 840.042 | 0.0013833
| 649.3857 | 0 | 840.0825 | -0.00077543 | 649.3857 | 0.00134 | 840.0825 | -0.00092229 | 830.8786 | 0 | 840.0825 | -0.0010816 | 840.281 | 0 | 834.79 | -0.0010961 | 840.281 | 0 | 840.281 | 0 | 840.281 | 0 | 834.79 | 0.00010836 | 840.281 | 0 | 651.8148 | 2.5647e-06 | 840.281 | 0 | 840.281 | 0 | 840.0825 | -0.00107 | 966.281 | 0.00411 | 840.0825 | 0.048287 | 966.008 | 1.0001e-05 | 966.281 | 0.5961 | 840.0825 | -5.5671e-05 | 840.281 | 0.00080323
| 649.5076 | 0 | 840.3215 | 0.00022148 | 649.5076 | 0 | 840.3215 | -0.0005078 | 831.1154 | 0 | 840.3215 | 0.00052382 | 840.52 | 0.00060935 | 835.03 | -8.4319e-05 | 840.52 | 0.00071904 | 840.52 | 0.00044568 | 840.52 | 0.00013314 | 835.03 | 0.00033593 | 840.52 | 0.00054553 | 651.9351 | 2.6701e-06 | 840.52 | 0.001171 | 840.52 | 0.00026478 | 840.3215 | 0.0005734 | 966.4494 | 0.00577 | 840.3215 | 0.052497 | 966.1773 | 6.6672e-06 | 966.4494 | 0.5847 | 840.3215 | 0.00135 | 840.52 | 0.0014146
| 649.6294 | 0.00091335 | 840.5605 | -0.0014242 | 649.6294 | 0.00139 | 840.5605 | -0.0015663 | 831.3521 | 0 | 840.5605 | -0.0011479 | 840.7591 | 0 | 835.27 | -0.00048905 | 840.7591 | 0 | 840.7591 | 0 | 840.7591 | 0 | 835.27 | -0.00063934 | 840.7591 | 0 | 652.0553 | 2.8106e-06 | 840.7591 | 0 | 840.7591 | 0 | 840.5605 | -0.00096853 | 966.6178 | 0.00515 | 840.5605 | 0.048044 | 966.3466 | 3.0002e-05 | 966.6178 | 0.57556 | 840.5605 | -0.00050239 | 840.7591 | 0.0005821
| 649.7513 | 0 | 840.7995 | 0.00036575 | 649.7513 | 0 | 840.7995 | 0.00012919 | 831.5889 | 0 | 840.7995 | 0.00051528 | 840.9981 | 0.00081553 | 835.51 | 0.0022766 | 840.9981 | 0.00037532 | 840.9981 | 0.00072933 | 840.9981 | 0.00010162 | 835.51 | 0.0010836 | 840.9981 | 0.00087455 | 652.1756 | 2.2016e-06 | 840.9981 | 0.001202 | 840.9981 | 0.00028576 | 840.7995 | 0.00025361 | 966.7862 | 0.00612 | 840.7995 | 0.046329 | 966.5159 | 0 | 966.7862 | 0.56659 | 840.7995 | 0.00125 | 840.9981 | 0.0013926
| 649.8731 | 0.00091335 | 841.0385 | -0.00049298 | 649.8731 | 0.00127 | 841.0385 | -0.0011089 | 831.8257 | 0 | 841.0385 | -0.00085439 | 841.2372 | 0 | 835.75 | -0.00099496 | 841.2372 | 0 | 841.2372 | 0 | 841.2372 | 0 | 835.75 | -0.0013546 | 841.2372 | 0 | 652.2958 | 2.4593e-06 | 841.2372 | 0 | 841.2372 | 0 | 841.0385 | -0.00119 | 966.9546 | 0.00431 | 841.0385 | 0.045224 | 966.6852 | 0 | 966.9546 | 0.55908 | 841.0385 | -0.00076286 | 841.2372 | 0.00088416
| 649.995 | 0 | 841.2775 | -0.00011651 | 649.995 | 0 | 841.2775 | 0.00073949 | 832.0624 | 0 | 841.2775 | 0.00046044 | 841.4762 | 0.00043634 | 835.99 | -0.00069142 | 841.4762 | 0.00079854 | 841.4762 | 0.00018431 | 841.4762 | 0.00035266 | 835.99 | -0.0025575 | 841.4762 | 0.00075606 | 652.4161 | 2.5295e-06 | 841.4762 | 0.00070035 | 841.4762 | 0.00033023 | 841.2775 | 0.00071311 | 967.1229 | 0.00506 | 841.2775 | 0.044986 | 966.8545 | 0 | 967.1229 | 0.5505 | 841.2775 | 0.00176 | 841.4762 | 0.0012634
| 650.1169 | 0 | 841.5166 | -0.00063143 | 650.1169 | 0.00102 | 841.5166 | -0.001217 | 832.2993 | 0 | 841.5166 | -0.00088371 | 841.7153 | 0 | 836.23 | -0.00028669 | 841.7153 | 0 | 841.7153 | 0 | 841.7153 | 0 | 836.23 | -0.00080189 | 841.7153 | 0 | 652.5363 | 3.4078e-06 | 841.7153 | 0 | 841.7153 | 0 | 841.5166 | -0.0007515 | 967.2913 | 0.00484 | 841.5166 | 0.042768 | 967.0238 | 3.0002e-05 | 967.2913 | 0.54255 | 841.5166 | -0.00051179 | 841.7153 | 0.00075212
| 650.2388 | 0 | 841.7556 | 0.0006204 | 650.2388 | 0 | 841.7556 | -0.00034538 | 832.536 | 0 | 841.7556 | 0.00034692 | 841.9544 | 0.00014158 | 836.46 | 0.00079259 | 841.9543 | 0.00061692 | 841.9544 | 0.00079128 | 841.9543 | 0.00063945 | 836.46 | 0.0013438 | 841.9544 | 0.0006626 | 652.6566 | 3.8763e-06 | 841.9544 | 0.00075652 | 841.9543 | 0.00026849 | 841.7556 | 0.00102 | 967.4597 | 0.00434 | 841.7556 | 0.043795 | 967.1931 | 2.6669e-05 | 967.4597 | 0.53362 | 841.7556 | 0.00087029 | 841.9543 | 0.0013483
| 650.3607 | 0.00152 | 841.9946 | -0.00017677 | 650.3607 | 0.00093636 | 841.9946 | -0.00093462 | 832.7728 | 0 | 841.9946 | -0.00092966 | 842.1934 | 0 | 836.7 | -0.0015008 | 842.1934 | 0 | 842.1934 | 0 | 842.1934 | 0 | 836.7 | 0.00017338 | 842.1934 | 0 | 652.7768 | 4.4735e-06 | 842.1934 | 0 | 842.1934 | 0 | 841.9946 | -0.00101 | 967.6281 | 0.00626 | 841.9946 | 0.041664 | 967.3624 | 3.0002e-05 | 967.6281 | 0.52535 | 841.9946 | -0.00023596 | 842.1934 | 0.000707
| 650.4826 | 0 | 842.2337 | 0.00035809 | 650.4826 | 0 | 842.2337 | 0.00097299 | 833.0096 | 0 | 842.2337 | 0.0007113 | 842.4325 | 0.00077446 | 836.94 | -0.0009275 | 842.4325 | 0.00114 | 842.4325 | 0.0010631 | 842.4325 | 0.00064583 | 836.94 | -0.0018747 | 842.4325 | 0.0010233 | 652.8971 | 3.7592e-06 | 842.4325 | 0.0010979 | 842.4325 | 0.00025286 | 842.2337 | 0.00135 | 967.7965 | 0.0055 | 842.2337 | 0.039913 | 967.5317 | 6.6672e-06 | 967.7965 | 0.51605 | 842.2337 | 0.00104 | 842.4325 | 0.0014563
| 650.6045 | 5.091e-05 | 842.4727 | -0.00058977 | 650.6045 | 0.00041617 | 842.4727 | -0.0010873 | 833.2465 | 0 | 842.4727 | -0.00096332 | 842.6716 | 0 | 837.18 | -0.0014334 | 842.6716 | 0 | 842.6716 | 0 | 842.6716 | 0 | 837.18 | -0.00047681 | 842.6716 | 0 | 653.0173 | 3.7006e-06 | 842.6716 | 0 | 842.6716 | 0 | 842.4727 | -0.00065735 | 967.9649 | 0.0058 | 842.4727 | 0.040215 | 967.701 | 0 | 967.9649 | 0.50744 | 842.4727 | -0.00053774 | 842.6716 | 0.00067284
| 650.7264 | 0 | 842.7118 | -0.00034726 | 650.7264 | 0 | 842.7118 | 0.00092149 | 833.4833 | 0 | 842.7118 | 0.00047791 | 842.9107 | 0.00086624 | 837.42 | -0.00079259 | 842.9107 | 0.00080935 | 842.9107 | 0.00057836 | 842.9107 | 0.00051266 | 837.42 | 0.00027091 | 842.9107 | 0.00086177 | 653.1376 | 3.0214e-06 | 842.9107 | 0.0011132 | 842.9107 | 0.00026725 | 842.7118 | 0.00055008 | 968.1333 | 0.00473 | 842.7118 | 0.039001 | 967.8703 | 0 | 968.1333 | 0.4982 | 842.7118 | 0.00134 | 842.9107 | 0.0013891
| 650.8484 | 6.8875e-05 | 842.9508 | -0.00042944 | 650.8484 | 0.00041617 | 842.9508 | -0.0013582 | 833.7202 | 0 | 842.9508 | -0.00072008 | 843.1498 | 0 | 837.66 | -0.0020405 | 843.1498 | 0 | 843.1498 | 0 | 843.1498 | 0 | 837.66 | 0.00020589 | 843.1498 | 0 | 653.2579 | 3.9231e-06 | 843.1498 | 0 | 843.1498 | 0 | 842.9508 | -0.00094779 | 968.3017 | 0.00376 | 842.9508 | 0.036198 | 968.0396 | 3.0002e-05 | 968.3017 | 0.48991 | 842.9508 | -0.00029582 | 843.1498 | 0.00066146
| 650.9703 | 0 | 843.1899 | -0.00059082 | 650.9703 | 0 | 843.1899 | -0.00040637 | 833.957 | 0 | 843.1899 | 0.00028997 | 843.389 | 0.00025721 | 837.9 | -0.0016358 | 843.389 | 0 | 843.389 | 0.00050243 | 843.389 | 2.6262e-05 | 837.9 | -0.00086692 | 843.389 | 0.00037914 | 653.3781 | 3.7826e-06 | 843.389 | 0.00064004 | 843.389 | 0.00018676 | 843.1899 | 0.00077664 | 968.4701 | 0.00817 | 843.1899 | 0.035947 | 968.209 | 6.6672e-06 | 968.4701 | 0.48128 | 843.1899 | 0.0012 | 843.389 | 0.0014204
| 651.0923 | 0.0004462 | 843.429 | -0.00058386 | 651.0923 | 0.00086701 | 843.429 | -0.001395 | 834.1938 | 0 | 843.429 | -0.00097172 | 843.6281 | 0 | 838.14 | -0.00086005 | 843.6281 | 0 | 843.6281 | 0 | 843.6281 | 0 | 838.14 | 0.0017988 | 843.6281 | 0 | 653.4984 | 4.778e-06 | 843.6281 | 0 | 843.6281 | 0 | 843.429 | -0.00115 | 968.6385 | 0.00561 | 843.429 | 0.03531 | 968.3783 | 1.0001e-05 | 968.6385 | 0.47356 | 843.429 | 0.00023005 | 843.6281 | 0.00076742
| 651.2143 | 0 | 843.6681 | 0.00037882 | 651.2143 | 0 | 843.6681 | -9.8906e-05 | 834.4307 | 0 | 843.6681 | 0.0005252 | 843.8672 | 0.0006946 | 838.38 | 0.001366 | 843.8672 | 0.00070895 | 843.8672 | 0.00051395 | 843.8672 | 0.00062135 | 838.38 | -0.00060684 | 843.8672 | 0.00071494 | 653.6187 | 4.0051e-06 | 843.8672 | 0.00072534 | 843.8673 | 0.00033415 | 843.6681 | 0.00096407 | 968.8069 | 0.00717 | 843.6681 | 0.03394 | 968.5476 | 0 | 968.8069 | 0.46584 | 843.6681 | 0.00196 | 843.8672 | 0.0013823
| 651.3362 | 0.00102 | 843.9072 | 0.00046635 | 651.3362 | 0.00031212 | 843.9072 | -0.00086261 | 834.6676 | 0 | 843.9072 | -0.00092051 | 844.1064 | 0 | 838.61 | 0.00089378 | 844.1064 | 0 | 844.1064 | 0 | 844.1064 | 0 | 838.61 | -0.00063934 | 844.1064 | 0 | 653.7389 | 5.3167e-06 | 844.1064 | 0 | 844.1064 | 0 | 843.9072 | 0.0001731 | 968.9752 | 0.00557 | 843.9072 | 0.031708 | 968.7169 | 1.0001e-05 | 968.9752 | 0.45871 | 843.9072 | 0.0002117 | 844.1064 | 0.00074237
| 651.4582 | 0 | 844.1463 | -0.00062961 | 651.4582 | 0 | 844.1463 | 0.0002705 | 834.9045 | 0 | 844.1463 | 0.00045146 | 844.3455 | 0.00018271 | 838.85 | -0.00048905 | 844.3455 | 0.00034597 | 844.3455 | 0.00039603 | 844.3455 | 0 | 838.85 | -0.00034676 | 844.3455 | 4.4523e-05 | 653.8592 | 5.4455e-06 | 844.3455 | 0.00094409 | 844.3455 | 8.5574e-05 | 844.1463 | 0.00077205 | 969.1436 | 0.00666 | 844.1463 | 0.031422 | 968.8863 | 0 | 969.1436 | 0.45095 | 844.1463 | 0.00173 | 844.3455 | 0.0012842
| 651.5802 | 0.00035636 | 844.3854 | 0.00014809 | 651.5802 | 0.00055488 | 844.3854 | -0.0010679 | 835.1414 | 0 | 844.3854 | -0.00089094 | 844.5847 | 0 | 839.09 | -0.0016695 | 844.5847 | 0 | 844.5847 | 0 | 844.5847 | 0 | 839.09 | -0.00060684 | 844.5847 | 0 | 653.9795 | 6.4292e-06 | 844.5847 | 0 | 844.5847 | 0 | 844.3854 | -0.00037687 | 969.312 | 0.00584 | 844.3854 | 0.031103 | 969.0556 | 3.0002e-05 | 969.312 | 0.44301 | 844.3854 | -0.00035001 | 844.5847 | 0.00068341
| 651.7022 | 0 | 844.6245 | 0.00039586 | 651.7022 | 0 | 844.6245 | 8.04e-05 | 835.3782 | 0 | 844.6245 | 0.00051965 | 844.8239 | 0.00069356 | 839.33 | -0.00059023 | 844.8239 | 0.00087866 | 844.8239 | 0.00077691 | 844.8239 | 0.0003583 | 839.33 | -0.00018422 | 844.8239 | 0.00048351 | 654.0998 | 5.3401e-06 | 844.8239 | 0.00079611 | 844.8238 | 0.00019599 | 844.6245 | 0.0008467 | 969.4805 | 0.00642 | 844.6245 | 0.031731 | 969.2249 | 2.6669e-05 | 969.4805 | 0.43449 | 844.6245 | 0.00171 | 844.8239 | 0.0012618
| 651.8242 | 0.00084148 | 844.8636 | -0.00011087 | 651.8242 | 0.00095371 | 844.8636 | -0.0016556 | 835.6151 | 0 | 844.8636 | -0.00087897 | 845.063 | 0 | 839.57 | -0.00038786 | 845.063 | 0 | 845.063 | 0 | 845.063 | 0 | 839.57 | 0.00059601 | 845.063 | 0 | 654.22 | 5.832e-06 | 845.063 | 0 | 845.063 | 0 | 844.8636 | -0.00091007 | 969.6489 | 0.00216 | 844.8636 | 0.029132 | 969.3943 | 1.0001e-05 | 969.6489 | 0.42735 | 844.8636 | -0.00019832 | 845.063 | 0.00069516
| 651.9462 | 0 | 845.1027 | 5.392e-05 | 651.9462 | 0 | 845.1027 | 0.00015751 | 835.8521 | 0 | 845.1027 | 0.00050315 | 845.3022 | 0.0010948 | 839.81 | 0.0012985 | 845.3022 | 0.00113 | 845.3022 | 0.0004893 | 845.3022 | 0.0004384 | 839.81 | -8.6692e-05 | 845.3022 | 0.0010224 | 654.3403 | 5.3987e-06 | 845.3022 | 0.00070421 | 845.3022 | 0.00044526 | 845.1027 | 0.00029418 | 969.8172 | 0.00615 | 845.1027 | 0.028176 | 969.5636 | 6.6672e-06 | 969.8172 | 0.42027 | 845.1027 | 0.00175 | 845.3022 | 0.0012973
| 652.0683 | 0.00030245 | 845.3419 | 0.00011842 | 652.0683 | 0.00060691 | 845.3419 | -0.0004136 | 836.089 | 0 | 845.3419 | -0.00086369 | 845.5414 | 0 | 840.05 | 0.00042159 | 845.5414 | 0 | 845.5414 | 0 | 845.5414 | 0 | 840.05 | 0.0011487 | 845.5414 | 0 | 654.4606 | 6.113e-06 | 845.5414 | 0 | 845.5414 | 0 | 845.3419 | -0.00026766 | 969.9856 | 0.00466 | 845.3419 | 0.028443 | 969.7329 | 1.0001e-05 | 969.9856 | 0.41381 | 845.3419 | 5.2394e-05 | 845.5414 | 0.00056533
| 652.1903 | 0 | 845.581 | 0.00020853 | 652.1903 | 0 | 845.581 | -0.00017813 | 836.3259 | 0 | 845.581 | 0.00033754 | 845.7806 | 0.00029466 | 840.29 | 0.00072515 | 845.7806 | 0.0011 | 845.7806 | 0.00079041 | 845.7806 | 0.00051878 | 840.29 | -0.00047681 | 845.7806 | 0.0011489 | 654.5809 | 5.1293e-06 | 845.7806 | 0.00056264 | 845.7806 | 0.00052286 | 845.581 | 0.00131 | 970.1541 | 0.00601 | 845.581 | 0.02801 | 969.9023 | 6.6672e-06 | 970.1541 | 0.40612 | 845.581 | 0.00169 | 845.7806 | 0.0013001
| 652.3124 | 0.0004462 | 845.8202 | -0.00073547 | 652.3124 | 0.00079764 | 845.8202 | -0.00092067 | 836.5628 | 0 | 845.8202 | -0.00076668 | 846.0198 | 0 | 840.52 | -0.0024789 | 846.0198 | 0 | 846.0198 | 0 | 846.0198 | 0 | 840.52 | -0.0028825 | 846.0198 | 0 | 654.7012 | 5.1059e-06 | 846.0198 | 0 | 846.0198 | 0 | 845.8202 | -0.00067888 | 970.3225 | 0.00531 | 845.8202 | 0.025913 | 970.0716 | 1.0001e-05 | 970.3225 | 0.39844 | 845.8202 | -0.00071313 | 846.0198 | 0.00055194
| 652.4344 | 0 | 846.0593 | -0.00051913 | 652.4344 | 0 | 846.0593 | 6.6965e-05 | 836.7998 | 0 | 846.0593 | 0.00052632 | 846.2591 | 0.00095595 | 840.76 | -0.0016695 | 846.2591 | 0.0012 | 846.2591 | 0.00065755 | 846.259 | 0.00055644 | 840.76 | -0.00063934 | 846.2591 | 0.00073467 | 654.8215 | 4.333e-06 | 846.2591 | 0.0010225 | 846.259 | 0.00022643 | 846.0593 | 0.00044739 | 970.4909 | 0.00573 | 846.0593 | 0.025076 | 970.241 | 6.6672e-06 | 970.4909 | 0.39018 | 846.0593 | 0.00161 | 846.259 | 0.0015163
| 652.5565 | 0.00094928 | 846.2985 | 0.00087974 | 652.5565 | 0.00109 | 846.2985 | -0.00079488 | 837.0367 | 0 | 846.2985 | -0.00084666 | 846.4983 | 0 | 841 | -0.0010624 | 846.4983 | 0 | 846.4983 | 0 | 846.4983 | 0 | 841 | 0.00082357 | 846.4983 | 0 | 654.9417 | 5.4455e-06 | 846.4983 | 0 | 846.4983 | 0 | 846.2985 | -0.00040534 | 970.6593 | 0.00547 | 846.2985 | 0.024572 | 970.4103 | 3.0002e-05 | 970.6593 | 0.383 | 846.2985 | -0.00362 | 846.4983 | 0.00048588
| 652.6786 | 0 | 846.5377 | 0.00069077 | 652.6786 | 0 | 846.5377 | 0.00043784 | 837.2737 | 0 | 846.5377 | 0.00052841 | 846.7375 | 0.00030005 | 841.24 | 0.00028669 | 846.7375 | 0.00068723 | 846.7375 | 0.0016992 | 846.7375 | 0.00073975 | 841.24 | 0.0017338 | 846.7375 | 0.00069123 | 655.062 | 5.586e-06 | 846.7375 | 0.0011449 | 846.7375 | 0.0003062 | 846.5377 | 0.00082535 | 970.8277 | 0.00512 | 846.5377 | 0.023014 | 970.5797 | 6.6672e-06 | 970.8277 | 0.37557 | 846.5377 | 0.00403 | 846.7375 | 0.001276
| 652.8007 | 0.0005001 | 846.7769 | -0.001178 | 652.8007 | 0.00172 | 846.7769 | -0.0016298 | 837.5107 | 0 | 846.7769 | -0.00096836 | 846.9768 | 0 | 841.48 | -0.00086005 | 846.9768 | 0 | 846.9768 | 0 | 846.9767 | 0 | 841.48 | -0.0022648 | 846.9768 | 0 | 655.1823 | 6.5229e-06 | 846.9768 | 0 | 846.9768 | 0 | 846.7768 | -0.00128 | 970.9961 | 0.0077 | 846.7769 | 0.022628 | 970.7491 | 3.0002e-05 | 970.9961 | 0.36904 | 846.7768 | 0.00016646 | 846.9767 | 0.00059866
| 652.9227 | 0 | 847.016 | 0.00049504 | 652.9227 | 0 | 847.016 | 0.00061571 | 837.7476 | 0 | 847.016 | 0.00055633 | 847.216 | 0.0014179 | 841.72 | 0.0012648 | 847.216 | 0.00037989 | 847.216 | 0.0010007 | 847.216 | 0.00084588 | 841.72 | 0.00043346 | 847.216 | 0.0012911 | 655.3026 | 5.6914e-06 | 847.216 | 0.00052529 | 847.216 | 0.0003055 | 847.016 | 0.00081383 | 971.1645 | 0.00796 | 847.016 | 0.022127 | 970.9184 | 0 | 971.1645 | 0.36182 | 847.016 | 0.00090072 | 847.216 | 0.001383
| 653.0448 | 0.00113 | 847.2552 | -0.0015097 | 653.0448 | 0.00128 | 847.2552 | -0.0010853 | 837.9846 | 0 | 847.2552 | -0.0011707 | 847.4553 | 0 | 841.96 | -0.0012985 | 847.4553 | 0 | 847.4553 | 0 | 847.4553 | 0 | 841.96 | 0.00043346 | 847.4553 | 0 | 655.4229 | 6.4878e-06 | 847.4553 | 0 | 847.4553 | 0 | 847.2552 | -0.0005394 | 971.3329 | 0.00338 | 847.2552 | 0.019909 | 971.0878 | 3.0002e-05 | 971.3329 | 0.3558 | 847.2552 | -0.00034404 | 847.4553 | 0.00056767
| 653.167 | 0 | 847.4944 | -0.00037278 | 653.167 | 0 | 847.4944 | 3.9747e-05 | 838.2216 | 0 | 847.4944 | 0.00052548 | 847.6945 | 0.00054831 | 842.2 | 0.0010961 | 847.6945 | 0.00072818 | 847.6945 | 0.00023632 | 847.6945 | 0.0003642 | 842.2 | -0.00057433 | 847.6945 | 0.00054791 | 655.5432 | 5.4572e-06 | 847.6945 | 0.0010119 | 847.6945 | 0.0003734 | 847.4944 | 0.00062165 | 971.5013 | 0.00721 | 847.4944 | 0.022159 | 971.2571 | 0 | 971.5013 | 0.34985 | 847.4944 | 0.00137 | 847.6945 | 0.0013453
| 653.2891 | 0.00115 | 847.7336 | -0.00041164 | 653.2891 | 0.00139 | 847.7336 | -0.0011089 | 838.4586 | 0 | 847.7336 | -0.0010134 | 847.9338 | 0 | 842.44 | -0.0018381 | 847.9338 | 0 | 847.9338 | 0 | 847.9338 | 0 | 842.44 | -0.0016797 | 847.9338 | 0 | 655.6635 | 6.2653e-06 | 847.9338 | 0 | 847.9338 | 0 | 847.7337 | -0.00132 | 971.6698 | 0.00575 | 847.7336 | 0.020944 | 971.4265 | 5.0004e-05 | 971.6698 | 0.34475 | 847.7337 | -0.00088893 | 847.9338 | 0.00063102
| 653.4112 | 0 | 847.9729 | 9.9388e-05 | 653.4112 | 0 | 847.9729 | 0.00049408 | 838.6956 | 0 | 847.9729 | 0.00045932 | 848.1731 | 0.00093588 | 842.68 | 0.0011973 | 848.1731 | 0.00106 | 848.1731 | 0.001066 | 848.1731 | 0.00015621 | 842.68 | -2.1673e-05 | 848.1731 | 0.00078918 | 655.7838 | 4.9888e-06 | 848.1731 | 0.0011884 | 848.1731 | 0.00036181 | 847.9729 | 0.00047783 | 971.8382 | 0.00543 | 847.9729 | 0.019701 | 971.5959 | 6.6672e-06 | 971.8382 | 0.33917 | 847.9729 | 0.00097739 | 848.1731 | 0.0013491
| 653.5333 | 0.00084148 | 848.2121 | -0.00027868 | 653.5333 | 0.00132 | 848.2121 | -0.0014382 | 838.9326 | 0 | 848.2121 | -0.00084037 | 848.4124 | 0 | 842.91 | 0.00011805 | 848.4124 | 0 | 848.4124 | 0 | 848.4124 | 0 | 842.91 | -5.4182e-05 | 848.4124 | 0 | 655.9041 | 5.9139e-06 | 848.4124 | 0 | 848.4124 | 0 | 848.2121 | -0.00051107 | 972.0066 | 0.00433 | 848.2121 | 0.021312 | 971.7652 | 1.0001e-05 | 972.0066 | 0.33399 | 848.2121 | -0.00050038 | 848.4124 | 0.00052299
| 653.6555 | 0 | 848.4513 | -9.5109e-05 | 653.6555 | 0 | 848.4513 | 0.00051919 | 839.1697 | 0 | 848.4513 | 0.00051041 | 848.6517 | 0.00056502 | 843.15 | 0.001602 | 848.6517 | 0.00062389 | 848.6517 | 0.00052302 | 848.6517 | 0.00044577 | 843.15 | -0.00070437 | 848.6517 | 0.00068303 | 656.0244 | 5.1527e-06 | 848.6517 | 0.0013086 | 848.6517 | 0.00027469 | 848.4513 | 0.0011 | 972.175 | 0.00698 | 848.4513 | 0.020318 | 971.9346 | 0 | 972.175 | 0.32797 | 848.4513 | 0.00137 | 848.6517 | 0.0012841
| 653.7776 | 0.0006079 | 848.6906 | 0.00035555 | 653.7776 | 0.00109 | 848.6906 | -0.0010085 | 839.4067 | 0 | 848.6906 | -0.00083013 | 848.891 | 0 | 843.39 | -0.00052277 | 848.891 | 0 | 848.891 | 0 | 848.891 | 0 | 843.39 | -0.0031426 | 848.891 | 0 | 656.1447 | 5.668e-06 | 848.891 | 0 | 848.891 | 0 | 848.6906 | 0.00019031 | 972.3434 | 0.00441 | 848.6906 | 0.020495 | 972.104 | 1.0001e-05 | 972.3434 | 0.32271 | 848.6906 | 7.9274e-05 | 848.891 | 0.00058063
| 653.8998 | 0 | 848.9298 | -0.0004299 | 653.8998 | 0 | 848.9298 | 0.0012237 | 839.6437 | 0 | 848.9298 | 0.00047265 | 849.1303 | 0.00062074 | 843.63 | 0.00011805 | 849.1303 | 0.00060201 | 849.1303 | 0.00071747 | 849.1303 | 0.00024928 | 843.63 | 1.0836e-05 | 849.1303 | 0.00031393 | 656.265 | 6.113e-06 | 849.1303 | 0.00031312 | 849.1303 | 0.00015497 | 848.9298 | 0.00098306 | 972.5118 | 0.00619 | 848.9298 | 0.01625 | 972.2734 | 6.6672e-06 | 972.5118 | 0.31699 | 848.9298 | 0.00103 | 849.1303 | 0.0012272
| 654.022 | 0.00116 | 849.1691 | -0.00092674 | 654.022 | 0.00123 | 849.1691 | -0.0012132 | 839.8808 | 0 | 849.1691 | -0.00086091 | 849.3696 | 0 | 843.87 | 0.0010624 | 849.3696 | 0 | 849.3696 | 0 | 849.3696 | 0 | 843.87 | 0.0016688 | 849.3696 | 0 | 656.3854 | 6.3472e-06 | 849.3696 | 0 | 849.3696 | 0 | 849.1691 | -0.00032004 | 972.6803 | 0.00506 | 849.1691 | 0.014921 | 972.4427 | 3.0002e-05 | 972.6803 | 0.31217 | 849.1691 | -0.00014878 | 849.3696 | 0.00052616
| 654.1442 | 0 | 849.4083 | -8.7259e-06 | 654.1442 | 0 | 849.4083 | -0.00054215 | 840.1179 | 0 | 849.4083 | 0.00068861 | 849.609 | 0.00093292 | 844.11 | -0.00065769 | 849.609 | 0.00031204 | 849.609 | 0.000788 | 849.6089 | 0.00053289 | 844.11 | 0.00046596 | 849.609 | 0.00097387 | 656.5057 | 7.5534e-06 | 849.609 | 0.00079899 | 849.609 | 0.0004636 | 849.4083 | 0.00057065 | 972.8487 | 0.00552 | 849.4083 | 0.018635 | 972.6121 | 0 | 972.8487 | 0.30644 | 849.4083 | 0.00152 | 849.6089 | 0.0013342
| 654.2664 | 0.00051807 | 849.6476 | -0.00025348 | 654.2664 | 0.00088435 | 849.6476 | -0.0015592 | 840.3549 | 0 | 849.6476 | -0.001002 | 849.8483 | 0 | 844.35 | -0.00028669 | 849.8483 | 0 | 849.8483 | 0 | 849.8483 | 0 | 844.35 | -0.0018422 | 849.8483 | 0 | 656.626 | 6.7337e-06 | 849.8483 | 0 | 849.8483 | 0 | 849.6476 | -0.00045798 | 973.0171 | 0.00469 | 849.6476 | 0.018452 | 972.7815 | 3.0002e-05 | 973.0171 | 0.30126 | 849.6476 | -0.00020363 | 849.8483 | 0.00060661
| 654.3886 | 0 | 849.8869 | -0.00028765 | 654.3886 | 0 | 849.8869 | 0.00083122 | 840.592 | 0 | 849.8869 | 0.00042356 | 850.0877 | 0.00097076 | 844.59 | 0.0005565 | 850.0877 | 0.00028681 | 850.0877 | 0.00043119 | 850.0876 | 0.00032462 | 844.59 | 0.00056349 | 850.0877 | 0.00088602 | 656.7463 | 7.0382e-06 | 850.0877 | 0.00070215 | 850.0877 | 0.00039311 | 849.8869 | 0.00068026 | 973.1855 | 0.00614 | 849.8869 | 0.016626 | 972.9509 | 0 | 973.1855 | 0.29582 | 849.8869 | 0.00064497 | 850.0876 | 0.0012492
| 654.5108 | 0.00010482 | 850.1261 | -0.00020479 | 654.5108 | 0.00113 | 850.1261 | -0.0013477 | 840.829 | 0 | 850.1261 | -0.0010097 | 850.327 | 0 | 844.83 | -0.0011299 | 850.327 | 0 | 850.327 | 0 | 850.327 | 0 | 844.83 | -0.0010295 | 850.327 | 0 | 656.8666 | 6.6283e-06 | 850.327 | 0 | 850.327 | 0 | 850.1261 | -0.00142 | 973.3539 | 0.00464 | 850.1261 | 0.013841 | 973.1203 | 3.0002e-05 | 973.3539 | 0.29125 | 850.1261 | 0.00053842 | 850.327 | 0.00053721
| 654.633 | 0 | 850.3654 | -1.0644e-05 | 654.633 | 0 | 850.3654 | 0.00083493 | 841.0662 | 0 | 850.3654 | 0.00059241 | 850.5664 | 0.00062086 | 845.07 | 0.00069142 | 850.5664 | 0.00133 | 850.5664 | 0.00071319 | 850.5664 | 0.00036312 | 845.07 | 0.00049847 | 850.5664 | 0.00081538 | 656.9869 | 6.4058e-06 | 850.5664 | 0.00097009 | 850.5664 | 0.00028171 | 850.3654 | 0.00057476 | 973.5224 | 0.00455 | 850.3654 | 0.013527 | 973.2897 | 6.6672e-06 | 973.5224 | 0.28626 | 850.3654 | 0.00114 | 850.5664 | 0.0011927
| 654.7552 | 0.0004462 | 850.6047 | -3.0674e-05 | 654.7552 | 0.00123 | 850.6047 | -0.0015418 | 841.3032 | 0 | 850.6047 | -0.0008924 | 850.8057 | 0 | 845.3 | -0.0019057 | 850.8057 | 0 | 850.8057 | 0 | 850.8057 | 0 | 845.3 | 0.00062851 | 850.8057 | 0 | 657.1073 | 6.9211e-06 | 850.8057 | 0 | 850.8057 | 0 | 850.6047 | -0.00061743 | 973.6908 | 0.00419 | 850.6047 | 0.014959 | 973.4591 | 3.0002e-05 | 973.6908 | 0.28171 | 850.6047 | -0.00042777 | 850.8057 | 0.00053863
| 654.8775 | 0 | 850.844 | 0.00010738 | 654.8775 | 0 | 850.844 | 0.0005409 | 841.5403 | 0 | 850.844 | 0.00042855 | 851.0451 | 0.00055803 | 845.54 | -0.00038786 | 851.0451 | 0.00061174 | 851.0451 | 0.00085877 | 851.0451 | 0.0001688 | 845.54 | 0.00069354 | 851.0451 | 0.0010215 | 657.2276 | 6.5932e-06 | 851.0451 | 0.0014413 | 851.0451 | 0.00022427 | 850.844 | 0.00079037 | 973.8592 | 0.00619 | 850.844 | 0.013624 | 973.6285 | 0 | 973.8592 | 0.27655 | 850.844 | 0.00129 | 851.0451 | 0.0011687
| 654.9997 | 0.00109 | 851.0833 | -0.00032409 | 654.9997 | 0.00149 | 851.0833 | -0.0012026 | 841.7775 | 0 | 851.0833 | -0.001026 | 851.2845 | 0 | 845.78 | 0.0022428 | 851.2845 | 0 | 851.2845 | 0 | 851.2845 | 0 | 845.78 | 0.00059601 | 851.2845 | 0 | 657.3479 | 7.003e-06 | 851.2845 | 0 | 851.2845 | 0 | 851.0833 | -0.00087789 | 974.0276 | 0.00535 | 851.0833 | 0.01227 | 973.7979 | 3.0002e-05 | 974.0276 | 0.27179 | 851.0833 | -0.00025728 | 851.2845 | 0.00034208
| 655.122 | 0 | 851.3227 | -0.00073246 | 655.122 | 0 | 851.3227 | -0.00020863 | 842.0146 | 0 | 851.3227 | 0.00047411 | 851.5239 | 0.00015968 | 846.02 | -0.0009275 | 851.5239 | 0.00061586 | 851.5239 | 0.00029023 | 851.5239 | 0.00020284 | 846.02 | -0.00031426 | 851.5239 | 0.00011945 | 657.4682 | 5.7266e-06 | 851.5239 | 0.00097035 | 851.5239 | 0.00010744 | 851.3226 | 0.00021946 | 974.1961 | 0.00629 | 851.3227 | 0.011847 | 973.9673 | 6.6672e-06 | 974.1961 | 0.26633 | 851.3226 | 0.00174 | 851.5239 | 0.0012665
| 655.2442 | 0.0014 | 851.562 | -0.00057652 | 655.2442 | 0.00125 | 851.562 | -0.001511 | 842.2517 | 0 | 851.562 | -0.0011245 | 851.7633 | 0 | 846.26 | -0.00045532 | 851.7633 | 0 | 851.7633 | 0 | 851.7633 | 0 | 846.26 | -0.0020698 | 851.7633 | 0 | 657.5886 | 6.3472e-06 | 851.7633 | 0 | 851.7633 | 0 | 851.562 | -0.00081058 | 974.3645 | 0.00524 | 851.562 | 0.014367 | 974.1367 | 0 | 974.3645 | 0.26115 | 851.562 | 0.00064013 | 851.7633 | 0.00060476
| 655.3665 | 0 | 851.8013 | 9.6875e-07 | 655.3665 | 0 | 851.8013 | 0.0011537 | 842.4888 | 0 | 851.8013 | 0.00060085 | 852.0027 | 0.00043238 | 846.5 | -0.00065769 | 852.0027 | 0.00063779 | 852.0027 | 0.00084479 | 852.0027 | 0.00027594 | 846.5 | 4.3346e-05 | 852.0027 | 0.00083608 | 657.7089 | 6.7688e-06 | 852.0027 | 0.00065302 | 852.0027 | 0.00042702 | 851.8013 | 0.00055775 | 974.5329 | 0.00761 | 851.8013 | 0.015945 | 974.3061 | 0 | 974.5329 | 0.2552 | 851.8013 | 0.00157 | 852.0027 | 0.0014047
| 655.4888 | 0.00091335 | 852.0406 | -0.00070589 | 655.4888 | 0.00013872 | 852.0406 | -0.0014045 | 842.726 | 0 | 852.0406 | -0.00084767 | 852.2422 | 0 | 846.74 | -0.0027826 | 852.2422 | 0 | 852.2422 | 0 | 852.2421 | 0 | 846.74 | -0.00089942 | 852.2422 | 0 | 657.8292 | 9.6497e-06 | 852.2422 | 0 | 852.2421 | 0 | 852.0407 | -0.00113 | 974.7014 | 0.00619 | 852.0406 | 0.012409 | 974.4755 | 3.0002e-05 | 974.7014 | 0.24973 | 852.0407 | -0.00045691 | 852.2421 | 0.00045369
| 655.6111 | 0 | 852.28 | -0.00033591 | 655.6111 | 0 | 852.28 | 0.00026512 | 842.9631 | 0 | 852.28 | 0.00042609 | 852.4816 | 0.0011576 | 846.98 | 0.001602 | 852.4816 | 0.00086725 | 852.4816 | 0 | 852.4816 | 0.00010302 | 846.98 | 0.00079106 | 852.4816 | 0.00014011 | 657.9496 | 8.7011e-06 | 852.4816 | 0.00072725 | 852.4816 | 0.00031108 | 852.28 | 0.00024452 | 974.8698 | 0.00619 | 852.28 | 0.014216 | 974.6449 | 6.6672e-06 | 974.8698 | 0.24452 | 852.28 | 0.00106 | 852.4816 | 0.0013141
| 655.7334 | 0.00115 | 852.5193 | -0.00085021 | 655.7334 | 0.00086701 | 852.5193 | -0.0015432 | 843.2003 | 0 | 852.5193 | -0.0010619 | 852.721 | 0 | 847.22 | -0.00045532 | 852.721 | 0 | 852.721 | 0 | 852.721 | 0 | 847.22 | 0.00053099 | 852.721 | 0 | 658.0699 | 7.776e-06 | 852.721 | 0 | 852.721 | 0 | 852.5194 | -0.00131 | 975.0382 | 0.00658 | 852.5193 | 0.009303 | 974.8143 | 3.0002e-05 | 975.0382 | 0.24025 | 852.5194 | -0.00093968 | 852.721 | 0.00050537
| 655.8557 | 0 | 852.7587 | 0.00011064 | 655.8557 | 0 | 852.7587 | 0.0006366 | 843.4374 | 0 | 852.7587 | 0.00051912 | 852.9605 | 0.00050367 | 847.46 | -0.00096123 | 852.9605 | 0.00056216 | 852.9605 | 0.0006768 | 852.9604 | 0.00034879 | 847.46 | -0.00067186 | 852.9605 | 0.00071323 | 658.1902 | 6.5229e-06 | 852.9605 | 0.00078583 | 852.9605 | 0.00040772 | 852.7587 | 0.00062684 | 975.2066 | 0.00645 | 852.7587 | 0.011439 | 974.9837 | 6.6672e-06 | 975.2066 | 0.23615 | 852.7587 | 0.00199 | 852.9604 | 0.0011405
| 655.978 | 0.00039229 | 852.9981 | 0.00012371 | 655.978 | 0.00123 | 852.9981 | -0.0014198 | 843.6746 | 0 | 852.9981 | -0.0011022 | 853.1999 | 0 | 847.7 | -0.00075887 | 853.1999 | 0 | 853.1999 | 0 | 853.1999 | 0 | 847.7 | 0.00040094 | 853.1999 | 0 | 658.3106 | 8.1741e-06 | 853.1999 | 0 | 853.1999 | 0 | 852.9981 | -0.00056291 | 975.3751 | 0.00489 | 852.9981 | 0.014136 | 975.1531 | 3.0002e-05 | 975.3751 | 0.23236 | 852.9981 | -0.00361 | 853.1999 | 0.0005247
| 656.1004 | 0 | 853.2374 | 0.0010496 | 656.1004 | 0 | 853.2374 | 0.00038062 | 843.9118 | 0 | 853.2374 | 0.00086162 | 853.4394 | 0.0012178 | 847.93 | -0.0009275 | 853.4394 | 0.00101 | 853.4394 | 0.0016844 | 853.4394 | 0.00055779 | 847.93 | 0.00098612 | 853.4394 | 0.0011896 | 658.4309 | 9.0173e-06 | 853.4394 | 0.00077953 | 853.4394 | 0.00039579 | 853.2374 | 0.00090017 | 975.5435 | 0.00766 | 853.2374 | 0.013322 | 975.3225 | 2.6669e-05 | 975.5435 | 0.22821 | 853.2374 | 0.00392 | 853.4394 | 0.0013746
| 656.2227 | 0.00057197 | 853.4768 | -0.00096779 | 656.2227 | 0.00022542 | 853.4768 | -0.0013809 | 844.149 | 0 | 853.4768 | -0.0011841 | 853.6788 | 0 | 848.17 | -0.00035414 | 853.6788 | 0 | 853.6788 | 0 | 853.6788 | 0 | 848.17 | -0.00050931 | 853.6788 | 0 | 658.5512 | 9.3218e-06 | 853.6788 | 0 | 853.6788 | 0 | 853.4768 | -0.00128 | 975.712 | 0.00431 | 853.4768 | 0.010978 | 975.492 | 0 | 975.712 | 0.22433 | 853.4768 | -0.00101 | 853.6788 | 0.00042062
| 656.3451 | 0 | 853.7162 | -0.00024597 | 656.3451 | 3.4765e-05 | 853.7162 | 0.0007424 | 844.3862 | 0 | 853.7162 | 0.00063288 | 853.9183 | 0.0002098 | 848.41 | -0.0012648 | 853.9183 | 8.0153e-05 | 853.9183 | 0.00059299 | 853.9183 | 0.00055301 | 848.41 | 0.00010836 | 853.9183 | 0.00039784 | 658.6716 | 9.2632e-06 | 853.9183 | 0.0010264 | 853.9183 | 0.00031084 | 853.7162 | 0.00127 | 975.8804 | 0.00636 | 853.7162 | 0.011031 | 975.6614 | 6.6672e-06 | 975.8804 | 0.22029 | 853.7162 | 0.00091434 | 853.9183 | 0.0012246
| 656.4674 | 0.00104 | 853.9556 | -0.0010724 | 656.4674 | 0.00121 | 853.9556 | -0.0015746 | 844.6234 | 0 | 853.9556 | -0.0010904 | 854.1578 | 0 | 848.65 | -0.0018719 | 854.1578 | 0 | 854.1578 | 0 | 854.1578 | 0 | 848.65 | -0.001127 | 854.1578 | 0 | 658.7919 | 8.4552e-06 | 854.1578 | 0 | 854.1578 | 0 | 853.9556 | -0.00080077 | 976.0488 | 0.00522 | 853.9556 | 0.0085527 | 975.8308 | 1.0001e-05 | 976.0488 | 0.21637 | 853.9556 | -0.00023624 | 854.1578 | 0.00053873
| 656.5898 | 0 | 854.195 | -2.946e-05 | 656.5898 | 0 | 854.195 | -0.00013057 | 844.8607 | 0 | 854.195 | 0.00062845 | 854.3973 | 3.7273e-05 | 848.89 | 0.0015008 | 854.3973 | 0.00147 | 854.3973 | 0.00075603 | 854.3973 | 0.00063751 | 848.89 | 0.00010836 | 854.3973 | 0.00084635 | 658.9123 | 7.5769e-06 | 854.3973 | 0.00071153 | 854.3973 | 0.00041165 | 854.195 | 0.00146 | 976.2173 | 0.00496 | 854.195 | 0.0099731 | 976.0002 | 0 | 976.2173 | 0.21183 | 854.195 | 0.0012 | 854.3973 | 0.001371
| 656.7122 | 0.00015871 | 854.4344 | -0.00072055 | 656.7122 | 0.00079764 | 854.4344 | -0.0012425 | 845.0978 | 0 | 854.4344 | -0.00099846 | 854.6368 | 0 | 849.13 | -0.00038786 | 854.6368 | 0 | 854.6368 | 0 | 854.6368 | 0 | 849.13 | -0.00093193 | 854.6368 | 0 | 659.0326 | 7.5183e-06 | 854.6368 | 0 | 854.6368 | 0 | 854.4344 | -0.00086399 | 976.3857 | 0.00484 | 854.4344 | 0.0087878 | 976.1697 | 0 | 976.3857 | 0.2072 | 854.4344 | -0.00016918 | 854.6368 | 0.00061496
| 656.8346 | 0 | 854.6738 | 9.7223e-05 | 656.8346 | 0 | 854.6738 | 0.00024835 | 845.3351 | 0 | 854.6738 | 0.0004959 | 854.8763 | 0.00050475 | 849.37 | 0.0011973 | 854.8763 | 0.00097006 | 854.8763 | 0.0011707 | 854.8763 | 0.00057591 | 849.37 | 0.00075855 | 854.8763 | 0.00081667 | 659.153 | 7.9282e-06 | 854.8763 | 0.00066703 | 854.8763 | 0.00032017 | 854.6738 | 0.0009912 | 976.5542 | 0.00559 | 854.6738 | 0.010623 | 976.3391 | 2.6669e-05 | 976.5542 | 0.20235 | 854.6738 | 0.00094417 | 854.8763 | 0.0011417
| 656.9569 | 0.00136 | 854.9133 | 3.2232e-05 | 656.9569 | 0.00090168 | 854.9133 | -0.0018944 | 845.5723 | 0 | 854.9133 | -0.0013142 | 855.1158 | 0 | 849.61 | -0.00082632 | 855.1158 | 0 | 855.1158 | 0 | 855.1158 | 0 | 849.61 | 0.0025465 | 855.1158 | 0 | 659.2733 | 8.9353e-06 | 855.1158 | 0 | 855.1158 | 0 | 854.9133 | -0.00040071 | 976.7226 | 0.00424 | 854.9133 | 0.0093289 | 976.5085 | 1.0001e-05 | 976.7226 | 0.19833 | 854.9133 | -0.00073105 | 855.1158 | 0.00059208
| 657.0793 | 0 | 855.1527 | 0.00032704 | 657.0793 | 0 | 855.1527 | 0.00082365 | 845.8096 | 0 | 855.1527 | 0.00050982 | 855.3553 | 0.00050482 | 849.85 | -0.0017707 | 855.3554 | 0.00095525 | 855.3553 | 0.0011541 | 855.3553 | 0.00057141 | 849.85 | -0.001062 | 855.3553 | 0.0010213 | 659.3937 | 8.1507e-06 | 855.3553 | 0.0011856 | 855.3554 | 0.00036026 | 855.1527 | 0.00022421 | 976.891 | 0.00675 | 855.1527 | 0.010505 | 976.678 | 0 | 976.891 | 0.19409 | 855.1527 | 0.00075282 | 855.3553 | 0.0010759
| 657.2018 | 0.00127 | 855.3921 | -0.00086159 | 657.2018 | 0.00027745 | 855.3921 | -0.0013878 | 846.0468 | 0 | 855.3921 | -0.0010608 | 855.5949 | 0 | 850.09 | -0.0023778 | 855.5949 | 0 | 855.5949 | 0 | 855.5948 | 0 | 850.09 | -0.0019397 | 855.5949 | 0 | 659.514 | 9.0173e-06 | 855.5949 | 0 | 855.5948 | 0 | 855.3921 | -0.00099808 | 977.0595 | 0.00545 | 855.3921 | 0.008404 | 976.8474 | 0 | 977.0595 | 0.19039 | 855.3921 | -9.3209e-05 | 855.5948 | 0.00053783
| 657.3242 | 0 | 855.6316 | 0.00048682 | 657.3242 | 0 | 855.6316 | 0.00057782 | 846.2841 | 0 | 855.6316 | 0.00081632 | 855.8344 | 0.0011429 | 850.33 | 0.0026476 | 855.8344 | 0.00171 | 855.8344 | 0.0011424 | 855.8344 | 0.00052329 | 850.33 | -0.00080189 | 855.8344 | 0.00056134 | 659.6344 | 8.7245e-06 | 855.8344 | 0.0011689 | 855.8344 | 0.00039951 | 855.6316 | 0.00089101 | 977.2279 | 0.00529 | 855.6316 | 0.010199 | 977.0168 | 0 | 977.2279 | 0.18616 | 855.6316 | 0.00049523 | 855.8344 | 0.0012219
| 657.4466 | 0.00058994 | 855.871 | -5.017e-05 | 657.4466 | 0.00109 | 855.871 | -0.00066059 | 846.5214 | 0 | 855.871 | -0.0011335 | 856.074 | 0 | 850.57 | 0.001231 | 856.074 | 0 | 856.074 | 0 | 856.074 | 0 | 850.57 | -8.6692e-05 | 856.074 | 0 | 659.7548 | 9.7902e-06 | 856.074 | 0 | 856.074 | 0 | 855.871 | -0.00101 | 977.3964 | 0.00528 | 855.871 | 0.0087602 | 977.1863 | 3.0002e-05 | 977.3964 | 0.1826 | 855.871 | -0.00013342 | 856.074 | 0.00043068
| 657.5691 | 0 | 856.1105 | 9.1654e-05 | 657.5691 | 0 | 856.1105 | -6.1507e-05 | 846.7587 | 0 | 856.1105 | 0.00051605 | 856.3135 | 0.0013222 | 850.8 | 0.00065769 | 856.3135 | 0.00101 | 856.3135 | 0.0012345 | 856.3135 | 0.00047832 | 850.8 | 0.002384 | 856.3135 | 0.0010573 | 659.8751 | 9.2632e-06 | 856.3135 | 0.00059421 | 856.3135 | 0.00011584 | 856.1105 | 0.00158 | 977.5648 | 0.0064 | 856.1105 | 0.0082937 | 977.3557 | 0 | 977.5648 | 0.17895 | 856.1105 | 0.00149 | 856.3135 | 0.0010867
| 657.6915 | 0.00080555 | 856.35 | -0.00025876 | 657.6915 | 0.00151 | 856.35 | -0.0018423 | 846.996 | 0 | 856.35 | -0.00082274 | 856.5531 | 0 | 851.04 | -0.00011805 | 856.5531 | 0 | 856.5531 | 0 | 856.5531 | 0 | 851.04 | -0.00070437 | 856.5531 | 0 | 659.9955 | 8.5137e-06 | 856.5531 | 0 | 856.5531 | 0 | 856.35 | -0.00064621 | 977.7333 | 0.00496 | 856.35 | 0.0074468 | 977.5252 | 1.0001e-05 | 977.7333 | 0.1756 | 856.35 | 0.00017588 | 856.5531 | 0.00055178
| 657.814 | 0 | 856.5894 | -0.0009979 | 657.814 | 0 | 856.5894 | 0.00060937 | 847.2333 | 0 | 856.5894 | 0.00058298 | 856.7927 | 0.00048558 | 851.28 | 0.00059023 | 856.7927 | 0.00095602 | 856.7927 | 0.00098105 | 856.7927 | 0.00013266 | 851.28 | -0.0010295 | 856.7927 | 0.00041223 | 660.1159 | 6.9211e-06 | 856.7927 | 0.00085364 | 856.7927 | 0.0003958 | 856.5894 | 0.00059176 | 977.9017 | 0.00582 | 856.5894 | 0.005206 | 977.6946 | 2.6669e-05 | 977.9017 | 0.17235 | 856.5894 | 0.00113 | 856.7927 | 0.0012421
| 657.9364 | 0.00066181 | 856.8289 | -0.0011043 | 657.9364 | 0.00118 | 856.8289 | -0.0011212 | 847.4706 | 0 | 856.8289 | -0.0012134 | 857.0322 | 0 | 851.52 | -0.0020405 | 857.0322 | 0 | 857.0322 | 0 | 857.0322 | 0 | 851.52 | 0.00027091 | 857.0322 | 0 | 660.2362 | 7.2021e-06 | 857.0322 | 0 | 857.0322 | 0 | 856.8289 | -0.00097681 | 978.0702 | 0.00614 | 856.8289 | 0.0059621 | 977.8641 | 1.0001e-05 | 978.0702 | 0.1697 | 856.8289 | -0.00023554 | 857.0322 | 0.00025046
| 658.0589 | 0 | 857.0684 | -0.00061885 | 658.0589 | 0 | 857.0684 | 0.00045171 | 847.7079 | 0 | 857.0684 | 0.00065987 | 857.2718 | 0.00056083 | 851.76 | -0.00065769 | 857.2718 | 0.00104 | 857.2718 | 0.00089881 | 857.2719 | 0.00049481 | 851.76 | 0.0011812 | 857.2718 | 0.00075591 | 660.3566 | 7.7642e-06 | 857.2718 | 0.0012933 | 857.2718 | 0.00033372 | 857.0684 | 0.00051541 | 978.2386 | 0.0068 | 857.0684 | 0.0055162 | 978.0335 | 6.6672e-06 | 978.2386 | 0.16724 | 857.0684 | 0.00105 | 857.2719 | 0.0010808
| 658.1814 | 0.00051807 | 857.3079 | -0.00065857 | 658.1814 | 0.0017 | 857.3079 | -0.00081094 | 847.9452 | 0 | 857.3079 | -0.001101 | 857.5114 | 0 | 852 | -0.0021416 | 857.5114 | 0 | 857.5114 | 0 | 857.5114 | 0 | 852 | 0.00040094 | 857.5114 | 0 | 660.477 | 8.1858e-06 | 857.5114 | 0 | 857.5114 | 0 | 857.3079 | -0.00056744 | 978.4071 | 0.0035 | 857.3079 | 0.0060894 | 978.203 | 3.0002e-05 | 978.4071 | 0.16518 | 857.3079 | -0.0003877 | 857.5114 | 0.00043675
| 658.3039 | 0 | 857.5474 | 0.00034709 | 658.3039 | 0 | 857.5474 | 0.00050249 | 848.1825 | 0 | 857.5474 | 0.00051697 | 857.751 | 0.00075065 | 852.24 | 0.00025296 | 857.751 | 0.0013 | 857.751 | 0.00087429 | 857.751 | 0.00047648 | 852.24 | 0.00043346 | 857.751 | 0.00057363 | 660.5973 | 8.0687e-06 | 857.751 | 0.0010278 | 857.751 | 0.00031453 | 857.5474 | 0.00113 | 978.5755 | 0.00585 | 857.5474 | 0.008687 | 978.3725 | 0 | 978.5755 | 0.16245 | 857.5474 | 0.00064519 | 857.751 | 0.001169
| 658.4264 | 0.00098522 | 857.7869 | 8.8006e-06 | 658.4264 | 0.0003468 | 857.7869 | -0.0016286 | 848.4199 | 0 | 857.7869 | -0.0011042 | 857.9906 | 0 | 852.48 | -0.00086005 | 857.9906 | 0 | 857.9906 | 0 | 857.9907 | 0 | 852.48 | -0.0012245 | 857.9906 | 0 | 660.7177 | 7.167e-06 | 857.9906 | 0 | 857.9907 | 0 | 857.7869 | -0.00107 | 978.744 | 0.00491 | 857.7869 | 0.0067495 | 978.5419 | 1.0001e-05 | 978.744 | 0.15983 | 857.7869 | -0.00037513 | 857.9907 | 0.00052868
| 658.5489 | 0 | 858.0264 | 0.00067981 | 658.5489 | 0 | 858.0264 | 0.0010712 | 848.6572 | 0 | 858.0264 | 0.00076105 | 858.2303 | 0.0014066 | 852.72 | -0.0021416 | 858.2303 | 0.00105 | 858.2303 | 0.0011312 | 858.2303 | 0.00088438 | 852.72 | -0.00060684 | 858.2303 | 0.00097634 | 660.8381 | 8.2327e-06 | 858.2303 | 0.0011655 | 858.2303 | 0.00033424 | 858.0264 | 0.00157 | 978.9124 | 0.00524 | 858.0264 | 0.0094465 | 978.7114 | 0 | 978.9124 | 0.15665 | 858.0264 | 0.00164 | 858.2303 | 0.0013167
| 658.6715 | 0.00030245 | 858.2659 | -0.00056277 | 658.6715 | 0.00121 | 858.2659 | -0.002335 | 848.8945 | 0 | 858.2659 | -0.001263 | 858.4699 | 0 | 852.96 | 0.00015177 | 858.4699 | 0 | 858.4699 | 0 | 858.4699 | 0 | 852.96 | 0.0013438 | 858.4699 | 0 | 660.9584 | 7.8462e-06 | 858.4699 | 0 | 858.4699 | 0 | 858.2659 | 0.00021649 | 979.0809 | 0.00452 | 858.2659 | 0.0052721 | 978.8809 | 1.0001e-05 | 979.0809 | 0.15382 | 858.2659 | -0.00083741 | 858.4699 | 0.00055547
| 658.794 | 0 | 858.5055 | 3.8529e-05 | 658.794 | 0 | 858.5055 | 0.00064698 | 849.1319 | 0 | 858.5055 | 0.00063423 | 858.7095 | 0.00080956 | 853.2 | -0.00015177 | 858.7095 | 0.00111 | 858.7095 | 0.000893 | 858.7095 | 0.00026271 | 853.2 | 0.0010836 | 858.7095 | 0.00074738 | 661.0788 | 7.7408e-06 | 858.7095 | 0.0011824 | 858.7095 | 0.00038423 | 858.5055 | 0.00056726 | 979.2493 | 0.00582 | 858.5055 | 0.0080389 | 979.0503 | 0 | 979.2493 | 0.15059 | 858.5055 | 0.00045765 | 858.7095 | 0.0012239
| 658.9165 | 0 | 858.745 | -0.00039825 | 658.9165 | 0.00149 | 858.745 | -0.0015014 | 849.3693 | 0 | 858.745 | -0.0012536 | 858.9492 | 0 | 853.44 | -0.00082632 | 858.9492 | 0 | 858.9492 | 0 | 858.9492 | 0 | 853.44 | -0.00067186 | 858.9492 | 0 | 661.1992 | 7.694e-06 | 858.9492 | 0 | 858.9492 | 0 | 858.745 | -0.00094964 | 979.4178 | 0.00503 | 858.745 | 0.005454 | 979.2198 | 3.0002e-05 | 979.4178 | 0.14752 | 858.745 | 1.3804e-05 | 858.9492 | 0.00046736
| 659.0391 | 0 | 858.9846 | 2.012e-06 | 659.0391 | 0 | 858.9846 | -0.00036429 | 849.6066 | 0 | 858.9846 | 0.00060312 | 859.1888 | 0.0010544 | 853.68 | 0.0010287 | 859.1888 | 0.00133 | 859.1888 | 0.0010277 | 859.1888 | 0.00080769 | 853.68 | 0.0013112 | 859.1888 | 0.001159 | 661.3196 | 7.8228e-06 | 859.1888 | 0.00094627 | 859.1888 | 0.00037111 | 858.9846 | 0.00062027 | 979.5862 | 0.00777 | 858.9846 | 0.0066066 | 979.3893 | 0 | 979.5862 | 0.1441 | 858.9846 | 0.00101 | 859.1888 | 0.0011231
| 659.1617 | 0 | 859.2241 | -0.0011444 | 659.1617 | 0.00091902 | 859.2241 | -0.0015493 | 849.8441 | 0 | 859.2241 | -0.0011393 | 859.4285 | 0 | 853.91 | -0.00028669 | 859.4285 | 0 | 859.4285 | 0 | 859.4285 | 0 | 853.91 | -0.0025248 | 859.4285 | 0 | 661.44 | 8.9353e-06 | 859.4285 | 0 | 859.4285 | 0 | 859.2241 | -0.00144 | 979.7547 | 0.00549 | 859.2241 | 0.0067732 | 979.5587 | 0 | 979.7547 | 0.14134 | 859.2241 | -0.00048401 | 859.4285 | 0.00040125
| 659.2842 | 0 | 859.4637 | -0.00034094 | 659.2842 | 0 | 859.4637 | 0.00012839 | 850.0814 | 0 | 859.4637 | 0.00066851 | 859.6681 | 0.001036 | 854.15 | -0.0018044 | 859.6681 | 0.00068537 | 859.6681 | 0.00080518 | 859.6682 | 0.00028503 | 854.15 | -0.00067186 | 859.6681 | 0.00064407 | 661.5604 | 7.8579e-06 | 859.6681 | 0.0012382 | 859.6681 | 0.00032621 | 859.4637 | 0.00149 | 979.9232 | 0.0057 | 859.4637 | 0.0063149 | 979.7282 | 0 | 979.9232 | 0.13819 | 859.4637 | 0.00161 | 859.6682 | 0.0010894
| 659.4068 | 1.4969e-05 | 859.7032 | -0.00057528 | 659.4068 | 0.00095371 | 859.7032 | -0.0021295 | 850.3188 | 0 | 859.7032 | -0.0012811 | 859.9078 | 0 | 854.39 | -0.001602 | 859.9078 | 0 | 859.9078 | 0 | 859.9078 | 0 | 854.39 | -0.00060684 | 859.9078 | 0 | 661.6807 | 8.6777e-06 | 859.9078 | 0 | 859.9078 | 0 | 859.7032 | -0.00040568 | 980.0916 | 0.00513 | 859.7032 | 0.0067998 | 979.8977 | 1.0001e-05 | 980.0916 | 0.13586 | 859.7032 | -0.00308 | 859.9078 | 0.00061144
| 659.5294 | 0 | 859.9428 | -0.00010612 | 659.5294 | 0 | 859.9428 | 0.00068114 | 850.5562 | 0 | 859.9428 | 0.00072647 | 860.1475 | 0.00075582 | 854.63 | 0.00072515 | 860.1475 | 0.00062366 | 860.1475 | 0.00067912 | 860.1475 | 0.00063333 | 854.63 | 0.00088859 | 860.1475 | 0.00013263 | 661.8011 | 8.9939e-06 | 860.1475 | 0.0011207 | 860.1475 | 0.00038138 | 859.9428 | 0.00138 | 980.2601 | 0.00455 | 859.9428 | 0.0074769 | 980.0672 | 0 | 980.2601 | 0.13305 | 859.9428 | 0.00468 | 860.1475 | 0.0012333
| 659.652 | 0.00087741 | 860.1824 | 5.9422e-05 | 659.652 | 0.0018 | 860.1824 | -0.0013442 | 850.7936 | 0 | 860.1824 | -0.00095218 | 860.3872 | 0 | 854.87 | -0.00048905 | 860.3872 | 0 | 860.3872 | 0 | 860.3872 | 0 | 854.87 | 0.0010511 | 860.3872 | 0 | 661.9215 | 9.8956e-06 | 860.3872 | 0 | 860.3872 | 0 | 860.1824 | -0.00067015 | 980.4285 | 0.00547 | 860.1824 | 0.005668 | 980.2367 | 3.0002e-05 | 980.4285 | 0.13074 | 860.1824 | -0.00019968 | 860.3872 | 0.00031082
| 659.7746 | 0 | 860.422 | 0.00063231 | 659.7746 | 0 | 860.422 | 0.00022434 | 851.0311 | 0 | 860.422 | 0.00062486 | 860.6269 | 0.0011114 | 855.11 | -0.0011636 | 860.6269 | 0.00050072 | 860.6269 | 0.00078528 | 860.6269 | 0.0007929 | 855.11 | 0.0022214 | 860.6269 | 0.0013966 | 662.0419 | 9.5677e-06 | 860.6269 | 0.0013588 | 860.6269 | 0.00036658 | 860.422 | 0.00053015 | 980.597 | 0.00619 | 860.422 | 0.0085003 | 980.4062 | 0 | 980.597 | 0.12785 | 860.422 | 0.00134 | 860.6269 | 0.0013684
| 659.8972 | 0.00033839 | 860.6616 | -9.076e-05 | 659.8972 | 0.00123 | 860.6616 | -0.0011025 | 851.2685 | 0 | 860.6616 | -0.0011147 | 860.8666 | 0 | 855.35 | -0.0020405 | 860.8666 | 0 | 860.8666 | 0 | 860.8666 | 0 | 855.35 | -0.00034676 | 860.8666 | 0 | 662.1623 | 8.7479e-06 | 860.8666 | 0 | 860.8666 | 0 | 860.6616 | -0.00041508 | 980.7655 | 0.00466 | 860.6616 | 0.0035464 | 980.5756 | 1.0001e-05 | 980.7655 | 0.12559 | 860.6616 | -0.00197 | 860.8666 | 0.00040668
| 660.0198 | 0 | 860.9012 | 2.5016e-05 | 660.0198 | 0 | 860.9012 | -0.00011099 | 851.5059 | 0 | 860.9012 | 0.0006281 | 861.1063 | 0.00091966 | 855.59 | 0.00086005 | 861.1063 | 0.00115 | 861.1063 | 0.001278 | 861.1063 | 0.00082453 | 855.59 | 0.00040094 | 861.1063 | 0.00066037 | 662.2827 | 9.4623e-06 | 861.1063 | 0.0011277 | 861.1063 | 0.00013824 | 860.9012 | 0.00032734 | 980.9339 | 0.0065 | 860.9012 | 0.0093368 | 980.7451 | 6.6672e-06 | 980.9339 | 0.12302 | 860.9012 | 0.00129 | 861.1063 | 0.0012691
| 660.1425 | 0 | 861.1408 | -0.00047251 | 660.1425 | 0.00158 | 861.1408 | -0.0013157 | 851.7434 | 0 | 861.1408 | -0.0010762 | 861.346 | 0 | 855.83 | -0.00052277 | 861.346 | 0 | 861.346 | 0 | 861.3461 | 0 | 855.83 | -0.00018422 | 861.346 | 0 | 662.4031 | 9.7668e-06 | 861.346 | 0 | 861.3461 | 0 | 861.1408 | -0.0006722 | 981.1024 | 0.00389 | 861.1408 | 0.0067436 | 980.9146 | 1.0001e-05 | 981.1024 | 0.12075 | 861.1408 | -0.00098515 | 861.3461 | 0.00044084
| 660.2651 | 0 | 861.3804 | 0.00034677 | 660.2651 | 0 | 861.3804 | 0.00054381 | 851.9808 | 0 | 861.3804 | 0.00069669 | 861.5858 | 0.0010391 | 856.07 | 0.0013322 | 861.5858 | 0.00053079 | 861.5858 | 0.00084183 | 861.5858 | 0.00044105 | 856.07 | 0.0015387 | 861.5858 | 0.00079931 | 662.5235 | 1.1008e-05 | 861.5858 | 0.00076565 | 861.5857 | 0.00036319 | 861.3804 | 0.00115 | 981.2709 | 0.00636 | 861.3804 | 0.0076555 | 981.0841 | 2.6669e-05 | 981.2709 | 0.11798 | 861.3804 | 0.00187 | 861.5858 | 0.0011116
| 660.3878 | 0.00062587 | 861.62 | -0.00053139 | 660.3878 | 0.00062425 | 861.62 | -0.0013658 | 852.2183 | 0 | 861.62 | -0.00098892 | 861.8255 | 0 | 856.31 | 0.00045532 | 861.8255 | 0 | 861.8255 | 0 | 861.8255 | 0 | 856.31 | -0.00028175 | 861.8255 | 0 | 662.6439 | 1.0223e-05 | 861.8255 | 0 | 861.8255 | 0 | 861.62 | -0.00107 | 981.4393 | 0.0039 | 861.62 | 0.0028408 | 981.2536 | 3.0002e-05 | 981.4393 | 0.11557 | 861.62 | 0.00017955 | 861.8255 | 0.00031425
| 660.5104 | 0 | 861.8596 | -0.00015901 | 660.5104 | 0 | 861.8596 | 0.001078 | 852.4558 | 0 | 861.8596 | 0.00048688 | 862.0653 | 0.001178 | 856.55 | 0.0036931 | 862.0653 | 0.00041678 | 862.0653 | 0.00069999 | 862.0652 | 0.00027974 | 856.55 | 0.0018314 | 862.0653 | 0.0009217 | 662.7643 | 1.0505e-05 | 862.0653 | 0.00079658 | 862.0652 | 0.00030719 | 861.8596 | 0.00048698 | 981.6078 | 0.00626 | 861.8596 | 0.0066938 | 981.4231 | 6.6672e-06 | 981.6078 | 0.11318 | 861.8596 | 0.00072618 | 862.0652 | 0.0012683
| 660.6331 | 0.00188 | 862.0993 | -0.00027066 | 660.6331 | 0.00041617 | 862.0993 | -0.0019265 | 852.6932 | 0 | 862.0993 | -0.0011552 | 862.305 | 0 | 856.79 | -0.00072515 | 862.305 | 0 | 862.305 | 0 | 862.305 | 0 | 856.79 | -0.00073687 | 862.305 | 0 | 662.8847 | 9.2984e-06 | 862.305 | 0 | 862.305 | 0 | 862.0993 | -0.00047771 | 981.7763 | 0.00484 | 862.0993 | 0.0045396 | 981.5926 | 5.0004e-05 | 981.7763 | 0.11112 | 862.0993 | -0.00086172 | 862.305 | 0.00048971
| 660.7558 | 0 | 862.3389 | 0.00025783 | 660.7558 | 0 | 862.3389 | 0.00062762 | 852.9307 | 0 | 862.3389 | 0.00077634 | 862.5448 | 0.00033404 | 857.03 | 0.0015684 | 862.5448 | 0.00095928 | 862.5448 | 0.00058517 | 862.5448 | 0.00073874 | 857.03 | 0.00079106 | 862.5448 | 0.0016909 | 663.0051 | 9.7668e-06 | 862.5448 | 0.0012872 | 862.5448 | 0.0001588 | 862.3389 | 0.00088946 | 981.9447 | 0.00587 | 862.3389 | 0.0081206 | 981.7621 | 6.6672e-06 | 981.9447 | 0.10876 | 862.3389 | 0.00199 | 862.5448 | 0.0012225
| 660.8785 | 0.00048213 | 862.5786 | -0.0016655 | 660.8785 | 0.00097105 | 862.5786 | -0.0013689 | 853.1683 | 0 | 862.5786 | -0.0013845 | 862.7845 | 0 | 857.27 | -0.00079259 | 862.7845 | 0 | 862.7845 | 0 | 862.7845 | 0 | 857.27 | -0.001322 | 862.7845 | 0 | 663.1255 | 8.8885e-06 | 862.7845 | 0 | 862.7845 | 0 | 862.5786 | -0.00099607 | 982.1132 | 0.00492 | 862.5786 | 0.00080273 | 981.9316 | 1.0001e-05 | 982.1132 | 0.10666 | 862.5786 | -0.00060547 | 862.7845 | 0.00023981
| 661.0012 | 0 | 862.8182 | 0.00053528 | 661.0012 | 0 | 862.8182 | -0.00074228 | 853.4058 | 0 | 862.8182 | 0.00054864 | 863.0243 | 0.00087689 | 857.5 | 0.00079259 | 863.0243 | 0.00073977 | 863.0243 | 0.00097495 | 863.0243 | 0.00071052 | 857.5 | 0.0017338 | 863.0243 | 0.0012244 | 663.2459 | 9.5677e-06 | 863.0243 | 0.00066441 | 863.0243 | 0.00034568 | 862.8182 | 0.00104 | 982.2817 | 0.00585 | 862.8182 | 0.0073244 | 982.1011 | 0 | 982.2817 | 0.10423 | 862.8182 | 0.00084913 | 863.0243 | 0.0010758
| 661.1239 | 0.00116 | 863.0579 | -0.00059314 | 661.1239 | 0.0014 | 863.0579 | -0.0012358 | 853.6432 | 0 | 863.0579 | -0.0013562 | 863.2641 | 0 | 857.74 | -0.0013322 | 863.2641 | 0 | 863.2641 | 0 | 863.2641 | 0 | 857.74 | -0.0013871 | 863.2641 | 0 | 663.3663 | 9.029e-06 | 863.2641 | 0 | 863.2641 | 0 | 863.0579 | -0.00139 | 982.4501 | 0.006 | 863.0579 | 0.0026999 | 982.2707 | 1.0001e-05 | 982.4501 | 0.10246 | 863.0579 | -0.00148 | 863.2641 | 0.00032818
| 661.2466 | 0 | 863.2976 | -0.00054068 | 661.2466 | 0 | 863.2976 | -0.0008993 | 853.8808 | 0 | 863.2976 | 0.00068614 | 863.5039 | 0.00093706 | 857.98 | -0.00025296 | 863.5039 | 0.00036022 | 863.5039 | 0.0005122 | 863.5039 | 0.00020339 | 857.98 | 0.00088859 | 863.5039 | 0.00062222 | 663.4867 | 8.502e-06 | 863.5039 | 0.00075714 | 863.5039 | 0.00024786 | 863.2976 | 0.00042387 | 982.6186 | 0.00561 | 863.2976 | 0.0072641 | 982.4402 | 6.6672e-06 | 982.6186 | 0.1004 | 863.2976 | 0.00103 | 863.5039 | 0.0013532
| 661.3694 | 0.00035636 | 863.5372 | -0.00031989 | 661.3694 | 0.00072829 | 863.5372 | -0.0018085 | 854.1183 | 0 | 863.5372 | -0.0010602 | 863.7437 | 0 | 858.22 | -0.0020068 | 863.7437 | 0 | 863.7437 | 0 | 863.7437 | 0 | 858.22 | -0.0013871 | 863.7437 | 0 | 663.6072 | 8.8299e-06 | 863.7437 | 0 | 863.7437 | 0 | 863.5372 | -0.00059784 | 982.7871 | 0.00535 | 863.5372 | 0.001598 | 982.6097 | 1.0001e-05 | 982.7871 | 0.09885 | 863.5372 | -0.00076176 | 863.7437 | 0.00032551
| 661.4921 | 0 | 863.7769 | 0.00063745 | 661.4921 | 0 | 863.7769 | 0.00051679 | 854.3558 | 0 | 863.7769 | 0.00083759 | 863.9835 | 0.0018706 | 858.46 | 0.0011636 | 863.9835 | 0.00113 | 863.9835 | 0.00092569 | 863.9835 | 0.00081998 | 858.46 | -0.00037928 | 863.9835 | 0.0015934 | 663.7276 | 7.7642e-06 | 863.9835 | 0.0010711 | 863.9835 | 0.00031541 | 863.7769 | 0.00078398 | 982.9556 | 0.00677 | 863.7769 | 0.0050912 | 982.7792 | 6.6672e-06 | 982.9556 | 0.09688 | 863.7769 | 0.00092542 | 863.9835 | 0.0012133
| 661.6149 | 0.00019465 | 864.0166 | -0.00079149 | 661.6149 | 0.00072829 | 864.0166 | -0.00119 | 854.5934 | 0 | 864.0166 | -0.0010731 | 864.2233 | 0 | 858.7 | -0.00072515 | 864.2233 | 0 | 864.2233 | 0 | 864.2233 | 0 | 858.7 | -0.0031426 | 864.2233 | 0 | 663.848 | 9.6731e-06 | 864.2233 | 0 | 864.2233 | 0 | 864.0166 | -0.00142 | 983.124 | 0.00564 | 864.0166 | 0.0038355 | 982.9487 | 1.0001e-05 | 983.124 | 0.09518 | 864.0166 | -0.00055584 | 864.2233 | 0.00030555
| 661.7376 | 0 | 864.2563 | -0.00053966 | 661.7376 | 0 | 864.2563 | -2.8099e-05 | 854.8309 | 0 | 864.2563 | 0.00091077 | 864.4632 | 0.0005048 | 858.94 | -0.0015684 | 864.4632 | 0.00084227 | 864.4632 | 6.3896e-06 | 864.4631 | 0.00053869 | 858.94 | 0.00072604 | 864.4632 | 0.0018344 | 663.9684 | 8.9939e-06 | 864.4632 | 0.0011124 | 864.4631 | 0.00044565 | 864.2563 | 0.00086078 | 983.2925 | 0.00552 | 864.2563 | 0.004676 | 983.1182 | 2.6669e-05 | 983.2925 | 0.09305 | 864.2563 | 0.00158 | 864.4631 | 0.001203
| 661.8604 | 0.00032042 | 864.496 | -0.0010692 | 661.8604 | 0.00090168 | 864.496 | -0.002008 | 855.0685 | 0 | 864.496 | -0.0012939 | 864.703 | 0 | 859.18 | 0.0015684 | 864.703 | 0 | 864.703 | 0 | 864.703 | 0 | 859.18 | -0.00086692 | 864.703 | 0 | 664.0888 | 1.1254e-05 | 864.703 | 0 | 864.703 | 0 | 864.496 | -0.00188 | 983.461 | 0.00526 | 864.496 | 0.0027251 | 983.2878 | 1.0001e-05 | 983.461 | 0.09119 | 864.496 | -0.00035336 | 864.703 | 0.00021415
| 661.9832 | 0 | 864.7357 | 0.00043851 | 661.9832 | 0 | 864.7357 | 0.0011125 | 855.306 | 0 | 864.7357 | 0.00084702 | 864.9428 | 0.0015856 | 859.42 | -0.0005565 | 864.9428 | 0.00071013 | 864.9428 | 0.00040573 | 864.9428 | 0.00027697 | 859.42 | 0.0016688 | 864.9428 | 0.00044512 | 664.2092 | 1.0797e-05 | 864.9428 | 0.0018555 | 864.9428 | 0.00030985 | 864.7357 | 0.00116 | 983.6295 | 0.00473 | 864.7357 | 0.0045313 | 983.4573 | 6.6672e-06 | 983.6295 | 0.08903 | 864.7357 | 0.00096411 | 864.9428 | 0.0011181
| 662.106 | 0.00087741 | 864.9754 | -0.00034716 | 662.106 | 0.00187 | 864.9754 | -0.0019709 | 855.5436 | 0 | 864.9754 | -0.0010543 | 865.1827 | 0 | 859.66 | -0.00025296 | 865.1827 | 0 | 865.1827 | 0 | 865.1827 | 0 | 859.66 | 0.0010186 | 865.1827 | 0 | 664.3297 | 1.061e-05 | 865.1827 | 0 | 865.1827 | 0 | 864.9754 | -0.00092234 | 983.7979 | 0.00594 | 864.9754 | -5.1067e-05 | 983.6268 | 1.0001e-05 | 983.7979 | 0.08737 | 864.9754 | -0.00114 | 865.1827 | 0.0002193
| 662.2287 | 0 | 865.2152 | -0.00016926 | 662.2287 | 0 | 865.2152 | -0.00015667 | 855.7812 | 0 | 865.2152 | 0.0005147 | 865.4225 | 0.0006607 | 859.9 | -0.00025296 | 865.4225 | 0.00165 | 865.4225 | 0 | 865.4225 | 4.4679e-05 | 859.9 | 0.00017338 | 865.4225 | 0.0003538 | 664.4501 | 9.1344e-06 | 865.4225 | 0.0006877 | 865.4226 | 0.00013705 | 865.2152 | 0.00024527 | 983.9664 | 0.00457 | 865.2152 | 0.0034338 | 983.7964 | 6.6672e-06 | 983.9664 | 0.08548 | 865.2152 | -3.1865e-05 | 865.4225 | 0.0011844
| 662.3515 | 0 | 865.4549 | -2.601e-05 | 662.3515 | 0.00058956 | 865.4549 | -0.0015806 | 856.0188 | 0 | 865.4549 | -0.0014483 | 865.6624 | 0 | 860.14 | -0.00052277 | 865.6624 | 0 | 865.6624 | 0 | 865.6624 | 0 | 860.14 | -0.0034351 | 865.6624 | 0 | 664.5705 | 8.5372e-06 | 865.6624 | 0 | 865.6624 | 0 | 865.4549 | -0.00156 | 984.1349 | 0.00433 | 865.4549 | 0.0020805 | 983.9659 | 3.0002e-05 | 984.1349 | 0.08399 | 865.4549 | -0.00037467 | 865.6624 | 0.00040732
| 662.4744 | 0 | 865.6946 | 0.0009371 | 662.4744 | 0 | 865.6946 | 0.00051949 | 856.2564 | 0 | 865.6946 | 0.00088338 | 865.9023 | 0.0010751 | 860.38 | -0.0011973 | 865.9023 | 0.00081548 | 865.9023 | 0.0014864 | 865.9023 | 0.0011262 | 860.38 | -0.00063934 | 865.9023 | 0.0012579 | 664.691 | 9.0524e-06 | 865.9023 | 0.0012186 | 865.9023 | 0.00030821 | 865.6946 | 0.00114 | 984.3034 | 0.00619 | 865.6946 | 0.0055077 | 984.1354 | 6.6672e-06 | 984.3034 | 0.0821 | 865.6946 | 0.00105 | 865.9023 | 0.0013807
| 662.5972 | 0.0004462 | 865.9344 | -0.00070527 | 662.5972 | 0.00062425 | 865.9344 | -0.0014929 | 856.494 | 0 | 865.9344 | -0.0010231 | 866.1422 | 0 | 860.62 | -0.0025465 | 866.1422 | 0 | 866.1422 | 0 | 866.1422 | 0 | 860.62 | -0.00076939 | 866.1422 | 0 | 664.8114 | 9.4623e-06 | 866.1422 | 0 | 866.1422 | 0 | 865.9344 | -0.00023379 | 984.4719 | 0.00642 | 865.9344 | 0.0028552 | 984.305 | 3.0002e-05 | 984.4719 | 0.08055 | 865.9344 | -0.00121 | 866.1422 | 0.00018339
| 662.72 | 0 | 866.1741 | 6.9992e-05 | 662.72 | 0 | 866.1741 | 0.00045095 | 856.7316 | 0 | 866.1741 | 0.00052342 | 866.382 | 0.00095999 | 860.86 | 0.00021923 | 866.382 | 0.00049058 | 866.382 | 0.0015363 | 866.382 | 2.5178e-05 | 860.86 | -0.00028175 | 866.382 | 0.00073279 | 664.9318 | 1.0493e-05 | 866.382 | 0.00080429 | 866.382 | 0.00024813 | 866.1741 | 0.00077329 | 984.6403 | 0.0058 | 866.1741 | 0.0052787 | 984.4745 | 6.6672e-06 | 984.6403 | 0.07864 | 866.1741 | 0.00156 | 866.382 | 0.0012855
| 662.8429 | 0.00073368 | 866.4139 | -0.00039889 | 662.8429 | 0.00031212 | 866.4139 | -0.0020792 | 856.9692 | 0 | 866.4139 | -0.0013751 | 866.6219 | 0 | 861.1 | -0.00052277 | 866.6219 | 0 | 866.6219 | 0 | 866.6219 | 0 | 861.1 | -0.00060684 | 866.6219 | 0 | 665.0522 | 1.068e-05 | 866.6219 | 0 | 866.6219 | 0 | 866.4139 | -0.00051944 | 984.8088 | 0.00617 | 866.4139 | 0.0022154 | 984.644 | 3.0002e-05 | 984.8088 | 0.07727 | 866.4139 | -0.00455 | 866.6219 | 0.00037204
| 662.9657 | 0 | 866.6537 | -0.00018478 | 662.9657 | 0 | 866.6537 | 0.00081033 | 857.2068 | 0 | 866.6537 | 0.00086613 | 866.8618 | 0.00082367 | 861.34 | 5.0592e-05 | 866.8618 | 0.00059349 | 866.8618 | 0.00029296 | 866.8618 | 0.00042693 | 861.34 | -0.0010295 | 866.8618 | 0.0013798 | 665.1727 | 1.006e-05 | 866.8618 | 0.0014601 | 866.8618 | 0.00034635 | 866.6537 | 0.00027331 | 984.9773 | 0.00575 | 866.6537 | 0.0042319 | 984.8136 | 6.6672e-06 | 984.9773 | 0.07554 | 866.6537 | 0.00573 | 866.8618 | 0.0013667
| 663.0886 | 0.0012 | 866.8934 | -0.00088543 | 663.0886 | 0.00097105 | 866.8934 | -0.001893 | 857.4445 | 0 | 866.8934 | -0.0013035 | 867.1018 | 0 | 861.58 | -5.0592e-05 | 867.1018 | 0 | 867.1018 | 0 | 867.1017 | 0 | 861.58 | 0.00062851 | 867.1018 | 0 | 665.2931 | 9.7668e-06 | 867.1018 | 0 | 867.1018 | 0 | 866.8934 | -0.00112 | 985.1458 | 0.00485 | 866.8934 | 0.0012524 | 984.9831 | 1.0001e-05 | 985.1458 | 0.0742 | 866.8934 | 0.00076655 | 867.1017 | 0.00023743
| 663.2115 | 0 | 867.1332 | 0.00037497 | 663.2115 | 0 | 867.1332 | -0.00014871 | 857.6821 | 0 | 867.1332 | 0.00060305 | 867.3417 | 0.00064994 | 861.81 | 0.0015008 | 867.3417 | 0.00054783 | 867.3417 | 0.00054978 | 867.3417 | 0.00032259 | 861.81 | 0.00040094 | 867.3417 | 0.00061913 | 665.4135 | 8.3147e-06 | 867.3417 | 0.00094096 | 867.3417 | 0.00042133 | 867.1332 | 0.00070167 | 985.3143 | 0.00601 | 867.1332 | 0.0039008 | 985.1527 | 6.6672e-06 | 985.3143 | 0.07239 | 867.1332 | 0.00187 | 867.3417 | 0.0013573
| 663.3343 | 0.00082352 | 867.373 | -0.00089752 | 663.3343 | 0.00147 | 867.373 | -0.001006 | 857.9198 | 0 | 867.373 | -0.0012689 | 867.5816 | 0 | 862.05 | -0.00075887 | 867.5816 | 0 | 867.5816 | 0 | 867.5816 | 0 | 862.05 | -0.0014521 | 867.5816 | 0 | 665.534 | 8.4786e-06 | 867.5816 | 0 | 867.5816 | 0 | 867.373 | -0.00163 | 985.4828 | 0.00508 | 867.373 | 0.0041365 | 985.3222 | 3.0002e-05 | 985.4828 | 0.07102 | 867.373 | -0.00083936 | 867.5816 | 0.00018465
| 663.4572 | 0 | 867.6128 | 4.1634e-06 | 663.4572 | 0 | 867.6128 | 0.00061675 | 858.1575 | 0 | 867.6128 | 0.0006873 | 867.8215 | 0.00046221 | 862.29 | -1.6864e-05 | 867.8215 | 0.00135 | 867.8215 | 0.0010331 | 867.8215 | 0.00048255 | 862.29 | 0.0009536 | 867.8215 | 0.00019467 | 665.6544 | 7.694e-06 | 867.8215 | 0.00094541 | 867.8215 | 0.00019588 | 867.6128 | 0.0005823 | 985.6512 | 0.00346 | 867.6128 | 0.0044419 | 985.4918 | 6.6672e-06 | 985.6512 | 0.06939 | 867.6128 | 0.00163 | 867.8215 | 0.00137
| 663.5801 | 0.00087741 | 867.8526 | -0.00028708 | 663.5801 | 0.00173 | 867.8526 | -0.0023954 | 858.3951 | 0 | 867.8526 | -0.0011415 | 868.0615 | 0 | 862.53 | -0.00045532 | 868.0615 | 0 | 868.0615 | 0 | 868.0615 | 0 | 862.53 | -0.0016797 | 868.0615 | 0 | 665.7749 | 8.9119e-06 | 868.0615 | 0 | 868.0615 | 0 | 867.8526 | -0.00101 | 985.8197 | 0.00392 | 867.8526 | 0.0015526 | 985.6613 | 1.0001e-05 | 985.8197 | 0.06812 | 867.8526 | -9.8579e-05 | 868.0615 | 0.00042366
| 663.703 | 0 | 868.0924 | -0.00073376 | 663.703 | 0 | 868.0924 | 0.00010429 | 858.6328 | 0 | 868.0924 | 0.0007215 | 868.3014 | 6.4318e-05 | 862.77 | 0.00062396 | 868.3014 | 0.00086498 | 868.3014 | 0.00018602 | 868.3015 | 0.00069352 | 862.77 | 0.00049847 | 868.3014 | 0.0014942 | 665.8953 | 9.2632e-06 | 868.3014 | 0.00056055 | 868.3015 | 0.00029431 | 868.0924 | 0.00024874 | 985.9882 | 0.00765 | 868.0924 | 0.0031097 | 985.8309 | 6.6672e-06 | 985.9882 | 0.06648 | 868.0924 | 0.00087506 | 868.3015 | 0.0011265
| 663.826 | 0.00104 | 868.3322 | -0.0012279 | 663.826 | 0.00083232 | 868.3322 | -0.0019117 | 858.8705 | 0 | 868.3322 | -0.0014872 | 868.5414 | 0 | 863.01 | -0.00065769 | 868.5414 | 0 | 868.5414 | 0 | 868.5414 | 0 | 863.01 | 0.0012787 | 868.5414 | 0 | 666.0158 | 9.5443e-06 | 868.5414 | 0 | 868.5414 | 0 | 868.3322 | -0.00128 | 986.1567 | 0.00809 | 868.3322 | 0.0013692 | 986.0005 | 3.0002e-05 | 986.1567 | 0.06525 | 868.3322 | -0.00036478 | 868.5414 | 0.00044487
| 663.9489 | 0 | 868.572 | -0.00023608 | 663.9489 | 0 | 868.572 | 0.0003324 | 859.1082 | 0 | 868.572 | 0.00079404 | 868.7814 | 0.0010228 | 863.25 | 0.0016358 | 868.7813 | 0.0011 | 868.7814 | 0.0016363 | 868.7814 | 0.00081558 | 863.25 | -0.00018422 | 868.7814 | 0.0013613 | 666.1362 | 9.0759e-06 | 868.7814 | 0.0015709 | 868.7814 | 0.00030248 | 868.572 | 0.00204 | 986.3252 | 0.00763 | 868.572 | 0.0063984 | 986.17 | 0 | 986.3252 | 0.06382 | 868.572 | 0.00117 | 868.7814 | 0.0011008
| 664.0718 | 0.00108 | 868.8119 | -0.00044405 | 664.0718 | 0.00192 | 868.8119 | -0.0014603 | 859.3459 | 0 | 868.8119 | -0.0014404 | 869.0213 | 0 | 863.49 | 0.0017707 | 869.0213 | 0 | 869.0213 | 0 | 869.0213 | 0 | 863.49 | -0.00076939 | 869.0213 | 0 | 666.2567 | 9.5443e-06 | 869.0213 | 0 | 869.0213 | 0 | 868.8119 | -0.00078079 | 986.4937 | 0.00612 | 868.8119 | 0.0042453 | 986.3396 | 1.0001e-05 | 986.4937 | 0.06256 | 868.8119 | 1.6585e-05 | 869.0213 | 0.00027691
| 664.1948 | 0 | 869.0517 | 0.00069035 | 664.1948 | 0 | 869.0517 | 0.00063308 | 859.5836 | 0 | 869.0517 | 0.0011353 | 869.2613 | 0.00037903 | 863.73 | -0.00038786 | 869.2613 | 0.0015 | 869.2613 | 0.0010452 | 869.2613 | 0.0011624 | 863.73 | -0.00073687 | 869.2613 | 0.00027567 | 666.3771 | 8.502e-06 | 869.2613 | 0.0015365 | 869.2613 | 0.00036668 | 869.0517 | 0.00113 | 986.6622 | 0.00494 | 869.0517 | 0.0050476 | 986.5092 | 6.6672e-06 | 986.6622 | 0.0611 | 869.0517 | 0.00244 | 869.2613 | 0.0012401
| 664.3177 | 0.00069774 | 869.2916 | -0.0012681 | 664.3177 | 0.00225 | 869.2916 | -0.0022884 | 859.8214 | 0 | 869.2916 | -0.0014828 | 869.5013 | 0 | 863.97 | -0.0022766 | 869.5013 | 0 | 869.5013 | 0 | 869.5013 | 0 | 863.97 | -0.00324 | 869.5013 | 0 | 666.4976 | 8.4201e-06 | 869.5013 | 0 | 869.5013 | 0 | 869.2916 | -0.0018 | 986.8306 | 0.00506 | 869.2916 | 0.0015067 | 986.6787 | 3.0002e-05 | 986.8306 | 0.05992 | 869.2916 | -0.000481 | 869.5013 | 0.00029477
| 664.4407 | 0 | 869.5314 | -8.4305e-05 | 664.4407 | 0 | 869.5314 | -0.00050972 | 860.059 | 0 | 869.5314 | 0.0010123 | 869.7413 | 0.00060283 | 864.21 | 0.0020742 | 869.7413 | 0.0013 | 869.7413 | 0.0013637 | 869.7413 | 0.00075704 | 864.21 | 0.0020915 | 869.7413 | 0.0012193 | 666.618 | 7.5183e-06 | 869.7413 | 0.00096616 | 869.7413 | 0.00025055 | 869.5314 | 0.00091892 | 986.9991 | 0.00677 | 869.5314 | 0.0047478 | 986.8483 | 0 | 986.9991 | 0.05867 | 869.5314 | 0.00118 | 869.7413 | 0.0011838
| 664.5637 | 0.00124 | 869.7713 | -0.00037257 | 664.5637 | 0.0006936 | 869.7713 | -0.0017907 | 860.2968 | 0 | 869.7713 | -0.001143 | 869.9813 | 0 | 864.45 | -0.00079259 | 869.9813 | 0 | 869.9813 | 0 | 869.9813 | 0 | 864.45 | -0.0015171 | 869.9813 | 0 | 666.7385 | 8.8534e-06 | 869.9813 | 0 | 869.9813 | 0 | 869.7713 | -0.00093274 | 987.1676 | 0.00728 | 869.7713 | 0.0019207 | 987.0179 | 3.0002e-05 | 987.1676 | 0.05743 | 869.7713 | -0.00112 | 869.9813 | 0.00031857
| 664.6867 | 0 | 870.0111 | -0.00012583 | 664.6867 | 0 | 870.0111 | 0.00041273 | 860.5345 | 0 | 870.0111 | 0.00091874 | 870.2213 | 0.00091255 | 864.69 | 0.0012648 | 870.2213 | 0.00028928 | 870.2213 | 0.0015329 | 870.2213 | 0.00069635 | 864.69 | 0.0013112 | 870.2213 | 0.00087975 | 666.8589 | 1.0469e-05 | 870.2213 | 0.0010032 | 870.2213 | 0.0003964 | 870.0111 | 0.00141 | 987.3361 | 0.00687 | 870.0111 | 0.0017423 | 987.1875 | 0 | 987.3361 | 0.0561 | 870.0111 | 0.00051256 | 870.2213 | 0.001266
| 664.8097 | 0 | 870.251 | -0.0001555 | 664.8097 | 0.00132 | 870.251 | -0.0011645 | 860.7723 | 0 | 870.251 | -0.0013944 | 870.4613 | 0 | 864.93 | -0.001231 | 870.4613 | 0 | 870.4613 | 0 | 870.4613 | 0 | 864.93 | -0.00076939 | 870.4613 | 0 | 666.9794 | 1.0516e-05 | 870.4613 | 0 | 870.4613 | 0 | 870.251 | -0.00108 | 987.5046 | 0.00547 | 870.251 | 0.0045157 | 987.357 | 3.0002e-05 | 987.5046 | 0.05515 | 870.251 | -0.00095977 | 870.4613 | 0.000277
| 664.9327 | 0 | 870.4909 | -0.00062617 | 664.9327 | 0 | 870.4909 | 0.00082212 | 861.01 | 0 | 870.4909 | 0.00072203 | 870.7014 | 0 | 865.17 | 0.0011636 | 870.7014 | 0.00068602 | 870.7014 | 0.0008661 | 870.7014 | 0 | 865.17 | -0.0023624 | 870.7014 | 0.00085493 | 667.0998 | 9.6263e-06 | 870.7014 | 0.00050981 | 870.7014 | 0.0002125 | 870.4909 | 0.00042228 | 987.6731 | 0.00496 | 870.4909 | 0.0021097 | 987.5266 | 2.6669e-05 | 987.6731 | 0.05409 | 870.4909 | 0.00097282 | 870.7014 | 0.00091361
| 665.0557 | 0.00073368 | 870.7308 | 3.7172e-05 | 665.0557 | 0.0016 | 870.7308 | -0.002292 | 861.2478 | 0 | 870.7308 | -0.0010007 | 870.9414 | 0 | 865.41 | -0.0027488 | 870.9414 | 0 | 870.9414 | 0 | 870.9414 | 0 | 865.41 | -0.0014846 | 870.9414 | 0 | 667.2203 | 8.947e-06 | 870.9414 | 0 | 870.9414 | 0 | 870.7307 | -0.00125 | 987.8416 | 0.0055 | 870.7308 | -0.00053511 | 987.6962 | 5.0004e-05 | 987.8416 | 0.05323 | 870.7307 | -0.00147 | 870.9414 | 0.00059439
| 665.1787 | 0 | 870.9706 | 0.00027637 | 665.1787 | 0 | 870.9706 | 0.00038934 | 861.4855 | 0 | 870.9706 | 0.00088483 | 871.1814 | 0.0014749 | 865.65 | -8.4319e-05 | 871.1814 | 0.00127 | 871.1814 | 0.001048 | 871.1815 | 0.00044231 | 865.65 | -0.00093193 | 871.1814 | 0.0015076 | 667.3408 | 8.7011e-06 | 871.1814 | 0.0013583 | 871.1815 | 0.00019583 | 870.9706 | 0.00093643 | 988.0101 | 0.0064 | 870.9706 | 0.0066923 | 987.8658 | 0 | 988.0101 | 0.05216 | 870.9706 | 0.00153 | 871.1815 | 0.0011369
| 665.3017 | 0.00024855 | 871.2105 | -0.00074669 | 665.3017 | 0.00205 | 871.2105 | -0.0015341 | 861.7233 | 0 | 871.2105 | -0.0013325 | 871.4215 | 0 | 865.89 | 0.00059023 | 871.4215 | 0 | 871.4215 | 0 | 871.4215 | 0 | 865.89 | -0.00073687 | 871.4215 | 0 | 667.4612 | 9.4272e-06 | 871.4215 | 0 | 871.4215 | 0 | 871.2105 | -0.0015 | 988.1786 | 0.00376 | 871.2105 | 0.0017071 | 988.0354 | 3.0002e-05 | 988.1786 | 0.05124 | 871.2105 | -0.00137 | 871.4215 | 0.00015198
| 665.4248 | 0 | 871.4504 | -3.5864e-05 | 665.4248 | 0 | 871.4504 | 0.00035302 | 861.9611 | 0 | 871.4504 | 0.00082566 | 871.6616 | 0.00087561 | 866.13 | 0.00052277 | 871.6616 | 0.00126 | 871.6616 | 0.00056976 | 871.6616 | 0.00091942 | 866.13 | -0.0012895 | 871.6616 | 0.00077382 | 667.5817 | 8.4201e-06 | 871.6616 | 0.00070923 | 871.6616 | 0.00035982 | 871.4504 | 0.00078811 | 988.3471 | 0.0068 | 871.4504 | 0.00031344 | 988.2049 | 0 | 988.3471 | 0.0502 | 871.4504 | 0.00207 | 871.6616 | 0.0012742
| 665.5478 | 0 | 871.6904 | -0.0015053 | 665.5478 | 0.00175 | 871.6904 | -0.0013998 | 862.1989 | 0 | 871.6904 | -0.0012244 | 871.9016 | 0 | 866.37 | -0.00075887 | 871.9016 | 0 | 871.9016 | 0 | 871.9016 | 0 | 866.37 | -0.00060684 | 871.9016 | 0 | 667.7022 | 9.7317e-06 | 871.9016 | 0 | 871.9016 | 0 | 871.6903 | -0.00188 | 988.5156 | 0.00455 | 871.6904 | 0.00020517 | 988.3745 | 1.0001e-05 | 988.5156 | 0.04926 | 871.6903 | -0.00086806 | 871.9016 | 0.00030785
| 665.6709 | 0 | 871.9303 | 0.00029402 | 665.6709 | 0 | 871.9303 | -0.0012747 | 862.4367 | 0 | 871.9303 | 0.00093492 | 872.1417 | 0.00025422 | 866.61 | 0.0023104 | 872.1417 | 0.00183 | 872.1417 | 0.0014106 | 872.1417 | 0.00059873 | 866.61 | 0.0032292 | 872.1417 | 0.00053843 | 667.8226 | 9.919e-06 | 872.1417 | 0.0014232 | 872.1417 | 0.00019983 | 871.9303 | 0.0018 | 988.6841 | 0.00649 | 871.9303 | 0.0029274 | 988.5441 | 6.6672e-06 | 988.6841 | 0.0481 | 871.9303 | 0.00103 | 872.1417 | 0.0012489
| 665.794 | 6.8875e-05 | 872.1702 | -0.0001378 | 665.794 | 0.00134 | 872.1702 | -0.0028297 | 862.6746 | 0 | 872.1702 | -0.0013197 | 872.3818 | 0 | 866.85 | -0.0011636 | 872.3818 | 0 | 872.3818 | 0 | 872.3818 | 0 | 866.85 | -0.00076939 | 872.3818 | 0 | 667.9431 | 1.1266e-05 | 872.3818 | 0 | 872.3818 | 0 | 872.1702 | -0.00109 | 988.8526 | 0.00596 | 872.1702 | -0.001684 | 988.7137 | 3.0002e-05 | 988.8526 | 0.04683 | 872.1702 | -0.00010666 | 872.3818 | 0.00036978
| 665.917 | 0 | 872.4101 | -0.00022599 | 665.917 | 0 | 872.4101 | 0.00090977 | 862.9124 | 0 | 872.4101 | 0.00084127 | 872.6219 | 0.00092935 | 867.09 | 0.0016358 | 872.6219 | 0.00094593 | 872.6219 | 0.00091577 | 872.6219 | 0.00024732 | 867.09 | -0.00015171 | 872.6219 | 0.00092829 | 668.0636 | 1.0528e-05 | 872.6219 | 0.00052404 | 872.6219 | 0.00036417 | 872.4101 | -0.00028141 | 989.0211 | 0.00582 | 872.4101 | 0.004431 | 988.8833 | 2.6669e-05 | 989.0211 | 0.04539 | 872.4101 | 0.00056098 | 872.6219 | 0.001196
| 666.0401 | 0.00017668 | 872.6501 | -0.0016052 | 666.0401 | 0.00029479 | 872.6501 | -0.0016285 | 863.1501 | 0 | 872.6501 | -0.0014866 | 872.862 | 0 | 867.32 | -0.0017032 | 872.862 | 0 | 872.862 | 0 | 872.862 | 0 | 867.32 | -0.001322 | 872.862 | 0 | 668.1841 | 1.0469e-05 | 872.862 | 0 | 872.862 | 0 | 872.6501 | -0.00106 | 989.1896 | 0.0048 | 872.6501 | 0.001345 | 989.0529 | 3.0002e-05 | 989.1896 | 0.04397 | 872.6501 | -4.9067e-05 | 872.862 | 0.00024213
| 666.1632 | 0 | 872.89 | -0.00025799 | 666.1632 | 0 | 872.89 | -0.00076427 | 863.388 | 0 | 872.89 | 0.00072039 | 873.1021 | 0.00060872 | 867.56 | -0.0017707 | 873.1021 | 0.00117 | 873.1021 | 0.0011878 | 873.1021 | 0.00043178 | 867.56 | -0.0033376 | 873.1021 | 0.00051318 | 668.3045 | 1.0341e-05 | 873.1021 | 0.0010043 | 873.102 | 0.00035225 | 872.89 | 0.00123 | 989.3581 | 0.00538 | 872.89 | 0.0033769 | 989.2225 | 0 | 989.3581 | 0.04254 | 872.89 | 0.0008167 | 873.1021 | 0.0012693
| 666.2863 | 0.00073368 | 873.13 | -0.00046217 | 666.2863 | 0.00113 | 873.13 | -0.00034464 | 863.6259 | 0 | 873.13 | -0.0013472 | 873.3422 | 0 | 867.8 | -0.00072515 | 873.3422 | 0 | 873.3422 | 0 | 873.3422 | 0 | 867.8 | 0.0013112 | 873.3422 | 0 | 668.425 | 1.0446e-05 | 873.3422 | 0 | 873.3422 | 0 | 873.13 | 8.9287e-05 | 989.5266 | 0.00426 | 873.13 | -0.0025828 | 989.3921 | 3.0002e-05 | 989.5266 | 0.04119 | 873.13 | -0.00598 | 873.3422 | 0.00033118
| 666.4095 | 0 | 873.3699 | -0.00020771 | 666.4095 | 0 | 873.3699 | 0.0016619 | 863.8637 | 0 | 873.3699 | 0.0006694 | 873.5823 | 0.00047587 | 868.04 | 0.001231 | 873.5823 | 0.00064871 | 873.5823 | 0.00087444 | 873.5823 | 0.00035673 | 868.04 | 0.00036844 | 873.5823 | 0.00058738 | 668.5455 | 9.7317e-06 | 873.5823 | 0.00092197 | 873.5823 | 0.00022225 | 873.3699 | 2.169e-05 | 989.6951 | 0.00585 | 873.3699 | 0.0026866 | 989.5617 | 6.6672e-06 | 989.6951 | 0.03959 | 873.3699 | 0.00634 | 873.5823 | 0.0013312
| 666.5326 | 0.00048213 | 873.6099 | -0.0010623 | 666.5326 | 0.00257 | 873.6099 | -0.0020968 | 864.1016 | 0 | 873.6099 | -0.0014664 | 873.8224 | 0 | 868.28 | -0.0015008 | 873.8224 | 0 | 873.8224 | 0 | 873.8224 | 0 | 868.28 | -0.0020698 | 873.8224 | 0 | 668.666 | 9.2749e-06 | 873.8224 | 0 | 873.8225 | 0 | 873.6099 | -0.00169 | 989.8636 | 0.0057 | 873.6099 | -0.0017104 | 989.7313 | 0 | 989.8636 | 0.03871 | 873.6099 | -0.00082186 | 873.8224 | 9.6898e-05
| 666.6557 | 0 | 873.8499 | 0.0013865 | 666.6557 | 0 | 873.8499 | -0.00014193 | 864.3394 | 0 | 873.8499 | 0.00059965 | 874.0626 | 0.001716 | 868.52 | 0.002108 | 874.0626 | 0.00217 | 874.0626 | 0.0022772 | 874.0626 | 0.0013681 | 868.52 | -0.00086692 | 874.0626 | 0.0011562 | 668.7865 | 9.4857e-06 | 874.0626 | 0.0017655 | 874.0626 | 0.0005613 | 873.8499 | 0.00124 | 990.0321 | 0.00529 | 873.8499 | 0.0030855 | 989.9009 | 0 | 990.0321 | 0.03723 | 873.8499 | 0.0011 | 874.0626 | 0.0016017
| 666.7789 | 0 | 874.0898 | -0.00090594 | 666.7789 | 0.00048552 | 874.0898 | -0.0010862 | 864.5773 | 0 | 874.0898 | -0.0011658 | 874.3027 | 0 | 868.76 | -0.0013997 | 874.3027 | 0 | 874.3027 | 0 | 874.3027 | 0 | 868.76 | -0.0021998 | 874.3027 | 0 | 668.907 | 1.1149e-05 | 874.3027 | 0 | 874.3027 | 0 | 874.0898 | -0.00096547 | 990.2006 | 0.00543 | 874.0898 | -5.757e-05 | 990.0706 | 1.0001e-05 | 990.2006 | 0.03697 | 874.0898 | -0.00101 | 874.3027 | 0.00026422
| 666.902 | 0 | 874.3298 | -0.00039321 | 666.902 | 0 | 874.3298 | -2.8736e-05 | 864.8152 | 0 | 874.3298 | 0.00065242 | 874.5429 | 0.0013924 | 869 | 0.0015684 | 874.5429 | 0.00098846 | 874.5429 | 0.0014594 | 874.5428 | 0.00092684 | 869 | 0.0013112 | 874.5429 | 0.0013067 | 669.0274 | 1.0013e-05 | 874.5429 | 0.0019953 | 874.5429 | 0.00036055 | 874.3298 | 0.00136 | 990.3691 | 0.00712 | 874.3298 | 0.0025664 | 990.2402 | 6.6672e-06 | 990.3691 | 0.0354 | 874.3298 | 0.00167 | 874.5428 | 0.0013096
| 667.0252 | 0.00019465 | 874.5698 | -0.0015175 | 667.0252 | 0.00121 | 874.5698 | -0.0020933 | 865.053 | 0 | 874.5698 | -0.0015441 | 874.783 | 0 | 869.24 | -0.0019057 | 874.783 | 0 | 874.783 | 0 | 874.783 | 0 | 869.24 | -0.00096444 | 874.783 | 0 | 669.1479 | 1.1184e-05 | 874.783 | 0 | 874.783 | 0 | 874.5698 | -0.00032366 | 990.5376 | 0.00452 | 874.5698 | 0.0024072 | 990.4098 | 3.0002e-05 | 990.5376 | 0.03521 | 874.5698 | -0.00177 | 874.783 | 0.00045634
| 667.1484 | 0.00014397 | 874.8098 | -0.00063185 | 667.1484 | 0 | 874.8098 | 0.00025018 | 865.291 | 0 | 874.8098 | 0.0006489 | 875.0232 | 0.00041205 | 869.48 | 0.00069142 | 875.0232 | 0.00032256 | 875.0232 | 0.00044205 | 875.0232 | 0.00036701 | 869.48 | 0.0002384 | 875.0232 | 0.00053659 | 669.2684 | 9.5443e-06 | 875.0232 | 0.0015733 | 875.0232 | 0.0004146 | 874.8098 | 0.00063726 | 990.7061 | 0.00545 | 874.8098 | -0.0019098 | 990.5794 | 0 | 990.7061 | 0.03382 | 874.8098 | 0.002 | 875.0232 | 0.001184
| 667.2716 | 0.00078757 | 875.0498 | -0.00014583 | 667.2716 | 0.00179 | 875.0498 | -0.0028893 | 865.5289 | 0 | 875.0498 | -0.0013264 | 875.2634 | 0 | 869.72 | -0.00059023 | 875.2634 | 0 | 875.2634 | 0 | 875.2634 | 0 | 869.72 | -0.0010295 | 875.2634 | 0 | 669.3889 | 1.1043e-05 | 875.2634 | 0 | 875.2634 | 0 | 875.0498 | -0.00043636 | 990.8746 | 0.00535 | 875.0498 | 0.0024422 | 990.749 | 1.0001e-05 | 990.8746 | 0.03371 | 875.0498 | -0.00172 | 875.2634 | 0.00033218
| 667.3948 | 0 | 875.2898 | -0.00046543 | 667.3948 | 0 | 875.2898 | -0.00028821 | 865.7668 | 0 | 875.2898 | 0.00075772 | 875.5036 | 0.0014618 | 869.96 | -0.00079259 | 875.5036 | 0.00062886 | 875.5036 | 0.00063988 | 875.5035 | 0 | 869.96 | 0.00062851 | 875.5036 | 0.00017804 | 669.5094 | 9.5209e-06 | 875.5036 | 0.0008219 | 875.5035 | 0.00026244 | 875.2898 | 0.00082472 | 991.0431 | 0.00594 | 875.2898 | 0.00067762 | 990.9186 | 6.6672e-06 | 991.0431 | 0.03278 | 875.2898 | 0.00056536 | 875.5035 | 0.0011259
| 667.518 | 0.00057197 | 875.5299 | -0.00099737 | 667.518 | 0.0014 | 875.5299 | -0.002358 | 866.0047 | 0 | 875.5299 | -0.00161 | 875.7438 | 0 | 870.2 | -0.0014334 | 875.7437 | 0 | 875.7438 | 0 | 875.7438 | 0 | 870.2 | -0.001257 | 875.7438 | 0 | 669.6299 | 9.9776e-06 | 875.7438 | 0 | 875.7438 | 0 | 875.5299 | -0.00137 | 991.2117 | 0.00601 | 875.5299 | -0.0045165 | 991.0883 | 1.0001e-05 | 991.2117 | 0.03286 | 875.5299 | -0.00142 | 875.7438 | 0.00011732
| 667.6412 | 0 | 875.7699 | 0.00036954 | 667.6412 | 0 | 875.7699 | 0.0008655 | 866.2426 | 0 | 875.7699 | 0.00077354 | 875.984 | 0.0020723 | 870.44 | 0.00042159 | 875.984 | 0.00061359 | 875.984 | 0.0005766 | 875.9839 | 0.00054639 | 870.44 | 0.00010836 | 875.984 | 0.0011772 | 669.7504 | 9.193e-06 | 875.984 | 0.001179 | 875.984 | 0.00030121 | 875.7699 | 0.00064259 | 991.3802 | 0.00577 | 875.7699 | 0.0050116 | 991.2579 | 6.6672e-06 | 991.3802 | 0.03258 | 875.7699 | 0.00119 | 875.9839 | 0.0012492
| 667.7644 | 0.00066181 | 876.0099 | -0.00088146 | 667.7644 | 0.00175 | 876.0099 | -0.0010835 | 866.4806 | 0 | 876.0099 | -0.001799 | 876.2242 | 0 | 870.68 | -0.0018719 | 876.2242 | 0 | 876.2242 | 0 | 876.2242 | 0 | 870.68 | -0.0015822 | 876.2242 | 0 | 669.8709 | 9.7082e-06 | 876.2242 | 0 | 876.2242 | 0 | 876.0099 | -0.00129 | 991.5487 | 0.00719 | 876.0099 | 0.0003228 | 991.4275 | 3.0002e-05 | 991.5487 | 0.03309 | 876.0099 | -0.00153 | 876.2242 | 0.00027185
| 667.8877 | 0 | 876.25 | -0.00033175 | 667.8877 | 0 | 876.25 | 0.0013896 | 866.7185 | 0 | 876.25 | 0.00085028 | 876.4644 | 0.0006221 | 870.92 | 0.00065769 | 876.4644 | 0.00086064 | 876.4644 | 0.00030726 | 876.4644 | 0.00045537 | 870.92 | 0.0009536 | 876.4644 | 0.0010688 | 669.9914 | 9.4272e-06 | 876.4644 | 0.0012043 | 876.4644 | 0.0003622 | 876.25 | 0.00083684 | 991.7172 | 0.00605 | 876.25 | -1.7802e-05 | 991.5972 | 6.6672e-06 | 991.7172 | 0.0334 | 876.25 | -0.00028864 | 876.4644 | 0.0012501
| 668.0109 | 0.00084148 | 876.49 | -0.0011997 | 668.0109 | 0.00172 | 876.49 | -0.0019226 | 866.9565 | 0 | 876.49 | -0.0014311 | 876.7046 | 0 | 871.16 | -0.0014672 | 876.7046 | 0 | 876.7046 | 0 | 876.7046 | 0 | 871.16 | -0.0020698 | 876.7046 | 0 | 670.1119 | 1.0469e-05 | 876.7046 | 0 | 876.7046 | 0 | 876.49 | -0.00126 | 991.8857 | 0.00584 | 876.49 | -0.0011265 | 991.7668 | 1.0001e-05 | 991.8857 | 0.03422 | 876.49 | -0.00131 | 876.7046 | 0.0002886
| 668.1341 | 0 | 876.7301 | -0.00023681 | 668.1341 | 0 | 876.7301 | 0.0002236 | 867.1944 | 0 | 876.7301 | 0.00057282 | 876.9448 | 0.00070186 | 871.4 | 0.00011805 | 876.9448 | 0.00103 | 876.9448 | 0.00097118 | 876.9448 | 0.00022981 | 871.4 | 0.00059601 | 876.9448 | 0.00050327 | 670.2324 | 9.7668e-06 | 876.9448 | 0.00070375 | 876.9448 | 0.00028704 | 876.7301 | 0.00031906 | 992.0542 | 0.00619 | 876.7301 | 0.0012175 | 991.9364 | 6.6672e-06 | 992.0542 | 0.03484 | 876.7301 | 0.00273 | 876.9448 | 0.0015368
| 668.2574 | 5.091e-05 | 876.9701 | -0.0011068 | 668.2574 | 0.00109 | 876.9701 | -0.0019669 | 867.4324 | 0 | 876.9701 | -0.0013968 | 877.1851 | 0 | 871.64 | 0.0020068 | 877.1851 | 0 | 877.1851 | 0 | 877.1851 | 0 | 871.64 | -0.00018422 | 877.1851 | 0 | 670.3529 | 1.0165e-05 | 877.1851 | 0 | 877.1851 | 0 | 876.9701 | -0.00145 | 992.2227 | 0.00545 | 876.9701 | 0.00039891 | 992.1061 | 3.0002e-05 | 992.2227 | 0.03493 | 876.9701 | -0.00026084 | 877.1851 | 0.00025994
| 668.3807 | 0 | 877.2102 | 0.00012786 | 668.3807 | 0.00019118 | 877.2102 | 4.3578e-05 | 867.6703 | 0 | 877.2102 | 0.0010324 | 877.4253 | 0.0015042 | 871.88 | 0.00072515 | 877.4253 | 0.00202 | 877.4253 | 0.00088097 | 877.4253 | 0.0007011 | 871.88 | -0.00076939 | 877.4253 | 0.00079309 | 670.4734 | 9.2398e-06 | 877.4253 | 0.0010424 | 877.4253 | 0.00022877 | 877.2102 | 0.00060127 | 992.3912 | 0.0071 | 877.2102 | 0.00352 | 992.2757 | 0 | 992.3912 | 0.03522 | 877.2102 | 0.00249 | 877.4253 | 0.0014328
| 668.504 | 0.00041025 | 877.4503 | -0.000746 | 668.504 | 0.00027745 | 877.4503 | -0.0010304 | 867.9083 | 0 | 877.4503 | -0.0013221 | 877.6656 | 0 | 872.12 | -0.0001855 | 877.6656 | 0 | 877.6656 | 0 | 877.6656 | 0 | 872.12 | -0.0016797 | 877.6656 | 0 | 670.5939 | 9.3452e-06 | 877.6656 | 0 | 877.6656 | 0 | 877.4502 | -0.00049287 | 992.5598 | 0.00598 | 877.4503 | -0.0014169 | 992.4453 | 3.0002e-05 | 992.5598 | 0.03404 | 877.4502 | -0.00080901 | 877.6656 | 0.00036764
| 668.6273 | 0 | 877.6903 | -0.00042128 | 668.6273 | 0 | 877.6903 | 0.00028523 | 868.1464 | 0 | 877.6903 | 0.00073955 | 877.9058 | 0.0011487 | 872.36 | -0.00038786 | 877.9058 | 0.00105 | 877.9058 | 0.00073862 | 877.9058 | 0.00084362 | 872.36 | 0.0011162 | 877.9058 | 0.0013246 | 670.7144 | 9.7668e-06 | 877.9058 | 0.001135 | 877.9058 | 0.00023208 | 877.6903 | 5.2407e-05 | 992.7283 | 0.00575 | 877.6903 | 0.0057805 | 992.615 | 6.6672e-06 | 992.7283 | 0.03395 | 877.6903 | 0.0017 | 877.9058 | 0.0009934
| 668.7506 | 0.00165 | 877.9304 | 3.3201e-05 | 668.7506 | 0.00091902 | 877.9304 | -0.0020299 | 868.3843 | 0 | 877.9304 | -0.0016112 | 878.1461 | 0 | 872.6 | -0.0019731 | 878.1461 | 0 | 878.1461 | 0 | 878.1461 | 0 | 872.6 | -0.0033376 | 878.1461 | 0 | 670.8349 | 9.2398e-06 | 878.1461 | 0 | 878.1461 | 0 | 877.9304 | -0.0019 | 992.8968 | 0.00538 | 877.9304 | -0.0025745 | 992.7846 | 5.0004e-05 | 992.8968 | 0.03132 | 877.9304 | -0.00056712 | 878.1461 | 0.00048536
| 668.8739 | 0 | 878.1705 | 0.00056726 | 668.8739 | 0 | 878.1705 | -0.0004879 | 868.6223 | 0 | 878.1705 | 0.0012941 | 878.3864 | 0.00072645 | 872.84 | 0.0018381 | 878.3864 | 0.00197 | 878.3864 | 0.0019237 | 878.3864 | 0.0010705 | 872.84 | 0.00075855 | 878.3864 | 0.0012915 | 670.9554 | 9.5911e-06 | 878.3864 | 0.001987 | 878.3863 | 0.00043038 | 878.1705 | 0.00181 | 993.0653 | 0.00545 | 878.1705 | 0.0022582 | 992.9543 | 6.6672e-06 | 993.0653 | 0.03078 | 878.1705 | 0.00225 | 878.3864 | 0.0015965
| 668.9972 | 5.091e-05 | 878.4106 | -0.00056422 | 668.9972 | 0.00106 | 878.4106 | -0.0017289 | 868.8604 | 0 | 878.4106 | -0.0017903 | 878.6267 | 0 | 873.08 | 0.0010961 | 878.6267 | 0 | 878.6267 | 0 | 878.6266 | 0 | 873.08 | -0.00099695 | 878.6267 | 0 | 671.076 | 8.7245e-06 | 878.6267 | 0 | 878.6267 | 0 | 878.4106 | -0.00106 | 993.2338 | 0.00508 | 878.4106 | -0.00092623 | 993.1239 | 0 | 993.2338 | 0.02869 | 878.4106 | -0.00116 | 878.6266 | 0.00044627
| 669.1205 | 0 | 878.6507 | -0.00073357 | 669.1205 | 0 | 878.6507 | -0.00058309 | 869.0984 | 0 | 878.6507 | 0.00085453 | 878.8669 | 0.00042884 | 873.32 | 0.0036257 | 878.8669 | 0.00119 | 878.8669 | 0.00089575 | 878.8669 | 0 | 873.32 | 0.00075855 | 878.8669 | 1.0222e-05 | 671.1965 | 8.2561e-06 | 878.8669 | 0.0013225 | 878.8669 | 0.00027714 | 878.6507 | 0.00171 | 993.4023 | 0.00719 | 878.6507 | 0.0024294 | 993.2936 | 6.6672e-06 | 993.4023 | 0.02829 | 878.6507 | 0.00275 | 878.8669 | 0.0011663
| 669.2439 | 0.00010482 | 878.8908 | -0.0011953 | 669.2439 | 0.00123 | 878.8908 | -0.0026724 | 869.3364 | 0 | 878.8908 | -0.0016961 | 879.1072 | 0 | 873.56 | -0.0017707 | 879.1072 | 0 | 879.1072 | 0 | 879.1072 | 0 | 873.56 | -0.00099695 | 879.1072 | 0 | 671.317 | 7.3544e-06 | 879.1072 | 0 | 879.1072 | 0 | 878.8908 | -0.00167 | 993.5708 | 0.00647 | 878.8908 | 0.00039444 | 993.4633 | 1.0001e-05 | 993.5708 | 0.02729 | 878.8908 | -0.0011 | 879.1072 | 0.00022223
| 669.3672 | 0 | 879.131 | -0.00050822 | 669.3672 | 0 | 879.131 | -0.00089355 | 869.5745 | 0 | 879.131 | 0.00076666 | 879.3475 | 0.00081951 | 873.8 | -0.0011636 | 879.3475 | 0.00093817 | 879.3475 | 0.0007767 | 879.3475 | 0.00020397 | 873.8 | 0.0011487 | 879.3475 | 0.00037425 | 671.4375 | 7.0382e-06 | 879.3475 | 0.001241 | 879.3475 | 0.00027366 | 879.131 | 0.00072471 | 993.7394 | 0.00476 | 879.131 | 0.002189 | 993.6329 | 6.6672e-06 | 993.7394 | 0.02661 | 879.131 | 0.00209 | 879.3475 | 0.0011063
| 669.4906 | 0 | 879.3711 | -0.00092813 | 669.4906 | 0.00076297 | 879.3711 | -0.0010594 | 869.8125 | 0 | 879.3711 | -0.001745 | 879.5879 | 0 | 874.04 | -0.0010287 | 879.5879 | 0 | 879.5879 | 0 | 879.5879 | 0 | 874.04 | 0.00010836 | 879.5879 | 0 | 671.558 | 8.5606e-06 | 879.5879 | 0 | 879.5879 | 0 | 879.3711 | -0.00038472 | 993.9079 | 0.00417 | 879.3711 | -0.0037538 | 993.8026 | 1.0001e-05 | 993.9079 | 0.02716 | 879.3711 | -0.00121 | 879.5879 | 8.7339e-05
| 669.614 | 5.399e-05 | 879.6112 | -0.00083619 | 669.614 | 0 | 879.6112 | -0.00029364 | 870.0505 | 0 | 879.6112 | 0.001161 | 879.8282 | 0.0011037 | 874.28 | 5.0592e-05 | 879.8282 | 0.00095397 | 879.8282 | 0.00036773 | 879.8282 | 0.00028161 | 874.28 | 0.0017338 | 879.8282 | 0.00066653 | 671.6785 | 8.7831e-06 | 879.8282 | 0.001423 | 879.8282 | 0.0002726 | 879.6112 | 0.00165 | 994.0764 | 0.00647 | 879.6112 | 0.005385 | 993.9722 | 6.6672e-06 | 994.0764 | 0.02657 | 879.6112 | 0.00137 | 879.8282 | 0.00133
| 669.7373 | 0.0004462 | 879.8514 | -0.00014717 | 669.7373 | 0.00084967 | 879.8514 | -0.0024696 | 870.2886 | 0 | 879.8514 | -0.0017085 | 880.0685 | 0 | 874.52 | -0.00048905 | 880.0685 | 0 | 880.0685 | 0 | 880.0685 | 0 | 874.52 | 0.00027091 | 880.0685 | 0 | 671.7991 | 9.1812e-06 | 880.0685 | 0 | 880.0685 | 0 | 879.8514 | -0.00075722 | 994.2449 | 0.0054 | 879.8514 | 0.0010543 | 994.1419 | 1.0001e-05 | 994.2449 | 0.02781 | 879.8514 | -0.00648 | 880.0685 | 4.082e-05
| 669.8607 | 0 | 880.0915 | 0.00039784 | 669.8607 | 0 | 880.0915 | 0.00073075 | 870.5267 | 0 | 880.0915 | 0.00085362 | 880.3089 | 0.0012062 | 874.76 | 0.00021923 | 880.3089 | 0.00091355 | 880.3089 | 0.0018319 | 880.3088 | 0.00058708 | 874.76 | 0.00027091 | 880.3089 | 0.0016553 | 671.9196 | 8.584e-06 | 880.3089 | 0.0010006 | 880.3088 | 0.00022619 | 880.0915 | 0.00175 | 994.4134 | 0.008 | 880.0915 | 0.0040764 | 994.3116 | 0 | 994.4134 | 0.02688 | 880.0915 | 0.00579 | 880.3088 | 0.0013395
| 669.9841 | 0.00089539 | 880.3317 | -0.0010704 | 669.9841 | 0.00065893 | 880.3317 | -0.0025017 | 870.7648 | 0 | 880.3317 | -0.0017288 | 880.5492 | 0 | 875 | 0.00079259 | 880.5492 | 0 | 880.5492 | 0 | 880.5492 | 0 | 875 | -0.0016472 | 880.5492 | 0 | 672.0401 | 5.9725e-06 | 880.5492 | 0 | 880.5492 | 0 | 880.3317 | -0.00234 | 994.582 | 0.00542 | 880.3317 | 0.00032559 | 994.4812 | 1.0001e-05 | 994.582 | 0.02627 | 880.3317 | -0.00098689 | 880.5492 | 0.00010203
| 670.1075 | 0 | 880.5718 | -0.00079968 | 670.1075 | 0 | 880.5718 | -0.0024843 | 871.0028 | 0 | 880.5718 | -0.0014681 | 880.7895 | 0 | 875.24 | -0.00086005 | 880.7895 | 0 | 880.7895 | 0 | 880.7896 | 0 | 875.24 | -0.00060684 | 880.7895 | 0 | 672.1606 | 1.7203e-05 | 880.7895 | 0 | 880.7895 | 0 | 880.5718 | -0.00064731 | 994.7505 | 0.00622 | 880.5718 | 0.00042818 | 994.6509 | 0 | 994.7505 | 0.02591 | 880.5718 | -0.00197 | 880.7896 | 0.00014483
| 670.2309 | 0 | 880.812 | 0.00021107 | 670.2309 | 0.00125 | 880.812 | 0.0013227 | 871.2409 | 0 | 880.812 | 0.0011093 | 881.0299 | 0.00052129 | 875.48 | 0.00038786 | 881.0299 | 0.0009206 | 881.0299 | 0.0010451 | 881.0299 | 0.00064308 | 875.48 | -0.00060684 | 881.0299 | 0.00033957 | 672.2812 | 1.4252e-05 | 881.0299 | 0.001651 | 881.0299 | 0.00033249 | 880.812 | -0.00010421 | 994.919 | 0.00642 | 880.812 | 0.0023192 | 994.8206 | 5.0004e-05 | 994.919 | 0.02462 | 880.812 | 0.00128 | 881.0299 | 0.0012256
| 670.3544 | 0 | 881.0522 | -0.0011486 | 670.3544 | 0 | 881.0522 | -0.002897 | 871.479 | 0 | 881.0522 | -0.0017545 | 881.2703 | 0 | 875.72 | 0.00062396 | 881.2703 | 0 | 881.2703 | 0 | 881.2703 | 0 | 875.72 | 0.0010836 | 881.2703 | 0 | 672.4017 | 2.8434e-05 | 881.2703 | 0 | 881.2703 | 0 | 881.0522 | -0.00114 | 995.0875 | 0.0077 | 881.0522 | 0.0022591 | 994.9902 | 0 | 995.0875 | 0.02535 | 881.0522 | -0.00155 | 881.2703 | 8.2208e-05
| 670.4778 | 0.00106 | 881.2923 | -0.00037674 | 670.4778 | 0.00144 | 881.2923 | -0.00096882 | 871.7171 | 0 | 881.2923 | 0.0010235 | 881.5107 | 0.00074265 | 875.96 | -0.00021923 | 881.5107 | 0.00091724 | 881.5107 | 0.00048537 | 881.5107 | 0.00071884 | 875.96 | -5.4182e-05 | 881.5107 | 0.0011578 | 672.5222 | 1.4287e-05 | 881.5107 | 0.0018948 | 881.5107 | 0.00023414 | 881.2923 | 0.00099344 | 995.256 | 0.00571 | 881.2923 | 0.00047371 | 995.1599 | 5.0004e-05 | 995.256 | 0.02233 | 881.2923 | 0.00085664 | 881.5107 | 0.0012394
| 670.6013 | 0 | 881.5325 | -0.00059212 | 670.6013 | 0 | 881.5325 | -0.0031375 | 871.9553 | 0 | 881.5325 | -0.0017959 | 881.751 | 0 | 876.2 | -0.0012985 | 881.751 | 0 | 881.751 | 0 | 881.751 | 0 | 876.2 | -0.00015171 | 881.751 | 0 | 672.6428 | 2.9207e-05 | 881.751 | 0 | 881.751 | 0 | 881.5325 | -0.00232 | 995.4246 | 0.00541 | 881.5325 | 0.00010264 | 995.3296 | 0 | 995.4246 | 0.02237 | 881.5325 | -0.0015 | 881.751 | 9.3015e-05
| 670.7247 | 0.00075165 | 881.7727 | 0.00056614 | 670.7247 | 0.00095371 | 881.7727 | 0.00046659 | 872.1934 | 0 | 881.7727 | 0.0012332 | 881.9914 | 0.00062415 | 876.44 | 0.0013322 | 881.9914 | 0.0017 | 881.9914 | 0.0017559 | 881.9915 | 0.0014295 | 876.44 | -0.00063934 | 881.9914 | 0.00078257 | 672.7633 | 1.5002e-05 | 881.9914 | 0.0013481 | 881.9915 | 0.00046786 | 881.7727 | 0.00222 | 995.5931 | 0.00651 | 881.7727 | -0.0012377 | 995.4993 | 5.0004e-05 | 995.5931 | 0.01948 | 881.7727 | 0.0006454 | 881.9915 | 0.0014085
| 670.8482 | 0 | 882.0129 | -0.0013377 | 670.8482 | 0 | 882.0129 | -0.0015189 | 872.4315 | 0 | 882.0129 | -0.00174 | 882.2318 | 0 | 876.68 | -0.0001855 | 882.2318 | 0 | 882.2318 | 0 | 882.2318 | 0 | 876.68 | 0.0022864 | 882.2318 | 0 | 672.8838 | 3.087e-05 | 882.2318 | 0 | 882.2318 | 0 | 882.0129 | -0.00155 | 995.7616 | 0.00524 | 882.0129 | -0.0027299 | 995.6689 | 0 | 995.7616 | 0.01972 | 882.0129 | -0.00153 | 882.2318 | 8.0195e-05
| 670.9716 | 0.00199 | 882.2531 | 0.00041112 | 670.9716 | 0.00084967 | 882.2531 | 0.0009611 | 872.6696 | 0 | 882.2531 | 0.0011016 | 882.4722 | 0.0018101 | 876.92 | -0.00035414 | 882.4722 | 0.0017 | 882.4722 | 0.0016475 | 882.4722 | 0.00084149 | 876.92 | -0.0010295 | 882.4722 | 0.00221 | 673.0044 | 1.6055e-05 | 882.4722 | 0.00097663 | 882.4722 | 0.00031854 | 882.2531 | 0.00219 | 995.9302 | 0.00614 | 882.2531 | 0.005501 | 995.8386 | 6.9993e-05 | 995.9302 | 0.01763 | 882.2531 | 0.00122 | 882.4722 | 0.0016177
| 671.0951 | 0 | 882.4933 | -0.00070035 | 671.0951 | 0 | 882.4933 | -0.002506 | 872.9078 | 0 | 882.4933 | -0.0016618 | 882.7126 | 0 | 877.16 | 0.00045532 | 882.7126 | 0 | 882.7126 | 0 | 882.7126 | 0 | 877.16 | -0.00080189 | 882.7126 | 0 | 673.1249 | 3.1982e-05 | 882.7126 | 0 | 882.7127 | 0 | 882.4933 | -0.0011 | 996.0987 | 0.00517 | 882.4933 | -0.0048666 | 996.0083 | 0 | 996.0987 | 0.01757 | 882.4933 | -0.00101 | 882.7126 | 0.00022266
| 671.2186 | 0.00096726 | 882.7336 | -0.00057689 | 671.2186 | 0.00127 | 882.7336 | 0.00052502 | 873.1459 | 0 | 882.7336 | 0.00023249 | 882.9531 | 0.0013995 | 877.4 | -0.0022766 | 882.9531 | 0.00088446 | 882.9531 | 0 | 882.9531 | 0 | 877.4 | -0.00073687 | 882.9531 | 0.0016438 | 673.2455 | 1.6255e-05 | 882.9531 | 0.0018907 | 882.9531 | 0.00022467 | 882.7336 | 0.00071345 | 996.2672 | 0.0041 | 882.7336 | -0.0010915 | 996.178 | 3.0002e-05 | 996.2672 | 0.01565 | 882.7336 | 0.00133 | 882.9531 | 0.0015539
| 671.3421 | 0 | 882.9738 | -0.00071426 | 671.3421 | 0 | 882.9738 | -0.0014018 | 873.3841 | 0 | 882.9738 | -0.0018714 | 883.1935 | 0 | 877.64 | -0.00035414 | 883.1935 | 0 | 883.1935 | 0 | 883.1935 | 0 | 877.64 | -0.00067186 | 883.1935 | 0 | 673.366 | 3.0542e-05 | 883.1935 | 0 | 883.1935 | 0 | 882.9738 | -0.00096592 | 996.4357 | 0.00629 | 882.9738 | -0.00033517 | 996.3477 | 0 | 996.4357 | 0.01572 | 882.9738 | -0.0012 | 883.1935 | 0.00010954
| 671.4657 | 0.00087741 | 883.214 | -6.4598e-05 | 671.4657 | 0.00173 | 883.214 | 0.0024429 | 873.6223 | 0 | 883.214 | 0.00090402 | 883.4339 | 0.0012426 | 877.88 | -0.00042159 | 883.4339 | 0.00076766 | 883.4339 | 0.00081014 | 883.4339 | 0.00033775 | 877.88 | -0.00060684 | 883.4339 | 0.002228 | 673.4865 | 1.4639e-05 | 883.4339 | 0.00198 | 883.4339 | 0.00029552 | 883.214 | 0.00019194 | 996.6043 | 0.00477 | 883.214 | 0.0010726 | 996.5174 | 6.9993e-05 | 996.6043 | 0.01463 | 883.214 | 0.00132 | 883.4339 | 0.0014364
| 671.5892 | 0 | 883.4543 | -0.0016487 | 671.5892 | 0 | 883.4543 | -0.0010132 | 873.8604 | 0 | 883.4543 | -0.0015568 | 883.6744 | 0 | 878.12 | -8.4319e-05 | 883.6744 | 0 | 883.6744 | 0 | 883.6744 | 0 | 878.12 | 0.0020589 | 883.6744 | 0 | 673.6071 | 2.9617e-05 | 883.6744 | 0 | 883.6744 | 0 | 883.4543 | -0.00154 | 996.7728 | 0.00696 | 883.4543 | 0.00023359 | 996.6871 | 0 | 996.7728 | 0.01486 | 883.4543 | -0.00088773 | 883.6744 | 0.0001269
| 671.7127 | 0.00075165 | 883.6945 | 0.0004777 | 671.7127 | 0.00128 | 883.6945 | 0.00077678 | 874.0986 | 0 | 883.6945 | 0.0013062 | 883.9148 | 0.0018679 | 878.36 | -0.0012985 | 883.9148 | 0.00145 | 883.9148 | 0.0018143 | 883.9148 | 0.00075592 | 878.36 | 0.00014088 | 883.9148 | 6.5547e-05 | 673.7276 | 1.5212e-05 | 883.9148 | 0.0023321 | 883.9148 | 0.00027387 | 883.6945 | 0.00121 | 996.9413 | 0.00649 | 883.6945 | 0.0023422 | 996.8568 | 5.0004e-05 | 996.9413 | 0.01394 | 883.6945 | 0.00099506 | 883.9148 | 0.001362
| 671.8363 | 0 | 883.9348 | -0.00058008 | 671.8363 | 0 | 883.9348 | -0.0021584 | 874.3368 | 0 | 883.9348 | -0.0017634 | 884.1553 | 0 | 878.6 | -5.0592e-05 | 884.1553 | 0 | 884.1553 | 0 | 884.1553 | 0 | 878.6 | -0.0020047 | 884.1553 | 0 | 673.8482 | 3.087e-05 | 884.1553 | 0 | 884.1553 | 0 | 883.9348 | -0.0012 | 997.1099 | 0.00543 | 883.9348 | 6.1582e-05 | 997.0265 | 0 | 997.1099 | 0.01423 | 883.9348 | -0.00232 | 884.1553 | 0.00018874
| 671.9598 | 0 | 884.175 | -0.00011891 | 671.9598 | 0.00050287 | 884.175 | 0.00025984 | 874.575 | 0 | 884.175 | 0.00096246 | 884.3958 | 0.001854 | 878.84 | -0.0017032 | 884.3958 | 0.00193 | 884.3958 | 0.0017464 | 884.3958 | 0.0011072 | 878.84 | -0.00093193 | 884.3958 | 0.00071009 | 673.9687 | 1.5681e-05 | 884.3958 | 0.0012132 | 884.3958 | 0.00019596 | 884.175 | 0.00155 | 997.2784 | 0.00608 | 884.175 | 0.0033715 | 997.1962 | 6.9993e-05 | 997.2784 | 0.01368 | 884.175 | 0.00097491 | 884.3958 | 0.001417
| 672.0834 | 0 | 884.4153 | -0.00080449 | 672.0834 | 0 | 884.4153 | -0.002428 | 874.8132 | 0 | 884.4153 | -0.0018837 | 884.6362 | 0 | 879.08 | 0.00099496 | 884.6362 | 0 | 884.6362 | 0 | 884.6362 | 0 | 879.08 | -8.6692e-05 | 884.6362 | 0 | 674.0893 | 3.1115e-05 | 884.6362 | 0 | 884.6362 | 0 | 884.4153 | -0.0019 | 997.4469 | 0.00575 | 884.4153 | -0.0023454 | 997.3659 | 0 | 997.4469 | 0.01446 | 884.4153 | -0.00184 | 884.6362 | 0.00015051
| 672.207 | 0.00062587 | 884.6556 | 0.00036886 | 672.207 | 0.00125 | 884.6556 | 0.0015821 | 875.0515 | 0 | 884.6556 | 0.0013123 | 884.8767 | 0.0023697 | 879.32 | -0.00069142 | 884.8767 | 0.00134 | 884.8767 | 0.0010657 | 884.8767 | 0.00076264 | 879.32 | 0.002449 | 884.8767 | 0.00095677 | 674.2098 | 1.5763e-05 | 884.8767 | 0.001771 | 884.8767 | 0.00028378 | 884.6556 | 0.00109 | 997.6154 | 0.00556 | 884.6556 | 0.0023748 | 997.5356 | 5.0004e-05 | 997.6154 | 0.01414 | 884.6556 | 0.00189 | 884.8767 | 0.0013452
| 672.3305 | 0 | 884.8958 | -0.00042356 | 672.3305 | 0 | 884.8958 | -0.002725 | 875.2897 | 0 | 884.8958 | -0.0016962 | 885.1172 | 0 | 879.56 | -0.0011973 | 885.1172 | 0 | 885.1172 | 0 | 885.1172 | 0 | 879.56 | 0.00030341 | 885.1172 | 0 | 674.3304 | 2.8621e-05 | 885.1172 | 0 | 885.1172 | 0 | 884.8958 | -0.00178 | 997.784 | 0.00531 | 884.8958 | -0.00065226 | 997.7053 | 0 | 997.784 | 0.01523 | 884.8958 | -0.00096493 | 885.1172 | 0.00014291
| 672.4541 | 0.00167 | 885.1361 | 0.00081387 | 672.4541 | 0.00156 | 885.1361 | 0.00048945 | 875.5279 | 0 | 885.1361 | 0.00087411 | 885.3577 | 0.0011917 | 879.8 | 0.0023778 | 885.3577 | 0.00235 | 885.3577 | 0.0033409 | 885.3577 | 0.0017583 | 879.8 | -0.00024923 | 885.3577 | 0.0028934 | 674.451 | 1.3362e-05 | 885.3577 | 0.0022686 | 885.3577 | 0.00029304 | 885.1361 | 0.00067808 | 997.9525 | 0.00593 | 885.1361 | -0.0018541 | 997.875 | 6.9993e-05 | 997.9525 | 0.01492 | 885.1361 | 0.00162 | 885.3577 | 0.001547
| 672.5777 | 0 | 885.3764 | -0.00077138 | 672.5777 | 0 | 885.3764 | -0.0014568 | 875.7661 | 0 | 885.3764 | -0.001607 | 885.5982 | 0 | 880.04 | 0.0010287 | 885.5982 | 0 | 885.5982 | 0 | 885.5982 | 0 | 880.04 | 0.00085607 | 885.5982 | 0 | 674.5715 | 2.7368e-05 | 885.5982 | 0 | 885.5982 | 0 | 885.3764 | -0.00075887 | 998.121 | 0.00492 | 885.3764 | -0.00086458 | 998.0447 | 0 | 998.121 | 0.01596 | 885.3764 | -0.00042765 | 885.5982 | 0.0001451
| 672.7014 | 0.00019465 | 885.6167 | 0.00072941 | 672.7014 | 0.00146 | 885.6167 | 0.00075176 | 876.0044 | 0 | 885.6167 | 0.0011042 | 885.8387 | 0.0018504 | 880.28 | 0.00015177 | 885.8387 | 0.00126 | 885.8387 | 0.0018112 | 885.8387 | 0.00091097 | 880.28 | -0.00047681 | 885.8387 | 0.0017089 | 674.6921 | 1.4662e-05 | 885.8387 | 0.0014366 | 885.8387 | 0.00018326 | 885.6167 | 0.00147 | 998.2896 | 0.00649 | 885.6167 | 0.0022602 | 998.2144 | 8.9995e-05 | 998.2896 | 0.01556 | 885.6167 | -0.00030385 | 885.8387 | 0.0013394
| 672.825 | 0 | 885.857 | 0.00026536 | 672.825 | 0 | 885.857 | -0.0036156 | 876.2426 | 0 | 885.857 | -0.0017706 | 886.0792 | 0 | 880.52 | 0.00035414 | 886.0792 | 0 | 886.0792 | 0 | 886.0792 | 0 | 880.52 | -8.6692e-05 | 886.0792 | 0 | 674.8126 | 2.868e-05 | 886.0792 | 0 | 886.0792 | 0 | 885.857 | -0.00203 | 998.4581 | 0.00622 | 885.857 | -0.00098755 | 998.3841 | 0 | 998.4581 | 0.01632 | 885.857 | -0.00177 | 886.0792 | 0.00018839
| 672.9486 | 1.4969e-05 | 886.0973 | -0.00044595 | 672.9486 | 0.00179 | 886.0973 | 0.00035762 | 876.4809 | 0 | 886.0973 | 0.00067844 | 886.3198 | 0.00074619 | 880.76 | -0.00052277 | 886.3198 | 0.00125 | 886.3198 | 0.00064172 | 886.3198 | 0.00053674 | 880.76 | -0.00070437 | 886.3198 | 0.0011801 | 674.9332 | 1.4392e-05 | 886.3198 | 0.0019137 | 886.3198 | 0.00017903 | 886.0973 | 0.00086246 | 998.6266 | 0.0079 | 886.0973 | 0.00037472 | 998.5539 | 6.9993e-05 | 998.6266 | 0.01607 | 886.0973 | 0.00194 | 886.3198 | 0.0014894
| 673.0723 | 0 | 886.3377 | -0.0014684 | 673.0723 | 0 | 886.3377 | -0.0024784 | 876.7192 | 0 | 886.3377 | -0.0021247 | 886.5603 | 0 | 881 | -0.0030861 | 886.5603 | 0 | 886.5603 | 0 | 886.5603 | 0 | 881 | -0.0021673 | 886.5603 | 0 | 675.0538 | 2.9687e-05 | 886.5603 | 0 | 886.5603 | 0 | 886.3377 | -0.00133 | 998.7952 | 0.00526 | 886.3377 | -0.0041077 | 998.7236 | 0 | 998.7952 | 0.01649 | 886.3377 | -0.00673 | 886.5603 | -1.3553e-05
| 673.1959 | 0.00057197 | 886.578 | -0.00052066 | 673.1959 | 0.00125 | 886.578 | -3.9181e-05 | 876.9575 | 0 | 886.578 | 0.00085752 | 886.8008 | 0.00097224 | 881.24 | -0.00052277 | 886.8008 | 0.00093037 | 886.8008 | 0.0017955 | 886.8008 | 0.00046589 | 881.24 | -0.00070437 | 886.8008 | 0.00093077 | 675.1743 | 1.5482e-05 | 886.8008 | 0.0013065 | 886.8008 | 0.00026589 | 886.578 | -1.5495e-05 | 998.9637 | 0.00464 | 886.578 | -0.00049813 | 998.8933 | 3.0002e-05 | 998.9637 | 0.01645 | 886.578 | 0.00654 | 886.8008 | 0.0013109
| 673.3196 | 0 | 886.8183 | -0.0010314 | 673.3196 | 0 | 886.8183 | -0.0045095 | 877.1957 | 0 | 886.8183 | -0.0018216 | 887.0414 | 0 | 881.48 | -0.00099496 | 887.0414 | 0 | 887.0414 | 0 | 887.0414 | 0 | 881.48 | -5.4182e-05 | 887.0414 | 0 | 675.2949 | 3.0624e-05 | 887.0414 | 0 | 887.0414 | 0 | 886.8183 | -0.00217 | 999.1322 | 0.00598 | 886.8183 | -0.0025439 | 999.063 | 0 | 999.1322 | 0.01639 | 886.8183 | -0.00116 | 887.0414 | 0.00017796
| 673.4432 | 0.00087741 | 887.0587 | 0.00015063 | 673.4432 | 0.00121 | 887.0587 | 0.0017099 | 877.434 | 0 | 887.0587 | 0.0008978 | 887.2819 | 0.0015026 | 881.72 | -0.0013997 | 887.282 | 0.00197 | 887.2819 | 0.0011152 | 887.2819 | 0.00077852 | 881.72 | 0.00056349 | 887.2819 | 0.002165 | 675.4155 | 1.5212e-05 | 887.2819 | 0.0018824 | 887.2819 | 0.00020621 | 887.0587 | 0.00124 | 999.3008 | 0.00563 | 887.0587 | 0.0011983 | 999.2327 | 6.9993e-05 | 999.3008 | 0.01653 | 887.0587 | 0.0016 | 887.2819 | 0.0014199
| 673.5669 | 0 | 887.299 | -0.0011451 | 673.5669 | 0 | 887.299 | -0.002671 | 877.6723 | 0 | 887.299 | -0.001612 | 887.5225 | 0 | 881.96 | -0.0019057 | 887.5225 | 0 | 887.5225 | 0 | 887.5225 | 0 | 881.96 | -0.00067186 | 887.5225 | 0 | 675.536 | 3.1514e-05 | 887.5225 | 0 | 887.5225 | 0 | 887.299 | -0.00070795 | 999.4693 | 0.00408 | 887.299 | -0.0044954 | 999.4025 | 0 | 999.4693 | 0.01611 | 887.299 | -0.00159 | 887.5225 | -0.00012602
| 673.6906 | 0.000554 | 887.5394 | -0.00051503 | 673.6906 | 0.00083232 | 887.5394 | -0.00054554 | 877.9106 | 0 | 887.5394 | 0.0012646 | 887.7631 | 0.0010934 | 882.2 | 0.00079259 | 887.7631 | 0.00171 | 887.7631 | 0.0015954 | 887.7631 | 0.00083749 | 882.2 | 0.00075855 | 887.7631 | 0.0008433 | 675.6566 | 1.636e-05 | 887.7631 | 0.0016232 | 887.7631 | 0.00015515 | 887.5394 | 0.00122 | 999.6379 | 0.00568 | 887.5394 | 0.0044994 | 999.5722 | 6.9993e-05 | 999.6379 | 0.01637 | 887.5394 | 0.00060614 | 887.7631 | 0.0011096
| 673.8143 | 0 | 887.7797 | -0.0005014 | 673.8143 | 0 | 887.7797 | -0.0030724 | 878.1489 | 0 | 887.7797 | -0.001779 | 888.0037 | 0 | 882.44 | 0.00042159 | 888.0037 | 0 | 888.0037 | 0 | 888.0037 | 0 | 882.44 | -0.00028175 | 888.0037 | 0 | 675.7772 | 3.2029e-05 | 888.0037 | 0 | 888.0037 | 0 | 887.7797 | -0.00123 | 999.8064 | 0.00533 | 887.7797 | -0.0038024 | 999.7419 | 0 | 999.8064 | 0.01562 | 887.7797 | -0.00034359 | 888.0037 | 0.00016895
| 673.938 | 0.00073368 | 888.0201 | -0.0016883 | 673.938 | 0.00173 | 888.0201 | 0.0020629 | 878.3873 | 0 | 888.0201 | 0.00095358 | 888.2443 | 0.0015686 | 882.68 | 0.0022428 | 888.2442 | 0.00035145 | 888.2443 | 0.0013715 | 888.2443 | 0 | 882.68 | -2.1673e-05 | 888.2443 | 0.00060932 | 675.8977 | 1.5728e-05 | 888.2443 | 0.0019252 | 888.2443 | 0.00035259 | 888.0201 | 0.00136 | 999.9749 | 0.00455 | 888.0201 | 0.0031076 | 999.9117 | 6.9993e-05 | 999.9749 | 0.01612 | 888.0201 | 0.00185 | 888.2443 | 0.0011532
| 674.0617 | 0 | 888.2605 | -0.00035904 | 674.0617 | 0 | 888.2605 | -0.0023248 | 878.6256 | 0 | 888.2605 | -0.0016597 | 888.4848 | 0 | 882.92 | 0.0017032 | 888.4849 | 0 | 888.4848 | 0 | 888.4849 | 0 | 882.92 | -0.0018747 | 888.4848 | 0 | 676.0183 | 3.087e-05 | 888.4848 | 0 | 888.4849 | 0 | 888.2604 | -0.0015 | 1000.1435 | 0.00564 | 888.2605 | 0.0011189 | 1000.0814 | 0 | 1000.1435 | 0.01537 | 888.2604 | -0.00099804 | 888.4849 | 0.00015824
| 674.1855 | 0.00102 | 888.5008 | -0.00022801 | 674.1855 | 0.00031212 | 888.5008 | 0.001274 | 878.864 | 0 | 888.5008 | 0.0007863 | 888.7255 | 0.0016206 | 883.16 | 0.00038786 | 888.7255 | 0.00208 | 888.7255 | 0.00025471 | 888.7255 | 0.00064556 | 883.16 | 0.00075855 | 888.7255 | 0.0012905 | 676.1389 | 1.5294e-05 | 888.7255 | 0.0012461 | 888.7255 | 0.00028793 | 888.5008 | 0.00026246 | 1000.312 | 0.00679 | 888.5008 | 0.0058426 | 1000.2511 | 8.9995e-05 | 1000.312 | 0.01601 | 888.5008 | 7.894e-05 | 888.7255 | 0.0014797
| 674.3092 | 0 | 888.7412 | -0.0010503 | 674.3092 | 0 | 888.7412 | -0.0034288 | 879.1023 | 0 | 888.7412 | -0.0020795 | 888.9661 | 0 | 883.4 | 0.00079259 | 888.9661 | 0 | 888.9661 | 0 | 888.9661 | 0 | 883.4 | -0.00021673 | 888.9661 | 0 | 676.2595 | 2.9991e-05 | 888.9661 | 0 | 888.9661 | 0 | 888.7412 | -0.00246 | 1000.4806 | 0.00705 | 888.7412 | -0.0020542 | 1000.4209 | 0 | 1000.4806 | 0.01508 | 888.7412 | -0.00061898 | 888.9661 | 0.00012193
| 674.433 | 0.00084148 | 888.9816 | -0.00069981 | 674.433 | 0.0017 | 888.9816 | -0.00026783 | 879.3406 | 0 | 888.9816 | 0.00073305 | 889.2067 | 0.0010549 | 883.64 | 0.00072515 | 889.2067 | 0.00174 | 889.2067 | 0.001252 | 889.2067 | 0.00048297 | 883.64 | 0.00027091 | 889.2067 | 0.00052244 | 676.3801 | 1.4838e-05 | 889.2067 | 0.0025771 | 889.2067 | 0.00019822 | 888.9816 | -0.00016301 | 1000.6491 | 0.00642 | 888.9816 | 0.0015713 | 1000.5906 | 5.0004e-05 | 1000.6491 | 0.01568 | 888.9816 | 0.00068552 | 889.2067 | 0.0015961
| 674.5567 | 0 | 889.222 | -0.00035105 | 674.5567 | 0 | 889.222 | -0.0026102 | 879.579 | 0 | 889.222 | -0.0018905 | 889.4473 | 0 | 883.88 | -0.0029849 | 889.4473 | 0 | 889.4473 | 0 | 889.4473 | 0 | 883.88 | -0.00067186 | 889.4473 | 0 | 676.5006 | 2.9558e-05 | 889.4473 | 0 | 889.4473 | 0 | 889.222 | -0.00093405 | 1000.8176 | 0.00566 | 889.222 | -0.0012141 | 1000.7604 | 0 | 1000.8176 | 0.01464 | 889.222 | -0.00138 | 889.4473 | 3.1775e-05
| 674.6805 | 0.00142 | 889.4624 | 0.00010192 | 674.6805 | 0.00113 | 889.4624 | 7.7838e-05 | 879.8174 | 0 | 889.4624 | 0.00081929 | 889.6879 | 0.00064161 | 884.12 | 0.0013322 | 889.6879 | 0.00189 | 889.6879 | 0.001934 | 889.6879 | 0.0006957 | 884.12 | 7.5855e-05 | 889.6879 | 0.00094981 | 676.6212 | 1.492e-05 | 889.6879 | 0.0016559 | 889.6879 | 0.00036888 | 889.4624 | 0.00196 | 1000.9862 | 0.00556 | 889.4624 | 0.00058976 | 1000.9301 | 5.0004e-05 | 1000.9862 | 0.01523 | 889.4624 | 0.00094721 | 889.6879 | 0.0014707
| 674.8043 | 0 | 889.7028 | -0.00058204 | 674.8043 | 0 | 889.7028 | -0.0028366 | 880.0557 | 0 | 889.7028 | -0.0015977 | 889.9286 | 0 | 884.36 | -0.0029512 | 889.9286 | 0 | 889.9286 | 0 | 889.9286 | 0 | 884.36 | -0.0019397 | 889.9286 | 0 | 676.7418 | 3.0565e-05 | 889.9286 | 0 | 889.9286 | 0 | 889.7028 | -0.00207 | 1001.1547 | 0.00726 | 889.7028 | 0.0012054 | 1001.0998 | 0 | 1001.1547 | 0.01429 | 889.7028 | -0.0014 | 889.9286 | 3.5403e-05
| 674.9281 | 0.00082352 | 889.9432 | -0.00072544 | 674.9281 | 0.00125 | 889.9432 | 4.1967e-05 | 880.2941 | 0 | 889.9432 | 0.0011263 | 890.1692 | 0.0018192 | 884.6 | 0.0012648 | 890.1692 | 0.00045251 | 890.1692 | 0.00088073 | 890.1693 | 0.00025586 | 884.6 | -0.00093193 | 890.1692 | 0.0013802 | 676.8624 | 1.5763e-05 | 890.1692 | 0.00074133 | 890.1693 | 0.00028175 | 889.9432 | 0.00176 | 1001.3233 | 0.00624 | 889.9432 | 0.00061538 | 1001.2696 | 5.0004e-05 | 1001.3233 | 0.01498 | 889.9432 | 0.00168 | 890.1693 | 0.0014884
| 675.0519 | 0 | 890.1837 | -0.00016115 | 675.0519 | 0 | 890.1837 | -0.0011269 | 880.5325 | 0 | 890.1837 | -0.0019434 | 890.4099 | 0 | 884.84 | 0.00045532 | 890.4099 | 0 | 890.4099 | 0 | 890.4099 | 0 | 884.84 | -0.001257 | 890.4099 | 0 | 676.983 | 2.9663e-05 | 890.4099 | 0 | 890.4099 | 0 | 890.1837 | -0.00063837 | 1001.4918 | 0.00505 | 890.1837 | 0.00022973 | 1001.4393 | 0 | 1001.4918 | 0.01417 | 890.1837 | -0.00136 | 890.4099 | -6.6716e-05
| 675.1757 | 0.00179 | 890.4241 | -0.00013596 | 675.1757 | 0.00060691 | 890.4241 | 8.4025e-05 | 880.7709 | 0 | 890.4241 | 0.00078148 | 890.6505 | 0.00046626 | 885.08 | 0.00028669 | 890.6505 | 0.00124 | 890.6505 | 0.0020871 | 890.6506 | 0.00068314 | 885.08 | -2.1673e-05 | 890.6505 | 0.00081135 | 677.1036 | 1.4076e-05 | 890.6505 | 0.00098035 | 890.6506 | 0.00036421 | 890.4241 | 0.00184 | 1001.6603 | 0.00601 | 890.4241 | 0.00040516 | 1001.6091 | 8.9995e-05 | 1001.6603 | 0.0148 | 890.4241 | 0.00166 | 890.6506 | 0.0014047
| 675.2995 | 0 | 890.6645 | -0.00067714 | 675.2995 | 0 | 890.6645 | -0.0034681 | 881.0093 | 0 | 890.6645 | -0.0020503 | 890.8912 | 0 | 885.32 | 0.00015177 | 890.8912 | 0 | 890.8912 | 0 | 890.8912 | 0 | 885.32 | -0.0029475 | 890.8912 | 0 | 677.2242 | 2.9125e-05 | 890.8912 | 0 | 890.8912 | 0 | 890.6645 | -0.00174 | 1001.8289 | 0.00557 | 890.6645 | 0.00087346 | 1001.7789 | 0 | 1001.8289 | 0.01404 | 890.6645 | -0.0006029 | 890.8912 | -8.2774e-05
| 675.4233 | 0.00129 | 890.905 | -0.00096595 | 675.4233 | 0.00153 | 890.905 | -0.00067986 | 881.2477 | 0 | 890.905 | 0.00070264 | 891.1319 | 0.00073586 | 885.56 | -0.00059023 | 891.1319 | 0.00123 | 891.1319 | 0.00093417 | 891.1319 | 0.0011244 | 885.56 | -0.00034676 | 891.1319 | 0.0014959 | 677.3448 | 1.54e-05 | 891.1319 | 0.0028117 | 891.1319 | 0.00022693 | 890.905 | 0.00178 | 1001.9974 | 0.00614 | 890.905 | 0.0030464 | 1001.9486 | 6.9993e-05 | 1001.9974 | 0.0147 | 890.905 | 0.00041427 | 891.1319 | 0.001543
| 675.5472 | 0 | 891.1454 | -0.0006547 | 675.5472 | 0 | 891.1454 | -0.0039202 | 881.4861 | 0 | 891.1454 | -0.0015143 | 891.3726 | 0 | 885.8 | -8.4319e-05 | 891.3726 | 0 | 891.3726 | 0 | 891.3726 | 0 | 885.8 | -0.00050931 | 891.3726 | 0 | 677.4654 | 3.0366e-05 | 891.3726 | 0 | 891.3726 | 0 | 891.1454 | -0.00157 | 1002.166 | 0.00592 | 891.1454 | 0.0048334 | 1002.1184 | 0 | 1002.166 | 0.01403 | 891.1454 | -0.00166 | 891.3726 | 0.00025698
| 675.671 | 0.00064383 | 891.3859 | 0.00018897 | 675.671 | 0.00081498 | 891.3859 | 0.0006146 | 881.7246 | 0 | 891.3859 | 0.0011044 | 891.6133 | 0.0015285 | 886.04 | 0.00038786 | 891.6133 | 0.00153 | 891.6133 | 0.0018259 | 891.6133 | 0.00063577 | 886.04 | 0.0010836 | 891.6133 | 0.001637 | 677.586 | 1.5329e-05 | 891.6133 | 0.0015165 | 891.6133 | 0.00036392 | 891.3859 | 0.00080511 | 1002.3345 | 0.00605 | 891.3859 | -0.00059254 | 1002.2881 | 3.0002e-05 | 1002.3345 | 0.01468 | 891.3859 | 0.00114 | 891.6133 | 0.0015122
| 675.7949 | 0 | 891.6263 | -0.0012007 | 675.7949 | 0 | 891.6263 | -0.00465 | 881.963 | 0 | 891.6263 | -0.0021504 | 891.854 | 0 | 886.28 | -0.0028162 | 891.854 | 0 | 891.854 | 0 | 891.854 | 0 | 886.28 | -0.0014846 | 891.854 | 0 | 677.7065 | 3.0589e-05 | 891.854 | 0 | 891.854 | 0 | 891.6263 | -0.00138 | 1002.5031 | 0.00538 | 891.6263 | -0.0050498 | 1002.4579 | 0 | 1002.5031 | 0.01405 | 891.6263 | -0.00124 | 891.854 | 0.00017886
| 675.9188 | 0.00069774 | 891.8668 | 0.00015278 | 675.9188 | 0.00175 | 891.8668 | 0.00090425 | 882.2015 | 0 | 891.8668 | 0.0010047 | 892.0947 | 0.00091769 | 886.52 | 0.00089378 | 892.0947 | 0.00149 | 892.0947 | 0.001485 | 892.0947 | 0.00046819 | 886.52 | 0.0010186 | 892.0947 | 0.00021971 | 677.8271 | 1.5517e-05 | 892.0947 | 0.0017858 | 892.0947 | 0.00032285 | 891.8668 | 0.00158 | 1002.6716 | 0.00726 | 891.8668 | 0.0055459 | 1002.6277 | 5.0004e-05 | 1002.6716 | 0.01471 | 891.8668 | 0.00221 | 892.0947 | 0.0014369
| 676.0426 | 0 | 892.1073 | -0.0018795 | 676.0426 | 0 | 892.1073 | -0.0018585 | 882.4399 | 0 | 892.1073 | -0.0023182 | 892.3354 | 0 | 886.76 | -0.00015177 | 892.3354 | 0 | 892.3354 | 0 | 892.3354 | 0 | 886.76 | 0.0012462 | 892.3354 | 0 | 677.9478 | 3.1162e-05 | 892.3354 | 0 | 892.3354 | 0 | 892.1073 | -0.0022 | 1002.8402 | 0.00471 | 892.1073 | -0.0044808 | 1002.7974 | 0 | 1002.8402 | 0.01415 | 892.1073 | -0.00137 | 892.3354 | -0.00025333
| 676.1665 | 0.00023058 | 892.3478 | -0.00037997 | 676.1665 | 0.00048552 | 892.3478 | 0.0013028 | 882.6784 | 0 | 892.3478 | 0.00084284 | 892.5761 | 0.00037858 | 887 | -0.0013322 | 892.5761 | 0.00161 | 892.5761 | 0.0015025 | 892.5761 | 0.00076397 | 887 | -0.0022648 | 892.5761 | 0.0006315 | 678.0684 | 1.5681e-05 | 892.5761 | 0.002279 | 892.5761 | 0.00023185 | 892.3478 | 0.00221 | 1003.0087 | 0.00556 | 892.3478 | 0.0041307 | 1002.9672 | 5.0004e-05 | 1003.0087 | 0.01481 | 892.3478 | 0.00054092 | 892.5761 | 0.0013138
| 676.2904 | 0 | 892.5883 | -0.00066721 | 676.2904 | 0 | 892.5883 | -0.0024937 | 882.9169 | 0 | 892.5883 | -0.0016555 | 892.8169 | 0 | 887.24 | -0.00045532 | 892.8169 | 0 | 892.8169 | 0 | 892.8168 | 0 | 887.24 | -0.00018422 | 892.8169 | 0 | 678.1889 | 3.0132e-05 | 892.8169 | 0 | 892.8168 | 0 | 892.5883 | -0.00083351 | 1003.1773 | 0.00629 | 892.5883 | 0.0029455 | 1003.137 | 0 | 1003.1773 | 0.01423 | 892.5883 | -0.00145 | 892.8168 | 7.8071e-05
| 676.4143 | 0.00082352 | 892.8288 | 0.00010076 | 676.4143 | 0.00104 | 892.8288 | 0.00052151 | 883.1553 | 0 | 892.8288 | 0.0012197 | 893.0576 | 0.0010059 | 887.48 | 0.00025296 | 893.0576 | 0.00188 | 893.0576 | 0.0020813 | 893.0576 | 0.00086134 | 887.48 | -0.00037928 | 893.0576 | 0.0010522 | 678.3096 | 1.4826e-05 | 893.0576 | 0.0017387 | 893.0576 | 0.00037509 | 892.8288 | 0.00072625 | 1003.3458 | 0.00557 | 892.8288 | 0.0010168 | 1003.3067 | 5.0004e-05 | 1003.3458 | 0.01484 | 892.8288 | 0.0021 | 893.0576 | 0.0016494
| 676.5382 | 0 | 893.0693 | -0.000303 | 676.5382 | 0 | 893.0693 | -0.003611 | 883.3939 | 0 | 893.0693 | -0.0021412 | 893.2983 | 0 | 887.72 | -0.00032042 | 893.2983 | 0 | 893.2983 | 0 | 893.2983 | 0 | 887.72 | 0.00046596 | 893.2983 | 0 | 678.4302 | 2.9148e-05 | 893.2983 | 0 | 893.2983 | 0 | 893.0693 | -0.00067042 | 1003.5144 | 0.00478 | 893.0693 | -0.0015522 | 1003.4765 | 0 | 1003.5144 | 0.01428 | 893.0693 | -0.00838 | 893.2983 | 0.00029261
| 676.6622 | 0 | 893.3098 | 1.1395e-05 | 676.6622 | 0.00191 | 893.3098 | 0.0011192 | 883.6323 | 0 | 893.3098 | 0.001103 | 893.5391 | 0.0008302 | 887.96 | -0.001602 | 893.5391 | 0.00097586 | 893.5391 | 0.0011357 | 893.5391 | 0.0010386 | 887.96 | 0.0022539 | 893.5391 | 0.00069142 | 678.5508 | 1.4779e-05 | 893.5391 | 0.0011497 | 893.5391 | 0.00044635 | 893.3098 | 0.00137 | 1003.6829 | 0.00681 | 893.3098 | 0.0043674 | 1003.6463 | 6.9993e-05 | 1003.6829 | 0.0149 | 893.3098 | 0.00733 | 893.5391 | 0.0014145
| 676.7861 | 0 | 893.5503 | -0.00055735 | 676.7861 | 0 | 893.5503 | -0.0024157 | 883.8708 | 0 | 893.5503 | -0.0016873 | 893.7799 | 0 | 888.2 | -0.00062396 | 893.7799 | 0 | 893.7799 | 0 | 893.7798 | 0 | 888.2 | -0.0021348 | 893.7799 | 0 | 678.6714 | 2.8492e-05 | 893.7799 | 0 | 893.7799 | 0 | 893.5503 | -0.00128 | 1003.8515 | 0.00749 | 893.5503 | -0.0045241 | 1003.8161 | 0 | 1003.8515 | 0.0144 | 893.5503 | -0.00122 | 893.7798 | 8.0579e-05
| 676.9101 | 0.00087741 | 893.7908 | -0.00015612 | 676.9101 | 0.00125 | 893.7908 | 0.00088542 | 884.1093 | 0 | 893.7908 | 0.0010191 | 894.0206 | 0.0016041 | 888.44 | 0.00021923 | 894.0206 | 0.00219 | 894.0206 | 0.00018269 | 894.0206 | 0.0010669 | 888.44 | 0.0023515 | 894.0206 | 0.00091242 | 678.792 | 1.4311e-05 | 894.0206 | 0.0030591 | 894.0206 | 0.00033253 | 893.7908 | 0.00142 | 1004.02 | 0.00513 | 893.7908 | 0.00010096 | 1003.9859 | 6.9993e-05 | 1004.02 | 0.015 | 893.7908 | 0.00256 | 894.0206 | 0.0013023
| 677.034 | 0 | 894.0313 | -0.00019919 | 677.034 | 0 | 894.0313 | -0.0029188 | 884.3478 | 0 | 894.0313 | -0.0018345 | 894.2614 | 0 | 888.68 | -5.0592e-05 | 894.2614 | 0 | 894.2614 | 0 | 894.2614 | 0 | 888.68 | 0.00030341 | 894.2614 | 0 | 678.9126 | 2.7403e-05 | 894.2614 | 0 | 894.2614 | 0 | 894.0313 | -0.00116 | 1004.1886 | 0.0058 | 894.0313 | -0.0010036 | 1004.1557 | 0 | 1004.1886 | 0.01452 | 894.0313 | -0.00171 | 894.2614 | 0.00013348
| 677.158 | 0.00058994 | 894.2719 | 0.00025559 | 677.158 | 0.00041617 | 894.2719 | 0.00099149 | 884.5864 | 0 | 894.2719 | 0.0011408 | 894.5022 | 0.0021321 | 888.92 | 0.0018044 | 894.5022 | 0.0009899 | 894.5022 | 0.0024978 | 894.5022 | 0.00094152 | 888.92 | 0.00033593 | 894.5022 | 0.0014226 | 679.0332 | 1.3502e-05 | 894.5022 | 0.0026247 | 894.5022 | 0.00042396 | 894.2719 | 0.00062715 | 1004.3571 | 0.00693 | 894.2719 | 0.0033949 | 1004.3254 | 6.9993e-05 | 1004.3571 | 0.01507 | 894.2719 | 0.00212 | 894.5022 | 0.0016609
| 677.282 | 0 | 894.5124 | -0.0011261 | 677.282 | 0 | 894.5124 | -0.0027898 | 884.8249 | 0 | 894.5124 | -0.0020412 | 894.743 | 0 | 889.16 | -0.0021416 | 894.743 | 0 | 894.743 | 0 | 894.743 | 0 | 889.16 | -0.0020047 | 894.743 | 0 | 679.1538 | 2.8059e-05 | 894.743 | 0 | 894.743 | 0 | 894.5124 | -0.00133 | 1004.5257 | 0.00617 | 894.5124 | 0.00052408 | 1004.4952 | 0 | 1004.5257 | 0.01459 | 894.5124 | -0.00175 | 894.743 | -0.00052369
| 677.406 | 0.00188 | 894.753 | -0.0010397 | 677.406 | 0.00102 | 894.753 | 0.00098263 | 885.0634 | 0 | 894.753 | 0.0008178 | 894.9838 | 0.0011096 | 889.4 | -0.0011299 | 894.9838 | 0.00122 | 894.9838 | 0.0015632 | 894.9838 | 0.00073003 | 889.4 | -2.1673e-05 | 894.9838 | 0.00097797 | 679.2745 | 1.4943e-05 | 894.9838 | 0.0014783 | 894.9838 | 0.00023976 | 894.753 | 0.00082296 | 1004.6942 | 0.00754 | 894.753 | 0.0063101 | 1004.665 | 5.0004e-05 | 1004.6942 | 0.0151 | 894.753 | 0.00138 | 894.9838 | 0.0015728
| 677.53 | 0 | 894.9935 | -6.6521e-05 | 677.53 | 0 | 894.9935 | -0.0020976 | 885.302 | 0 | 894.9935 | -0.0017831 | 895.2246 | 0 | 889.64 | -0.0016358 | 895.2246 | 0 | 895.2246 | 0 | 895.2246 | 0 | 889.64 | 0.00040094 | 895.2246 | 0 | 679.3951 | 3.094e-05 | 895.2246 | 0 | 895.2246 | 0 | 894.9935 | -0.00181 | 1004.8628 | 0.00687 | 894.9935 | 0.00068225 | 1004.8348 | 0 | 1004.8628 | 0.01465 | 894.9935 | -0.00072092 | 895.2246 | 0.00033726
| 677.654 | 0.00127 | 895.2341 | 0.00030333 | 677.654 | 0.00144 | 895.2341 | -0.00063475 | 885.5405 | 0 | 895.2341 | 0.00091461 | 895.4654 | 0.0010216 | 889.88 | 0.00045532 | 895.4654 | 0.00185 | 895.4654 | 0.0011998 | 895.4654 | 0.0013034 | 889.88 | 0.0019939 | 895.4654 | 0.0015926 | 679.5157 | 1.6278e-05 | 895.4654 | 0.0019053 | 895.4654 | 0.00027601 | 895.2341 | 0.000815 | 1005.0313 | 0.00842 | 895.2341 | 0.0043436 | 1005.0046 | 5.0004e-05 | 1005.0313 | 0.01514 | 895.2341 | 0.00251 | 895.4654 | 0.0015525
| 677.778 | 0 | 895.4746 | -0.0012289 | 677.778 | 0 | 895.4746 | -0.0021288 | 885.7791 | 0 | 895.4746 | -0.0023918 | 895.7062 | 0 | 890.12 | -0.00089378 | 895.7062 | 0 | 895.7062 | 0 | 895.7062 | 0 | 890.12 | 7.5855e-05 | 895.7062 | 0 | 679.6363 | 3.0425e-05 | 895.7062 | 0 | 895.7062 | 0 | 895.4746 | -0.00118 | 1005.1999 | 0.00606 | 895.4746 | -0.0022839 | 1005.1744 | 6.6672e-06 | 1005.1999 | 0.01475 | 895.4746 | -0.00017334 | 895.7062 | 0.00019057
| 677.902 | 0.00102 | 895.7152 | 0.00020434 | 677.902 | 0.00165 | 895.7152 | 0.0013704 | 886.0177 | 0 | 895.7152 | 0.0012297 | 895.947 | 0.0010887 | 890.36 | -0.00025296 | 895.947 | 0.00143 | 895.947 | 0.0014804 | 895.947 | 0.00083075 | 890.36 | -0.00054182 | 895.947 | 0.002131 | 679.7569 | 1.4311e-05 | 895.947 | 0.0022669 | 895.947 | 0.00026141 | 895.7152 | 0.00054096 | 1005.3684 | 0.00654 | 895.7152 | 0.0055403 | 1005.3442 | 5.0004e-05 | 1005.3684 | 0.01518 | 895.7152 | 0.00133 | 895.947 | 0.0016012
| 678.0261 | 0 | 895.9558 | -0.0014424 | 678.0261 | 0 | 895.9558 | -0.0017969 | 886.2562 | 0 | 895.9558 | -0.0020849 | 896.1879 | 0 | 890.6 | 8.4319e-05 | 896.1879 | 0 | 896.1879 | 0 | 896.1879 | 0 | 890.6 | -0.00021673 | 896.1879 | 0 | 679.8776 | 3.0811e-05 | 896.1879 | 0 | 896.1879 | 0 | 895.9558 | -0.00236 | 1005.537 | 0.00418 | 895.9558 | 0.0057006 | 1005.514 | 0 | 1005.537 | 0.01477 | 895.9558 | -0.00142 | 896.1879 | -7.1876e-06
| 678.1501 | 0.00015871 | 896.1964 | -0.00028868 | 678.1501 | 0.00206 | 896.1964 | 0.0012687 | 886.4948 | 0 | 896.1964 | 0.0007305 | 896.4287 | 0.0011003 | 890.84 | -0.0014672 | 896.4287 | 0.00187 | 896.4287 | 0.00089924 | 896.4287 | 0.00029597 | 890.84 | 0.0011487 | 896.4287 | 0.00044462 | 679.9982 | 1.6606e-05 | 896.4287 | 0.00052859 | 896.4287 | 0.0002587 | 896.1964 | 0.00144 | 1005.7055 | 0.0079 | 896.1964 | 0.0047297 | 1005.6838 | 1.0001e-05 | 1005.7055 | 0.01513 | 896.1964 | 0.00227 | 896.4287 | 0.0014051
| 678.2742 | 0 | 896.437 | -0.00044443 | 678.2742 | 0 | 896.437 | -0.0018186 | 886.7334 | 0 | 896.437 | -0.001775 | 896.6696 | 0 | 891.08 | -0.0014334 | 896.6696 | 0 | 896.6696 | 0 | 896.6696 | 0 | 891.08 | -0.00018422 | 896.6696 | 0 | 680.1188 | 3.0998e-05 | 896.6696 | 0 | 896.6696 | 0 | 896.437 | -0.00141 | 1005.8741 | 0.00617 | 896.437 | -0.0022669 | 1005.8536 | 0 | 1005.8741 | 0.0148 | 896.437 | -0.00104 | 896.6696 | -6.3143e-05
| 678.3982 | 0.00104 | 896.6776 | 6.4318e-05 | 678.3982 | 0.00064159 | 896.6776 | 0.0014173 | 886.972 | 0 | 896.6776 | 0.0013588 | 896.9104 | 0.0016956 | 891.32 | 0.0016358 | 896.9104 | 0.00104 | 896.9104 | 0.0010799 | 896.9104 | 0.002359 | 891.32 | -0.0001192 | 896.9104 | 0.0018898 | 680.2394 | 1.4615e-05 | 896.9104 | 0.0018356 | 896.9104 | 0.00038642 | 896.6776 | 0.00148 | 1006.0426 | 0.00586 | 896.6776 | 0.0052736 | 1006.0234 | 3.0002e-05 | 1006.0426 | 0.01515 | 896.6776 | 0.00202 | 896.9104 | 0.0013058
| 678.5223 | 0 | 896.9182 | -0.00089415 | 678.5223 | 0 | 896.9182 | -0.0015097 | 887.2106 | 0 | 896.9182 | -0.0021119 | 897.1513 | 0 | 891.56 | 0.00011805 | 897.1513 | 0 | 897.1513 | 0 | 897.1513 | 0 | 891.56 | -0.00037928 | 897.1513 | 0 | 680.3601 | 2.9195e-05 | 897.1513 | 0 | 897.1513 | 0 | 896.9182 | -0.00164 | 1006.2112 | 0.00666 | 896.9182 | -0.0015419 | 1006.1932 | 0 | 1006.2112 | 0.01482 | 896.9182 | -0.0023 | 897.1513 | -0.00032102
| 678.6464 | 8.684e-05 | 897.1588 | -0.00032969 | 678.6464 | 0.00238 | 897.1588 | 0.00025381 | 887.4492 | 0 | 897.1588 | 0.001184 | 897.3922 | 0.00088276 | 891.8 | 0.00052277 | 897.3922 | 0.00211 | 897.3922 | 0.00090669 | 897.3922 | 0.00046618 | 891.8 | 0.00049847 | 897.3922 | 0.0014447 | 680.4807 | 1.4802e-05 | 897.3922 | 0.0015631 | 897.3922 | 0.00014304 | 897.1588 | 0.00195 | 1006.3798 | 0.00635 | 897.1588 | 0.0018629 | 1006.363 | 6.9993e-05 | 1006.3798 | 0.01509 | 897.1588 | 0.0024 | 897.3922 | 0.001422
| 678.7705 | 0 | 897.3994 | -0.0014012 | 678.7705 | 0 | 897.3994 | -0.0037542 | 887.6879 | 0 | 897.3994 | -0.0024782 | 897.633 | 0 | 892.04 | -0.0014334 | 897.6331 | 0 | 897.633 | 0 | 897.6331 | 0 | 892.04 | 0.00010836 | 897.633 | 0 | 680.6013 | 2.9207e-05 | 897.633 | 0 | 897.6331 | 0 | 897.3994 | -0.00153 | 1006.5483 | 0.0061 | 897.3994 | 0.00016329 | 1006.5328 | 0 | 1006.5483 | 0.01479 | 897.3994 | -0.00118 | 897.6331 | -0.00010174
| 678.8946 | 0.00032042 | 897.64 | 0.00020493 | 678.8946 | 0.00095371 | 897.64 | -0.0006267 | 887.9265 | 0 | 897.64 | 0.0011176 | 897.8739 | 0.001437 | 892.28 | 0.0011973 | 897.8739 | 0.00135 | 897.8739 | 0.0022839 | 897.874 | 0.00098672 | 892.28 | 0.0011487 | 897.8739 | 0.0012235 | 680.7219 | 1.4639e-05 | 897.8739 | 0.0014595 | 897.874 | 0.00040461 | 897.64 | 0.00281 | 1006.7169 | 0.00605 | 897.64 | 0.0013569 | 1006.7026 | 5.0004e-05 | 1006.7169 | 0.01495 | 897.64 | 0.00050256 | 897.874 | 0.0015493
| 679.0187 | 0 | 897.8806 | -0.0007792 | 679.0187 | 0 | 897.8806 | -0.0022053 | 888.1652 | 0 | 897.8806 | -0.0020737 | 898.1148 | 0 | 892.52 | -0.0015684 | 898.1148 | 0 | 898.1148 | 0 | 898.1148 | 0 | 892.52 | 0.0022539 | 898.1148 | 0 | 680.8426 | 2.8656e-05 | 898.1148 | 0 | 898.1148 | 0 | 897.8806 | -0.00155 | 1006.8854 | 0.00534 | 897.8806 | -0.0020373 | 1006.8725 | 0 | 1006.8854 | 0.01471 | 897.8806 | 5.9079e-05 | 898.1148 | -2.9879e-05
| 679.1429 | 0.00098522 | 898.1213 | -0.00016134 | 679.1429 | 0.00168 | 898.1213 | 0.00038444 | 888.4038 | 0 | 898.1213 | 0.00072404 | 898.3557 | 0.00090916 | 892.76 | -1.6864e-05 | 898.3557 | 0.00101 | 898.3557 | 0.0012979 | 898.3557 | 0.00068273 | 892.76 | -0.00054182 | 898.3557 | 0.0020153 | 680.9632 | 1.4287e-05 | 898.3557 | 0.002244 | 898.3557 | 0.00022216 | 898.1213 | 0.00146 | 1007.054 | 0.00749 | 898.1213 | -0.00018132 | 1007.0423 | 5.0004e-05 | 1007.054 | 0.01493 | 898.1213 | 0.00244 | 898.3557 | 0.0015436
| 679.267 | 0 | 898.3619 | -0.00014119 | 679.267 | 0 | 898.3619 | -0.0034382 | 888.6425 | 0 | 898.3619 | -0.0019932 | 898.5966 | 0 | 893 | -0.0023104 | 898.5966 | 0 | 898.5966 | 0 | 898.5966 | 0 | 893 | -0.00044429 | 898.5966 | 0 | 681.0839 | 2.8738e-05 | 898.5966 | 0 | 898.5966 | 0 | 898.3619 | -0.00117 | 1007.2225 | 0.00448 | 898.3619 | 0.0016354 | 1007.2121 | 0 | 1007.2225 | 0.01478 | 898.3619 | -0.00075524 | 898.5966 | -6.1129e-05
| 679.3912 | 0.00094928 | 898.6026 | -0.00086596 | 679.3912 | 0.00125 | 898.6026 | -0.0013852 | 888.8811 | 0 | 898.6026 | 0.001108 | 898.8376 | 0.00087644 | 893.24 | -0.00059023 | 898.8376 | 0.00103 | 898.8376 | 0.0016474 | 898.8376 | 0 | 893.24 | -0.00047681 | 898.8376 | 0.00074222 | 681.2045 | 1.4662e-05 | 898.8376 | 0.0035425 | 898.8376 | 0.00011707 | 898.6026 | 0.00125 | 1007.3911 | 0.00543 | 898.6026 | 0.0034399 | 1007.3819 | 5.0004e-05 | 1007.3911 | 0.01492 | 898.6026 | 0.00138 | 898.8376 | 0.0017716
| 679.5153 | 0 | 898.8432 | -0.0013298 | 679.5153 | 0 | 898.8432 | -0.0025863 | 889.1198 | 0 | 898.8432 | -0.0023155 | 899.0785 | 0 | 893.48 | -0.00079259 | 899.0785 | 0 | 899.0785 | 0 | 899.0785 | 0 | 893.48 | -0.00060684 | 899.0785 | 0 | 681.3251 | 2.7591e-05 | 899.0785 | 0 | 899.0785 | 0 | 898.8432 | -0.00346 | 1007.5597 | 0.00424 | 898.8432 | -0.0013851 | 1007.5517 | 0 | 1007.5597 | 0.01465 | 898.8432 | -0.00226 | 899.0785 | -3.684e-05
| 679.6395 | 0.00087741 | 899.0839 | -3.2941e-05 | 679.6395 | 0.00098839 | 899.0839 | -0.00033681 | 889.3585 | 0 | 899.0839 | 0.0012109 | 899.3194 | 0.001815 | 893.73 | -0.00079259 | 899.3194 | 0.00107 | 899.3194 | 0.0011795 | 899.3194 | 0.00071514 | 893.73 | -0.00024923 | 899.3194 | 0.0022331 | 681.4458 | 1.3245e-05 | 899.3194 | 0.0018286 | 899.3194 | 0.00033936 | 899.0839 | 0.00096639 | 1007.7282 | 0.00904 | 899.0839 | -0.0020989 | 1007.7216 | 5.0004e-05 | 1007.7282 | 0.01471 | 899.0839 | 0.00161 | 899.3194 | 0.001398
| 679.7637 | 0 | 899.3246 | -0.00097332 | 679.7637 | 0 | 899.3246 | -0.0024774 | 889.5971 | 0 | 899.3246 | -0.0020506 | 899.5604 | 0 | 893.97 | -0.0020068 | 899.5604 | 0 | 899.5604 | 0 | 899.5604 | 0 | 893.97 | -0.00060684 | 899.5604 | 0 | 681.5664 | 2.8188e-05 | 899.5604 | 0 | 899.5604 | 0 | 899.3246 | -0.00146 | 1007.8968 | 0.00512 | 899.3246 | 0.0022273 | 1007.8914 | 0 | 1007.8968 | 0.01453 | 899.3246 | -0.0015 | 899.5604 | -0.00026372
| 679.8878 | 0.00069774 | 899.5652 | 0.00021636 | 679.8878 | 0.00191 | 899.5652 | -2.7785e-05 | 889.8358 | 0 | 899.5652 | 0.0010521 | 899.8013 | 0.00059833 | 894.21 | -5.0592e-05 | 899.8013 | 0.00212 | 899.8013 | 0.001307 | 899.8013 | 0.00092425 | 894.21 | -2.1673e-05 | 899.8013 | 0.0018863 | 681.6871 | 1.5107e-05 | 899.8013 | 0.0010344 | 899.8013 | 0.00029108 | 899.5652 | 0.001 | 1008.0653 | 0.00647 | 899.5652 | 0.0032291 | 1008.0612 | 5.0004e-05 | 1008.0653 | 0.01456 | 899.5652 | 0.00304 | 899.8013 | 0.0015141
| 680.012 | 0 | 899.8059 | -0.00082682 | 680.012 | 0 | 899.8059 | -0.0027416 | 890.0745 | 0 | 899.8059 | -0.0019907 | 900.0423 | 0 | 894.45 | -0.00032042 | 900.0423 | 0 | 900.0423 | 0 | 900.0422 | 0 | 894.45 | -0.00093193 | 900.0423 | 0 | 681.8077 | 3.1549e-05 | 900.0423 | 0 | 900.0422 | 0 | 899.8059 | -0.00244 | 1008.2339 | 0.00541 | 899.8059 | 0.00040282 | 1008.2311 | 0 | 1008.2339 | 0.01444 | 899.8059 | -0.00918 | 900.0422 | 0.00013467
| 680.1363 | 0.00057197 | 900.0466 | -0.0001556 | 680.1363 | 0.00142 | 900.0466 | 0.0017902 | 890.3132 | 0 | 900.0466 | 0.0012865 | 900.2832 | 0.0018028 | 894.69 | -0.00082632 | 900.2832 | 0.00164 | 900.2832 | 0.0018601 | 900.2832 | 0.00075445 | 894.69 | -0.00057433 | 900.2832 | 0.0013337 | 681.9284 | 1.677e-05 | 900.2832 | 0.0021028 | 900.2832 | 0.00012829 | 900.0466 | 0.00088244 | 1008.4025 | 0.006 | 900.0466 | 0.00078331 | 1008.4009 | 6.9993e-05 | 1008.4025 | 0.01448 | 900.0466 | 0.00885 | 900.2832 | 0.0013765
| 680.2605 | 0 | 900.2873 | -0.00039617 | 680.2605 | 0 | 900.2873 | -0.0032417 | 890.5519 | 0 | 900.2873 | -0.0020945 | 900.5242 | 0 | 894.93 | 5.0592e-05 | 900.5242 | 0 | 900.5242 | 0 | 900.5242 | 0 | 894.93 | 0.00049847 | 900.5242 | 0 | 682.049 | 3.19e-05 | 900.5242 | 0 | 900.5242 | 0 | 900.2873 | -0.00208 | 1008.571 | 0.00599 | 900.2873 | -0.0035137 | 1008.5707 | 0 | 1008.571 | 0.01438 | 900.2873 | -0.00173 | 900.5242 | 0.00010157
| 680.3847 | 0.00149 | 900.528 | -0.00020316 | 680.3847 | 0.0016 | 900.528 | 0.00075867 | 890.7906 | 0 | 900.528 | 0.00095186 | 900.7652 | 0.00085252 | 895.17 | 0.00032042 | 900.7652 | 0.00177 | 900.7652 | 0.0011777 | 900.7651 | 0.0002725 | 895.17 | -5.4182e-05 | 900.7652 | 0.0015683 | 682.1697 | 1.54e-05 | 900.7652 | 0.001616 | 900.7651 | 0.00042773 | 900.528 | 0.00073973 | 1008.7396 | 0.00763 | 900.528 | 0.0034444 | 1008.7406 | 6.9993e-05 | 1008.7396 | 0.01438 | 900.528 | 0.00166 | 900.7651 | 0.0014382
| 680.5089 | 0 | 900.7687 | -0.0015655 | 680.5089 | 0 | 900.7687 | -0.0045091 | 891.0294 | 0 | 900.7687 | -0.0022693 | 901.0061 | 0 | 895.41 | -0.00045532 | 901.0062 | 0 | 901.0061 | 0 | 901.0062 | 0 | 895.41 | -0.00093193 | 901.0061 | 0 | 682.2903 | 3.0425e-05 | 901.0061 | 0 | 901.0062 | 0 | 900.7687 | -0.00267 | 1008.9081 | 0.00724 | 900.7687 | -0.0068286 | 1008.9104 | 0 | 1008.9081 | 0.01426 | 900.7687 | -0.00072035 | 901.0062 | 0.00024398
| 680.6332 | 0.00087741 | 901.0094 | 0.00039234 | 680.6332 | 0.0012 | 901.0094 | -0.0005194 | 891.2681 | 0 | 901.0094 | 0.0014587 | 901.2471 | 0.0013678 | 895.65 | 0.001231 | 901.2471 | 0.00216 | 901.2471 | 0.0020301 | 901.2471 | 0.00061566 | 895.65 | -0.0020047 | 901.2471 | 0.0010015 | 682.411 | 1.5236e-05 | 901.2471 | 0.0012763 | 901.2471 | 0.00036883 | 901.0094 | 0.00214 | 1009.0767 | 0.00577 | 901.0094 | 0.0044569 | 1009.0802 | 5.0004e-05 | 1009.0767 | 0.01422 | 901.0094 | 0.0037 | 901.2471 | 0.0017998
| 680.7574 | 0 | 901.2501 | -0.00095837 | 680.7574 | 0 | 901.2501 | -0.0022841 | 891.5068 | 0 | 901.2501 | -0.0017251 | 901.4881 | 0 | 895.89 | -0.00075887 | 901.4881 | 0 | 901.4881 | 0 | 901.4882 | 0 | 895.89 | -0.00050931 | 901.4881 | 0 | 682.5316 | 3.0015e-05 | 901.4881 | 0 | 901.4882 | 0 | 901.2501 | -0.00181 | 1009.2453 | 0.00608 | 901.2501 | 0.0018152 | 1009.2501 | 0 | 1009.2453 | 0.01412 | 901.2501 | -0.00145 | 901.4882 | -0.00026369
| 680.8817 | 0.00109 | 901.4909 | -1.0834e-05 | 680.8817 | 0.00137 | 901.4909 | -0.00022012 | 891.7456 | 0 | 901.4909 | 0.0011823 | 901.7291 | 0.0014659 | 896.13 | -0.0015008 | 901.7291 | 0.00145 | 901.7291 | 0.0011267 | 901.7291 | 0.0005435 | 896.13 | 0.00069354 | 901.7291 | 0.001194 | 682.6523 | 1.4838e-05 | 901.7291 | 0.0021746 | 901.7291 | 0.00035113 | 901.4909 | 0.00125 | 1009.4138 | 0.00761 | 901.4909 | -0.0024005 | 1009.4199 | 6.9993e-05 | 1009.4138 | 0.01403 | 901.4909 | 0.00187 | 901.7291 | 0.001862
| 681.006 | 0 | 901.7316 | -0.00031251 | 681.006 | 0 | 901.7316 | -0.0018227 | 891.9844 | 0 | 901.7316 | -0.0023713 | 901.9702 | 0 | 896.37 | 0.00069142 | 901.9702 | 0 | 901.9702 | 0 | 901.9702 | 0 | 896.37 | -0.00089942 | 901.9702 | 0 | 682.773 | 3.0038e-05 | 901.9702 | 0 | 901.9701 | 0 | 901.7316 | -0.00173 | 1009.5824 | 0.00705 | 901.7316 | -0.001377 | 1009.5898 | 0 | 1009.5824 | 0.01397 | 901.7316 | -0.00060615 | 901.9702 | 0.00041445
| 681.1303 | 0.00087741 | 901.9723 | -0.00064787 | 681.1303 | 0.0014 | 901.9723 | -0.00019544 | 892.2231 | 0 | 901.9723 | 0.00099799 | 902.2112 | 0.00029305 | 896.61 | 0.0017032 | 902.2112 | 0.00161 | 902.2112 | 0.00032399 | 902.2112 | 0.00041315 | 896.61 | -0.0016797 | 902.2112 | 0.0013259 | 682.8936 | 1.5236e-05 | 902.2112 | 0.0017918 | 902.2112 | 0.00032795 | 901.9723 | 0.00131 | 1009.7509 | 0.00647 | 901.9723 | -0.0023789 | 1009.7596 | 5.0004e-05 | 1009.7509 | 0.01379 | 901.9723 | 0.00082912 | 902.2112 | 0.001435
| 681.2546 | 0 | 902.2131 | -3.1605e-05 | 681.2546 | 0 | 902.2131 | -0.004403 | 892.4619 | 0 | 902.2131 | -0.0020245 | 902.4522 | 0 | 896.85 | -0.001366 | 902.4522 | 0 | 902.4522 | 0 | 902.4522 | 0 | 896.85 | -0.0010295 | 902.4522 | 0 | 683.0143 | 3.0284e-05 | 902.4522 | 0 | 902.4522 | 0 | 902.2131 | -0.00166 | 1009.9195 | 0.00668 | 902.2131 | 6.8193e-05 | 1009.9295 | 0 | 1009.9195 | 0.01376 | 902.2131 | -0.00167 | 902.4522 | 3.2015e-05
| 681.3789 | 0.00098522 | 902.4538 | -0.00026936 | 681.3789 | 0.00088435 | 902.4538 | 0.0017501 | 892.7007 | 0 | 902.4538 | 0.00075361 | 902.6932 | 0.00139 | 897.09 | -0.0011299 | 902.6932 | 0.00101 | 902.6932 | 0.001916 | 902.6932 | 0.00075625 | 897.09 | 0.0017013 | 902.6932 | 0.0006434 | 683.1349 | 1.5166e-05 | 902.6932 | 0.0031199 | 902.6932 | 0.00011939 | 902.4538 | 0.00283 | 1010.0881 | 0.00693 | 902.4538 | 0.0010076 | 1010.0993 | 5.0004e-05 | 1010.0881 | 0.01355 | 902.4538 | 0.00155 | 902.6932 | 0.0011922
| 681.5032 | 0 | 902.6946 | -0.00077936 | 681.5032 | 0 | 902.6946 | -0.0029466 | 892.9395 | 0 | 902.6946 | -0.001794 | 902.9343 | 0 | 897.33 | 0.0011973 | 902.9343 | 0 | 902.9343 | 0 | 902.9343 | 0 | 897.33 | -0.00015171 | 902.9343 | 0 | 683.2556 | 3.0483e-05 | 902.9343 | 0 | 902.9343 | 0 | 902.6946 | -0.002 | 1010.2566 | 0.00664 | 902.6946 | -0.0041886 | 1010.2692 | 0 | 1010.2566 | 0.01368 | 902.6946 | -0.00216 | 902.9343 | 4.2851e-05
| 681.6276 | 0.00087741 | 902.9354 | -0.00015725 | 681.6276 | 0.00137 | 902.9354 | 0.0013953 | 893.1783 | 0 | 902.9354 | 0.0011279 | 903.1753 | 0.0013109 | 897.57 | 0.0016358 | 903.1753 | 0.00178 | 903.1753 | 0.0008763 | 903.1754 | 0.00085289 | 897.57 | 0.0015062 | 903.1753 | 0.00016733 | 683.3763 | 1.5435e-05 | 903.1753 | 0.0011465 | 903.1753 | 0.00028935 | 902.9353 | 0.00102 | 1010.4252 | 0.00498 | 902.9354 | 0.0015354 | 1010.439 | 6.9993e-05 | 1010.4252 | 0.01352 | 902.9353 | 0.00246 | 903.1754 | 0.0014106
| 681.7519 | 0 | 903.1761 | -0.0014156 | 681.7519 | 0 | 903.1761 | -0.0039309 | 893.4171 | 0 | 903.1761 | -0.0026314 | 903.4164 | 0 | 897.81 | -0.0010961 | 903.4164 | 0 | 903.4164 | 0 | 903.4164 | 0 | 897.81 | -0.0015171 | 903.4164 | 0 | 683.4969 | 2.7345e-05 | 903.4164 | 0 | 903.4164 | 0 | 903.1761 | -0.00252 | 1010.5938 | 0.00849 | 903.1761 | 0.0015937 | 1010.6089 | 0 | 1010.5938 | 0.01358 | 903.1761 | -0.00045358 | 903.4164 | 0.00021524
| 681.8762 | 0.000554 | 903.4169 | -9.6508e-05 | 681.8762 | 0.00135 | 903.4169 | 0.0010522 | 893.6559 | 0 | 903.4169 | 0.00097397 | 903.6575 | 0.00084159 | 898.05 | 0.00042159 | 903.6575 | 0.0017 | 903.6575 | 0.0021233 | 903.6575 | 0.00060323 | 898.05 | -5.4182e-05 | 903.6575 | 0.0013072 | 683.6176 | 1.2214e-05 | 903.6575 | 0.0014152 | 903.6575 | 0.00032281 | 903.4169 | 0.00264 | 1010.7623 | 0.00469 | 903.4169 | 0.0031968 | 1010.7788 | 5.0004e-05 | 1010.7623 | 0.01328 | 903.4169 | 0.0018 | 903.6575 | 0.0015995
| 682.0006 | 0 | 903.6577 | -0.00099851 | 682.0006 | 0 | 903.6577 | -0.0021896 | 893.8947 | 0 | 903.6577 | -0.0018841 | 903.8985 | 0 | 898.29 | -0.00065769 | 903.8985 | 0 | 903.8985 | 0 | 903.8986 | 0 | 898.29 | -0.001062 | 903.8985 | 0 | 683.7383 | 2.6174e-05 | 903.8985 | 0 | 903.8986 | 0 | 903.6577 | -0.00167 | 1010.9309 | 0.00626 | 903.6577 | 0.001674 | 1010.9486 | 0 | 1010.9309 | 0.01321 | 903.6577 | -0.00083262 | 903.8986 | -0.00021362
| 682.125 | 0.00033839 | 903.8985 | -0.0004647 | 682.125 | 0.00114 | 903.8985 | 0.0020246 | 894.1335 | 0 | 903.8985 | 0.0011149 | 904.1396 | 0.00050365 | 898.53 | 0.00025296 | 904.1396 | 0.00097436 | 904.1396 | 0.00070406 | 904.1396 | 0.00075952 | 898.53 | 0.00036844 | 904.1396 | 0.00040684 | 683.8589 | 1.4182e-05 | 904.1396 | 0.0022972 | 904.1396 | 0.00035949 | 903.8985 | 1.8253e-05 | 1011.0995 | 0.00489 | 903.8985 | 0.0067457 | 1011.1185 | 5.0004e-05 | 1011.0995 | 0.01303 | 903.8985 | 0.00225 | 904.1396 | 0.0011036
| 682.2494 | 0 | 904.1393 | -0.00016995 | 682.2494 | 0 | 904.1393 | -0.0040432 | 894.3724 | 0 | 904.1393 | -0.0021166 | 904.3807 | 0 | 898.77 | 0.00035414 | 904.3807 | 0 | 904.3807 | 0 | 904.3807 | 0 | 898.77 | 0.00085607 | 904.3807 | 0 | 683.9796 | 3.053e-05 | 904.3807 | 0 | 904.3807 | 0 | 904.1393 | -0.00236 | 1011.268 | 0.01025 | 904.1393 | -0.0020823 | 1011.2884 | 0 | 1011.268 | 0.01302 | 904.1393 | -0.00142 | 904.3807 | -0.00018658
| 682.3737 | 0.00021262 | 904.3801 | -0.00046082 | 682.3737 | 0.00163 | 904.3801 | 0.00019792 | 894.6112 | 0 | 904.3801 | 0.0010563 | 904.6218 | 0.0019142 | 899.01 | 0.00086005 | 904.6218 | 0.00090146 | 904.6218 | 0.00073339 | 904.6218 | 0.00027225 | 899.01 | -0.00028175 | 904.6218 | 0.0021174 | 684.1003 | 1.6606e-05 | 904.6218 | 0.0030285 | 904.6218 | 0.00034907 | 904.3801 | 0.00017658 | 1011.4366 | 0.00638 | 904.3801 | 0.0011019 | 1011.4582 | 3.0002e-05 | 1011.4366 | 0.0129 | 904.3801 | 0.00197 | 904.6218 | 0.0012635
| 682.4982 | 0 | 904.6209 | -0.00032811 | 682.4982 | 0 | 904.6209 | -0.0036601 | 894.8501 | 0 | 904.6209 | -0.0019862 | 904.8629 | 0 | 899.25 | 0.001737 | 904.8629 | 0 | 904.8629 | 0 | 904.8629 | 0 | 899.25 | -0.00031426 | 904.8629 | 0 | 684.221 | 3.3528e-05 | 904.8629 | 0 | 904.8629 | 0 | 904.6209 | -0.00137 | 1011.6052 | 0.00496 | 904.6209 | -0.0021369 | 1011.6281 | 0 | 1011.6052 | 0.01293 | 904.6209 | -0.00193 | 904.8629 | 3.065e-05
| 682.6226 | 0.00152 | 904.8617 | 1.8959e-06 | 682.6226 | 0.00116 | 904.8617 | 0.00039701 | 895.0889 | 0 | 904.8617 | 0.0010923 | 905.104 | 0.00026051 | 899.5 | -0.0009275 | 905.104 | 0.00218 | 905.104 | 0.0012772 | 905.104 | 0.00087284 | 899.5 | 0.00040094 | 905.104 | 0.0019295 | 684.3416 | 1.7039e-05 | 905.104 | 0.0010612 | 905.104 | 0.00030048 | 904.8617 | 0.00056837 | 1011.7737 | 0.00593 | 904.8617 | -0.00034904 | 1011.798 | 3.0002e-05 | 1011.7737 | 0.01281 | 904.8617 | 0.0013 | 905.104 | 0.0012592
| 682.747 | 0 | 905.1025 | -0.0011292 | 682.747 | 0 | 905.1025 | -0.0035328 | 895.3278 | 0 | 905.1025 | -0.0025724 | 905.3451 | 0 | 899.74 | -0.00062396 | 905.3451 | 0 | 905.3451 | 0 | 905.3451 | 0 | 899.74 | 0.0009211 | 905.3451 | 0 | 684.4623 | 3.1549e-05 | 905.3451 | 0 | 905.3451 | 0 | 905.1025 | -0.00254 | 1011.9423 | 0.00598 | 905.1025 | -0.0021194 | 1011.9678 | 0 | 1011.9423 | 0.01288 | 905.1025 | -0.00188 | 905.3451 | -7.929e-05
| 682.8714 | 8.684e-05 | 905.3433 | 0.00027883 | 682.8714 | 0.00194 | 905.3433 | -9.0941e-05 | 895.5667 | 0 | 905.3433 | 0.00078525 | 905.5862 | 0.0013867 | 899.98 | 0.0013322 | 905.5862 | 0.00344 | 905.5862 | 0.0017916 | 905.5862 | 0.00087827 | 899.98 | 0.0016688 | 905.5862 | 0.0018479 | 684.583 | 1.4662e-05 | 905.5862 | 0.002415 | 905.5862 | 0.00041401 | 905.3433 | 0.00179 | 1012.1109 | 0.00608 | 905.3433 | 0.0040573 | 1012.1377 | 5.0004e-05 | 1012.1109 | 0.01276 | 905.3433 | 0.00145 | 905.5862 | 0.0013474
| 682.9959 | 0 | 905.5842 | -5.2495e-05 | 682.9959 | 0 | 905.5842 | -0.0013408 | 895.8055 | 0 | 905.5842 | -0.0019081 | 905.8274 | 0 | 900.22 | -0.00048905 | 905.8274 | 0 | 905.8274 | 0 | 905.8274 | 0 | 900.22 | 0.00014088 | 905.8274 | 0 | 684.7037 | 3.0038e-05 | 905.8274 | 0 | 905.8274 | 0 | 905.5842 | -0.00141 | 1012.2794 | 0.00735 | 905.5842 | -0.008061 | 1012.3076 | 0 | 1012.2794 | 0.0127 | 905.5842 | -0.0019 | 905.8274 | 0.00010563
| 683.1203 | 0 | 905.825 | -0.00022835 | 683.1203 | 0.00149 | 905.825 | 0.0010164 | 896.0444 | 0 | 905.825 | 0.0014165 | 906.0685 | 0.0014583 | 900.46 | -0.00096123 | 906.0685 | 0.00152 | 906.0685 | 0.0010777 | 906.0685 | 0.0007949 | 900.46 | 0.0011812 | 906.0685 | 8.7965e-05 | 684.8243 | 1.554e-05 | 906.0685 | 0.0015082 | 906.0685 | 0.00021614 | 905.825 | 0.00239 | 1012.448 | 0.00695 | 905.825 | -0.0048641 | 1012.4775 | 5.0004e-05 | 1012.448 | 0.01236 | 905.825 | 0.00138 | 906.0685 | 0.0015264
| 683.2448 | 0 | 906.0658 | -0.00034986 | 683.2448 | 0 | 906.0658 | -0.0019995 | 896.2833 | 0 | 906.0658 | -0.0020632 | 906.3097 | 0 | 900.7 | -0.0018719 | 906.3097 | 0 | 906.3097 | 0 | 906.3096 | 0 | 900.7 | -0.00096444 | 906.3097 | 0 | 684.945 | 3.1865e-05 | 906.3097 | 0 | 906.3096 | 0 | 906.0658 | -0.00094757 | 1012.6166 | 0.00585 | 906.0658 | -0.00068839 | 1012.6473 | 0 | 1012.6166 | 0.01225 | 906.0658 | -0.00021544 | 906.3096 | -0.00025627
| 683.3692 | 0.00023058 | 906.3067 | -5.8644e-06 | 683.3692 | 0.00081498 | 906.3067 | 0.00096919 | 896.5222 | 0 | 906.3067 | 0.0010406 | 906.5508 | 8.9859e-05 | 900.94 | 0.00072515 | 906.5508 | 0.00193 | 906.5508 | 0.0015173 | 906.5508 | 0.0010913 | 900.94 | 0.00053099 | 906.5508 | 0.00074887 | 685.0657 | 1.6524e-05 | 906.5508 | 0.0021287 | 906.5508 | 0.00033475 | 906.3067 | 0.00257 | 1012.7852 | 0.00742 | 906.3067 | -0.00036837 | 1012.8172 | 8.9995e-05 | 1012.7852 | 0.01204 | 906.3067 | 0.00257 | 906.5508 | 0.0016626
| 683.4937 | 0 | 906.5476 | -0.00099231 | 683.4937 | 0 | 906.5476 | -0.0036572 | 896.7612 | 0 | 906.5476 | -0.0018693 | 906.792 | 0 | 901.18 | 0.00032042 | 906.792 | 0 | 906.792 | 0 | 906.792 | 0 | 901.18 | -0.0013546 | 906.792 | 0 | 685.1864 | 3.1631e-05 | 906.792 | 0 | 906.792 | 0 | 906.5476 | -0.0025 | 1012.9537 | 0.00622 | 906.5476 | -0.0062263 | 1012.9871 | 0 | 1012.9537 | 0.01214 | 906.5476 | -0.00928 | 906.792 | -0.00041697
| 683.6182 | 0.00129 | 906.7884 | -0.00019805 | 683.6182 | 0.00134 | 906.7884 | 0.00095769 | 897.0001 | 0 | 906.7884 | 0.0012502 | 907.0331 | 0.0012566 | 901.42 | 0.0023441 | 907.0331 | 0.00171 | 907.0331 | 0 | 907.0331 | 0.00010027 | 901.42 | -0.0019397 | 907.0331 | 0.00092085 | 685.3071 | 1.54e-05 | 907.0331 | 0.0018699 | 907.0331 | 0.00022265 | 906.7884 | 0.00274 | 1013.1223 | 0.006 | 906.7884 | 0.0032397 | 1013.157 | 6.9993e-05 | 1013.1223 | 0.01195 | 906.7884 | 0.0088 | 907.0331 | 0.0014088
| 683.7427 | 0 | 907.0293 | -0.00092169 | 683.7427 | 0 | 907.0293 | -0.0032276 | 897.239 | 0 | 907.0293 | -0.002085 | 907.2743 | 0 | 901.66 | -0.0020742 | 907.2743 | 0 | 907.2743 | 0 | 907.2743 | 0 | 901.66 | -0.00054182 | 907.2743 | 0 | 685.4278 | 3.0483e-05 | 907.2743 | 0 | 907.2743 | 0 | 907.0293 | -0.00251 | 1013.2908 | 0.00575 | 907.0293 | -0.0055287 | 1013.3269 | 0 | 1013.2908 | 0.01196 | 907.0293 | -0.00271 | 907.2743 | -0.00044346
| 683.8672 | 0.00124 | 907.2702 | 0.00019698 | 683.8672 | 0.00098839 | 907.2702 | 0.00014222 | 897.4779 | 0 | 907.2702 | 0.0017235 | 907.5155 | 0.0015536 | 901.9 | 0.0015008 | 907.5155 | 0.00262 | 907.5155 | 0.0041734 | 907.5155 | 0.0012183 | 901.9 | 0.0013112 | 907.5155 | 0.0016699 | 685.5485 | 1.5329e-05 | 907.5155 | 0.0017551 | 907.5155 | 0.0002768 | 907.2702 | 0.00124 | 1013.4594 | 0.00594 | 907.2702 | 0.0030161 | 1013.4968 | 5.0004e-05 | 1013.4594 | 0.0117 | 907.2702 | 0.00232 | 907.5155 | 0.0012585
| 683.9918 | 0 | 907.511 | -0.00051258 | 683.9918 | 0 | 907.511 | -0.0015369 | 897.7169 | 0 | 907.511 | -0.0021104 | 907.7567 | 0 | 902.14 | -0.00086005 | 907.7567 | 0 | 907.7567 | 0 | 907.7567 | 0 | 902.14 | -0.0018422 | 907.7567 | 0 | 685.6692 | 3.2275e-05 | 907.7567 | 0 | 907.7567 | 0 | 907.511 | -0.00228 | 1013.628 | 0.00591 | 907.511 | -0.0044032 | 1013.6667 | 0 | 1013.628 | 0.0118 | 907.511 | -0.00133 | 907.7567 | -5.0402e-05
| 684.1163 | 0.00098522 | 907.7519 | -0.00060913 | 684.1163 | 0.00151 | 907.7519 | 5.2562e-05 | 897.9558 | 0 | 907.7519 | 0.0014244 | 907.9979 | 0.0021017 | 902.38 | 0.0013322 | 907.9979 | 0.00329 | 907.9979 | 0.0024033 | 907.9979 | 0.00082158 | 902.38 | -0.0017771 | 907.9979 | 0.0019343 | 685.7899 | 1.7203e-05 | 907.9979 | 0.0024062 | 907.9979 | 0.00031396 | 907.7519 | 0.00225 | 1013.7966 | 0.00691 | 907.7519 | 2.4343e-05 | 1013.8366 | 3.0002e-05 | 1013.7966 | 0.01156 | 907.7519 | 0.00207 | 907.9979 | 0.0019724
| 684.2408 | 0 | 907.9928 | -0.00071815 | 684.2408 | 0 | 907.9928 | -0.00060085 | 898.1948 | 0 | 907.9928 | -0.0026105 | 908.2391 | 0 | 902.62 | -0.0013997 | 908.2391 | 0 | 908.2391 | 0 | 908.2391 | 0 | 902.62 | -0.0017121 | 908.2391 | 0 | 685.9105 | 3.2849e-05 | 908.2391 | 0 | 908.2391 | 0 | 907.9928 | -0.00256 | 1013.9651 | 0.00765 | 907.9928 | 0.0024065 | 1014.0065 | 0 | 1013.9651 | 0.01171 | 907.9928 | -0.00145 | 908.2391 | -0.00035005
| 684.3654 | 0.00062587 | 908.2337 | 2.7286e-05 | 684.3654 | 0.00098839 | 908.2337 | -0.00019119 | 898.4337 | 0 | 908.2337 | 0.0012894 | 908.4803 | 0.0015276 | 902.86 | -0.0010624 | 908.4803 | 0.00221 | 908.4803 | 0.0031472 | 908.4803 | 0.00098918 | 902.86 | -0.00037928 | 908.4803 | 0.0012682 | 686.0312 | 1.5821e-05 | 908.4803 | 0.0025699 | 908.4803 | 0.00041109 | 908.2337 | 0.00096736 | 1014.1337 | 0.00522 | 908.2337 | 0.0039125 | 1014.1764 | 6.9993e-05 | 1014.1337 | 0.01136 | 908.2337 | 0.00259 | 908.4803 | 0.0014856
| 684.49 | 0 | 908.4746 | -0.00074417 | 684.49 | 0 | 908.4746 | -0.0032927 | 898.6727 | 0 | 908.4746 | -0.0024823 | 908.7215 | 0 | 903.1 | -0.00045532 | 908.7215 | 0 | 908.7215 | 0 | 908.7215 | 0 | 903.1 | 0.00069354 | 908.7215 | 0 | 686.1519 | 3.1631e-05 | 908.7215 | 0 | 908.7215 | 0 | 908.4746 | -0.0014 | 1014.3023 | 0.00626 | 908.4746 | -0.0019069 | 1014.3463 | 0 | 1014.3023 | 0.01149 | 908.4746 | -0.00141 | 908.7215 | 0.00050591
| 684.6145 | 0.00136 | 908.7156 | 0.00058955 | 684.6145 | 5.2025e-05 | 908.7156 | 5.692e-05 | 898.9117 | 0 | 908.7156 | 0.0013789 | 908.9627 | 0.00030624 | 903.34 | 0.0010624 | 908.9627 | 0.00188 | 908.9627 | 0.001908 | 908.9628 | 0.0019657 | 903.34 | -0.001257 | 908.9627 | 0.0025267 | 686.2726 | 1.6161e-05 | 908.9627 | 0.0028378 | 908.9628 | 0.00031452 | 908.7156 | 0.00133 | 1014.4709 | 0.0061 | 908.7156 | 0.0039079 | 1014.5162 | 6.9993e-05 | 1014.4709 | 0.01109 | 908.7156 | 0.00172 | 908.9628 | 0.0017327
| 684.7391 | 0 | 908.9565 | -0.0010559 | 684.7391 | 0 | 908.9565 | -0.0035051 | 899.1506 | 0 | 908.9565 | -0.0026922 | 909.204 | 0 | 903.58 | -0.00096123 | 909.204 | 0 | 909.204 | 0 | 909.204 | 0 | 903.58 | 0.0022864 | 909.204 | 0 | 686.3933 | 3.1947e-05 | 909.204 | 0 | 909.204 | 0 | 908.9565 | -0.00331 | 1014.6394 | 0.00564 | 908.9565 | -0.004681 | 1014.6861 | 0 | 1014.6394 | 0.01108 | 908.9565 | -0.00111 | 909.204 | -0.00013581
| 684.8637 | 0.00165 | 909.1974 | -0.00076251 | 684.8637 | 0.00253 | 909.1974 | 0.0015248 | 899.3896 | 0 | 909.1974 | 0.0010842 | 909.4452 | 0.0020121 | 903.82 | 0.001231 | 909.4452 | 0.00089116 | 909.4452 | 0.0013133 | 909.4452 | 0.00069344 | 903.82 | 0.0009536 | 909.4452 | 0.00069039 | 686.514 | 1.6243e-05 | 909.4452 | 0.0017415 | 909.4452 | 0.00025041 | 909.1974 | 0.00134 | 1014.808 | 0.00705 | 909.1974 | 0.0046231 | 1014.856 | 6.9993e-05 | 1014.808 | 0.011 | 909.1974 | 0.00152 | 909.4452 | 0.0022308
| 684.9883 | 0 | 909.4383 | -0.00071556 | 684.9883 | 0 | 909.4383 | -0.0040027 | 899.6287 | 0 | 909.4383 | -0.0023953 | 909.6865 | 0 | 904.07 | 0.0001855 | 909.6865 | 0 | 909.6865 | 0 | 909.6865 | 0 | 904.07 | -0.0012245 | 909.6865 | 0 | 686.6347 | 3.012e-05 | 909.6865 | 0 | 909.6865 | 0 | 909.4383 | -0.00245 | 1014.9766 | 0.00582 | 909.4383 | -0.0048578 | 1015.0259 | 0 | 1014.9766 | 0.01115 | 909.4383 | -0.00061198 | 909.6865 | 0.00022139
| 685.1129 | 0.00106 | 909.6793 | -3.6944e-06 | 685.1129 | 0.00048552 | 909.6793 | -0.00028281 | 899.8677 | 0 | 909.6793 | 0.0018002 | 909.9277 | 0.0010467 | 904.31 | -0.0020742 | 909.9277 | 0.0014 | 909.9277 | 0.0025559 | 909.9277 | 0.0012397 | 904.31 | 0.00046596 | 909.9277 | 0.0025763 | 686.7554 | 1.4592e-05 | 909.9277 | 0.0028268 | 909.9277 | 0.00038133 | 909.6793 | 0.00133 | 1015.1451 | 0.00598 | 909.6793 | 0.0021978 | 1015.1958 | 6.9993e-05 | 1015.1451 | 0.0112 | 909.6793 | 0.00209 | 909.9277 | 0.0017714
| 685.2376 | 0 | 909.9202 | -0.00093396 | 685.2376 | 0 | 909.9202 | -0.0023791 | 900.1067 | 0 | 909.9202 | -0.0025838 | 910.169 | 0 | 904.55 | 0.00032042 | 910.169 | 0 | 910.169 | 0 | 910.169 | 0 | 904.55 | -0.00015171 | 910.169 | 0 | 686.8762 | 3.1162e-05 | 910.169 | 0 | 910.169 | 0 | 909.9202 | -0.00214 | 1015.3137 | 0.00643 | 909.9202 | -0.0071866 | 1015.3657 | 0 | 1015.3137 | 0.01121 | 909.9202 | -0.00058283 | 910.169 | -0.00019142
| 685.3622 | 0.00138 | 910.1612 | -0.00043031 | 685.3622 | 0.0013 | 910.1612 | -0.00042563 | 900.3457 | 0 | 910.1612 | 0.0010997 | 910.4102 | 0.00080666 | 904.79 | 0.0013997 | 910.4103 | 0.00147 | 910.4102 | 0.0011472 | 910.4103 | 0.00053572 | 904.79 | -2.1673e-05 | 910.4102 | 0.0023273 | 686.9968 | 1.718e-05 | 910.4102 | 0.0017158 | 910.4103 | 0.00026416 | 910.1612 | 0.00060506 | 1015.4823 | 0.00668 | 910.1612 | 0.0014844 | 1015.5356 | 5.0004e-05 | 1015.4823 | 0.01091 | 910.1612 | 0.00132 | 910.4103 | 0.001295
| 685.4868 | 0 | 910.4021 | -7.5469e-05 | 685.4868 | 0 | 910.4021 | -0.0019819 | 900.5847 | 0 | 910.4021 | -0.0021704 | 910.6515 | 0 | 905.03 | 0.00065769 | 910.6515 | 0 | 910.6515 | 0 | 910.6516 | 0 | 905.03 | -0.00031426 | 910.6515 | 0 | 687.1176 | 2.9863e-05 | 910.6515 | 0 | 910.6516 | 0 | 910.4021 | -0.00090422 | 1015.6509 | 0.0057 | 910.4021 | 0.0028292 | 1015.7055 | 0 | 1015.6509 | 0.01093 | 910.4021 | -0.00154 | 910.6516 | -3.8216e-05
| 685.6115 | 0.00082352 | 910.6431 | 0.00030519 | 685.6115 | 0.00161 | 910.6431 | 0.00088483 | 900.8238 | 0 | 910.6431 | 0.001391 | 910.8928 | 0.0025122 | 905.27 | 0.00089378 | 910.8928 | 0.00136 | 910.8928 | 0.0033319 | 910.8928 | 0.0014916 | 905.27 | -0.00076939 | 910.8928 | 7.7532e-05 | 687.2383 | 1.3163e-05 | 910.8928 | 0.002475 | 910.8928 | 0.00034181 | 910.6431 | 0.00209 | 1015.8194 | 0.00543 | 910.6431 | 0.0057373 | 1015.8755 | 6.9993e-05 | 1015.8194 | 0.01057 | 910.6431 | -0.0003864 | 910.8928 | 0.0015625
| 685.7362 | 0 | 910.8841 | -0.00026357 | 685.7362 | 0 | 910.8841 | -0.0038378 | 901.0628 | 0 | 910.8841 | -0.0024502 | 911.1341 | 0 | 905.51 | -0.00082632 | 911.1341 | 0 | 911.1341 | 0 | 911.1341 | 0 | 905.51 | -0.0019072 | 911.1341 | 0 | 687.359 | 2.7017e-05 | 911.1341 | 0 | 911.1341 | 0 | 910.8841 | -0.00238 | 1015.988 | 0.00563 | 910.8841 | -0.0074803 | 1016.0454 | 0 | 1015.988 | 0.01083 | 910.8841 | -0.00304 | 911.1341 | 0.00016143
| 685.8608 | 0.00064383 | 911.125 | -0.00082191 | 685.8608 | 0.0026 | 911.125 | 0.0018821 | 901.3019 | 0 | 911.125 | 0.0010984 | 911.3754 | 0.0015964 | 905.75 | -0.0014334 | 911.3754 | 0.00129 | 911.3754 | 0.0020586 | 911.3754 | 0.0002879 | 905.75 | -0.00024923 | 911.3754 | 0.0027621 | 687.4797 | 1.4065e-05 | 911.3754 | 0.0015565 | 911.3754 | 0.00026774 | 911.125 | 0.00166 | 1016.1566 | 0.00624 | 911.125 | 0.0045423 | 1016.2153 | 6.9993e-05 | 1016.1566 | 0.01042 | 911.125 | 0.00128 | 911.3754 | 0.0019453
| 685.9855 | 0 | 911.366 | -0.00075959 | 685.9855 | 0 | 911.366 | -0.0046676 | 901.541 | 0 | 911.366 | -0.0024717 | 911.6167 | 0 | 905.99 | 0.00072515 | 911.6167 | 0 | 911.6167 | 0 | 911.6167 | 0 | 905.99 | -0.0021673 | 911.6167 | 0 | 687.6004 | 2.8961e-05 | 911.6167 | 0 | 911.6167 | 0 | 911.366 | -0.00167 | 1016.3252 | 0.00454 | 911.366 | -0.0035792 | 1016.3852 | 0 | 1016.3252 | 0.01054 | 911.366 | -0.0024 | 911.6167 | -0.00012238
| 686.1102 | 1.4969e-05 | 911.607 | -0.0010134 | 686.1102 | 0.00074563 | 911.607 | 0.00082081 | 901.78 | 0 | 911.607 | 0.0010108 | 911.858 | 0.0010338 | 906.23 | 0.00072515 | 911.858 | 0.00111 | 911.858 | 0.0024807 | 911.858 | 0.0011901 | 906.23 | 0.0013112 | 911.858 | 0.0019986 | 687.7211 | 1.5002e-05 | 911.858 | 0.0016763 | 911.858 | 0.00037181 | 911.607 | 0.00124 | 1016.4937 | 0.00767 | 911.607 | 0.0018963 | 1016.5551 | 6.9993e-05 | 1016.4937 | 0.0101 | 911.607 | 0.00392 | 911.858 | 0.0011465
| 686.2349 | 0 | 911.848 | 0.00017725 | 686.2349 | 0 | 911.848 | -0.0021958 | 902.0191 | 0 | 911.848 | -0.0017443 | 912.0993 | 0 | 906.47 | -0.00025296 | 912.0993 | 0 | 912.0993 | 0.00021524 | 912.0994 | 0 | 906.47 | 0.00040094 | 912.0993 | 0 | 687.8418 | 3.1525e-05 | 912.0993 | 0 | 912.0994 | 0 | 911.848 | -0.00136 | 1016.6623 | 0.00508 | 911.848 | 0.0001712 | 1016.7251 | 0 | 1016.6623 | 0.01035 | 911.848 | -0.00236 | 912.0994 | -0.00010004
| 686.3596 | 0.00069774 | 912.089 | 0.00012785 | 686.3596 | 0.00248 | 912.089 | 0.0012933 | 902.2582 | 0 | 912.089 | 0.0014412 | 912.3407 | 0.0018587 | 906.71 | -1.6864e-05 | 912.3407 | 0.00219 | 912.3407 | 0.001099 | 912.3406 | 0.00061076 | 906.71 | 0.0017663 | 912.3407 | 0.0018621 | 687.9626 | 1.6547e-05 | 912.3407 | 0.0018834 | 912.3406 | 0.0004407 | 912.089 | 0.00203 | 1016.8309 | 0.00445 | 912.089 | 0.00097142 | 1016.895 | 8.9995e-05 | 1016.8309 | 0.01019 | 912.089 | 0.00206 | 912.3406 | 0.0017089
| 686.4844 | 0 | 912.33 | -0.0017662 | 686.4844 | 0 | 912.33 | -0.00424 | 902.4973 | 0 | 912.33 | -0.0022795 | 912.582 | 0 | 906.95 | 0.00038786 | 912.582 | 0 | 912.582 | 0 | 912.582 | 0 | 906.95 | -0.0035652 | 912.582 | 0 | 688.0833 | 3.3458e-05 | 912.582 | 0 | 912.582 | 0 | 912.33 | -0.00185 | 1016.9995 | 0.00693 | 912.33 | 0.00023949 | 1017.0649 | 0 | 1016.9995 | 0.01056 | 912.33 | -0.00014795 | 912.582 | -0.00042646
| 686.6091 | 0.000554 | 912.571 | 0.00097237 | 686.6091 | 0.00168 | 912.571 | 0.0011372 | 902.7363 | 0 | 912.571 | 0.0017297 | 912.8233 | 0.0018813 | 907.19 | 0.0009275 | 912.8233 | 0.00325 | 912.8233 | 0.0027732 | 912.8234 | 0.0014639 | 907.19 | 0.00053099 | 912.8233 | 0.0036074 | 688.204 | 1.7039e-05 | 912.8233 | 0.0015707 | 912.8234 | 0.0002578 | 912.571 | 0.0044 | 1017.168 | 0.00575 | 912.571 | 0.0047967 | 1017.2349 | 8.9995e-05 | 1017.168 | 0.01021 | 912.571 | 0.00138 | 912.8234 | 0.0019929
| 686.7339 | 0 | 912.812 | -0.000854 | 686.7339 | 0 | 912.812 | -0.0036546 | 902.9755 | 0 | 912.812 | -0.0026453 | 913.0647 | 0 | 907.43 | -0.0013997 | 913.0647 | 0 | 913.0647 | 0 | 913.0647 | 0 | 907.43 | -0.0023299 | 913.0647 | 0 | 688.3247 | 3.1865e-05 | 913.0647 | 0 | 913.0647 | 0 | 912.812 | -0.00214 | 1017.3366 | 0.00752 | 912.812 | -0.0028544 | 1017.4048 | 0 | 1017.3366 | 0.01028 | 912.812 | -0.00101 | 913.0647 | -0.00028413
| 686.8586 | 0.00102 | 913.0531 | -0.00028823 | 686.8586 | 0.00184 | 913.0531 | -0.0012305 | 903.2146 | 0 | 913.0531 | 0.0011422 | 913.306 | 0.0014834 | 907.68 | -0.00079259 | 913.3061 | 0.00206 | 913.306 | 0.0030433 | 913.306 | 0 | 907.68 | 0.0029691 | 913.306 | 0.00024045 | 688.4454 | 1.5002e-05 | 913.306 | 0.0024786 | 913.306 | 0.0002862 | 913.053 | 0.00145 | 1017.5052 | 0.00561 | 913.0531 | -0.0012804 | 1017.5747 | 3.0002e-05 | 1017.5052 | 0.00997 | 913.053 | 0.00349 | 913.306 | 0.0015765
| 686.9834 | 0 | 913.2941 | -0.0014341 | 686.9834 | 0 | 913.2941 | -0.0022793 | 903.4537 | 0 | 913.2941 | -0.0027966 | 913.5474 | 0 | 907.92 | -0.00086005 | 913.5474 | 0 | 913.5474 | 0 | 913.5474 | 0 | 907.92 | -0.00067186 | 913.5474 | 0 | 688.5662 | 2.9336e-05 | 913.5474 | 0 | 913.5474 | 0 | 913.2941 | -0.0024 | 1017.6738 | 0.00668 | 913.2941 | -0.004823 | 1017.7446 | 0 | 1017.6738 | 0.01024 | 913.2941 | -0.01188 | 913.5474 | -0.00039035
| 687.1082 | 0.00163 | 913.5351 | 0.00040532 | 687.1082 | 0.00079764 | 913.5351 | 0.00057924 | 903.6928 | 0 | 913.5351 | 0.0014561 | 913.7888 | 0.0025934 | 908.16 | -0.0005565 | 913.7888 | 0.00298 | 913.7888 | 0.0017273 | 913.7888 | 0.0014129 | 908.16 | 0.0009211 | 913.7888 | 0.0027167 | 688.6869 | 1.451e-05 | 913.7888 | 0.0018221 | 913.7888 | 0.00027456 | 913.5351 | 0.00169 | 1017.8423 | 0.00688 | 913.5351 | -0.0032588 | 1017.9146 | 5.0004e-05 | 1017.8423 | 0.00986 | 913.5351 | 0.0099 | 913.7888 | 0.0016857
| 687.233 | 0 | 913.7762 | -9.2514e-05 | 687.233 | 0 | 913.7762 | -0.0023277 | 903.9319 | 0 | 913.7762 | -0.00247 | 914.0302 | 0 | 908.4 | -0.00075887 | 914.0302 | 0 | 914.0302 | 0 | 914.0302 | 0 | 908.4 | -0.0026874 | 914.0302 | 0 | 688.8076 | 2.9523e-05 | 914.0302 | 0 | 914.0302 | 0 | 913.7762 | -0.00196 | 1018.0109 | 0.00471 | 913.7762 | -0.005373 | 1018.0845 | 0 | 1018.0109 | 0.00992 | 913.7762 | -0.0023 | 914.0302 | 0.00044867
| 687.3578 | 0.00076961 | 914.0172 | 0.00058302 | 687.3578 | 0.00168 | 914.0172 | 0.00095305 | 904.1711 | 0 | 914.0172 | 0.0016285 | 914.2715 | 0.0015259 | 908.64 | -0.00028669 | 914.2716 | 0.00407 | 914.2715 | 0.0019651 | 914.2715 | 0.00182 | 908.64 | 0.0015387 | 914.2715 | 0.0033515 | 688.9283 | 1.5072e-05 | 914.2715 | 0.0024255 | 914.2716 | 0.00050408 | 914.0172 | 0.00271 | 1018.1795 | 0.00733 | 914.0172 | 0.0012715 | 1018.2545 | 6.9993e-05 | 1018.1795 | 0.00953 | 914.0172 | 0.00203 | 914.2715 | 0.0015587
| 687.4826 | 0 | 914.2583 | -0.00068755 | 687.4826 | 0 | 914.2583 | -0.0035671 | 904.4103 | 0 | 914.2583 | -0.0023865 | 914.5129 | 0 | 908.88 | 0.00072515 | 914.5129 | 0 | 914.5129 | 0 | 914.5129 | 0 | 908.88 | 7.5855e-05 | 914.5129 | 0 | 689.0491 | 3.087e-05 | 914.5129 | 0 | 914.5129 | 0 | 914.2583 | -0.0038 | 1018.3481 | 0.00566 | 914.2583 | -0.001621 | 1018.4244 | 0 | 1018.3481 | 0.00972 | 914.2583 | 0.00016002 | 914.5129 | -0.00025918
| 687.6074 | 0.00048213 | 914.4993 | 1.8253e-05 | 687.6074 | 0.00265 | 914.4993 | 0.00024738 | 904.6494 | 0 | 914.4993 | 0.0013848 | 914.7543 | 0.00084018 | 909.12 | -0.0030186 | 914.7543 | 0.00221 | 914.7543 | 0.0024638 | 914.7543 | 0.0014132 | 909.12 | -0.0016472 | 914.7543 | 0.00084134 | 689.1698 | 1.5821e-05 | 914.7543 | 0.0021285 | 914.7543 | 0.0002619 | 914.4993 | 0.00385 | 1018.5166 | 0.00614 | 914.4993 | 0.0088725 | 1018.5944 | 5.0004e-05 | 1018.5166 | 0.00934 | 914.4993 | 0.0018 | 914.7543 | 0.0019122
| 687.7322 | 0 | 914.7404 | -0.00059653 | 687.7322 | 0 | 914.7404 | -0.0026648 | 904.8885 | 0 | 914.7404 | -0.0026375 | 914.9957 | 0 | 909.36 | 0.00035414 | 914.9958 | 0 | 914.9957 | 0 | 914.9957 | 0 | 909.36 | 0.0010186 | 914.9957 | 0 | 689.2905 | 3.0155e-05 | 914.9957 | 0.00033718 | 914.9957 | 0 | 914.7404 | -5.3494e-05 | 1018.6852 | 0.00469 | 914.7404 | 0.00078964 | 1018.7643 | 0 | 1018.6852 | 0.00969 | 914.7404 | 0.00037592 | 914.9957 | 0.00026264
| 687.8571 | 0.00199 | 914.9815 | -4.5262e-05 | 687.8571 | 0.00132 | 914.9815 | 0.00082032 | 905.1277 | 0 | 914.9815 | 0.0010429 | 915.2372 | 0.0016003 | 909.6 | 0.0017707 | 915.2372 | 0.00226 | 915.2372 | 0.0031024 | 915.2372 | 0.0010736 | 909.6 | -0.0031751 | 915.2372 | 0.0023569 | 689.4113 | 1.4369e-05 | 915.2372 | 0.002265 | 915.2372 | 0.00035186 | 914.9815 | 0.00252 | 1018.8538 | 0.00681 | 914.9815 | 0.0023431 | 1018.9343 | 5.0004e-05 | 1018.8538 | 0.00941 | 914.9815 | 0.00114 | 915.2372 | 0.0018632
| 687.9819 | 0 | 915.2225 | 9.4726e-05 | 687.9819 | 0 | 915.2225 | -0.0016277 | 905.3669 | 0 | 915.2225 | -0.0020861 | 915.4786 | 0 | 909.84 | 0.00042159 | 915.4786 | 0 | 915.4786 | 0 | 915.4786 | 0 | 909.84 | -0.00080189 | 915.4786 | 0 | 689.532 | 2.9043e-05 | 915.4786 | 0 | 915.4786 | 0 | 915.2225 | -0.00213 | 1019.0224 | 0.00506 | 915.2225 | 0.00020328 | 1019.1042 | 0 | 1019.0224 | 0.00971 | 915.2225 | -0.00259 | 915.4786 | 1.3445e-05
| 688.1068 | 6.8875e-05 | 915.4636 | 0.00032618 | 688.1068 | 0.00179 | 915.4636 | 0.00096184 | 905.6061 | 0 | 915.4636 | 0.0013831 | 915.72 | 0.0026324 | 910.08 | 0.001366 | 915.72 | 0.0022 | 915.72 | 0.0020477 | 915.72 | 0.0015074 | 910.08 | -0.0001192 | 915.72 | 0.0015104 | 689.6527 | 1.4721e-05 | 915.72 | 0.0026939 | 915.72 | 0.00046491 | 915.4636 | 0.00229 | 1019.191 | 0.0064 | 915.4636 | 0.0035375 | 1019.2742 | 5.0004e-05 | 1019.191 | 0.00934 | 915.4636 | 0.00192 | 915.72 | 0.0017081
| 688.2316 | 0 | 915.7047 | -0.00112 | 688.2316 | 0 | 915.7047 | -0.0035854 | 905.8453 | 0 | 915.7047 | -0.0026572 | 915.9614 | 0 | 910.32 | -0.0026139 | 915.9615 | 0 | 915.9614 | 0 | 915.9614 | 0 | 910.32 | -0.00028175 | 915.9614 | 0 | 689.7735 | 3.0624e-05 | 915.9614 | 0 | 915.9614 | 0 | 915.7047 | -0.00275 | 1019.3595 | 0.00589 | 915.7047 | 0.0028101 | 1019.4441 | 0 | 1019.3595 | 0.00956 | 915.7047 | -0.00072376 | 915.9614 | -3.8253e-05
| 688.3565 | 0.0004462 | 915.9458 | 9.9247e-05 | 688.3565 | 8.6698e-05 | 915.9458 | 0.00046115 | 906.0845 | 0 | 915.9458 | 0.0012554 | 916.2029 | 0.00082768 | 910.56 | 0.0026476 | 916.2029 | 0.003 | 916.2029 | 0.00025732 | 916.2029 | 0.0011762 | 910.56 | 0.00040094 | 916.2029 | 0.0017211 | 689.8942 | 1.6032e-05 | 916.2029 | 0.0039072 | 916.2029 | 0.00029324 | 915.9458 | 0.00090872 | 1019.5281 | 0.00549 | 915.9458 | 0.0050893 | 1019.6141 | 5.0004e-05 | 1019.5281 | 0.00907 | 915.9458 | 0.00206 | 916.2029 | 0.0019346
| 688.4814 | 0 | 916.1869 | -0.0012045 | 688.4814 | 0 | 916.1869 | -0.0033832 | 906.3237 | 0 | 916.1869 | -0.0029183 | 916.4443 | 0 | 910.8 | -1.6864e-05 | 916.4443 | 0 | 916.4443 | 0 | 916.4443 | 0 | 910.8 | -0.0024923 | 916.4443 | 0 | 690.015 | 3.1631e-05 | 916.4443 | 0 | 916.4443 | 0 | 916.1869 | -0.00307 | 1019.6967 | 0.00462 | 916.1869 | 0.0033973 | 1019.784 | 0 | 1019.6967 | 0.00929 | 916.1869 | -0.00277 | 916.4443 | -0.00015986
| 688.6063 | 0.00156 | 916.428 | -0.00081478 | 688.6063 | 0.00090168 | 916.428 | 0.0009121 | 906.5629 | 0 | 916.428 | 0.00086186 | 916.6858 | 0.0021758 | 911.05 | 0.00011805 | 916.6858 | 0.0014 | 916.6858 | 0.00058035 | 916.6858 | 0.00026982 | 911.05 | -0.0018422 | 916.6858 | 0.00045338 | 690.1357 | 1.5786e-05 | 916.6858 | 0.0029495 | 916.6858 | 0.00039896 | 916.428 | 0.00041114 | 1019.8653 | 0.00473 | 916.428 | 0.00029055 | 1019.954 | 6.9993e-05 | 1019.8653 | 0.009 | 916.428 | 0.00138 | 916.6858 | 0.001431
| 688.7313 | 0 | 916.6692 | -0.00047334 | 688.7313 | 0 | 916.6692 | -0.0041079 | 906.8022 | 0 | 916.6692 | -0.0020469 | 916.9273 | 0 | 911.29 | 0.0010961 | 916.9273 | 0 | 916.9273 | 0 | 916.9272 | 0 | 911.29 | 4.3346e-05 | 916.9273 | 0 | 690.2564 | 3.1865e-05 | 916.9273 | 0 | 916.9272 | 0 | 916.6691 | -0.00189 | 1020.0338 | 0.00552 | 916.6692 | -0.0044921 | 1020.124 | 0 | 1020.0338 | 0.00927 | 916.6691 | -0.00149 | 916.9272 | 5.0617e-05
| 688.8562 | 0.00147 | 916.9103 | 6.3649e-05 | 688.8562 | 0.00097105 | 916.9103 | 0.0014568 | 907.0414 | 0 | 916.9103 | 0.001192 | 917.1687 | 0.0024036 | 911.53 | 0.0015008 | 917.1687 | 0.00187 | 917.1687 | 0.0023153 | 917.1688 | 0.0011273 | 911.53 | 0.0009536 | 917.1687 | 0.0023666 | 690.3772 | 1.6325e-05 | 917.1687 | 0.0027558 | 917.1688 | 0.00023602 | 916.9103 | 0.0011 | 1020.2024 | 0.00596 | 916.9103 | 0.0028141 | 1020.2939 | 0.00011 | 1020.2024 | 0.00874 | 916.9103 | 0.00378 | 917.1688 | 0.0014974
| 688.9811 | 0 | 917.1514 | -0.00081915 | 688.9811 | 0 | 917.1514 | -0.0028309 | 907.2806 | 0 | 917.1514 | -0.0024446 | 917.4102 | 0 | 911.77 | -0.00069142 | 917.4102 | 0 | 917.4102 | 0 | 917.4102 | 0 | 911.77 | -0.0021023 | 917.4102 | 0 | 690.4979 | 3.2287e-05 | 917.4102 | 0 | 917.4102 | 0 | 917.1514 | -0.00405 | 1020.371 | 0.00589 | 917.1514 | 0.00050387 | 1020.4639 | 0 | 1020.371 | 0.00865 | 917.1514 | -0.00279 | 917.4102 | -0.00058462
| 689.106 | 0.00073368 | 917.3925 | 0.0008607 | 689.106 | 0.0014 | 917.3925 | 0.00052016 | 907.5199 | 0 | 917.3925 | 0.001517 | 917.6517 | 0.0014531 | 912.01 | 0.00072515 | 917.6517 | 0.00195 | 917.6517 | 0.0027377 | 917.6517 | 0.0022956 | 912.01 | -0.0021348 | 917.6517 | 0.0030002 | 690.6187 | 1.6255e-05 | 917.6517 | 0.0019186 | 917.6517 | 0.0006318 | 917.3925 | 0.00285 | 1020.5396 | 0.00765 | 917.3925 | 0.0059323 | 1020.6339 | 3.0002e-05 | 1020.5396 | 0.00842 | 917.3925 | 0.00288 | 917.6517 | 0.0020007
| 689.231 | 0 | 917.6337 | -0.001015 | 689.231 | 0 | 917.6337 | -0.0049187 | 907.7592 | 0 | 917.6337 | -0.0030242 | 917.8932 | 0 | 912.25 | -0.0014334 | 917.8932 | 0 | 917.8932 | 0 | 917.8932 | 0 | 912.25 | 0.002514 | 917.8932 | 0 | 690.7394 | 3.0917e-05 | 917.8932 | 0 | 917.8932 | 0 | 917.6337 | -0.00182 | 1020.7082 | 0.0068 | 917.6337 | -0.0031951 | 1020.8038 | 0 | 1020.7082 | 0.00866 | 917.6337 | -0.0011 | 917.8932 | -0.00028774
| 689.356 | 0.00039229 | 917.8748 | -0.00066915 | 689.356 | 0.00199 | 917.8748 | 0.00045897 | 907.9984 | 0 | 917.8748 | 0.0010176 | 918.1347 | 9.8882e-06 | 912.49 | -0.00038786 | 918.1347 | 0.0027 | 918.1347 | 0.00059029 | 918.1347 | 0 | 912.49 | 0.0002384 | 918.1347 | 0.00037672 | 690.8602 | 1.4966e-05 | 918.1347 | 0.0024395 | 918.1347 | 0.00020149 | 917.8748 | 2.9287e-05 | 1020.8767 | 0.00825 | 917.8748 | -0.0051194 | 1020.9738 | 8.9995e-05 | 1020.8767 | 0.00866 | 917.8748 | 0.00179 | 918.1347 | 0.001725
| 689.481 | 0 | 918.116 | -0.0010095 | 689.481 | 0 | 918.116 | -0.003097 | 908.2377 | 0 | 918.116 | -0.003172 | 918.3762 | 0 | 912.73 | -0.001366 | 918.3762 | 0 | 918.3762 | 0 | 918.3762 | 0 | 912.73 | 0.0015712 | 918.3762 | 0 | 690.9809 | 3.0483e-05 | 918.3762 | 0 | 918.3762 | 0 | 918.116 | -0.00092032 | 1021.0453 | 0.00661 | 918.116 | -0.0038188 | 1021.1438 | 0 | 1021.0453 | 0.00889 | 918.116 | -0.00162 | 918.3762 | -9.4714e-06
| 689.6059 | 0.00127 | 918.3571 | 0.0010388 | 689.6059 | 0.00058956 | 918.3571 | 0.00043609 | 908.4769 | 0 | 918.3571 | 0.0015871 | 918.6177 | 0.0034191 | 912.97 | -0.001231 | 918.6177 | 0.00433 | 918.6177 | 0.0013652 | 918.6177 | 0.0014494 | 912.97 | 0.0023515 | 918.6177 | 0.0034355 | 691.1017 | 1.5845e-05 | 918.6177 | 0.0028912 | 918.6177 | 0.0004075 | 918.3571 | 0.00195 | 1021.2139 | 0.0052 | 918.3571 | 0.0035144 | 1021.3138 | 5.0004e-05 | 1021.2139 | 0.00863 | 918.3571 | 0.00159 | 918.6177 | 0.0016416
| 689.7309 | 0 | 918.5983 | -0.0011891 | 689.7309 | 0 | 918.5983 | -0.0038826 | 908.7162 | 0 | 918.5983 | -0.0027754 | 918.8592 | 0 | 913.21 | -0.0013997 | 918.8592 | 0 | 918.8592 | 0 | 918.8593 | 0 | 913.21 | -0.0015171 | 918.8592 | 0 | 691.2224 | 3.1186e-05 | 918.8592 | 0 | 918.8592 | 0 | 918.5983 | -0.00205 | 1021.3825 | 0.00506 | 918.5983 | -0.0046064 | 1021.4837 | 0 | 1021.3825 | 0.0088 | 918.5983 | -0.00305 | 918.8593 | -0.00025739
| 689.8559 | 0 | 918.8395 | -0.00046993 | 689.8559 | 0.00088435 | 918.8395 | 0.0027526 | 908.9555 | 0 | 918.8395 | 0.001365 | 919.1008 | 0.0019685 | 913.45 | 1.6864e-05 | 919.1008 | 0.00258 | 919.1008 | 0.0012409 | 919.1008 | 0.00083004 | 913.45 | 0.00040094 | 919.1008 | 0.001486 | 691.3432 | 1.5517e-05 | 919.1008 | 0.0011118 | 919.1008 | 0.00044095 | 918.8395 | 0.00073411 | 1021.5511 | 0.00471 | 918.8395 | 0.00052463 | 1021.6537 | 6.9993e-05 | 1021.5511 | 0.00843 | 918.8395 | 0.0011 | 919.1008 | 0.0019267
| 689.981 | 0 | 919.0806 | -0.00091101 | 689.981 | 0 | 919.0806 | -0.0050242 | 909.1948 | 0 | 919.0806 | -0.0023229 | 919.3423 | 0 | 913.69 | -0.0010961 | 919.3423 | 0 | 919.3423 | 0 | 919.3423 | 0 | 913.69 | -0.0022648 | 919.3423 | 0 | 691.4639 | 3.0132e-05 | 919.3423 | 0 | 919.3423 | 0 | 919.0806 | -0.0032 | 1021.7196 | 0.00798 | 919.0806 | -0.0048864 | 1021.8237 | 0 | 1021.7196 | 0.00874 | 919.0806 | -0.00255 | 919.3423 | -0.00017434
| 690.106 | 0.00169 | 919.3218 | 0.00021985 | 690.106 | 0.00179 | 919.3218 | -0.00049578 | 909.4341 | 0 | 919.3218 | 0.0014797 | 919.5838 | 0.0008564 | 913.93 | 0.0010961 | 919.5838 | 0.00205 | 919.5838 | 0.0014417 | 919.5839 | 0.00086694 | 913.93 | 0.00043346 | 919.5838 | 0.0014065 | 691.5847 | 1.4697e-05 | 919.5838 | 0.0013441 | 919.5839 | 0.00022259 | 919.3218 | 0.00221 | 1021.8882 | 0.0063 | 919.3218 | -0.00046627 | 1021.9937 | 5.0004e-05 | 1021.8882 | 0.00838 | 919.3218 | 0.00127 | 919.5839 | 0.0018491
| 690.231 | 0 | 919.563 | -0.0001011 | 690.231 | 0 | 919.563 | -0.0036607 | 909.6735 | 0 | 919.563 | -0.0025482 | 919.8254 | 0 | 914.18 | 0.0005565 | 919.8254 | 0 | 919.8254 | 0 | 919.8254 | 0 | 914.18 | -0.0015822 | 919.8254 | 0 | 691.7055 | 2.8785e-05 | 919.8254 | 5.1715e-05 | 919.8254 | 0 | 919.563 | -0.0011 | 1022.0568 | 0.00545 | 919.563 | 0.0045201 | 1022.1637 | 0 | 1022.0568 | 0.00858 | 919.563 | -0.00206 | 919.8254 | -0.00049719
| 690.3561 | 0.00073368 | 919.8042 | -1.7951e-05 | 690.3561 | 0.00128 | 919.8042 | 0.0013457 | 909.9128 | 0 | 919.8042 | 0.0013209 | 920.067 | 0.0014169 | 914.42 | 0.00028669 | 920.067 | 0.00147 | 920.067 | 0.0021645 | 920.067 | 0.0011574 | 914.42 | 0.0027416 | 920.067 | 0.00085767 | 691.8262 | 1.4147e-05 | 920.067 | 0.0029022 | 920.067 | 0.00023443 | 919.8042 | 0.00278 | 1022.2254 | 0.00666 | 919.8042 | 0.002308 | 1022.3337 | 5.0004e-05 | 1022.2254 | 0.00828 | 919.8042 | 0.00406 | 920.067 | 0.001807
| 690.4811 | 0 | 920.0454 | -0.00077022 | 690.4811 | 0 | 920.0454 | -0.0020132 | 910.1521 | 0 | 920.0454 | -0.0022114 | 920.3085 | 0 | 914.66 | 0.00028669 | 920.3085 | 0 | 920.3085 | 0 | 920.3085 | 0 | 914.66 | 0.0017988 | 920.3085 | 0 | 691.947 | 2.9851e-05 | 920.3085 | 0 | 920.3085 | 0 | 920.0454 | -0.00286 | 1022.394 | 0.00656 | 920.0454 | 4.0296e-05 | 1022.5036 | 0 | 1022.394 | 0.00849 | 920.0454 | -0.01009 | 920.3085 | -0.00022913
| 690.6062 | 0.000554 | 920.2866 | 0.00013891 | 690.6062 | 0.00165 | 920.2866 | 0.001881 | 910.3914 | 0 | 920.2866 | 0.0013432 | 920.5501 | 0.00025527 | 914.9 | 0.00015177 | 920.5501 | 0.00298 | 920.5501 | 4.818e-05 | 920.5501 | 0.0010236 | 914.9 | -0.0011595 | 920.5501 | 0.00030336 | 692.0677 | 1.5763e-05 | 920.5501 | 0.0036451 | 920.5501 | 0.00031579 | 920.2866 | 0.00192 | 1022.5625 | 0.00751 | 920.2866 | 0.0056983 | 1022.6736 | 6.9993e-05 | 1022.5625 | 0.00819 | 920.2866 | 0.00942 | 920.5501 | 0.0021302
| 690.7313 | 0 | 920.5278 | -0.00050519 | 690.7313 | 0 | 920.5278 | -0.0027872 | 910.6308 | 0 | 920.5278 | -0.0028008 | 920.7917 | 0 | 915.14 | 0.00062396 | 920.7917 | 0 | 920.7917 | 0 | 920.7917 | 0 | 915.14 | -0.0010945 | 920.7917 | 0 | 692.1885 | 3.0565e-05 | 920.7917 | 0 | 920.7917 | 0 | 920.5278 | -0.00239 | 1022.7311 | 0.0055 | 920.5278 | 0.00070238 | 1022.8436 | 0 | 1022.7311 | 0.00838 | 920.5278 | -0.00071255 | 920.7917 | 0.00017576
| 690.8564 | 0.000554 | 920.769 | -0.0003538 | 690.8564 | 0.0002601 | 920.769 | -0.00084101 | 910.8701 | 0 | 920.769 | 0.00081238 | 921.0333 | 0.0015627 | 915.38 | 5.0592e-05 | 921.0333 | 0.00201 | 921.0333 | 0.0023238 | 921.0333 | 0.00089998 | 915.38 | 0.0030016 | 921.0333 | 0.00077635 | 692.3093 | 1.4943e-05 | 921.0333 | 0.0011864 | 921.0333 | 0.00036335 | 920.769 | 0.00114 | 1022.8997 | 0.00594 | 920.769 | 0.0050809 | 1023.0136 | 6.9993e-05 | 1022.8997 | 0.00813 | 920.769 | 0.00269 | 921.0333 | 0.0020842
| 690.9815 | 0 | 921.0103 | -0.00075488 | 690.9815 | 0 | 921.0103 | -0.0028319 | 911.1095 | 0 | 921.0103 | -0.0026719 | 921.2748 | 0 | 915.62 | -0.0024453 | 921.2749 | 0 | 921.2748 | 0 | 921.2748 | 0 | 915.62 | -0.0016472 | 921.2748 | 0 | 692.43 | 2.9031e-05 | 921.2748 | 0 | 921.2748 | 0 | 921.0103 | -0.00232 | 1023.0683 | 0.00598 | 921.0103 | 0.0011302 | 1023.1836 | 0 | 1023.0683 | 0.00823 | 921.0103 | -0.00223 | 921.2748 | -9.9947e-05
| 691.1066 | 0.00098522 | 921.2515 | -0.00043266 | 691.1066 | 0.00081498 | 921.2515 | 0.0011911 | 911.3489 | 0 | 921.2515 | 0.0015116 | 921.5164 | 0.00063485 | 915.86 | 0.00065769 | 921.5164 | 0.00269 | 921.5164 | 0.0026253 | 921.5164 | 0.001396 | 915.86 | 0.00027091 | 921.5164 | 0.0015133 | 692.5508 | 1.417e-05 | 921.5164 | 0.00072435 | 921.5164 | 0.00036163 | 921.2515 | 0.00062503 | 1023.2369 | 0.00605 | 921.2515 | 0.0043409 | 1023.3536 | 6.9993e-05 | 1023.2369 | 0.00775 | 921.2515 | 0.00282 | 921.5164 | 0.0014071
| 691.2317 | 0 | 921.4927 | -0.00051371 | 691.2317 | 0 | 921.4927 | -0.0047991 | 911.5883 | 0 | 921.4927 | -0.0031183 | 921.7581 | 0 | 916.1 | -0.001737 | 921.7581 | 0 | 921.7581 | 0 | 921.7581 | 0 | 916.1 | -0.00041178 | 921.7581 | 0 | 692.6716 | 3.012e-05 | 921.7581 | 0 | 921.7581 | 0 | 921.4927 | -0.00169 | 1023.4054 | 0.00529 | 921.4927 | 0.0013015 | 1023.5236 | 0 | 1023.4054 | 0.00797 | 921.4927 | -0.00231 | 921.7581 | -0.00029844
| 691.3569 | 0.00066181 | 921.734 | 0.00033947 | 691.3569 | 0.00213 | 921.734 | -0.0007763 | 911.8276 | 0 | 921.734 | 0.0015969 | 921.9997 | 0.0024997 | 916.34 | 1.6864e-05 | 921.9997 | 0.00271 | 921.9997 | 0.0043637 | 921.9997 | 0.002119 | 916.34 | 0.00059601 | 921.9997 | 0.0024939 | 692.7923 | 1.6091e-05 | 921.9997 | 0.0030156 | 921.9997 | 0.00055597 | 921.734 | 0.00156 | 1023.574 | 0.00673 | 921.734 | 0.0076945 | 1023.6936 | 6.9993e-05 | 1023.574 | 0.0078 | 921.734 | 0.00283 | 921.9997 | 0.0015937
| 691.482 | 0 | 921.9752 | -0.0011272 | 691.482 | 0 | 921.9752 | -0.0041203 | 912.067 | 0 | 921.9752 | -0.002287 | 922.2413 | 0 | 916.58 | -0.00099496 | 922.2413 | 0 | 922.2413 | 0 | 922.2413 | 0 | 916.58 | 0.0024815 | 922.2413 | 0 | 692.9131 | 3.1326e-05 | 922.2413 | 0 | 922.2413 | 0 | 921.9752 | -0.0019 | 1023.7426 | 0.00591 | 921.9752 | -0.0048314 | 1023.8636 | 0 | 1023.7426 | 0.0082 | 921.9752 | -0.00135 | 922.2413 | -0.00034041
| 691.6071 | 0.00015871 | 922.2165 | -0.00034105 | 691.6071 | 0.0016 | 922.2165 | 0.00012094 | 912.3064 | 0 | 922.2165 | 0.0012643 | 922.4829 | 0.0021396 | 916.83 | -0.00069142 | 922.4829 | 0.00311 | 922.4829 | 0.0012978 | 922.4829 | 0.00071833 | 916.83 | 1.0836e-05 | 922.4829 | 0.0025473 | 693.0339 | 1.5329e-05 | 922.4829 | 0.0016526 | 922.4829 | 0.00038791 | 922.2165 | 0.00239 | 1023.9112 | 0.00679 | 922.2165 | 0.00078053 | 1024.0336 | 6.9993e-05 | 1023.9112 | 0.008 | 922.2165 | 0.00106 | 922.4829 | 0.0015488
| 691.7323 | 0 | 922.4577 | -0.00050375 | 691.7323 | 0 | 922.4577 | -0.0022848 | 912.5458 | 0 | 922.4577 | -0.0029092 | 922.7246 | 0 | 917.07 | -0.0019057 | 922.7246 | 0 | 922.7246 | 0 | 922.7245 | 0 | 917.07 | 0.00030341 | 922.7246 | 0 | 693.1547 | 3.0343e-05 | 922.7246 | 0 | 922.7246 | 0 | 922.4577 | -0.00297 | 1024.0798 | 0.0054 | 922.4577 | -0.0036018 | 1024.2036 | 0 | 1024.0798 | 0.00826 | 922.4577 | -0.00147 | 922.7245 | -0.00028334
| 691.8575 | 0.00057197 | 922.699 | -0.00064336 | 691.8575 | 0.00218 | 922.699 | -0.00070507 | 912.7852 | 0 | 922.699 | 0.0010875 | 922.9662 | 0.001212 | 917.31 | 0.00062396 | 922.9662 | 0.00127 | 922.9662 | 0.00052532 | 922.9662 | 0 | 917.31 | -8.6692e-05 | 922.9662 | 0.0015058 | 693.2754 | 1.5166e-05 | 922.9662 | 0.0023851 | 922.9662 | 0.00025854 | 922.699 | 0.00196 | 1024.2484 | 0.00586 | 922.699 | 0.0016136 | 1024.3736 | 6.9993e-05 | 1024.2484 | 0.0081 | 922.699 | 0.00157 | 922.9662 | 0.0019495
| 691.9827 | 0 | 922.9403 | -0.00096633 | 691.9827 | 0 | 922.9403 | -0.0032203 | 913.0247 | 0 | 922.9403 | -0.0026311 | 923.2079 | 0 | 917.55 | 0.0005565 | 923.2079 | 0 | 923.2079 | 0 | 923.2078 | 0 | 917.55 | -0.0020698 | 923.2079 | 0 | 693.3962 | 2.9945e-05 | 923.2079 | 0 | 923.2078 | 0 | 922.9403 | -0.00427 | 1024.4169 | 0.00937 | 922.9403 | -0.0045118 | 1024.5437 | 0 | 1024.4169 | 0.00832 | 922.9403 | -0.00154 | 923.2078 | -0.00013547
| 692.1079 | 0.00032042 | 923.1816 | 0.0001148 | 692.1079 | 0.00165 | 923.1816 | 0.0014332 | 913.264 | 0 | 923.1816 | 0.0018445 | 923.4495 | 0.0015834 | 917.79 | 0.0021416 | 923.4495 | 0.00163 | 923.4495 | 0.001567 | 923.4495 | 0 | 917.79 | 0.0009211 | 923.4495 | 0.0014434 | 693.517 | 1.5072e-05 | 923.4495 | 0.0022064 | 923.4495 | 0.00023688 | 923.1816 | 0.00321 | 1024.5855 | 0.00679 | 923.1816 | 0.0059645 | 1024.7137 | 6.9993e-05 | 1024.5855 | 0.00801 | 923.1816 | 0.00133 | 923.4495 | 0.0021293
| 692.2331 | 0 | 923.4228 | -0.00069636 | 692.2331 | 0 | 923.4228 | -0.0047461 | 913.5035 | 0 | 923.4228 | -0.0025123 | 923.6912 | 0 | 918.03 | 8.4319e-05 | 923.6912 | 0 | 923.6912 | 0 | 923.6912 | 0 | 918.03 | -0.0010295 | 923.6912 | 0 | 693.6378 | 2.9945e-05 | 923.6912 | 0.00044317 | 923.6912 | 0 | 923.4229 | -0.00193 | 1024.7541 | 0.00708 | 923.4228 | -0.0020802 | 1024.8837 | 0 | 1024.7541 | 0.00811 | 923.4229 | -0.00267 | 923.6912 | -0.00057333
| 692.3583 | 0.00087741 | 923.6641 | -1.792e-05 | 692.3583 | 0.00102 | 923.6641 | 0.0006735 | 913.7429 | 0 | 923.6641 | 0.0013834 | 923.9328 | 0 | 918.27 | 0.0010287 | 923.9328 | 0.00347 | 923.9328 | 0.00074522 | 923.9329 | 0.0014352 | 918.27 | 0.00014088 | 923.9328 | 0.0015959 | 693.7586 | 1.5166e-05 | 923.9328 | 0.0022586 | 923.9329 | 0.00019532 | 923.6641 | 0.00328 | 1024.9227 | 0.00619 | 923.6641 | 0.0014599 | 1025.0537 | 3.0002e-05 | 1024.9227 | 0.0079 | 923.6641 | 0.0021 | 923.9329 | 0.001741
| 692.4835 | 0 | 923.9054 | -0.000371 | 692.4835 | 0 | 923.9054 | -0.0036402 | 913.9824 | 0 | 923.9054 | -0.0030676 | 924.1745 | 0 | 918.51 | -0.001602 | 924.1745 | 0 | 924.1745 | 0 | 924.1745 | 0 | 918.51 | -0.001062 | 924.1745 | 0 | 693.8793 | 3.1525e-05 | 924.1745 | 0 | 924.1745 | 0 | 923.9054 | -0.00105 | 1025.0913 | 0.00601 | 923.9054 | -0.00096797 | 1025.2237 | 0 | 1025.0913 | 0.00815 | 923.9054 | -0.00086851 | 924.1745 | 0.00032836
| 692.6087 | 0.00169 | 924.1467 | -0.00030178 | 692.6087 | 0.00187 | 924.1467 | -0.0008211 | 914.2219 | 0 | 924.1467 | 0.001776 | 924.4162 | 0.0019803 | 918.75 | -0.00099496 | 924.4162 | 0.00217 | 924.4162 | 0.0014042 | 924.4162 | 0.00097624 | 918.75 | -0.00047681 | 924.4162 | 0.002352 | 694.0001 | 1.6582e-05 | 924.4162 | 0.002318 | 924.4162 | 0.00035201 | 924.1467 | 0.00194 | 1025.2598 | 0.0067 | 924.1467 | 0.0023063 | 1025.3937 | 8.9995e-05 | 1025.2598 | 0.00789 | 924.1467 | 0.00326 | 924.4162 | 0.0017835
| 692.734 | 0 | 924.388 | -0.00093839 | 692.734 | 0 | 924.388 | -0.0018251 | 914.4613 | 0 | 924.388 | -0.0028641 | 924.6579 | 0 | 918.99 | -8.4319e-05 | 924.6579 | 0 | 924.6579 | 0 | 924.6579 | 0 | 918.99 | 0.00046596 | 924.6579 | 0 | 694.1209 | 3.0917e-05 | 924.6579 | 0 | 924.6579 | 0 | 924.388 | -0.0026 | 1025.4284 | 0.00471 | 924.388 | 0.001043 | 1025.5637 | 0 | 1025.4284 | 0.00796 | 924.388 | -0.00093147 | 924.6579 | -0.00028216
| 692.8593 | 0.00167 | 924.6294 | -0.00010039 | 692.8593 | 0.00224 | 924.6294 | -0.00092505 | 914.7007 | 0 | 924.6294 | 0.00087071 | 924.8996 | 0.0023014 | 919.23 | -0.00062396 | 924.8996 | 0.00118 | 924.8996 | 0.0027645 | 924.8996 | 0.00074121 | 919.23 | 0.0017013 | 924.8996 | 0.0027141 | 694.2417 | 1.4416e-05 | 924.8996 | 0.0034998 | 924.8996 | 0.00028475 | 924.6294 | 0.00136 | 1025.597 | 0.00758 | 924.6294 | -0.00073454 | 1025.7338 | 5.0004e-05 | 1025.597 | 0.00775 | 924.6294 | 0.00232 | 924.8996 | 0.0019264
| 692.9845 | 0 | 924.8707 | -0.00084929 | 692.9845 | 0 | 924.8707 | -0.0032775 | 914.9402 | 0 | 924.8707 | -0.0023156 | 925.1413 | 0 | 919.48 | -0.00032042 | 925.1413 | 0 | 925.1413 | 0 | 925.1413 | 0 | 919.48 | -0.00028175 | 925.1413 | 0 | 694.3625 | 2.9968e-05 | 925.1413 | 0 | 925.1413 | 0 | 924.8707 | -0.00202 | 1025.7656 | 0.00837 | 924.8707 | -0.0021712 | 1025.9038 | 0 | 1025.7656 | 0.00802 | 924.8707 | -0.00167 | 925.1413 | -6.5623e-05
| 693.1098 | 0.00069774 | 925.112 | -0.00034692 | 693.1098 | 0.00128 | 925.112 | 0.00027597 | 915.1797 | 0 | 925.112 | 0.0014484 | 925.383 | 0.0010069 | 919.72 | 0.0019057 | 925.383 | 0.00139 | 925.383 | 0 | 925.383 | 0.00011387 | 919.72 | -0.0018096 | 925.383 | 0.0017933 | 694.4833 | 1.5599e-05 | 925.383 | 0.0040765 | 925.383 | 0.00028534 | 925.112 | 0.00082602 | 1025.9342 | 0.00573 | 925.112 | 0.0044378 | 1026.0738 | 5.0004e-05 | 1025.9342 | 0.00768 | 925.112 | 0.00314 | 925.383 | 0.0018787
| 693.2351 | 0 | 925.3533 | -0.0013088 | 693.2351 | 0 | 925.3533 | -0.0043437 | 915.4193 | 0 | 925.3533 | -0.0024123 | 925.6247 | 0 | 919.96 | -0.0012985 | 925.6247 | 0 | 925.6247 | 0 | 925.6248 | 0 | 919.96 | -0.0019397 | 925.6247 | 0 | 694.6041 | 3.0261e-05 | 925.6247 | 0 | 925.6248 | 0 | 925.3533 | -0.00198 | 1026.1028 | 0.00793 | 925.3533 | -0.0069988 | 1026.2438 | 0 | 1026.1028 | 0.00793 | 925.3533 | 0.00064536 | 925.6248 | -0.00042272
| 693.3604 | 0.00102 | 925.5947 | -2.9256e-06 | 693.3604 | 0.0002601 | 925.5947 | 0.00061079 | 915.6588 | 0 | 925.5947 | 0.0015128 | 925.8665 | 0.00079445 | 920.2 | -0.00015177 | 925.8665 | 0.00259 | 925.8665 | 0.0010385 | 925.8665 | 0.0010259 | 920.2 | -0.0014196 | 925.8665 | 0.0015351 | 694.7248 | 1.4721e-05 | 925.8665 | 0.0028259 | 925.8665 | 0.0003203 | 925.5947 | 0.00143 | 1026.2713 | 0.0071 | 925.5947 | 0.0027273 | 1026.4139 | 1.0001e-05 | 1026.2713 | 0.00751 | 925.5947 | 0.00135 | 925.8665 | 0.0015128
| 693.4857 | 0 | 925.836 | -0.00090361 | 693.4857 | 0 | 925.836 | -0.0035063 | 915.8983 | 0 | 925.836 | -0.00255 | 926.1082 | 0 | 920.44 | -0.00028669 | 926.1082 | 0 | 926.1082 | 0 | 926.1082 | 0 | 920.44 | -0.00050931 | 926.1082 | 0 | 694.8456 | 2.9172e-05 | 926.1082 | 0 | 926.1082 | 0 | 925.836 | -0.00142 | 1026.4399 | 0.00986 | 925.836 | -0.0025825 | 1026.5839 | 0 | 1026.4399 | 0.00782 | 925.836 | -0.00109 | 926.1082 | -0.00033295
| 693.611 | 0.00094928 | 926.0774 | 0.00054381 | 693.611 | 0.0017 | 926.0774 | 2.3003e-05 | 916.1378 | 0 | 926.0774 | 0.001905 | 926.3499 | 0.0028058 | 920.68 | 1.6864e-05 | 926.35 | 0.00182 | 926.3499 | 0.0039693 | 926.35 | 0.0021906 | 920.68 | 0.0011487 | 926.3499 | 0.0034302 | 694.9664 | 1.4826e-05 | 926.3499 | 0.0023355 | 926.35 | 0.00065208 | 926.0774 | 0.0029 | 1026.6085 | 0.00612 | 926.0774 | 0.0052307 | 1026.7539 | 5.0004e-05 | 1026.6085 | 0.00765 | 926.0774 | 0.00182 | 926.35 | 0.0022747
| 693.7364 | 0 | 926.3187 | -0.00058675 | 693.7364 | 0 | 926.3187 | -0.0025712 | 916.3773 | 0 | 926.3187 | -0.0021883 | 926.5917 | 0 | 920.92 | 0.00015177 | 926.5917 | 0 | 926.5917 | 0 | 926.5917 | 0 | 920.92 | -0.00096444 | 926.5917 | 0 | 695.0872 | 3.0237e-05 | 926.5917 | 0 | 926.5917 | 0 | 926.3187 | -0.00295 | 1026.7771 | 0.00461 | 926.3187 | 0.0049672 | 1026.924 | 0 | 1026.7771 | 0.00797 | 926.3187 | -0.00459 | 926.5917 | -9.0438e-05
| 693.8617 | 0.00138 | 926.5601 | -0.00078528 | 693.8617 | 0.00135 | 926.5601 | 0.00044789 | 916.6168 | 0 | 926.5601 | 0.0014898 | 926.8335 | 0.0021214 | 921.16 | 0.00089378 | 926.8334 | 0.00092659 | 926.8335 | 0.0008442 | 926.8334 | 0.00084864 | 921.16 | -0.00057433 | 926.8335 | 0.0014928 | 695.208 | 1.5821e-05 | 926.8335 | 0.00099808 | 926.8334 | 0.0003568 | 926.5601 | 0.00186 | 1026.9457 | 0.00575 | 926.5601 | 0.0070611 | 1027.094 | 5.0004e-05 | 1026.9457 | 0.00765 | 926.5601 | 0.00239 | 926.8334 | 0.0013665
| 693.9871 | 0 | 926.8014 | -0.00043422 | 693.9871 | 0 | 926.8014 | -0.0034814 | 916.8563 | 0 | 926.8014 | -0.0030509 | 927.0752 | 0 | 921.4 | -0.001231 | 927.0752 | 0 | 927.0752 | 0 | 927.0752 | 0 | 921.4 | -0.0013871 | 927.0752 | 0 | 695.3288 | 2.8844e-05 | 927.0752 | 0 | 927.0752 | 0 | 926.8015 | -0.0031 | 1027.1143 | 0.00582 | 926.8014 | -0.0023727 | 1027.264 | 0 | 1027.1143 | 0.0077 | 926.8015 | -0.01167 | 927.0752 | -0.0003254
| 694.1124 | 0.00113 | 927.0428 | 0.00063787 | 694.1124 | 0.00106 | 927.0428 | 0.0014165 | 917.0959 | 0 | 927.0428 | 0.0017105 | 927.317 | 0.0010219 | 921.64 | 0.00048905 | 927.317 | 0.00261 | 927.317 | 0.0032384 | 927.317 | 0.0013711 | 921.64 | 0.0023515 | 927.317 | 0.0030239 | 695.4496 | 1.3491e-05 | 927.317 | 0.0012675 | 927.317 | 0.00039385 | 927.0428 | 0.00123 | 1027.2828 | 0.00661 | 927.0428 | 0.003405 | 1027.4341 | 5.0004e-05 | 1027.2828 | 0.00741 | 927.0428 | 0.00874 | 927.317 | 0.0020639
| 694.2378 | 0 | 927.2842 | -0.001685 | 694.2378 | 0 | 927.2842 | -0.0024052 | 917.3354 | 0 | 927.2842 | -0.0022388 | 927.5588 | 0 | 921.89 | -0.0010287 | 927.5588 | 0 | 927.5588 | 0 | 927.5588 | 0 | 921.89 | 0.00062851 | 927.5588 | 0 | 695.5704 | 2.95e-05 | 927.5588 | 0 | 927.5588 | 0 | 927.2842 | -0.00211 | 1027.4514 | 0.0065 | 927.2842 | 0.0012115 | 1027.6041 | 0 | 1027.4514 | 0.00782 | 927.2842 | -0.00105 | 927.5588 | 1.3087e-05
| 694.3632 | 0.0005001 | 927.5256 | -0.00046334 | 694.3632 | 0.00116 | 927.5256 | 0.0020543 | 917.575 | 0 | 927.5256 | 0.0019612 | 927.8005 | 0.0012903 | 922.13 | -0.00028669 | 927.8006 | 0.00127 | 927.8005 | 0.0033638 | 927.8005 | 0.0022825 | 922.13 | 0.00053099 | 927.8005 | 0.0027307 | 695.6912 | 1.6278e-05 | 927.8005 | 0.0020988 | 927.8005 | 0.0003456 | 927.5256 | 0.00233 | 1027.62 | 0.00705 | 927.5256 | 0.00030912 | 1027.7742 | 5.0004e-05 | 1027.62 | 0.00753 | 927.5256 | 0.00249 | 927.8005 | 0.0016996
| 694.4886 | 0 | 927.767 | -0.00049058 | 694.4886 | 0 | 927.767 | -0.0025236 | 917.8146 | 0 | 927.767 | -0.0019822 | 928.0423 | 0 | 922.37 | -0.001231 | 928.0423 | 0 | 928.0423 | 0 | 928.0424 | 0 | 922.37 | -0.00037928 | 928.0423 | 0 | 695.812 | 3.0401e-05 | 928.0423 | 0 | 928.0424 | 0 | 927.767 | -0.00042599 | 1027.7886 | 0.00795 | 927.767 | -9.9719e-05 | 1027.9442 | 0 | 1027.7886 | 0.00776 | 927.767 | -0.00241 | 928.0424 | -0.00026864
| 694.614 | 0.0016 | 928.0084 | -0.00076642 | 694.614 | 0.00081498 | 928.0084 | 0.0013797 | 918.0541 | 0 | 928.0084 | 0.0013703 | 928.2841 | 0.0034058 | 922.61 | -0.00099496 | 928.2841 | 0.00204 | 928.2841 | 0.0018326 | 928.2841 | 0.0015533 | 922.61 | 0.0002384 | 928.2841 | 0.0014598 | 695.9328 | 1.4346e-05 | 928.2841 | 0.0026358 | 928.2841 | 0.00021504 | 928.0084 | 0.00166 | 1027.9572 | 0.00802 | 928.0084 | 0.0057601 | 1028.1143 | 5.0004e-05 | 1027.9572 | 0.00737 | 928.0084 | 0.0032 | 928.2841 | 0.0015876
| 694.7394 | 0 | 928.2498 | -2.0578e-05 | 694.7394 | 0 | 928.2498 | -0.004645 | 918.2937 | 0 | 928.2498 | -0.0021565 | 928.5259 | 0 | 922.85 | -0.0029512 | 928.5259 | 0 | 928.5259 | 0 | 928.5259 | 0 | 922.85 | -0.0010295 | 928.5259 | 0 | 696.0536 | 2.964e-05 | 928.5259 | 0 | 928.5259 | 0 | 928.2498 | -0.00131 | 1028.1257 | 0.00598 | 928.2498 | -0.0012249 | 1028.2843 | 0 | 1028.1257 | 0.00774 | 928.2498 | -0.0026 | 928.5259 | 8.3831e-05
| 694.8648 | 0.00094928 | 928.4912 | -0.00024088 | 694.8648 | 0.00144 | 928.4912 | 0.0015842 | 918.5333 | 0 | 928.4912 | 0.0019855 | 928.7678 | 0.0036339 | 923.09 | -0.0018044 | 928.7678 | 0.0009723 | 928.7678 | 0.0010068 | 928.7678 | 0.0013705 | 923.09 | 0.0014737 | 928.7678 | 0.0029566 | 696.1744 | 1.5564e-05 | 928.7678 | 0.0033981 | 928.7678 | 0.00026746 | 928.4912 | 0.00225 | 1028.2943 | 0.00552 | 928.4912 | 0.0043359 | 1028.4544 | 5.0004e-05 | 1028.2943 | 0.00736 | 928.4912 | 0.0039 | 928.7678 | 0.0021068
| 694.9903 | 0 | 928.7326 | -0.00061365 | 694.9903 | 0 | 928.7326 | -0.0040017 | 918.7729 | 0 | 928.7326 | -0.0031957 | 929.0096 | 0 | 923.33 | -0.00048905 | 929.0096 | 0 | 929.0096 | 0 | 929.0096 | 0 | 923.33 | -0.00047681 | 929.0096 | 0 | 696.2952 | 3.0319e-05 | 929.0096 | 0 | 929.0096 | 0 | 928.7326 | -0.00286 | 1028.4629 | 0.00696 | 928.7326 | 0.00068328 | 1028.6244 | 0 | 1028.4629 | 0.00762 | 928.7326 | -0.0023 | 929.0096 | -0.00017589
| 695.1157 | 0.000554 | 928.974 | -4.5244e-05 | 695.1157 | 0.00234 | 928.974 | 0.0020855 | 919.0125 | 0 | 928.974 | 0.0012342 | 929.2514 | 0.001144 | 923.57 | 0.0015346 | 929.2514 | 0.0034 | 929.2514 | 0.0031085 | 929.2514 | 0.00042195 | 923.57 | 0.00075855 | 929.2514 | 0.0020063 | 696.416 | 1.4943e-05 | 929.2514 | 0.0037107 | 929.2514 | 0.00026471 | 928.974 | 0.00254 | 1028.6315 | 0.00584 | 928.974 | -0.00070003 | 1028.7945 | 6.9993e-05 | 1028.6315 | 0.00725 | 928.974 | 0.00344 | 929.2514 | 0.0015709
| 695.2412 | 0 | 929.2154 | -0.00079791 | 695.2412 | 0 | 929.2154 | -0.0034449 | 919.2521 | 0 | 929.2154 | -0.0030528 | 929.4932 | 0 | 923.81 | -0.001231 | 929.4932 | 0 | 929.4932 | 0 | 929.4932 | 0 | 923.81 | -0.0011595 | 929.4932 | 0 | 696.5368 | 2.8949e-05 | 929.4932 | 0 | 929.4932 | 0 | 929.2155 | -0.00269 | 1028.8001 | 0.00951 | 929.2154 | -0.0031398 | 1028.9645 | 0 | 1028.8001 | 0.00755 | 929.2155 | 0.00040456 | 929.4932 | -0.00018283
| 695.3667 | 0.00098522 | 929.4569 | -0.0014159 | 695.3667 | 0.00172 | 929.4569 | -2.3639e-05 | 919.4917 | 0 | 929.4569 | 0.0015966 | 929.7351 | 0.0026094 | 924.05 | -0.00038786 | 929.7351 | 0.00213 | 929.7351 | 0.00037866 | 929.7351 | 0.00047441 | 924.05 | -0.0016797 | 929.7351 | 0.0012643 | 696.6577 | 1.4416e-05 | 929.7351 | 0.0022836 | 929.7351 | 0.00030662 | 929.4569 | 0.0027 | 1028.9687 | 0.00753 | 929.4569 | -0.0040385 | 1029.1346 | 8.9995e-05 | 1028.9687 | 0.00716 | 929.4569 | 0.00151 | 929.7351 | 0.0017583
| 695.4921 | 0 | 929.6983 | -0.00033834 | 695.4921 | 0 | 929.6983 | -0.0020307 | 919.7313 | 0 | 929.6983 | -0.002439 | 929.9769 | 0 | 924.3 | 0.00048905 | 929.9769 | 0 | 929.9769 | 0 | 929.9769 | 0 | 924.3 | -0.00018422 | 929.9769 | 0 | 696.7785 | 2.7731e-05 | 929.9769 | 0 | 929.9769 | 0 | 929.6983 | -0.00165 | 1029.1372 | 0.00622 | 929.6983 | 0.0039661 | 1029.3046 | 0 | 1029.1372 | 0.0074 | 929.6983 | -0.00256 | 929.9769 | -0.00015942
| 695.6176 | 0.00127 | 929.9398 | 0.00028526 | 695.6176 | 0.00161 | 929.9398 | 0.00080508 | 919.9709 | 0 | 929.9398 | 0.0012097 | 930.2188 | 0.0010093 | 924.54 | 0.00028669 | 930.2188 | 0.00197 | 930.2188 | 0.0028473 | 930.2188 | 0.0010417 | 924.54 | -0.00054182 | 930.2188 | 0.0012585 | 696.8993 | 1.3667e-05 | 930.2188 | 0.0020612 | 930.2188 | 0.00022162 | 929.9398 | 0.00144 | 1029.3058 | 0.00761 | 929.9398 | 0.00063252 | 1029.4747 | 6.9993e-05 | 1029.3058 | 0.00714 | 929.9398 | 0.00186 | 930.2188 | 0.0016564
| 695.7431 | 0 | 930.1812 | -0.0009825 | 695.7431 | 0 | 930.1812 | -0.0041292 | 920.2106 | 0 | 930.1812 | -0.0031638 | 930.4606 | 0 | 924.78 | -0.00032042 | 930.4606 | 0 | 930.4606 | 0 | 930.4606 | 0 | 924.78 | -0.00018422 | 930.4606 | 0 | 697.0201 | 2.8633e-05 | 930.4606 | 0 | 930.4606 | 0 | 930.1812 | -0.00367 | 1029.4744 | 0.00694 | 930.1812 | -0.00079161 | 1029.6448 | 0 | 1029.4744 | 0.00748 | 930.1812 | -0.00343 | 930.4606 | -0.0003242
| 695.8686 | 0.00116 | 930.4227 | -0.00027009 | 695.8686 | 0.00217 | 930.4227 | -0.0010501 | 920.4503 | 0 | 930.4227 | 0.0018935 | 930.7025 | 0.0013305 | 925.02 | -0.00025296 | 930.7025 | 0.00207 | 930.7025 | 0.0028405 | 930.7025 | 0.00015611 | 925.02 | -0.0008344 | 930.7025 | 0.00044832 | 697.1409 | 1.5247e-05 | 930.7025 | 0.00153 | 930.7025 | 0.00037672 | 930.4227 | 0.00085611 | 1029.643 | 0.00589 | 930.4227 | -0.0050853 | 1029.8148 | 8.9995e-05 | 1029.643 | 0.00729 | 930.4227 | 0.00324 | 930.7025 | 0.0021257
| 695.9942 | 0 | 930.6641 | -0.00065981 | 695.9942 | 0 | 930.6641 | -0.0033691 | 920.6899 | 0 | 930.6641 | -0.0022344 | 930.9444 | 0 | 925.26 | 0.00082632 | 930.9444 | 0 | 930.9444 | 0 | 930.9444 | 0 | 925.26 | 0.00036844 | 930.9444 | 0 | 697.2617 | 2.964e-05 | 930.9444 | 0 | 930.9444 | 0 | 930.6641 | -0.00229 | 1029.8116 | 0.00663 | 930.6641 | 0.0026968 | 1029.9849 | 0 | 1029.8116 | 0.00754 | 930.6641 | -0.00188 | 930.9444 | 4.991e-05
| 696.1197 | 0 | 930.9056 | -7.9188e-05 | 696.1197 | 0.00158 | 930.9056 | -0.00033208 | 920.9296 | 0 | 930.9056 | 0.0015589 | 931.1863 | 0.0021202 | 925.5 | 0.00086005 | 931.1863 | 0.00117 | 931.1863 | 0.0037786 | 931.1863 | 0.0010121 | 925.5 | 0.00066102 | 931.1863 | 0.0011943 | 697.3826 | 1.4498e-05 | 931.1863 | 0.0026257 | 931.1863 | 0.00029886 | 930.9056 | 0.00199 | 1029.9802 | 0.00735 | 930.9056 | 0.0035314 | 1030.155 | 3.0002e-05 | 1029.9802 | 0.00724 | 930.9056 | 0.0017 | 931.1863 | 0.002229
| 696.2452 | 0 | 931.1471 | -0.00089003 | 696.2452 | 0 | 931.1471 | -0.004158 | 921.1693 | 0 | 931.1471 | -0.0028911 | 931.4282 | 0 | 925.74 | 0.0013997 | 931.4282 | 0 | 931.4282 | 0 | 931.4282 | 0 | 925.74 | -0.00047681 | 931.4282 | 0 | 697.5034 | 2.8949e-05 | 931.4282 | 0 | 931.4282 | 0 | 931.1471 | -0.00247 | 1030.1488 | 0.00707 | 931.1471 | -0.0015683 | 1030.325 | 0 | 1030.1488 | 0.00736 | 931.1471 | -0.00203 | 931.4282 | -0.00045988
| 696.3708 | 0.00062587 | 931.3885 | -6.3764e-05 | 696.3708 | 0.00147 | 931.3885 | -0.00025978 | 921.4089 | 0 | 931.3885 | 0.0017161 | 931.6701 | 0.0013439 | 925.98 | 0.0010624 | 931.6701 | 0.00083911 | 931.6701 | 0.0033665 | 931.67 | 0.00095601 | 925.98 | -0.0017446 | 931.6701 | 0.0021242 | 697.6242 | 1.4498e-05 | 931.6701 | 0.0022272 | 931.67 | 0.00039506 | 931.3886 | 0.00226 | 1030.3173 | 0.00821 | 931.3885 | 0.0094679 | 1030.4951 | 3.0002e-05 | 1030.3173 | 0.00711 | 931.3886 | 0.00353 | 931.67 | 0.0022149
| 696.4964 | 0 | 931.63 | -0.0003309 | 696.4964 | 0 | 931.63 | -0.0038009 | 921.6486 | 0 | 931.63 | -0.0026958 | 931.912 | 0 | 926.22 | -0.0012648 | 931.912 | 0 | 931.912 | 0 | 931.912 | 0 | 926.22 | 0.0010836 | 931.912 | 0 | 697.745 | 2.9031e-05 | 931.912 | 0 | 931.912 | 0 | 931.63 | -0.0022 | 1030.4859 | 0.00578 | 931.63 | -0.0017251 | 1030.6652 | 0 | 1030.4859 | 0.00736 | 931.63 | -0.00219 | 931.912 | -0.00010641
| 696.6219 | 0.00051807 | 931.8715 | 0.00058252 | 696.6219 | 0.00086701 | 931.8715 | 0.00046389 | 921.8883 | 0 | 931.8715 | 0.0021224 | 932.1539 | 0.001343 | 926.47 | -0.0015008 | 932.1539 | 0.00246 | 932.1539 | 0.0015661 | 932.1539 | 0.0019807 | 926.47 | 0.00059601 | 932.1539 | 0.0014458 | 697.8658 | 1.458e-05 | 932.1539 | 0.0023933 | 932.1539 | 0.00024896 | 931.8715 | 0.0016 | 1030.6545 | 0.00633 | 931.8715 | 0.0045166 | 1030.8353 | 5.0004e-05 | 1030.6545 | 0.0071 | 931.8715 | 0.00080845 | 932.1539 | 0.0016815
| 696.7475 | 0 | 932.113 | 0.00017247 | 696.7475 | 0 | 932.113 | -0.0024568 | 922.128 | 0 | 932.113 | -0.0025235 | 932.3958 | 0 | 926.71 | -0.0005565 | 932.3958 | 0 | 932.3958 | 0 | 932.3958 | 0 | 926.71 | -0.0028175 | 932.3958 | 0 | 697.9867 | 2.8328e-05 | 932.3958 | 0 | 932.3958 | 0 | 932.113 | -0.00094271 | 1030.8231 | 0.00749 | 932.113 | -0.0012609 | 1031.0053 | 0 | 1030.8231 | 0.00739 | 932.113 | -0.00326 | 932.3958 | -2.3199e-05
| 696.8731 | 0.00035636 | 932.3545 | 1.8464e-05 | 696.8731 | 0.00123 | 932.3545 | -0.00037949 | 922.3677 | 0 | 932.3545 | 0.00083864 | 932.6377 | 0.0028881 | 926.95 | 0.0014672 | 932.6377 | 0.00241 | 932.6377 | 0.00060084 | 932.6377 | 0.00084457 | 926.95 | -0.00073687 | 932.6377 | 0.001726 | 698.1075 | 1.3772e-05 | 932.6377 | 0.0020261 | 932.6377 | 0.00018044 | 932.3545 | 0.00176 | 1030.9917 | 0.00594 | 932.3545 | 0.0020921 | 1031.1754 | 5.0004e-05 | 1030.9917 | 0.0072 | 932.3545 | 0.00252 | 932.6377 | 0.0019468
| 696.9987 | 0 | 932.596 | -0.00087047 | 696.9987 | 0 | 932.596 | -0.0033904 | 922.6074 | 0 | 932.596 | -0.0028705 | 932.8796 | 0 | 927.19 | -0.00059023 | 932.8796 | 0 | 932.8796 | 0 | 932.8796 | 0 | 927.19 | 0.00014088 | 932.8796 | 0 | 698.2283 | 2.9827e-05 | 932.8796 | 0 | 932.8796 | 0 | 932.596 | -0.00304 | 1031.1602 | 0.00563 | 932.596 | -5.7957e-05 | 1031.3455 | 0 | 1031.1602 | 0.00759 | 932.596 | -0.00255 | 932.8796 | -0.00036709
| 697.1244 | 0.00094928 | 932.8375 | 0.00078403 | 697.1244 | 0.00064159 | 932.8375 | 0.00085382 | 922.8471 | 0 | 932.8375 | 0.001625 | 933.1216 | 0.0021254 | 927.43 | 0.001737 | 933.1216 | 0.00187 | 933.1216 | 0.0024627 | 933.1216 | 0.0019464 | 927.43 | -0.00031426 | 933.1216 | 0.0017464 | 698.3491 | 1.6278e-05 | 933.1216 | 0.001983 | 933.1216 | 0.00040578 | 932.8375 | 0.00304 | 1031.3288 | 0.00628 | 932.8375 | 0.0063886 | 1031.5156 | 6.9993e-05 | 1031.3288 | 0.00729 | 932.8375 | 0.00081018 | 933.1216 | 0.0016486
| 697.25 | 0 | 933.0791 | -0.0009009 | 697.25 | 0 | 933.0791 | -0.001721 | 923.0869 | 0 | 933.0791 | -0.0028522 | 933.3635 | 0 | 927.67 | -0.0011636 | 933.3635 | 0 | 933.3635 | 0 | 933.3635 | 0 | 927.67 | -0.0020372 | 933.3635 | 0 | 698.47 | 3.0214e-05 | 933.3635 | 0 | 933.3635 | 0 | 933.0791 | -0.00232 | 1031.4974 | 0.00603 | 933.0791 | 0.0021258 | 1031.6856 | 0 | 1031.4974 | 0.00771 | 933.0791 | -0.00253 | 933.3635 | -0.00025526
| 697.3756 | 8.684e-05 | 933.3206 | 2.1498e-06 | 697.3756 | 0.00196 | 933.3206 | 0.000723 | 923.3266 | 0 | 933.3206 | 0.0021159 | 933.6055 | 0.0017927 | 927.91 | -0.0013997 | 933.6055 | 0.00132 | 933.6055 | 9.9034e-05 | 933.6055 | 0.00085688 | 927.91 | 0.00062851 | 933.6055 | 5.1541e-05 | 698.5908 | 1.4182e-05 | 933.6055 | 0.0042882 | 933.6055 | 0.00024404 | 933.3206 | 0.00152 | 1031.666 | 0.00695 | 933.3206 | 0.0033635 | 1031.8557 | 8.9995e-05 | 1031.666 | 0.00745 | 933.3206 | 0.00365 | 933.6055 | 0.0017897
| 697.5013 | 0 | 933.5621 | -0.0011031 | 697.5013 | 0 | 933.5621 | -0.0030868 | 923.5663 | 0 | 933.5621 | -0.0027741 | 933.8474 | 0 | 928.15 | -0.0016358 | 933.8474 | 0 | 933.8474 | 0 | 933.8474 | 0 | 928.15 | 0.00010836 | 933.8474 | 0 | 698.7116 | 2.9722e-05 | 933.8474 | 0 | 933.8474 | 0 | 933.5621 | -0.00246 | 1031.8346 | 0.00527 | 933.5621 | -0.010456 | 1032.0258 | 0 | 1031.8346 | 0.00773 | 933.5621 | -0.01153 | 933.8474 | -0.00068755
| 697.6269 | 0.00042823 | 933.8037 | -2.3982e-05 | 697.6269 | 0.00229 | 933.8037 | -0.001657 | 923.8061 | 0 | 933.8037 | 0.0013629 | 934.0894 | 0.0020278 | 928.4 | 0.001231 | 934.0894 | 0.00235 | 934.0894 | 0.0015301 | 934.0894 | 0.0011526 | 928.4 | 0.0015387 | 934.0894 | 0.0013236 | 698.8325 | 1.5763e-05 | 934.0894 | 0.0029212 | 934.0894 | 0.00034673 | 933.8036 | 0.00261 | 1032.0032 | 0.00823 | 933.8037 | -0.0016023 | 1032.1959 | 8.9995e-05 | 1032.0032 | 0.00724 | 933.8036 | 0.01053 | 934.0894 | 0.0018209
| 697.7526 | 0 | 934.0452 | -0.00071702 | 697.7526 | 0 | 934.0452 | -0.0044439 | 924.0458 | 0 | 934.0452 | -0.0032011 | 934.3314 | 0 | 928.64 | -0.00069142 | 934.3314 | 0 | 934.3314 | 0 | 934.3314 | 0 | 928.64 | -0.0025248 | 934.3314 | 0 | 698.9533 | 3.0811e-05 | 934.3314 | 0 | 934.3314 | 0 | 934.0452 | -0.00287 | 1032.1717 | 0.00496 | 934.0452 | -0.0087817 | 1032.366 | 0 | 1032.1717 | 0.00752 | 934.0452 | -0.00216 | 934.3314 | -0.00057578
| 697.8783 | 0 | 934.2867 | -0.0007222 | 697.8783 | 0.00179 | 934.2867 | 0.0011898 | 924.2856 | 0 | 934.2867 | 0.0016722 | 934.5734 | 0.0022956 | 928.88 | 0.0028162 | 934.5734 | 0.00103 | 934.5734 | 0.0012039 | 934.5734 | 0.00032029 | 928.88 | 0.00046596 | 934.5734 | 0.0016752 | 699.0741 | 1.5072e-05 | 934.5734 | 0.0017846 | 934.5734 | 0.00030077 | 934.2867 | 0.00273 | 1032.3403 | 0.00709 | 934.2867 | -0.005985 | 1032.5361 | 8.9995e-05 | 1032.3403 | 0.00731 | 934.2867 | 0.00211 | 934.5734 | 0.0022432
| 698.004 | 0 | 934.5283 | -0.00034032 | 698.004 | 0 | 934.5283 | -0.0055795 | 924.5254 | 0 | 934.5283 | -0.0024939 | 934.8153 | 0 | 929.12 | -0.0010961 | 934.8153 | 0 | 934.8153 | 0 | 934.8154 | 0 | 929.12 | 0.00069354 | 934.8153 | 0 | 699.195 | 3.1162e-05 | 934.8153 | 0 | 934.8154 | 0 | 934.5283 | -0.00159 | 1032.5089 | 0.00561 | 934.5283 | -0.0053197 | 1032.7062 | 0 | 1032.5089 | 0.00759 | 934.5283 | -0.00259 | 934.8154 | -0.00013513
| 698.1297 | 0.00039229 | 934.7699 | -9.8083e-05 | 698.1297 | 0.00137 | 934.7699 | 0.00089404 | 924.7651 | 0 | 934.7699 | 0.0015172 | 935.0573 | 0.0017352 | 929.36 | 0.00048905 | 935.0573 | 0.00335 | 935.0573 | 0.0023197 | 935.0573 | 0.00078349 | 929.36 | -0.00099695 | 935.0573 | 0.0013045 | 699.3158 | 1.6243e-05 | 935.0573 | 0.0025502 | 935.0573 | 0.00036351 | 934.7699 | 0.0013 | 1032.6775 | 0.00682 | 934.7699 | 0.0048475 | 1032.8763 | 6.9993e-05 | 1032.6775 | 0.0072 | 934.7699 | 0.00173 | 935.0573 | 0.0024764
| 698.2554 | 0 | 935.0114 | -0.0015627 | 698.2554 | 0 | 935.0114 | -0.0030081 | 925.0049 | 0 | 935.0114 | -0.0030119 | 935.2993 | 0 | 929.6 | 0.00025296 | 935.2993 | 0 | 935.2993 | 0 | 935.2993 | 0 | 929.6 | 0.0010836 | 935.2993 | 0 | 699.4366 | 3.1678e-05 | 935.2993 | 0 | 935.2993 | 0 | 935.0114 | -0.00333 | 1032.8461 | 0.0055 | 935.0114 | -0.0067529 | 1033.0464 | 0 | 1032.8461 | 0.00751 | 935.0114 | -0.00309 | 935.2993 | -0.00016234
| 698.3811 | 0.00082352 | 935.253 | -0.00036067 | 698.3811 | 0.00172 | 935.253 | 0.0014703 | 925.2448 | 0 | 935.253 | 0.0010097 | 935.5414 | 0.0010311 | 929.84 | 0.00062396 | 935.5413 | 0.00219 | 935.5414 | 0.0030055 | 935.5413 | 0.0018496 | 929.84 | -0.0010945 | 935.5414 | 0.0016766 | 699.5575 | 1.5575e-05 | 935.5414 | 0.0026895 | 935.5413 | 0.0002012 | 935.253 | 0.00379 | 1033.0147 | 0.00589 | 935.253 | 0.0084192 | 1033.2165 | 5.0004e-05 | 1033.0147 | 0.00716 | 935.253 | 0.00027747 | 935.5413 | 0.0019437
| 698.5069 | 0 | 935.4946 | -0.0011952 | 698.5069 | 0 | 935.4946 | -0.0047888 | 925.4846 | 0 | 935.4946 | -0.0032694 | 935.7834 | 0 | 930.08 | -0.0014672 | 935.7834 | 0 | 935.7834 | 0 | 935.7834 | 0 | 930.08 | -8.6692e-05 | 935.7834 | 0 | 699.6783 | 3.1736e-05 | 935.7834 | 0 | 935.7834 | 0 | 935.4946 | -0.0038 | 1033.1832 | 0.00793 | 935.4946 | -0.0028238 | 1033.3866 | 0 | 1033.1832 | 0.00729 | 935.4946 | -0.00382 | 935.7834 | 8.9496e-05
| 698.6326 | 0.00084148 | 935.7362 | -0.00030328 | 698.6326 | 0.0016 | 935.7362 | -0.0019334 | 925.7244 | 0 | 935.7362 | 0.0017362 | 936.0254 | 0.0018774 | 930.32 | 0.00082632 | 936.0254 | 0.00288 | 936.0254 | 0.002293 | 936.0254 | 0.00099518 | 930.32 | 0.00059601 | 936.0254 | 0.0020236 | 699.7992 | 1.6407e-05 | 936.0254 | 0.0031011 | 936.0254 | 0.00038188 | 935.7362 | 0.0014 | 1033.3518 | 0.00615 | 935.7362 | 0.0040676 | 1033.5567 | 6.9993e-05 | 1033.3518 | 0.00687 | 935.7362 | 0.00251 | 936.0254 | 0.002203
| 698.7584 | 0 | 935.9777 | -0.00052457 | 698.7584 | 0 | 935.9777 | -0.0058515 | 925.9642 | 0 | 935.9777 | -0.0028999 | 936.2674 | 0 | 930.57 | -0.00075887 | 936.2674 | 0 | 936.2674 | 0 | 936.2674 | 0 | 930.57 | -0.001257 | 936.2674 | 0 | 699.92 | 3.1467e-05 | 936.2674 | 0 | 936.2674 | 0 | 935.9777 | -0.00056554 | 1033.5204 | 0.00585 | 935.9777 | -0.0031998 | 1033.7268 | 0 | 1033.5204 | 0.00725 | 935.9777 | -0.0013 | 936.2674 | -2.4878e-06
| 698.8841 | 0 | 936.2193 | 0.0002586 | 698.8841 | 0.00072829 | 936.2193 | 0.00094875 | 926.204 | 0 | 936.2193 | 0.0016831 | 936.5095 | 0.0027103 | 930.81 | -0.0012648 | 936.5095 | 0.00226 | 936.5095 | 0.0027194 | 936.5095 | 0.0023675 | 930.81 | 0.00020589 | 936.5095 | 0.0048487 | 700.0409 | 1.5212e-05 | 936.5095 | 0.0027003 | 936.5095 | 0.00030028 | 936.2193 | 0.00246 | 1033.689 | 0.00719 | 936.2193 | 0.0048816 | 1033.8969 | 6.9993e-05 | 1033.689 | 0.00718 | 936.2193 | 0.00318 | 936.5095 | 0.0020318
| 699.0099 | 0 | 936.4609 | -0.00070543 | 699.0099 | 0 | 936.4609 | -0.0038616 | 926.4438 | 0 | 936.4609 | -0.0029807 | 936.7515 | 0 | 931.05 | -0.00075887 | 936.7515 | 0 | 936.7515 | 0 | 936.7515 | 0 | 931.05 | -0.0008344 | 936.7515 | 0 | 700.1617 | 2.9804e-05 | 936.7515 | 0 | 936.7515 | 0 | 936.4609 | -0.00177 | 1033.8576 | 0.00972 | 936.4609 | 0.0010714 | 1034.067 | 0 | 1033.8576 | 0.00749 | 936.4609 | -0.0036 | 936.7515 | -0.00029581
| 699.1357 | 0.00030245 | 936.7025 | -0.00019824 | 699.1357 | 0.00076297 | 936.7025 | 0.00018166 | 926.6837 | 0 | 936.7025 | 0.0019783 | 936.9935 | 0.0030913 | 931.29 | 0.00099496 | 936.9936 | 0.00193 | 936.9935 | 0.0015852 | 936.9935 | 0.0008286 | 931.29 | 7.5855e-05 | 936.9935 | 0.0018016 | 700.2826 | 1.4826e-05 | 936.9935 | 0.0016095 | 936.9935 | 0.0003287 | 936.7025 | 0.00023957 | 1034.0262 | 0.00538 | 936.7025 | 0.0074076 | 1034.2371 | 8.9995e-05 | 1034.0262 | 0.00711 | 936.7025 | 0.00249 | 936.9935 | 0.0028007
| 699.2615 | 0 | 936.9442 | -0.00054646 | 699.2615 | 0 | 936.9442 | -0.0066166 | 926.9235 | 0 | 936.9442 | -0.0035648 | 937.2356 | 0 | 931.53 | 8.4319e-05 | 937.2356 | 0 | 937.2356 | 0 | 937.2356 | 0 | 931.53 | 0.00036844 | 937.2356 | 0 | 700.4034 | 3.0706e-05 | 937.2356 | 0 | 937.2356 | 0 | 936.9442 | -0.00319 | 1034.1947 | 0.00478 | 936.9442 | -0.00042075 | 1034.4072 | 0 | 1034.1947 | 0.00745 | 936.9442 | -0.0017 | 937.2356 | -0.00024971
| 699.3873 | 0.00098522 | 937.1858 | -0.00022925 | 699.3873 | 0.00057222 | 937.1858 | 0.001175 | 927.1633 | 0 | 937.1858 | 0.0019013 | 937.4777 | 0.0022878 | 931.77 | 0.001231 | 937.4777 | 0.00207 | 937.4777 | 0.0010356 | 937.4777 | 0.00056821 | 931.77 | -5.4182e-05 | 937.4777 | 0.0011735 | 700.5243 | 1.6255e-05 | 937.4777 | 0.0015712 | 937.4777 | 0.0002415 | 937.1858 | 0.00363 | 1034.3633 | 0.00777 | 937.1858 | -0.0020679 | 1034.5773 | 5.0004e-05 | 1034.3633 | 0.00721 | 937.1858 | 0.00336 | 937.4777 | 0.0023593
| 699.5131 | 0 | 937.4274 | -0.0016206 | 699.5131 | 0 | 937.4274 | -0.0061541 | 927.4032 | 0 | 937.4274 | -0.0038467 | 937.7197 | 0 | 932.01 | -0.00048905 | 937.7197 | 0 | 937.7197 | 0 | 937.7197 | 0 | 932.01 | -0.00089942 | 937.7197 | 0 | 700.6451 | 2.9277e-05 | 937.7197 | 0 | 937.7197 | 0 | 937.4274 | -0.00568 | 1034.5319 | 0.00682 | 937.4274 | -0.00040152 | 1034.7474 | 0 | 1034.5319 | 0.00752 | 937.4274 | -0.00333 | 937.7197 | -0.0009107
| 699.639 | 0.00087741 | 937.669 | -0.00028244 | 699.639 | 0.00039883 | 937.669 | 0.00040297 | 927.6431 | 0 | 937.669 | 0.00098955 | 937.9618 | 0.0017866 | 932.25 | 0.0017707 | 937.9618 | 0.00145 | 937.9618 | 0.0006943 | 937.9618 | 0.00056669 | 932.25 | 0.00033593 | 937.9618 | 0.0013824 | 700.7659 | 1.3339e-05 | 937.9618 | 0.0013339 | 937.9618 | 0.00024913 | 937.669 | 0.00105 | 1034.7005 | 0.00622 | 937.669 | 1.0121e-06 | 1034.9175 | 5.0004e-05 | 1034.7005 | 0.00712 | 937.669 | 0.00092026 | 937.9618 | 0.0019316
| 699.7648 | 0 | 937.9107 | -0.00079326 | 699.7648 | 0 | 937.9107 | -0.0055052 | 927.8829 | 0 | 937.9107 | -0.0037142 | 938.2039 | 0 | 932.5 | 0.0016695 | 938.2039 | 0 | 938.2039 | 0 | 938.2039 | 0 | 932.5 | 0.0015062 | 938.2039 | 0 | 700.8868 | 2.9769e-05 | 938.2039 | 0 | 938.2039 | 0 | 937.9107 | -0.0028 | 1034.8691 | 0.00722 | 937.9107 | -0.004755 | 1035.0876 | 0 | 1034.8691 | 0.00738 | 937.9107 | -0.00168 | 938.2039 | -0.00016113
| 699.8907 | 0.00076961 | 938.1523 | 7.2467e-05 | 699.8907 | 0.0012 | 938.1523 | -0.00030359 | 928.1228 | 0 | 938.1523 | 0.0021727 | 938.446 | 0.0017249 | 932.74 | 0.0014334 | 938.446 | 0.00345 | 938.446 | 0.0027843 | 938.446 | 0.00091645 | 932.74 | -0.00054182 | 938.446 | 0.0029932 | 701.0077 | 1.7098e-05 | 938.446 | 0.00043155 | 938.446 | 0.00021282 | 938.1523 | 0.00427 | 1035.0376 | 0.00563 | 938.1523 | -0.0041604 | 1035.2578 | 6.9993e-05 | 1035.0376 | 0.00719 | 938.1523 | 0.00079662 | 938.446 | 0.0020721
| 700.0165 | 0 | 938.3939 | -0.0002124 | 700.0165 | 0 | 938.3939 | -0.0063449 | 928.3627 | 0 | 938.3939 | -0.0036854 | 938.6881 | 0 | 932.98 | 8.4319e-05 | 938.6881 | 0 | 938.6881 | 0 | 938.6881 | 0 | 932.98 | 0.00075855 | 938.6881 | 0 | 701.1285 | 3.094e-05 | 938.6881 | 0 | 938.6881 | 0 | 938.394 | -0.00156 | 1035.2062 | 0.00531 | 938.3939 | -0.0060313 | 1035.4279 | 0 | 1035.2062 | 0.00745 | 938.394 | -0.00344 | 938.6881 | -0.00028218
|  |  | 938.6356 | 0.00050729 | 700.1424 | 0.00192 | 938.6356 | 0.0023082 | 928.6026 | 0 | 938.6356 | 0.0018396 | 938.9302 | 0.0026081 | 933.22 | -0.00065769 | 938.9302 | 0.004 | 938.9302 | 0.0039356 | 938.9302 | 0.0017157 | 933.22 | -0.001127 | 938.9302 | 0.00076271 | 701.2494 | 1.4475e-05 | 938.9302 | 0.0036114 | 938.9302 | 0.00044734 | 938.6356 | 0.00163 | 1035.3748 | 0.00767 | 938.6356 | 0.0022382 | 1035.598 | 6.9993e-05 | 1035.3748 | 0.00709 | 938.6356 | 0.00299 | 938.9302 | 0.0023584
|  |  | 938.8773 | -0.00017442 | 700.2683 | 0 | 938.8773 | -0.0044036 | 928.8425 | 0 | 938.8773 | -0.0029654 | 939.1723 | 0 | 933.46 | -0.00072515 | 939.1723 | 0 | 939.1723 | 0 | 939.1723 | 0 | 933.46 | -2.1673e-05 | 939.1723 | 0 | 701.3702 | 2.9008e-05 | 939.1723 | 0 | 939.1723 | 0 | 938.8773 | -0.00261 | 1035.5434 | 0.00452 | 938.8773 | -0.0051227 | 1035.7681 | 0 | 1035.5434 | 0.00739 | 938.8773 | -0.0041 | 939.1723 | -0.00067313
|  |  | 939.1189 | -0.00069676 | 700.3942 | 0.00166 | 939.1189 | -0.0010631 | 929.0824 | 0 | 939.1189 | 0.0014842 | 939.4144 | 0.001728 | 933.7 | -0.00048905 | 939.4144 | 0.00185 | 939.4144 | 0.0011192 | 939.4144 | 0.00082623 | 933.7 | -0.0015171 | 939.4144 | 0.00029006 | 701.4911 | 1.5166e-05 | 939.4144 | 0.0037152 | 939.4144 | 0.0001047 | 939.1189 | 0.00211 | 1035.712 | 0.00677 | 939.1189 | 0.008366 | 1035.9383 | 6.9993e-05 | 1035.712 | 0.00708 | 939.1189 | 0.00353 | 939.4144 | 0.001843
|  |  | 939.3606 | -0.00036985 | 700.5201 | 0 | 939.3606 | -0.0044868 | 929.3223 | 0 | 939.3606 | -0.0037518 | 939.6565 | 0 | 933.94 | -0.00011805 | 939.6566 | 0 | 939.6565 | 0 | 939.6566 | 0 | 933.94 | -0.00057433 | 939.6565 | 0 | 701.6119 | 2.9172e-05 | 939.6565 | 0 | 939.6566 | 0 | 939.3606 | -0.00123 | 1035.8806 | 0.00578 | 939.3606 | -0.0067495 | 1036.1084 | 0 | 1035.8806 | 0.00746 | 939.3606 | -0.00191 | 939.6566 | -0.0002737
|  |  | 939.6023 | -0.00047342 | 700.646 | 0.00227 | 939.6023 | 0.00022336 | 929.5623 | 0 | 939.6023 | 0.0020704 | 939.8987 | 0.0019161 | 934.18 | 0.00096123 | 939.8987 | 0.00164 | 939.8987 | 0.0012289 | 939.8987 | 0.00015118 | 934.18 | 0.00082357 | 939.8987 | 0.0015697 | 701.7328 | 1.4311e-05 | 939.8987 | 0.0020467 | 939.8987 | 0.00017184 | 939.6023 | 0.00228 | 1036.0491 | 0.00684 | 939.6023 | 0.0014603 | 1036.2785 | 3.0002e-05 | 1036.0491 | 0.00714 | 939.6023 | -5.6955e-05 | 939.8987 | 0.0020502
|  |  | 939.8439 | -0.0018922 | 700.7719 | 0 | 939.8439 | -0.0063766 | 929.8022 | 0 | 939.8439 | -0.0035653 | 940.1408 | 0 | 934.43 | 0.001737 | 940.1408 | 0 | 940.1408 | 0 | 940.1408 | 0 | 934.43 | -2.1673e-05 | 940.1408 | 0 | 701.8537 | 2.7673e-05 | 940.1408 | 0 | 940.1408 | 0 | 939.8439 | -0.0053 | 1036.2177 | 0.00629 | 939.8439 | -0.0029317 | 1036.4487 | 0 | 1036.2177 | 0.00733 | 939.8439 | -0.00382 | 940.1408 | 6.406e-05
|  |  | 940.0856 | -0.00031061 | 700.8979 | 0.00109 | 940.0856 | 0.0012973 | 930.0421 | 0 | 940.0856 | 0.0018116 | 940.383 | 0.0039343 | 934.67 | -0.00028669 | 940.383 | 0.00211 | 940.383 | 0.0020823 | 940.383 | 0.00113 | 934.67 | 0.0013438 | 940.383 | 0.0029911 | 701.9745 | 1.3467e-05 | 940.383 | 0.0038604 | 940.383 | 0.00026927 | 940.0856 | 0.00323 | 1036.3863 | 0.00536 | 940.0856 | 0.0001675 | 1036.6188 | 3.0002e-05 | 1036.3863 | 0.00685 | 940.0856 | 0.00306 | 940.383 | 0.0020104
|  |  | 940.3273 | -0.00050847 | 701.0239 | 0 | 940.3273 | -0.0037175 | 930.282 | 0 | 940.3273 | -0.0037328 | 940.6251 | 0 | 934.91 | -8.4319e-05 | 940.6251 | 0 | 940.6251 | 0 | 940.6251 | 0 | 934.91 | 0.00088859 | 940.6251 | 0 | 702.0954 | 2.8551e-05 | 940.6251 | 0 | 940.6251 | 0 | 940.3273 | -0.00237 | 1036.5549 | 0.00573 | 940.3273 | 0.00066201 | 1036.7889 | 0 | 1036.5549 | 0.00699 | 940.3273 | -0.01272 | 940.6251 | -0.0010075
|  |  | 940.569 | 0.0010447 | 701.1498 | 0.00199 | 940.569 | 0.0019001 | 930.522 | 0 | 940.569 | 0.0023531 | 940.8673 | 0.00068755 | 935.15 | 0.00062396 | 940.8673 | 0.0018 | 940.8673 | 0.0044511 | 940.8673 | 0.0034309 | 935.15 | 0.0019614 | 940.8673 | 0.0047355 | 702.2163 | 1.5189e-05 | 940.8673 | 0.0045945 | 940.8673 | 0.00032897 | 940.569 | 0.00175 | 1036.7235 | 0.00642 | 940.569 | 0.0047592 | 1036.959 | 8.9995e-05 | 1036.7235 | 0.00671 | 940.569 | 0.01268 | 940.8673 | 0.0027531
|  |  | 940.8107 | -0.0010882 | 701.2758 | 0 | 940.8107 | -0.0050016 | 930.762 | 0 | 940.8107 | -0.0043056 | 941.1094 | 0 | 935.39 | 0.0010961 | 941.1095 | 0 | 941.1094 | 0 | 941.1094 | 0 | 935.39 | -0.00050931 | 941.1094 | 0 | 702.3371 | 3.1115e-05 | 941.1094 | 0 | 941.1094 | 0 | 940.8107 | -0.00357 | 1036.892 | 0.00693 | 940.8107 | -0.0072298 | 1037.1292 | 0 | 1036.892 | 0.00706 | 940.8107 | -0.00035543 | 941.1094 | -0.0011301
|  |  | 941.0524 | -0.00035225 | 701.4018 | 0.00123 | 941.0524 | 0.0013807 | 931.002 | 0 | 941.0524 | 0.0019267 | 941.3516 | 0.0023477 | 935.63 | -0.0010624 | 941.3516 | 0.00146 | 941.3516 | 0 | 941.3516 | 0.0018346 | 935.63 | -0.00015171 | 941.3516 | 0.0028708 | 702.458 | 1.6173e-05 | 941.3516 | 0.00030131 | 941.3516 | 0.00036924 | 941.0524 | 0.00236 | 1037.0606 | 0.00577 | 941.0524 | -0.0043265 | 1037.2993 | 5.0004e-05 | 1037.0606 | 0.00683 | 941.0524 | 0.00161 | 941.3516 | 0.0026047
|  |  | 941.2941 | -0.0010696 | 701.5278 | 0 | 941.2941 | -0.0062435 | 931.2419 | 0 | 941.2941 | -0.0038599 | 941.5938 | 0 | 935.87 | -0.0009275 | 941.5938 | 0 | 941.5938 | 0 | 941.5938 | 0 | 935.87 | 0.0015387 | 941.5938 | 0 | 702.5789 | 3.0998e-05 | 941.5938 | 0 | 941.5938 | 0 | 941.2941 | -0.00336 | 1037.2292 | 0.00796 | 941.2941 | -0.0078753 | 1037.4695 | 0 | 1037.2292 | 0.00712 | 941.2941 | -0.00564 | 941.5938 | -8.5653e-05
|  |  | 941.5359 | 0.00031432 | 701.6538 | 0.00050287 | 941.5359 | 0.003294 | 931.4819 | 0 | 941.5359 | 0.0012131 | 941.836 | 0.0029131 | 936.12 | -0.0005565 | 941.836 | 0.00297 | 941.836 | 0.004303 | 941.836 | 0.0025391 | 936.12 | 0.00079106 | 941.836 | 0.0019727 | 702.6997 | 1.5084e-05 | 941.836 | 0.0036596 | 941.836 | 0.00042408 | 941.5359 | 0.00167 | 1037.3978 | 0.00637 | 941.5359 | 0.0080656 | 1037.6396 | 8.9995e-05 | 1037.3978 | 0.00687 | 941.5359 | 0.00125 | 941.836 | 0.0016773
|  |  | 941.7776 | -0.0020843 | 701.7798 | 0 | 941.7776 | -0.010056 | 931.7219 | 0 | 941.7776 | -0.0040415 | 942.0782 | 0 | 936.36 | -0.0011973 | 942.0782 | 0 | 942.0782 | 0 | 942.0782 | 0 | 936.36 | -0.00086692 | 942.0782 | 0 | 702.8206 | 3.0401e-05 | 942.0782 | 0 | 942.0782 | 0 | 941.7776 | -0.0028 | 1037.5664 | 0.00554 | 941.7776 | -5.6592e-05 | 1037.8097 | 0 | 1037.5664 | 0.00714 | 941.7776 | -0.00257 | 942.0782 | -0.00011587
|  |  | 942.0193 | -0.00059047 | 701.9058 | 0.00144 | 942.0193 | 0.000411 | 931.9619 | 0 | 942.0193 | 0.0016016 | 942.3204 | 0.0022798 | 936.6 | 0.0014672 | 942.3204 | 0.00162 | 942.3204 | 0.0039562 | 942.3204 | 0.00050276 | 936.6 | 4.3346e-05 | 942.3204 | 0.0010169 | 702.9415 | 1.8456e-05 | 942.3204 | 0.0025493 | 942.3204 | 0.00039894 | 942.0193 | -0.00023567 | 1037.7349 | 0.00969 | 942.0193 | 0.0092186 | 1037.9799 | 5.0004e-05 | 1037.7349 | 0.00717 | 942.0193 | 0.00102 | 942.3204 | 0.0022969
|  |  | 942.2611 | -0.00063707 | 702.0318 | 0 | 942.2611 | 0.00080452 | 932.2019 | 0 | 942.2611 | 0.0012424 | 942.5626 | 0.0050719 | 936.84 | -0.0010624 | 942.5626 | 0.00394 | 942.5626 | 0.00059631 | 942.5626 | 0.00029383 | 936.84 | -0.00015171 | 942.5626 | 0.0023924 | 703.0624 | 2.2145e-05 | 942.5626 | 0.0035609 | 942.5626 | 0.00023628 | 942.2611 | 0.00119 | 1037.9035 | 0.00854 | 942.2611 | 0.0058589 | 1038.15 | 0 | 1037.9035 | 0.0073 | 942.2611 | 0.00277 | 942.5626 | 0.0026409
|  |  | 942.5028 | -0.00098548 | 702.1579 | 0.00052021 | 942.5028 | -0.0041692 | 932.4419 | 0 | 942.5028 | -0.0038325 | 942.8048 | 0 | 937.08 | 0.00021923 | 942.8048 | 0 | 942.8048 | 0 | 942.8048 | 0 | 937.08 | -0.0011595 | 942.8048 | 0 | 703.1832 | 9.3452e-06 | 942.8048 | 0 | 942.8048 | 0 | 942.5028 | -0.00434 | 1038.0721 | 0.00659 | 942.5028 | -0.0060876 | 1038.3202 | 1.0001e-05 | 1038.0721 | 0.00726 | 942.5028 | -0.00101 | 942.8048 | -0.00075528
|  |  | 942.7445 | -0.00024863 | 702.284 | 0 | 942.7445 | 0.0028998 | 932.6819 | 0 | 942.7445 | 0.0019281 | 943.047 | 0.0034456 | 937.32 | 0.00025296 | 943.047 | 0.00468 | 943.047 | 0.0031989 | 943.0471 | 0.0023608 | 937.32 | 0.00010836 | 943.047 | 0.0026766 | 703.3041 | 9.029e-06 | 943.047 | 0.0041266 | 943.0471 | 0.00038811 | 942.7446 | 0.00243 | 1038.2407 | 0.00765 | 942.7445 | 0.0025743 | 1038.4903 | 0 | 1038.2407 | 0.00706 | 942.7446 | 0.00291 | 943.0471 | 0.0020696
|  |  | 942.9863 | -0.00028757 | 702.41 | 0.00095371 | 942.9863 | -0.0025564 | 932.9219 | 0 | 942.9863 | -0.0031233 | 943.2893 | 0 | 937.56 | 0.00048905 | 943.2893 | 0 | 943.2893 | 0 | 943.2892 | 0 | 937.56 | -0.00093193 | 943.2893 | 0 | 703.425 | 8.9705e-06 | 943.2893 | 0 | 943.2893 | 0 | 942.9863 | -0.00295 | 1038.4093 | 0.00475 | 942.9863 | 0.00084775 | 1038.6605 | 1.0001e-05 | 1038.4093 | 0.00715 | 942.9863 | -0.00082478 | 943.2892 | -0.00033828
|  |  | 943.2281 | 4.072e-05 | 702.5361 | 0 | 943.2281 | -0.0026013 | 933.162 | 0 | 943.2281 | 0.0017729 | 943.5315 | 0.0032157 | 937.8 | 0.00035414 | 943.5315 | 0.00416 | 943.5315 | 0.0030382 | 943.5315 | 0.00078468 | 937.8 | 0.0016038 | 943.5315 | 0.0006775 | 703.5459 | 1.02e-05 | 943.5315 | 0.0049704 | 943.5315 | 0.00045154 | 943.2281 | 0.00156 | 1038.5778 | 0.00867 | 943.2281 | 0.0033052 | 1038.8306 | 6.6672e-06 | 1038.5778 | 0.00688 | 943.2281 | 0.00534 | 943.5315 | 0.0027069
|  |  | 943.4698 | -0.00072272 | 702.6622 | 0.0017 | 943.4698 | -0.0081996 | 933.402 | 0 | 943.4698 | -0.0042668 | 943.7737 | 0 | 938.05 | 0.0013322 | 943.7737 | 0 | 943.7737 | 0 | 943.7737 | 0 | 938.05 | 0.0011162 | 943.7737 | 0 | 703.6667 | 1.1746e-05 | 943.7737 | 0 | 943.7737 | 0 | 943.4698 | -0.00149 | 1038.7464 | 0.007 | 943.4698 | -0.0075462 | 1039.0008 | 1.0001e-05 | 1038.7464 | 0.00716 | 943.4698 | -0.00078801 | 943.7737 | -0.00057868
|  |  | 943.7116 | -0.00057667 | 702.7883 | 0 | 943.7116 | -0.0017859 | 933.6421 | 0 | 943.7116 | 0.0025651 | 944.016 | 0.0016214 | 938.29 | -0.00032042 | 944.016 | 0.0023 | 944.016 | 0.0051156 | 944.016 | 0.00088064 | 938.29 | -0.001192 | 944.016 | 0.00088975 | 703.7876 | 1.1348e-05 | 944.016 | 0.0013616 | 944.016 | 0.00037288 | 943.7116 | 0.00309 | 1038.915 | 0.01035 | 943.7116 | -0.0010849 | 1039.1709 | 6.6672e-06 | 1038.915 | 0.00702 | 943.7116 | -0.00043249 | 944.016 | 0.0023594
|  |  | 943.9534 | -0.00066915 | 702.9144 | 0.00031212 | 943.9534 | -0.0039301 | 933.8821 | 0 | 943.9534 | -0.0041586 | 944.2582 | 0 | 938.53 | 1.6864e-05 | 944.2582 | 0 | 944.2582 | 0 | 944.2582 | 0 | 938.53 | -0.00054182 | 944.2582 | 0 | 703.9085 | 1.0493e-05 | 944.2582 | 0 | 944.2582 | 0 | 943.9534 | -0.00343 | 1039.0836 | 0.00568 | 943.9534 | -0.005718 | 1039.3411 | 0 | 1039.0836 | 0.00734 | 943.9534 | -0.0004009 | 944.2582 | -0.00033094
|  |  | 944.1952 | -0.0001198 | 703.0406 | 0 | 944.1952 | 0.00086777 | 934.1222 | 0 | 944.1952 | 0.0021806 | 944.5005 | 0.0042981 | 938.77 | -0.00062396 | 944.5005 | 0.00396 | 944.5005 | 0.0018739 | 944.5005 | 0.0025668 | 938.77 | -8.6692e-05 | 944.5005 | 0.0017805 | 704.0294 | 1.0083e-05 | 944.5005 | 0.0029852 | 944.5005 | 0.00036721 | 944.1952 | 0.00357 | 1039.2522 | 0.00689 | 944.1952 | 0.0028731 | 1039.5113 | 2.6669e-05 | 1039.2522 | 0.00703 | 944.1952 | 0.00313 | 944.5005 | 0.002623
|  |  | 944.4369 | 0.0012963 | 703.1667 | 0.00097105 | 944.4369 | -0.0042182 | 934.3622 | 0 | 944.4369 | -0.0037041 | 944.7428 | 0 | 939.01 | -0.0014334 | 944.7428 | 0 | 944.7428 | 7.5099e-06 | 944.7428 | 0.0012151 | 939.01 | 0.0017663 | 944.7428 | 0 | 704.1503 | 1.0141e-05 | 944.7428 | 0 | 944.7428 | 0 | 944.4369 | -0.00023464 | 1039.4207 | 0.00587 | 944.4369 | -0.0045356 | 1039.6814 | 3.0002e-05 | 1039.4207 | 0.00733 | 944.4369 | -0.00512 | 944.7428 | 0.00018754
|  |  | 944.6787 | -0.00030291 | 703.2928 | 0 | 944.6787 | -0.0011969 | 934.6024 | 0 | 944.6787 | 0.0022237 | 944.985 | 0.0044105 | 939.25 | -0.00065769 | 944.9851 | 0.00282 | 944.985 | 0.0019849 | 944.985 | 0.0016658 | 939.25 | -0.00050931 | 944.985 | 0.0026472 | 704.2712 | 9.8956e-06 | 944.985 | 0.0058909 | 944.9851 | 0.00029852 | 944.6787 | 0.00192 | 1039.5893 | 0.00756 | 944.6787 | 0.0011316 | 1039.8516 | 6.6672e-06 | 1039.5893 | 0.00706 | 944.6787 | 0.00288 | 944.985 | 0.0022375
|  |  | 944.9205 | -0.00048008 | 703.419 | 0.00142 | 944.9205 | -0.0030402 | 934.8424 | 0 | 944.9205 | -0.0038365 | 945.2273 | 0 | 939.49 | -0.00021923 | 945.2273 | 0 | 945.2273 | 0 | 945.2274 | 0 | 939.49 | 0.0010836 | 945.2273 | 0 | 704.3921 | 9.3218e-06 | 945.2273 | 0 | 945.2274 | 0 | 944.9205 | -0.00297 | 1039.7579 | 0.00877 | 944.9205 | -0.0010417 | 1040.0218 | 1.0001e-05 | 1039.7579 | 0.00737 | 944.9205 | -0.00189 | 945.2274 | -0.00032117
|  |  | 945.1623 | 0.0010066 | 703.5452 | 0 | 945.1623 | -0.00019728 | 935.0825 | 0 | 945.1623 | 0.0022755 | 945.4696 | 0.0030496 | 939.74 | -0.00032042 | 945.4696 | 0.00469 | 945.4696 | 0.0042349 | 945.4696 | 0.0033455 | 939.74 | 0.0010186 | 945.4696 | 0.0028686 | 704.513 | 9.2398e-06 | 945.4696 | 0.0033564 | 945.4696 | 0.00052925 | 945.1623 | 0.00236 | 1039.9265 | 0.00686 | 945.1623 | 0.013694 | 1040.1919 | 0 | 1039.9265 | 0.00706 | 945.1623 | 0.00101 | 945.4696 | 0.0031552
|  |  | 945.4041 | -0.00047404 | 703.6713 | 0.00053755 | 945.4041 | -0.0036841 | 935.3226 | 0 | 945.4041 | -0.0032178 | 945.7119 | 0 | 939.98 | 0.00075887 | 945.7119 | 0 | 945.7119 | 0 | 945.7119 | 0 | 939.98 | 0.00088859 | 945.7119 | 0 | 704.6338 | 9.193e-06 | 945.7119 | 0 | 945.7119 | 0 | 945.4041 | -0.00398 | 1040.095 | 0.00417 | 945.4041 | -0.0083774 | 1040.3621 | 3.0002e-05 | 1040.095 | 0.00746 | 945.4041 | -0.00411 | 945.7119 | -0.00046703
|  |  | 945.646 | -0.00083292 | 703.7975 | 0 | 945.646 | 0.0016998 | 935.5627 | 0 | 945.646 | 0.0028941 | 945.9542 | 0.0019019 | 940.22 | -0.00065769 | 945.9542 | 0.00121 | 945.9542 | 0.001775 | 945.9542 | 0.00062641 | 940.22 | 0.0019289 | 945.9542 | 0.0021496 | 704.7547 | 9.0759e-06 | 945.9542 | 0.0024677 | 945.9542 | 0.00015835 | 945.646 | 0.00321 | 1040.2636 | 0.00687 | 945.646 | 0.0068122 | 1040.5322 | 6.6672e-06 | 1040.2636 | 0.00731 | 945.646 | 0.00333 | 945.9542 | 0.0021876
|  |  | 945.8878 | -0.0011831 | 703.9237 | 0.00114 | 945.8878 | -0.0048387 | 935.8028 | 0 | 945.8878 | -0.0043866 | 946.1965 | 0 | 940.46 | 0.0014334 | 946.1965 | 0 | 946.1965 | 0 | 946.1965 | 0 | 940.46 | -0.0022323 | 946.1965 | 0 | 704.8756 | 1.0141e-05 | 946.1965 | 0 | 946.1965 | 0 | 945.8878 | -0.00295 | 1040.4322 | 0.00522 | 945.8878 | -0.0096343 | 1040.7024 | 3.0002e-05 | 1040.4322 | 0.00756 | 945.8878 | -0.00395 | 946.1965 | 0.0002376
|  |  | 946.1296 | 0.00025607 | 704.0499 | 0 | 946.1296 | 0.0023591 | 936.0429 | 0 | 946.1296 | 0.0022928 | 946.4388 | 0.0056212 | 940.7 | 0.00028669 | 946.4389 | 0.00349 | 946.4388 | 0.0034002 | 946.4388 | 0.0026218 | 940.7 | -0.00060684 | 946.4388 | 0.0024944 | 704.9965 | 1.1477e-05 | 946.4388 | 0.005363 | 946.4388 | 0.00012485 | 946.1296 | 0.0016 | 1040.6008 | 0.00745 | 946.1296 | 0.0013626 | 1040.8726 | 0 | 1040.6008 | 0.0072 | 946.1296 | 0.00062184 | 946.4388 | 0.0030118
|  |  | 946.3714 | -0.00038765 | 704.1762 | 0.00062425 | 946.3714 | -0.006953 | 936.2831 | 0 | 946.3714 | -0.0040062 | 946.6812 | 0 | 940.94 | -0.00086005 | 946.6812 | 0 | 946.6812 | 0 | 946.6812 | 0 | 940.94 | -0.0024274 | 946.6812 | 0 | 705.1174 | 1.1699e-05 | 946.6812 | 0 | 946.6812 | 0 | 946.3714 | -0.00411 | 1040.7694 | 0.00621 | 946.3714 | -0.0033313 | 1041.0428 | 0 | 1040.7694 | 0.00734 | 946.3714 | -0.00387 | 946.6812 | -0.00043299
|  |  | 946.6133 | 0.00065764 | 704.3024 | 0 | 946.6133 | 0.0040198 | 936.5232 | 0 | 946.6133 | 0.0023509 | 946.9235 | 0.0021546 | 941.18 | 0.00021923 | 946.9235 | 0.00425 | 946.9235 | 0.002333 | 946.9235 | 0.0028018 | 941.18 | 0.0010511 | 946.9235 | 0.00095994 | 705.2383 | 1.0469e-05 | 946.9235 | 0.0036926 | 946.9235 | 0.00023113 | 946.6133 | 0.00294 | 1040.9379 | 0.00584 | 946.6133 | -0.0031466 | 1041.2129 | 0 | 1040.9379 | 0.00708 | 946.6133 | 0.00373 | 946.9235 | 0.002737
|  |  | 946.8551 | -0.00064613 | 704.4286 | 0.00048552 | 946.8551 | -0.0075114 | 936.7633 | 0 | 946.8551 | -0.0036342 | 947.1658 | 0 | 941.43 | -0.00075887 | 947.1658 | 0 | 947.1658 | 0 | 947.1658 | 0 | 941.43 | 0.00046596 | 947.1658 | 0 | 705.3592 | 9.1344e-06 | 947.1658 | 0 | 947.1658 | 0 | 946.8551 | -0.003 | 1041.1065 | 0.006 | 946.8551 | -0.0082062 | 1041.3831 | 0 | 1041.1065 | 0.00728 | 946.8551 | -0.012 | 947.1658 | -7.8315e-05
|  |  | 947.097 | 0.00055746 | 704.5549 | 0 | 947.097 | -0.00024063 | 937.0035 | 0 | 947.097 | 0.0016025 | 947.4082 | 0.0028641 | 941.67 | 0.0001855 | 947.4082 | 0.0047 | 947.4082 | 0.0046601 | 947.4082 | 0.0029443 | 941.67 | 0.00069354 | 947.4082 | 0.0042924 | 705.4801 | 9.5443e-06 | 947.4082 | 0.0038809 | 947.4082 | 0.00035647 | 947.097 | 0.00632 | 1041.2751 | 0.00775 | 947.097 | 0.0014156 | 1041.5533 | 6.6672e-06 | 1041.2751 | 0.00708 | 947.097 | 0.01325 | 947.4082 | 0.0030182
|  |  | 947.3388 | -0.00050312 | 704.6812 | 0.00151 | 947.3388 | -0.0060934 | 937.2437 | 0 | 947.3388 | -0.0027928 | 947.6505 | 0 | 941.91 | -0.0012648 | 947.6505 | 0 | 947.6505 | 0 | 947.6505 | 0 | 941.91 | 0.00046596 | 947.6505 | 0 | 705.601 | 1.1125e-05 | 947.6505 | 0 | 947.6505 | 0 | 947.3388 | -0.00464 | 1041.4437 | 0.00761 | 947.3388 | 0.0042386 | 1041.7235 | 0 | 1041.4437 | 0.00735 | 947.3388 | -0.00235 | 947.6505 | 0.00058264
|  |  | 947.5807 | -0.00010072 | 704.8074 | 0 | 947.5807 | 0.0014778 | 937.4838 | 0 | 947.5807 | 0.0021679 | 947.8929 | 0 | 942.15 | 0.00059023 | 947.8929 | 0.00224 | 947.8929 | 0.0017672 | 947.8929 | 0.0018074 | 942.15 | 0.0011812 | 947.8929 | 0.0015581 | 705.7219 | 1.1043e-05 | 947.8929 | 0.0018254 | 947.8929 | 0.00015087 | 947.5807 | 0.00405 | 1041.6122 | 0.00731 | 947.5807 | -0.0017109 | 1041.8937 | 0 | 1041.6122 | 0.00721 | 947.5807 | 0.00255 | 947.8929 | 0.0030062
|  |  | 947.8226 | -0.00041652 | 704.9337 | 0.00036414 | 947.8226 | -0.0052866 | 937.724 | 0 | 947.8226 | -0.0036223 | 948.1353 | 0 | 942.39 | 8.4319e-05 | 948.1353 | 0 | 948.1353 | 0 | 948.1353 | 0 | 942.39 | 0.0020264 | 948.1353 | 0 | 705.8428 | 1.0797e-05 | 948.1353 | 0 | 948.1353 | 0 | 947.8226 | -0.00109 | 1041.7808 | 0.00737 | 947.8226 | -0.0041115 | 1042.0638 | 0 | 1041.7808 | 0.0074 | 947.8226 | -0.00435 | 948.1353 | 3.1525e-05
|  |  | 948.0644 | -0.00022389 | 705.06 | 0 | 948.0644 | 0.0022387 | 937.9642 | 0 | 948.0644 | 0.0022502 | 948.3776 | 0.00057091 | 942.63 | 0.00086005 | 948.3776 | 0.00465 | 948.3776 | 0.0012321 | 948.3776 | 0.0010595 | 942.63 | -0.00093193 | 948.3776 | 0.003043 | 705.9637 | 8.6191e-06 | 948.3776 | 0.0046135 | 948.3776 | 0.00028542 | 948.0644 | 0.0049 | 1041.9494 | 0.00854 | 948.0644 | 0.0020264 | 1042.234 | 0 | 1041.9494 | 0.00719 | 948.0644 | 0.00104 | 948.3776 | 0.0021808
|  |  | 948.3063 | -6.6928e-05 | 705.1863 | 0.00232 | 948.3063 | -0.0055031 | 938.2043 | 0 | 948.3063 | -0.0032946 | 948.62 | 0 | 942.87 | -0.00099496 | 948.62 | 0 | 948.62 | 0 | 948.62 | 0 | 942.87 | -0.0017121 | 948.62 | 0 | 706.0846 | 9.3569e-06 | 948.62 | 0 | 948.62 | 0 | 948.3063 | -0.00581 | 1042.118 | 0.00668 | 948.3063 | -0.0074392 | 1042.4042 | 5.0004e-05 | 1042.118 | 0.00736 | 948.3063 | -0.00082784 | 948.62 | 6.7917e-05
|  |  | 948.5482 | 0.0002836 | 705.3127 | 0 | 948.5482 | 0.0023237 | 938.4445 | 0 | 948.5482 | 0.0017732 | 948.8624 | 0.0026015 | 943.12 | 0.0013997 | 948.8624 | 0.00246 | 948.8624 | 0.0039156 | 948.8624 | 0.0035045 | 943.12 | 0.002124 | 948.8624 | 0.0023545 | 706.2055 | 9.919e-06 | 948.8624 | 0.0031672 | 948.8624 | 0.00044873 | 948.5482 | 0.00381 | 1042.2866 | 0.00745 | 948.5482 | -0.011143 | 1042.5744 | 0 | 1042.2866 | 0.00706 | 948.5482 | 0.00311 | 948.8624 | 0.002624
|  |  | 948.7901 | 0.00022719 | 705.439 | 0.00198 | 948.7901 | -0.0063721 | 938.6847 | 0 | 948.7901 | -0.0040709 | 949.1048 | 0.00050003 | 943.36 | -0.00086005 | 949.1048 | 0 | 949.1048 | 0 | 949.1048 | 0 | 943.36 | -0.00285 | 949.1048 | 0 | 706.3264 | 1.0715e-05 | 949.1048 | 0 | 949.1048 | 0 | 948.7901 | -0.00315 | 1042.4551 | 0.00784 | 948.7901 | -0.0024877 | 1042.7446 | 0 | 1042.4551 | 0.00731 | 948.7901 | -0.00706 | 949.1048 | 0.00031482
|  |  | 949.032 | 0.00015797 | 705.5653 | 0 | 949.032 | 0.0012694 | 938.9249 | 0 | 949.032 | 0.0023124 | 949.3472 | 0.0043708 | 943.6 | 0.00021923 | 949.3472 | 0.00318 | 949.3472 | 0.0058815 | 949.3472 | 0.0025595 | 943.6 | -0.00044429 | 949.3472 | 0.0041402 | 706.4473 | 9.9542e-06 | 949.3472 | 0.0036632 | 949.3472 | 6.7722e-05 | 949.032 | 0.00336 | 1042.6237 | 0.00733 | 949.032 | 0.010092 | 1042.9148 | 0 | 1042.6237 | 0.00711 | 949.032 | 0.00183 | 949.3472 | 0.0028441
|  |  | 949.2739 | -0.00040298 | 705.6917 | 0.00121 | 949.2739 | -0.0053322 | 939.1652 | 0 | 949.2739 | -0.0045572 | 949.5896 | 0 | 943.84 | -0.0031197 | 949.5896 | 0 | 949.5896 | 0 | 949.5896 | 0 | 943.84 | 0.00027091 | 949.5896 | 0 | 706.5682 | 9.5209e-06 | 949.5896 | 0 | 949.5896 | 0 | 949.2739 | -0.00304 | 1042.7923 | 0.00615 | 949.2739 | -0.0034979 | 1043.085 | 1.0001e-05 | 1042.7923 | 0.00731 | 949.2739 | -0.00209 | 949.5896 | -0.00071669
|  |  | 949.5158 | 0.00038982 | 705.8181 | 0 | 949.5158 | 0.0024432 | 939.4053 | 0 | 949.5158 | 0.001326 | 949.832 | 0.0027051 | 944.08 | -0.00021923 | 949.832 | 0.00322 | 949.832 | 0.005453 | 949.832 | 0.00208 | 944.08 | 0.00040094 | 949.832 | 0.0019727 | 706.6891 | 9.919e-06 | 949.832 | 0.0043698 | 949.832 | 0.00039348 | 949.5158 | 0.00386 | 1042.9608 | 0.00763 | 949.5158 | 0.007131 | 1043.2552 | 0 | 1042.9608 | 0.00691 | 949.5158 | 0.00297 | 949.832 | 0.0026842
|  |  | 949.7577 | -0.0015463 | 705.9444 | 0.00172 | 949.7577 | -0.0057873 | 939.6456 | 0 | 949.7577 | -0.0043801 | 950.0744 | 0 | 944.32 | -0.0028838 | 950.0744 | 0 | 950.0744 | 0 | 950.0744 | 0 | 944.32 | -0.0017446 | 950.0744 | 0 | 706.81 | 9.8956e-06 | 950.0744 | 0 | 950.0744 | 0 | 949.7577 | -0.00475 | 1043.1294 | 0.00512 | 949.7577 | -0.004798 | 1043.4254 | 1.0001e-05 | 1043.1294 | 0.00703 | 949.7577 | -0.00058242 | 950.0744 | -0.00069324
|  |  | 949.9996 | -0.00075597 | 706.0708 | 0 | 949.9996 | -0.00062744 | 939.8858 | 0 | 949.9996 | 0.0009694 | 950.3168 | 0.003231 | 944.57 | -0.0029174 | 950.3169 | 0.0032 | 950.3168 | 0.00067661 | 950.3168 | 8.3849e-05 | 944.57 | 0.00088859 | 950.3168 | 0.0015264 | 706.9309 | 9.4623e-06 | 950.3168 | 0.0037416 | 950.3168 | 0.00013286 | 949.9996 | 0.00237 | 1043.298 | 0.00995 | 949.9996 | 0.0026008 | 1043.5956 | 0 | 1043.298 | 0.00688 | 949.9996 | 0.00231 | 950.3168 | 0.0018661
|  |  | 950.2415 | -0.00074234 | 706.1972 | 0.00196 | 950.2415 | -0.0063312 | 940.126 | 0 | 950.2415 | -0.0040022 | 950.5593 | 0 | 944.81 | -0.0012648 | 950.5593 | 0 | 950.5593 | 0 | 950.5593 | 0 | 944.81 | -0.00086692 | 950.5593 | 0 | 707.0518 | 9.7082e-06 | 950.5593 | 0 | 950.5593 | 0 | 950.2415 | -0.00191 | 1043.4666 | 0.00714 | 950.2415 | 0.0053063 | 1043.7658 | 0 | 1043.4666 | 0.00712 | 950.2415 | -0.00244 | 950.5593 | -0.00061597
|  |  | 950.4834 | 0.00011599 | 706.3236 | 0 | 950.4834 | 0.0024508 | 940.3663 | 0 | 950.4834 | 0.0019489 | 950.8017 | 0.0027752 | 945.05 | -0.00045532 | 950.8017 | 0.00463 | 950.8017 | 0.0016389 | 950.8017 | 0.0019734 | 945.05 | 0.0012462 | 950.8017 | 0.0035416 | 707.1728 | 1.1149e-05 | 950.8017 | 0.0077732 | 950.8017 | 0.00026929 | 950.4834 | 0.00168 | 1043.6351 | 0.00552 | 950.4834 | 0.0044818 | 1043.936 | 0 | 1043.6351 | 0.00695 | 950.4834 | 0.00277 | 950.8017 | 0.0025319
|  |  | 950.7254 | -3.2618e-05 | 706.4501 | 0.00113 | 950.7254 | -0.0050691 | 940.6066 | 0 | 950.7254 | -0.0040546 | 951.0442 | 0 | 945.29 | -0.0017032 | 951.0442 | 0 | 951.0442 | 0 | 951.0442 | 0 | 945.29 | -5.4182e-05 | 951.0442 | 0 | 707.2937 | 1.1043e-05 | 951.0442 | 0 | 951.0442 | 0 | 950.7254 | -0.00138 | 1043.8037 | 0.00515 | 950.7254 | -0.0026023 | 1044.1062 | 1.0001e-05 | 1043.8037 | 0.00726 | 950.7254 | -0.00349 | 951.0442 | -0.00046901
|  |  | 950.9673 | -0.0002518 | 706.5765 | 0 | 950.9673 | -0.00084225 | 940.8468 | 0 | 950.9673 | 0.0026551 | 951.2866 | 0.0026142 | 945.53 | 0.00015177 | 951.2866 | 0.00401 | 951.2866 | 0.0046312 | 951.2866 | 0.0026411 | 945.53 | -0.00063934 | 951.2866 | 0.0046712 | 707.4146 | 9.5092e-06 | 951.2866 | 0.0047169 | 951.2866 | 0.00034621 | 950.9673 | 0.0025 | 1043.9723 | 0.00731 | 950.9673 | -3.1006e-05 | 1044.2764 | 0 | 1043.9723 | 0.00715 | 950.9673 | 0.00539 | 951.2866 | 0.0023935
|  |  | 951.2093 | -0.00075227 | 706.7029 | 0.00086701 | 951.2093 | -0.0098128 | 941.0871 | 0 | 951.2093 | -0.0035477 | 951.5291 | 0 | 945.77 | 5.0592e-05 | 951.5291 | 0 | 951.5291 | 0 | 951.5291 | 0 | 945.77 | -0.00018422 | 951.5291 | 0 | 707.5355 | 9.6263e-06 | 951.5291 | 0 | 951.529 | 0 | 951.2093 | -0.00267 | 1044.1409 | 0.00515 | 951.2093 | -0.010364 | 1044.4466 | 1.0001e-05 | 1044.1409 | 0.00741 | 951.2093 | -0.0046 | 951.5291 | -0.00049498
|  |  | 951.4512 | -0.00035052 | 706.8294 | 0 | 951.4512 | -0.0024469 | 941.3274 | 0 | 951.4512 | 0.002441 | 951.7715 | 0.0042702 | 946.01 | 0.0018044 | 951.7715 | 0.00282 | 951.7715 | 0.0032307 | 951.7715 | 0.0016675 | 946.01 | -0.0014846 | 951.7715 | 0.005028 | 707.6564 | 1.068e-05 | 951.7715 | 0.0034349 | 951.7716 | 0.00022193 | 951.4512 | 0.00365 | 1044.3094 | 0.00837 | 951.4512 | 0.0046926 | 1044.6168 | 0 | 1044.3094 | 0.00706 | 951.4512 | 0.0026 | 951.7715 | 0.0030413
|  |  | 951.6932 | -0.00047721 | 706.9558 | 0.00153 | 951.6932 | -0.0056506 | 941.5676 | 0 | 951.6932 | -0.0031896 | 952.014 | 0 | 946.26 | -0.0025465 | 952.014 | 0 | 952.014 | 0 | 952.014 | 0 | 946.26 | -0.0001192 | 952.014 | 0 | 707.7773 | 1.1699e-05 | 952.014 | 0 | 952.014 | 0 | 951.6932 | -0.00192 | 1044.478 | 0.00705 | 951.6932 | -0.004197 | 1044.787 | 0 | 1044.478 | 0.00731 | 951.6932 | -0.00036012 | 952.014 | 1.5851e-05
|  |  | 951.9351 | 0.00025131 | 707.0823 | 0 | 951.9351 | 0.0020537 | 941.8079 | 0 | 951.9351 | 0.0029906 | 952.2565 | 0.0026137 | 946.5 | 0.0025127 | 952.2565 | 0.0047 | 952.2565 | 0.0042321 | 952.2565 | 0.0018459 | 946.5 | -0.0010945 | 952.2565 | 0.0047352 | 707.8983 | 1.0001e-05 | 952.2565 | 0.0038411 | 952.2565 | 0.00023704 | 951.9351 | 0.00285 | 1044.6466 | 0.00652 | 951.9351 | 0.0032973 | 1044.9572 | 0 | 1044.6466 | 0.007 | 951.9351 | 0.00492 | 952.2565 | 0.003133
|  |  | 952.1771 | -0.001328 | 707.2088 | 0.00097105 | 952.1771 | -0.0064678 | 942.0482 | 0 | 952.1771 | -0.0042792 | 952.499 | 0 | 946.74 | -0.00038786 | 952.499 | 0 | 952.499 | 0 | 952.499 | 0 | 946.74 | -0.0026874 | 952.499 | 0 | 708.0192 | 9.7668e-06 | 952.499 | 0 | 952.499 | 0 | 952.1771 | -0.00477 | 1044.8151 | 0.00668 | 952.1771 | 0.0020331 | 1045.1274 | 0 | 1044.8151 | 0.00723 | 952.1771 | -0.00466 | 952.499 | -6.6811e-05
|  |  | 952.4191 | -0.00016193 | 707.3353 | 0 | 952.4191 | 0.00019569 | 942.2886 | 0 | 952.4191 | 0.001831 | 952.7415 | 0.0025769 | 946.98 | 8.4319e-05 | 952.7415 | 0.00188 | 952.7415 | 0.0030056 | 952.7415 | 0.0015918 | 946.98 | 0.0010836 | 952.7415 | 0.0050132 | 708.1401 | 9.2398e-06 | 952.7415 | 0.0033757 | 952.7415 | 0.00021917 | 952.4191 | 0.00101 | 1044.9837 | 0.00603 | 952.4191 | 0.012371 | 1045.2976 | 0 | 1044.9837 | 0.00697 | 952.4191 | 0.00199 | 952.7415 | 0.0030445
|  |  | 952.661 | -0.0010424 | 707.4618 | 0.00147 | 952.661 | -0.0080338 | 942.5289 | 0 | 952.661 | -0.0040272 | 952.984 | 0 | 947.22 | -0.0018044 | 952.984 | 0 | 952.984 | 0 | 952.9839 | 0 | 947.22 | -0.00021673 | 952.984 | 0 | 708.261 | 1.0165e-05 | 952.984 | 0 | 952.984 | 0 | 952.661 | -0.0043 | 1045.1523 | 0.00584 | 952.661 | -0.0034218 | 1045.4678 | 0 | 1045.1523 | 0.00723 | 952.661 | -0.00259 | 952.9839 | -4.1737e-05
|  |  | 952.903 | -0.00049151 | 707.5883 | 0 | 952.903 | 0.0041249 | 942.7692 | 0 | 952.903 | 0.0028096 | 953.2265 | 0.003312 | 947.46 | -0.00069142 | 953.2265 | 0.00484 | 953.2265 | 0.0020123 | 953.2265 | 0.0021838 | 947.46 | 0.0012462 | 953.2265 | 0.0016725 | 708.3819 | 1.0423e-05 | 953.2265 | 0.0045931 | 953.2265 | 0.00024189 | 952.903 | 0.00285 | 1045.3209 | 0.00914 | 952.903 | -0.0003014 | 1045.6381 | 0 | 1045.3209 | 0.00697 | 952.903 | 0.00165 | 953.2265 | 0.0021248
|  |  | 953.145 | 0.00025697 | 707.7149 | 0.0012 | 953.145 | -0.0044538 | 943.0095 | 0 | 953.145 | -0.0031523 | 953.469 | 0 | 947.71 | -0.001366 | 953.469 | 0 | 953.469 | 0 | 953.469 | 0 | 947.71 | -0.00063934 | 953.469 | 0 | 708.5029 | 1.1043e-05 | 953.469 | 0 | 953.469 | 0 | 953.145 | -0.00061402 | 1045.4894 | 0.00703 | 953.145 | -0.00081462 | 1045.8083 | 0 | 1045.4894 | 0.00715 | 953.145 | -0.00493 | 953.469 | -0.00011346
|  |  | 953.387 | 4.3108e-05 | 707.8414 | 0 | 953.387 | -0.00055525 | 943.2498 | 0 | 953.387 | 0.0017911 | 953.7115 | 0.0022619 | 947.95 | 0.00096123 | 953.7115 | 0.00502 | 953.7115 | 0.00080057 | 953.7115 | 0.0014894 | 947.95 | 0.00075855 | 953.7115 | 0.0035521 | 708.6238 | 1.1395e-05 | 953.7115 | 0.0050909 | 953.7115 | 0.00025894 | 953.387 | 0.00335 | 1045.658 | 0.00763 | 953.387 | 0.0052452 | 1045.9785 | 0 | 1045.658 | 0.00696 | 953.387 | 0.00431 | 953.7115 | 0.0028156
|  |  | 953.629 | -0.00091684 | 707.9679 | 0.00111 | 953.629 | -0.0057481 | 943.4902 | 0 | 953.629 | -0.004565 | 953.954 | 0 | 948.19 | -0.0022766 | 953.954 | 0 | 953.954 | 0 | 953.954 | 0 | 948.19 | 0.00014088 | 953.954 | 0 | 708.7447 | 1.1336e-05 | 953.954 | 0 | 953.954 | 0 | 953.629 | -0.00538 | 1045.8266 | 0.00491 | 953.629 | -0.0073433 | 1046.1487 | 0 | 1045.8266 | 0.0073 | 953.629 | -0.01659 | 953.954 | -3.3412e-05
|  |  | 953.871 | -0.00048452 | 708.0945 | 0 | 953.871 | -0.001066 | 943.7305 | 0 | 953.871 | 0.0013563 | 954.1966 | 0.00028868 | 948.43 | 0.0010287 | 954.1966 | 0.00389 | 954.1966 | 0.00073839 | 954.1966 | 0.0010189 | 948.43 | 0.0012462 | 954.1966 | 0.0018597 | 708.8657 | 1.102e-05 | 954.1966 | 0.0030116 | 954.1966 | 0.00015892 | 953.871 | 0.00147 | 1045.9951 | 0.01006 | 953.871 | -0.0039425 | 1046.3189 | 0 | 1045.9951 | 0.00712 | 953.871 | 0.01618 | 954.1966 | 0.0028812
|  |  | 954.113 | -0.0013531 | 708.2211 | 0.0018 | 954.113 | -0.0041763 | 943.9709 | 0 | 954.113 | -0.0040953 | 954.4391 | 0 | 948.67 | 0.00042159 | 954.4391 | 0 | 954.4391 | 0 | 954.4391 | 0 | 948.67 | 0.00049847 | 954.4391 | 0 | 708.9866 | 1.0879e-05 | 954.4391 | 0 | 954.4391 | 0 | 954.113 | -0.00507 | 1046.1637 | 0.00688 | 954.113 | -0.0095749 | 1046.4892 | 0 | 1046.1637 | 0.00739 | 954.113 | -0.00289 | 954.4391 | -0.00075092
|  |  | 954.355 | 8.8197e-05 | 708.3477 | 0 | 954.355 | 3.4888e-05 | 944.2112 | 0 | 954.355 | 0.0018319 | 954.6817 | 0.0030085 | 948.91 | 0.00015177 | 954.6817 | 0.00351 | 954.6817 | 0.0020178 | 954.6816 | 0.002095 | 948.91 | 0.00017338 | 954.6817 | 0.0022975 | 709.1075 | 9.5911e-06 | 954.6817 | 0.0033417 | 954.6816 | 0.0003403 | 954.355 | 0.00066926 | 1046.3323 | 0.00886 | 954.355 | 0.0065722 | 1046.6594 | 0 | 1046.3323 | 0.00712 | 954.355 | 0.00097997 | 954.6816 | 0.0033956
|  |  | 954.597 | -0.00069083 | 708.4743 | 0.00048552 | 954.597 | -0.0033154 | 944.4516 | 0 | 954.597 | -0.0035475 | 954.9242 | 0 | 949.16 | 0.0018044 | 954.9242 | 0 | 954.9242 | 0 | 954.9242 | 0 | 949.16 | 0.0017663 | 954.9242 | 0 | 709.2284 | 9.6497e-06 | 954.9242 | 0 | 954.9242 | 0 | 954.597 | -0.00266 | 1046.5008 | 0.00707 | 954.597 | -0.0063882 | 1046.8296 | 0 | 1046.5008 | 0.00728 | 954.597 | 0.00032758 | 954.9242 | -0.00020333
|  |  | 954.8391 | -0.0002831 | 708.6009 | 0 | 954.8391 | -0.00010856 | 944.692 | 0 | 954.8391 | 0.0026155 | 955.1668 | 0.0028868 | 949.4 | -0.00042159 | 955.1668 | 0.00199 | 955.1668 | 0.00067719 | 955.1667 | 0.0021495 | 949.4 | 0.00017338 | 955.1668 | 0.0023086 | 709.3494 | 9.7317e-06 | 955.1668 | 0.0033438 | 955.1667 | 0.00030098 | 954.8391 | 0.00296 | 1046.6694 | 0.00926 | 954.8391 | -0.00091217 | 1046.9998 | 0 | 1046.6694 | 0.00702 | 954.8391 | 0.00195 | 955.1667 | 0.0026775
|  |  | 955.0811 | -0.0010099 | 708.7275 | 0.00095371 | 955.0811 | -0.0085952 | 944.9324 | 0 | 955.0811 | -0.0037633 | 955.4093 | 0 | 949.64 | -0.0025127 | 955.4093 | 0 | 955.4093 | 0 | 955.4094 | 0 | 949.64 | 0.00020589 | 955.4093 | 0 | 709.4703 | 1.0633e-05 | 955.4093 | 0 | 955.4094 | 0 | 955.0811 | -0.00389 | 1046.838 | 0.00601 | 955.0811 | -0.013376 | 1047.1701 | 0 | 1046.838 | 0.0073 | 955.0811 | -0.00456 | 955.4094 | 0.0001083
|  |  | 955.3231 | -0.00052683 | 708.8541 | 0 | 955.3231 | 0.0022878 | 945.1728 | 0 | 955.3231 | 0.002304 | 955.6519 | 0.00057986 | 949.88 | 0.00042159 | 955.6519 | 0.00107 | 955.6519 | 0.0032955 | 955.6519 | 0 | 949.88 | 0.00056349 | 955.6519 | 0.0013018 | 709.5912 | 1.061e-05 | 955.6519 | 0.0024573 | 955.6519 | 0.00036035 | 955.3231 | 0.00428 | 1047.0066 | 0.00691 | 955.3231 | 0.0068342 | 1047.3403 | 0 | 1047.0066 | 0.0072 | 955.3231 | 0.00362 | 955.6519 | 0.0020325
|  |  | 955.5652 | -0.00017304 | 708.9808 | 0.00079764 | 955.5652 | -0.0038244 | 945.4131 | 0 | 955.5652 | -0.003065 | 955.8945 | 0 | 950.12 | 0.00028669 | 955.8945 | 0 | 955.8945 | 0 | 955.8945 | 0 | 950.12 | -0.00034676 | 955.8945 | 0 | 709.7122 | 1.0762e-05 | 955.8945 | 0 | 955.8945 | 0 | 955.5652 | -0.00394 | 1047.1751 | 0.00598 | 955.5652 | -0.0017072 | 1047.5105 | 1.0001e-05 | 1047.1751 | 0.00746 | 955.5652 | -0.00416 | 955.8945 | -0.00088082
|  |  | 955.8072 | 0.00070604 | 709.1074 | 0.00019118 | 955.8072 | 0.00037901 | 945.6536 | 0 | 955.8072 | 0.0022783 | 956.1371 | 0.0018882 | 950.36 | 0.0010287 | 956.1371 | 0.00118 | 956.1371 | 0.0053464 | 956.1371 | 0.0015327 | 950.36 | -0.00044429 | 956.1371 | 0.0039201 | 709.8331 | 1.0762e-05 | 956.1371 | 0.0055168 | 956.1371 | 0.00029204 | 955.8072 | 0.00224 | 1047.3437 | 0.00833 | 955.8072 | 0.0027626 | 1047.6808 | 0 | 1047.3437 | 0.00712 | 955.8072 | 0.00244 | 956.1371 | 0.0021119
|  |  | 956.0493 | -0.0005997 | 709.2341 | 0.00116 | 956.0493 | -0.0024981 | 945.894 | 0 | 956.0493 | -0.0045583 | 956.3797 | 0 | 950.61 | 0.00021923 | 956.3797 | 0 | 956.3797 | 0 | 956.3797 | 0 | 950.61 | -0.0008344 | 956.3797 | 0 | 709.9541 | 1.0844e-05 | 956.3797 | 0 | 956.3797 | 0 | 956.0493 | -0.00397 | 1047.5123 | 0.00767 | 956.0493 | 0.00029116 | 1047.851 | 0 | 1047.5123 | 0.00721 | 956.0493 | -0.0058 | 956.3797 | -0.00076235
|  |  | 956.2913 | 8.319e-06 | 709.3608 | 0 | 956.2913 | 0.00089632 | 946.1344 | 0 | 956.2913 | 0.0032511 | 956.6223 | 0.0022091 | 950.85 | -0.00038786 | 956.6223 | 0.00311 | 956.6223 | 0.0037156 | 956.6223 | 0.0017699 | 950.85 | -0.00015171 | 956.6223 | 0.0017819 | 710.075 | 9.7082e-06 | 956.6223 | 0.005269 | 956.6223 | 0.00030359 | 956.2913 | 0.00474 | 1047.6808 | 0.00779 | 956.2913 | -0.00059488 | 1048.0212 | 0 | 1047.6808 | 0.00697 | 956.2913 | 0.00216 | 956.6223 | 0.0023903
|  |  | 956.5334 | -0.00021368 | 709.4874 | 0.00057222 | 956.5334 | -0.0035354 | 946.3748 | 0 | 956.5334 | -0.003442 | 956.8649 | 0 | 951.09 | -0.00021923 | 956.8649 | 0 | 956.8649 | 0 | 956.8649 | 0 | 951.09 | -0.0010945 | 956.8649 | 0 | 710.1959 | 1.1102e-05 | 956.8649 | 0 | 956.8649 | 0 | 956.5334 | -0.00304 | 1047.8494 | 0.00693 | 956.5334 | -0.0019327 | 1048.1915 | 0 | 1047.8494 | 0.00718 | 956.5334 | -0.00171 | 956.8649 | 9.2695e-06
|  |  | 956.7755 | 0.0014566 | 709.6141 | 0 | 956.7755 | 0.00063409 | 946.6153 | 0 | 956.7755 | 0.0027861 | 957.1075 | 0.0038263 | 951.33 | -0.00028669 | 957.1075 | 0.00522 | 957.1075 | 0.0041593 | 957.1075 | 0.0049744 | 951.33 | -0.001192 | 957.1075 | 0.0065199 | 710.3169 | 1.0879e-05 | 957.1075 | 0.0040488 | 957.1075 | 0.00049967 | 956.7755 | 0.00577 | 1048.018 | 0.00955 | 956.7755 | 0.0028918 | 1048.3617 | 0 | 1048.018 | 0.00693 | 956.7755 | 0.00405 | 957.1075 | 0.0029813
|  |  | 957.0175 | -0.00045181 | 709.7409 | 0.00041617 | 957.0175 | -0.003132 | 946.8557 | 0 | 957.0175 | -0.0030772 | 957.3501 | 0 | 951.57 | -5.0592e-05 | 957.3501 | 0 | 957.3501 | 0 | 957.3501 | 0 | 951.57 | 0.00036844 | 957.3501 | 0 | 710.4378 | 1.1149e-05 | 957.3501 | 0 | 957.3501 | 0 | 957.0175 | -0.00316 | 1048.1865 | 0.00717 | 957.0175 | -0.0016105 | 1048.532 | 0 | 1048.1865 | 0.00706 | 957.0175 | -0.00239 | 957.3501 | -6.1531e-05
|  |  | 957.2596 | -0.00052296 | 709.8676 | 0 | 957.2596 | 0.0013394 | 947.0961 | 0 | 957.2596 | 0.0016751 | 957.5927 | 0.0010826 | 951.81 | 0.001737 | 957.5927 | 0.0043 | 957.5927 | 0.0023708 | 957.5927 | 0.0011411 | 951.81 | -5.4182e-05 | 957.5927 | 0.0001472 | 710.5588 | 9.6497e-06 | 957.5927 | 0.0040257 | 957.5927 | 0.00044344 | 957.2596 | 0.00192 | 1048.3551 | 0.00849 | 957.2596 | 0.0023274 | 1048.7022 | 0 | 1048.3551 | 0.00689 | 957.2596 | 0.00477 | 957.5927 | 0.0023554
|  |  | 957.5017 | -0.0010156 | 709.9943 | 0.00128 | 957.5017 | -0.0069716 | 947.3366 | 0 | 957.5017 | -0.0034603 | 957.8354 | 0 | 952.06 | -0.0010961 | 957.8354 | 0 | 957.8354 | 0 | 957.8354 | 0 | 952.06 | -0.0024923 | 957.8354 | 0 | 710.6797 | 9.7668e-06 | 957.8354 | 0 | 957.8354 | 0 | 957.5017 | -0.00525 | 1048.5237 | 0.00691 | 957.5017 | -0.0014451 | 1048.8725 | 0 | 1048.5237 | 0.00722 | 957.5017 | -0.00131 | 957.8354 | -0.00052843
|  |  | 957.7438 | -0.00061504 | 710.121 | 0 | 957.7438 | 0.0018294 | 947.5771 | 0 | 957.7438 | 0.001944 | 958.078 | 0.003649 | 952.3 | -0.00052277 | 958.078 | 0.00344 | 958.078 | 0.00037054 | 958.078 | 6.223e-05 | 952.3 | 0.00043346 | 958.078 | 0.0042595 | 710.8007 | 1.02e-05 | 958.078 | 0.0032337 | 958.078 | 0.00029345 | 957.7438 | 0.00218 | 1048.6922 | 0.00744 | 957.7438 | 0.0022313 | 1049.0427 | 6.6672e-06 | 1048.6922 | 0.00707 | 957.7438 | 0.0014 | 958.078 | 0.0023176
|  |  | 957.9859 | -0.0010809 | 710.2478 | 0.00084967 | 957.9859 | -0.003768 | 947.8176 | 0 | 957.9859 | -0.003772 | 958.3207 | 0 | 952.54 | -0.00028669 | 958.3207 | 0 | 958.3207 | 0 | 958.3207 | 0 | 952.54 | -0.00041178 | 958.3207 | 0 | 710.9216 | 1.0305e-05 | 958.3207 | 0 | 958.3207 | 0 | 957.9859 | -0.00539 | 1048.8608 | 0.00679 | 957.9859 | -0.008011 | 1049.2129 | 0 | 1048.8608 | 0.00728 | 957.9859 | -0.00406 | 958.3207 | -0.0010656
|  |  | 958.228 | 0.00013289 | 710.3745 | 0 | 958.228 | -0.0014616 | 948.058 | 0 | 958.228 | 0.0014494 | 958.5633 | 0.0027312 | 952.78 | 0.0005565 | 958.5633 | 0.00201 | 958.5633 | 0.0025268 | 958.5633 | 0.0015227 | 952.78 | 0.0028717 | 958.5633 | 0.0042125 | 711.0426 | 9.7668e-06 | 958.5633 | 0.0038185 | 958.5633 | 0.00024595 | 958.228 | 0.0003923 | 1049.0294 | 0.00703 | 958.228 | 0.0086163 | 1049.3832 | 0 | 1049.0294 | 0.00698 | 958.228 | 0.00277 | 958.5633 | 0.0026179
|  |  | 958.4701 | 5.995e-05 | 710.5013 | 0.00158 | 958.4701 | -0.0080294 | 948.2985 | 0 | 958.4701 | -0.0036774 | 958.806 | 0 | 953.02 | -0.0010961 | 958.806 | 0 | 958.806 | 0 | 958.806 | 0 | 953.02 | 0.00062851 | 958.806 | 0 | 711.1635 | 8.8065e-06 | 958.806 | 0 | 958.806 | 0 | 958.4701 | -0.00301 | 1049.1979 | 0.0077 | 958.4701 | -0.0061904 | 1049.5534 | 0 | 1049.1979 | 0.00721 | 958.4701 | -0.00199 | 958.806 | -0.00033248
|  |  | 958.7122 | 0.00061735 | 710.6281 | 0 | 958.7122 | 0.0022567 | 948.539 | 0 | 958.7122 | 0.0023183 | 959.0486 | 0.002397 | 953.26 | 5.0592e-05 | 959.0486 | 0.00384 | 959.0486 | 0.0026511 | 959.0486 | 0.0033116 | 953.26 | 0.00043346 | 959.0486 | 0.0034746 | 711.2844 | 8.3498e-06 | 959.0486 | 0.0035218 | 959.0486 | 0.00044503 | 958.7122 | 0.00421 | 1049.3665 | 0.00784 | 958.7122 | 0.0043214 | 1049.7237 | 0 | 1049.3665 | 0.00701 | 958.7122 | 0.00492 | 959.0486 | 0.0022081
|  |  | 958.9543 | -0.00094481 | 710.7549 | 0.00093636 | 958.9543 | -0.0032154 | 948.7795 | 0 | 958.9543 | -0.0034381 | 959.2913 | 0 | 953.51 | -0.0015346 | 959.2913 | 0 | 959.2913 | 0 | 959.2913 | 0 | 953.51 | -0.00047681 | 959.2913 | 0 | 711.4054 | 8.947e-06 | 959.2913 | 0 | 959.2913 | 0 | 958.9543 | -0.00292 | 1049.535 | 0.00638 | 958.9543 | -0.0078371 | 1049.8939 | 0 | 1049.535 | 0.00732 | 958.9543 | -0.00288 | 959.2913 | -0.00014668
|  |  | 959.1964 | 0.00027042 | 710.8817 | 0 | 959.1964 | -0.00065151 | 949.02 | 0 | 959.1964 | 0.0020717 | 959.534 | 0.004767 | 953.75 | 0.00011805 | 959.534 | 0.00165 | 959.534 | 0.0018738 | 959.534 | 0.0025481 | 953.75 | -0.00034676 | 959.534 | 0.0036738 | 711.5263 | 9.8722e-06 | 959.534 | 0.0044932 | 959.534 | 0.00039095 | 959.1964 | 0.00312 | 1049.7036 | 0.00863 | 959.1964 | 0.00040506 | 1050.0642 | 0 | 1049.7036 | 0.00698 | 959.1964 | 0.00365 | 959.534 | 0.0027095
|  |  | 959.4386 | 4.1806e-05 | 711.0085 | 0.00088435 | 959.4386 | -0.003898 | 949.2605 | 0 | 959.4386 | -0.0027883 | 959.7767 | 0 | 953.99 | -0.00011805 | 959.7767 | 0 | 959.7767 | 0 | 959.7767 | 0 | 953.99 | 0.00062851 | 959.7767 | 0 | 711.6473 | 1.1149e-05 | 959.7767 | 0 | 959.7767 | 0 | 959.4386 | -0.00283 | 1049.8722 | 0.00795 | 959.4386 | -0.0080477 | 1050.2345 | 0 | 1049.8722 | 0.00709 | 959.4386 | -0.0004102 | 959.7767 | -0.0008533
|  |  | 959.6807 | 0.00032354 | 711.1354 | 0 | 959.6807 | 0.0031132 | 949.501 | 0 | 959.6807 | 0.0027624 | 960.0194 | 0.0021187 | 954.23 | -0.00045532 | 960.0194 | 0.00397 | 960.0194 | 0.0063896 | 960.0193 | 0.0035163 | 954.23 | -0.0001192 | 960.0194 | 0.0030126 | 711.7682 | 1.1582e-05 | 960.0194 | 0.003929 | 960.0194 | 0.00042876 | 959.6807 | 0.00461 | 1050.0407 | 0.00839 | 959.6807 | 0.0080434 | 1050.4047 | 0 | 1050.0407 | 0.00691 | 959.6807 | 0.00245 | 960.0193 | 0.0025791
|  |  | 959.9228 | -0.00012839 | 711.2622 | 0.00277 | 959.9228 | -0.004024 | 949.7416 | 0 | 959.9228 | -0.0036698 | 960.2621 | 0 | 954.47 | -0.00075887 | 960.2621 | 0 | 960.2621 | 0 | 960.2621 | 0 | 954.47 | 0.00017338 | 960.2621 | 0 | 711.8892 | 1.1699e-05 | 960.2621 | 0 | 960.2621 | 0 | 959.9228 | -0.00261 | 1050.2093 | 0.00512 | 959.9228 | -0.0032755 | 1050.575 | 0 | 1050.2093 | 0.00724 | 959.9228 | -0.00238 | 960.2621 | -7.6152e-05
|  |  | 960.165 | -0.00030684 | 711.3891 | 0 | 960.165 | 0.0032654 | 949.9821 | 0 | 960.165 | 0.0015077 | 960.5048 | 0.0041468 | 954.71 | -0.00028669 | 960.5048 | 0.00343 | 960.5048 | 0.0017415 | 960.5048 | 0.00062596 | 954.71 | 0.0019614 | 960.5048 | 0.0048038 | 712.0102 | 9.4623e-06 | 960.5048 | 0.0080048 | 960.5048 | 3.7804e-05 | 960.165 | 5.1035e-05 | 1050.3779 | 0.00979 | 960.165 | -0.0069317 | 1050.7452 | 0 | 1050.3779 | 0.00705 | 960.165 | 0.00483 | 960.5048 | 0.0017909
|  |  | 960.4071 | -0.0020011 | 711.5159 | 0.00032946 | 960.4071 | -0.0042357 | 950.2226 | 0 | 960.4071 | -0.0043107 | 960.7475 | 0 | 954.96 | 0.00015177 | 960.7475 | 0 | 960.7475 | 0 | 960.7475 | 0 | 954.96 | -0.002915 | 960.7475 | 0 | 712.1311 | 8.9939e-06 | 960.7475 | 0 | 960.7475 | 0 | 960.4071 | -0.00476 | 1050.5464 | 0.0057 | 960.4071 | 0.0031613 | 1050.9155 | 1.0001e-05 | 1050.5464 | 0.00715 | 960.4071 | -0.01575 | 960.7475 | -0.00056508
|  |  | 960.6493 | 0.00011928 | 711.6428 | 0 | 960.6493 | 0.0017696 | 950.4632 | 0 | 960.6493 | 0.0018676 | 960.9902 | 0.0039832 | 955.2 | -0.0001855 | 960.9902 | 0.00575 | 960.9902 | 0.0017886 | 960.9902 | 0.0020975 | 955.2 | 0.00040094 | 960.9902 | 0.0011807 | 712.2521 | 7.7994e-06 | 960.9902 | 0.0035792 | 960.9902 | 0.00030101 | 960.6493 | 0.00252 | 1050.715 | 0.00921 | 960.6493 | 0.015503 | 1051.0858 | 0 | 1050.715 | 0.00694 | 960.6493 | 0.01186 | 960.9902 | 0.0024806
|  |  | 960.8914 | -0.001093 | 711.7697 | 0.00172 | 960.8914 | -0.0069514 | 950.7037 | 0 | 960.8914 | -0.0036568 | 961.2329 | 0 | 955.44 | -0.00042159 | 961.2329 | 0 | 961.2329 | 0 | 961.2329 | 0 | 955.44 | 0.00069354 | 961.2329 | 0 | 712.373 | 8.4552e-06 | 961.2329 | 0 | 961.2329 | 0 | 960.8914 | -0.00272 | 1050.8835 | 0.00819 | 960.8914 | 0.0010513 | 1051.256 | 0 | 1050.8835 | 0.0073 | 960.8914 | -0.00343 | 961.2329 | -0.0003724
|  |  | 961.1336 | 0.00078432 | 711.8966 | 0 | 961.1336 | -0.00025217 | 950.9443 | 0 | 961.1336 | 0.0022004 | 961.4757 | 0.0012901 | 955.68 | 0.0014672 | 961.4757 | 0.00448 | 961.4757 | 0.0019823 | 961.4756 | 0.0025846 | 955.68 | -0.0017121 | 961.4757 | 0.0051418 | 712.494 | 8.1858e-06 | 961.4757 | 0.0021886 | 961.4756 | 0.00013236 | 961.1336 | 0.00373 | 1051.0521 | 0.00928 | 961.1336 | 0.0029983 | 1051.4263 | 0 | 1051.0521 | 0.00716 | 961.1336 | 0.00178 | 961.4756 | 0.0027245
|  |  | 961.3758 | -0.00022817 | 712.0235 | 0.00084967 | 961.3758 | -0.0053112 | 951.1849 | 0 | 961.3758 | -0.0037824 | 961.7184 | 0 | 955.92 | -0.0019393 | 961.7184 | 0 | 961.7184 | 0 | 961.7184 | 0 | 955.92 | -0.0022648 | 961.7184 | 0 | 712.615 | 9.2632e-06 | 961.7184 | 0 | 961.7184 | 0 | 961.3758 | -0.00169 | 1051.2207 | 0.00589 | 961.3758 | -0.005077 | 1051.5966 | 0 | 1051.2207 | 0.00753 | 961.3758 | -0.0023 | 961.7184 | 3.6564e-05
|  |  | 961.618 | 9.0955e-05 | 712.1504 | 0 | 961.618 | 0.0013753 | 951.4254 | 0 | 961.618 | 0.0019437 | 961.9612 | 0.0043331 | 956.16 | 0.00069142 | 961.9612 | 0.00434 | 961.9612 | 0.004351 | 961.9612 | 0.0014456 | 956.16 | -0.0025575 | 961.9612 | 0.00053851 | 712.7359 | 1.0493e-05 | 961.9612 | 0.0029208 | 961.9612 | 0.00028821 | 961.618 | 0.00178 | 1051.3892 | 0.00919 | 961.618 | 0.0090228 | 1051.7668 | 0 | 1051.3892 | 0.00741 | 961.618 | 0.00549 | 961.9612 | 0.0032927
|  |  | 961.8601 | -0.0007236 | 712.2773 | 0.00125 | 961.8601 | -0.0044489 | 951.666 | 0 | 961.8601 | -0.0041668 | 962.2039 | 0 | 956.41 | 0.00038786 | 962.2039 | 0 | 962.2039 | 0 | 962.2039 | 0 | 956.41 | -0.0018747 | 962.2039 | 0 | 712.8569 | 1.0598e-05 | 962.2039 | 0 | 962.2039 | 0 | 961.8601 | -0.00191 | 1051.5578 | 0.00563 | 961.8601 | -0.00083156 | 1051.9371 | 3.0002e-05 | 1051.5578 | 0.00766 | 961.8601 | -0.00114 | 962.2039 | 5.0048e-05
|  |  | 962.1023 | 0.00063251 | 712.4043 | 0 | 962.1023 | -0.0024713 | 951.9066 | 0 | 962.1023 | 0.0024144 | 962.4467 | 0.0052902 | 956.65 | -0.0011299 | 962.4467 | 0.00186 | 962.4467 | 0.0065706 | 962.4467 | 0.0022412 | 956.65 | 0.0002384 | 962.4467 | 0.0030851 | 712.9778 | 1.02e-05 | 962.4467 | 0.0037156 | 962.4467 | 0.00024003 | 962.1023 | 0.00418 | 1051.7263 | 0.00928 | 962.1023 | 0.0026473 | 1052.1074 | 0 | 1051.7263 | 0.00722 | 962.1023 | 0.0037 | 962.4467 | 0.0028161
|  |  | 962.3445 | -0.0010741 | 712.5312 | 0.00039883 | 962.3445 | -0.0064512 | 952.1472 | 0 | 962.3445 | -0.0040866 | 962.6894 | 0 | 956.89 | -0.0029174 | 962.6894 | 0 | 962.6894 | 0 | 962.6895 | 0 | 956.89 | -0.00034676 | 962.6894 | 0 | 713.0988 | 9.7317e-06 | 962.6894 | 0 | 962.6894 | 0 | 962.3445 | -0.00519 | 1051.8949 | 0.00621 | 962.3445 | -0.0014237 | 1052.2777 | 0 | 1051.8949 | 0.00732 | 962.3445 | -0.00401 | 962.6895 | -0.0009579
|  |  | 962.5867 | 0.0014846 | 712.6582 | 0 | 962.5867 | -0.00057364 | 952.3878 | 0 | 962.5867 | 0.0019014 | 962.9322 | 0.0068231 | 957.13 | 0.00079259 | 962.9322 | 0.00415 | 962.9322 | 0.0054599 | 962.9322 | 0.0034254 | 957.13 | 0.0025791 | 962.9322 | 0.0044026 | 713.2198 | 9.7082e-06 | 962.9322 | 0.0056319 | 962.9322 | 0.00046984 | 962.5867 | 0.00565 | 1052.0635 | 0.00698 | 962.5867 | 0.0067881 | 1052.4479 | 0 | 1052.0635 | 0.00698 | 962.5867 | 0.00273 | 962.9322 | 0.0023335
|  |  | 962.8289 | 7.2794e-06 | 712.7852 | 0.00093636 | 962.8289 | -0.0036766 | 952.6284 | 0 | 962.8289 | -0.0036167 | 963.175 | 0 | 957.37 | -0.00072515 | 963.175 | 0 | 963.175 | 0 | 963.175 | 0 | 957.37 | 0.00066102 | 963.175 | 0 | 713.3407 | 9.6497e-06 | 963.175 | 0 | 963.175 | 0 | 962.8289 | -0.00074458 | 1052.232 | 0.0096 | 962.8289 | -0.0023344 | 1052.6182 | 1.0001e-05 | 1052.232 | 0.00739 | 962.8289 | -0.00555 | 963.175 | -0.0008295
|  |  | 963.0711 | -0.0001583 | 712.9122 | 0 | 963.0711 | -0.00097188 | 952.869 | 0 | 963.0711 | 0.0012715 | 963.4178 | 0.0039673 | 957.62 | 0.0029174 | 963.4178 | 0.00434 | 963.4178 | 0.0037332 | 963.4178 | 0.002774 | 957.62 | 0.0017663 | 963.4178 | 0.00097976 | 713.4617 | 1.0423e-05 | 963.4178 | 0.002166 | 963.4178 | 0.00035468 | 963.0711 | 0.00444 | 1052.4006 | 0.00724 | 963.0711 | -0.0012457 | 1052.7885 | 0 | 1052.4006 | 0.00714 | 963.0711 | 0.00199 | 963.4178 | 0.0027383
|  |  | 963.3133 | -0.0011505 | 713.0392 | 0.0016 | 963.3133 | -0.0072099 | 953.1097 | 0 | 963.3133 | -0.0039845 | 963.6606 | 0 | 957.86 | 0.001737 | 963.6606 | 0 | 963.6606 | 0 | 963.6606 | 0 | 957.86 | 0.00066102 | 963.6606 | 0 | 713.5827 | 1.0469e-05 | 963.6606 | 0 | 963.6606 | 0 | 963.3133 | -0.00403 | 1052.5691 | 0.00635 | 963.3133 | -0.0019156 | 1052.9588 | 0 | 1052.5691 | 0.00748 | 963.3133 | -0.00249 | 963.6606 | -0.00054889
|  |  | 963.5556 | 0.00042696 | 713.1662 | 0 | 963.5556 | 0.0020875 | 953.3503 | 0 | 963.5556 | 0.0019453 | 963.9034 | 0.0031708 | 958.1 | 0.001366 | 963.9034 | 0.00359 | 963.9034 | 0.0039688 | 963.9034 | 0.0031048 | 958.1 | 0.0014088 | 963.9034 | 0.0022377 | 713.7037 | 1.0341e-05 | 963.9034 | 0.0053293 | 963.9034 | 0.00029124 | 963.5556 | 0.00112 | 1052.7377 | 0.00747 | 963.5556 | -0.0023889 | 1053.1291 | 0 | 1052.7377 | 0.00728 | 963.5556 | 0.0039 | 963.9034 | 0.0028086
|  |  | 963.7978 | -0.00031296 | 713.2932 | 0.00116 | 963.7978 | -0.0026009 | 953.5909 | 0 | 963.7978 | -0.0037344 | 964.1462 | 0 | 958.34 | -0.0015346 | 964.1462 | 0 | 964.1462 | 0 | 964.1462 | 0 | 958.34 | -0.0014846 | 964.1462 | 0 | 713.8246 | 9.2398e-06 | 964.1462 | 0 | 964.1462 | 0 | 963.7978 | -0.00176 | 1052.9062 | 0.01071 | 963.7978 | -0.0026902 | 1053.2994 | 0 | 1052.9062 | 0.0075 | 963.7978 | -0.00337 | 964.1462 | -0.00062128
|  |  | 964.04 | -0.0005261 | 713.4202 | 0 | 964.04 | 0.00085277 | 953.8315 | 0 | 964.04 | 0.0013624 | 964.389 | 0.0021371 | 958.58 | 0.00032042 | 964.389 | 0.00289 | 964.389 | 0.0013053 | 964.389 | 0.0015296 | 958.58 | -0.00018422 | 964.389 | 0.0017448 | 713.9456 | 9.2749e-06 | 964.389 | 0.0022316 | 964.389 | 0.00033103 | 964.04 | 0.00173 | 1053.0748 | 0.00877 | 964.04 | 0.001335 | 1053.4696 | 6.6672e-06 | 1053.0748 | 0.00723 | 964.04 | -0.00026272 | 964.389 | 0.0019758
|  |  | 964.2822 | -0.00051428 | 713.5473 | 0.00172 | 964.2822 | -0.0067758 | 954.0722 | 0 | 964.2822 | -0.0036852 | 964.6318 | 0 | 958.82 | -0.00021923 | 964.6318 | 0 | 964.6318 | 0 | 964.6318 | 0 | 958.82 | -0.0013871 | 964.6318 | 0 | 714.0666 | 9.5209e-06 | 964.6318 | 0 | 964.6318 | 0 | 964.2822 | -0.0044 | 1053.2434 | 0.00955 | 964.2822 | -0.0036152 | 1053.6399 | 0 | 1053.2434 | 0.00743 | 964.2822 | -0.00437 | 964.6318 | -0.0010889
|  |  | 964.5245 | -0.00029348 | 713.6743 | 0 | 964.5245 | -0.0014806 | 954.3129 | 0 | 964.5245 | 0.0016915 | 964.8746 | 0.002549 | 959.07 | -0.0009275 | 964.8746 | 0.0072 | 964.8746 | 0.0028637 | 964.8746 | 0.00143 | 959.07 | -0.0011595 | 964.8746 | 0.0018674 | 714.1875 | 1.0247e-05 | 964.8746 | 0.0026147 | 964.8746 | 0.00028481 | 964.5245 | 0.00395 | 1053.4119 | 0.00712 | 964.5245 | -0.0013663 | 1053.8102 | 0 | 1053.4119 | 0.00721 | 964.5245 | 0.00384 | 964.8746 | 0.0022371
|  |  | 964.7667 | -0.00019482 | 713.8014 | 0.00134 | 964.7667 | -0.005491 | 954.5535 | 0 | 964.7667 | -0.0037189 | 965.1175 | 0 | 959.31 | 0.00096123 | 965.1174 | 0 | 965.1175 | 0 | 965.1174 | 0 | 959.31 | 0.0002384 | 965.1175 | 0 | 714.3085 | 1.1699e-05 | 965.1175 | 0 | 965.1174 | 0 | 964.7667 | -0.00316 | 1053.5805 | 0.00577 | 964.7667 | -0.0016282 | 1053.9805 | 3.0002e-05 | 1053.5805 | 0.00749 | 964.7667 | -0.00096472 | 965.1174 | -0.00032112
|  |  | 965.009 | -9.4578e-05 | 713.9285 | 0 | 965.009 | 0.0041307 | 954.7943 | 0 | 965.009 | 0.0014276 | 965.3603 | 0.001837 | 959.55 | 0.0015008 | 965.3603 | 0.00075659 | 965.3603 | 0 | 965.3603 | 0.0011683 | 959.55 | 0.00056349 | 965.3603 | 0.0020882 | 714.4295 | 1.0013e-05 | 965.3603 | 0.0025028 | 965.3603 | 0.00031116 | 965.009 | 0.00066324 | 1053.749 | 0.00642 | 965.009 | 0.0015125 | 1054.1508 | 0 | 1053.749 | 0.00735 | 965.009 | 0.00316 | 965.3603 | 0.00244
|  |  | 965.2512 | -0.00021628 | 714.0556 | 0.00032946 | 965.2512 | -0.0037944 | 955.0349 | 0 | 965.2512 | -0.0042075 | 965.6031 | 0 | 959.79 | -0.00096123 | 965.6031 | 0 | 965.6031 | 0 | 965.6031 | 0 | 959.79 | 0.0020264 | 965.6031 | 0 | 714.5505 | 9.7082e-06 | 965.6031 | 0 | 965.6032 | 0 | 965.2512 | -0.00295 | 1053.9176 | 0.00872 | 965.2512 | -0.0043957 | 1054.3211 | 0 | 1053.9176 | 0.00761 | 965.2512 | -0.00067876 | 965.6031 | -2.9257e-05
|  |  | 965.4935 | -0.00033 | 714.1826 | 0 | 965.4935 | 0.00078545 | 955.2756 | 0 | 965.4935 | 0.0021122 | 965.846 | 0.0026066 | 960.03 | 0.001231 | 965.846 | 0.00331 | 965.846 | 0.001168 | 965.846 | 0.0017725 | 960.03 | 0.00027091 | 965.846 | 0.00030939 | 714.6715 | 8.8534e-06 | 965.846 | 0.0028687 | 965.846 | 0.00048447 | 965.4935 | 0.00045554 | 1054.0861 | 0.00781 | 965.4935 | 0.0049847 | 1054.4914 | 0 | 1054.0861 | 0.00735 | 965.4935 | 0.002 | 965.846 | 0.0027303
|  |  | 965.7358 | -0.0012086 | 714.3098 | 0.00184 | 965.7358 | -0.0060109 | 955.5163 | 0 | 965.7358 | -0.0040217 | 966.0888 | 0 | 960.28 | -5.0592e-05 | 966.0888 | 0 | 966.0888 | 0 | 966.0889 | 0 | 960.28 | -0.00285 | 966.0888 | 0 | 714.7924 | 1.102e-05 | 966.0888 | 0 | 966.0889 | 0 | 965.7358 | -0.00419 | 1054.2547 | 0.00826 | 965.7358 | -0.010176 | 1054.6617 | 0 | 1054.2547 | 0.00755 | 965.7358 | -0.00414 | 966.0889 | -0.00058209
|  |  | 965.978 | 0.00011725 | 714.4369 | 0 | 965.978 | -0.00071959 | 955.757 | 0 | 965.978 | 0.001871 | 966.3317 | 0.0045413 | 960.52 | 0.00035414 | 966.3317 | 0.00201 | 966.3317 | 0.0010834 | 966.3317 | 0.0017903 | 960.52 | -0.0014521 | 966.3317 | 0.0012483 | 714.9134 | 1.068e-05 | 966.3317 | 0.0045542 | 966.3317 | 0.00021242 | 965.978 | 0.0033 | 1054.4232 | 0.00649 | 965.978 | 0.0032595 | 1054.832 | 0 | 1054.4232 | 0.00735 | 965.978 | 0.00156 | 966.3317 | 0.0023524
|  |  | 966.2203 | -0.0014218 | 714.564 | 0 | 966.2203 | -0.0041833 | 955.9977 | 0 | 966.2203 | -0.0043785 | 966.5746 | 0 | 960.76 | -0.00035414 | 966.5746 | 0 | 966.5746 | 0 | 966.5746 | 0 | 960.76 | -0.0022973 | 966.5746 | 0 | 715.0344 | 1.1149e-05 | 966.5746 | 0 | 966.5746 | 0 | 966.2203 | -0.0036 | 1054.5918 | 0.00707 | 966.2203 | -0.011389 | 1055.0023 | 0 | 1054.5918 | 0.00751 | 966.2203 | -0.00313 | 966.5746 | -0.00054589
|  |  | 966.4626 | -9.7619e-05 | 714.6911 | 0 | 966.4626 | 0.0018192 | 956.2384 | 0 | 966.4626 | 0.0023649 | 966.8175 | 0.0015762 | 961 | 0.00059023 | 966.8175 | 0.0043 | 966.8175 | 0.006089 | 966.8174 | 0.0008296 | 961 | 0.00082357 | 966.8175 | 0.0039047 | 715.1554 | 1.205e-05 | 966.8175 | 0.0033639 | 966.8174 | 0.00042182 | 966.4626 | 0.00194 | 1054.7603 | 0.00867 | 966.4626 | 0.0092045 | 1055.1726 | 0 | 1054.7603 | 0.00702 | 966.4626 | 0.0029 | 966.8174 | 0.0030144
|  |  | 966.7049 | -0.00099477 | 714.8183 | 0.00081498 | 966.7049 | -0.0046153 | 956.4791 | 0 | 966.7049 | -0.0039603 | 967.0603 | 0 | 961.24 | -0.0009275 | 967.0603 | 0 | 967.0603 | 0 | 967.0604 | 0 | 961.24 | -0.0032725 | 967.0603 | 0 | 715.2764 | 1.191e-05 | 967.0603 | 0 | 967.0604 | 0 | 966.7049 | -0.003 | 1054.9289 | 0.00615 | 966.7049 | -0.0045122 | 1055.3429 | 0 | 1054.9289 | 0.00729 | 966.7049 | -0.0024 | 967.0604 | -0.00080622
|  |  | 966.9472 | 6.6047e-06 | 714.9455 | 0 | 966.9472 | -4.2152e-07 | 956.7198 | 0 | 966.9472 | 0.002365 | 967.3032 | 0.0036806 | 961.48 | 0.0024115 | 967.3032 | 0.00245 | 967.3032 | 0.0025499 | 967.3032 | 0.0020184 | 961.48 | 0.0010186 | 967.3032 | 0.0033959 | 715.3973 | 1.0411e-05 | 967.3032 | 0.0027271 | 967.3032 | 0.00036615 | 966.9472 | 0.00288 | 1055.0974 | 0.00944 | 966.9472 | 0.0007417 | 1055.5132 | 0 | 1055.0974 | 0.00695 | 966.9472 | 0.00203 | 967.3032 | 0.0027748
|  |  | 967.1895 | -0.00039403 | 715.0726 | 0.00093636 | 967.1895 | -0.0043928 | 956.9606 | 0 | 967.1895 | -0.0039635 | 967.5461 | 0 | 961.73 | -0.0012648 | 967.5461 | 0 | 967.5461 | 0 | 967.5461 | 0 | 961.73 | -0.00096444 | 967.5461 | 0 | 715.5183 | 9.9542e-06 | 967.5461 | 0 | 967.5461 | 0 | 967.1895 | -0.00249 | 1055.266 | 0.00675 | 967.1895 | -2.7707e-05 | 1055.6835 | 0 | 1055.266 | 0.0073 | 967.1895 | -0.01605 | 967.5461 | -0.00030136
|  |  | 967.4318 | 0.0007657 | 715.1998 | 0 | 967.4318 | -0.0025536 | 957.2014 | 0 | 967.4318 | 0.0026357 | 967.789 | 0.0033301 | 961.97 | 0.00065769 | 967.789 | 0.00408 | 967.789 | 0.0060929 | 967.7891 | 0.0022948 | 961.97 | 0.0015387 | 967.789 | 0.005738 | 715.6393 | 9.5209e-06 | 967.789 | 0.0035141 | 967.7891 | 0.00039855 | 967.4318 | 0.00721 | 1055.4345 | 0.00715 | 967.4318 | 0.0083249 | 1055.8538 | 0 | 1055.4345 | 0.00695 | 967.4318 | 0.01644 | 967.7891 | 0.0029308
|  |  | 967.6741 | -0.0013598 | 715.327 | 0.00177 | 967.6741 | -0.0053644 | 957.4421 | 0 | 967.6741 | -0.0036026 | 968.0319 | 0 | 962.21 | -0.0011973 | 968.0319 | 0 | 968.0319 | 0 | 968.0319 | 0 | 962.21 | -5.4182e-05 | 968.0319 | 0 | 715.7603 | 1.1746e-05 | 968.0319 | 0 | 968.0319 | 0 | 967.6741 | -0.00309 | 1055.6031 | 0.0103 | 967.6741 | -0.0012953 | 1056.0241 | 0 | 1055.6031 | 0.00733 | 967.6741 | -0.0027 | 968.0319 | -0.00054968
|  |  | 967.9164 | -1.7792e-05 | 715.4543 | 0 | 967.9164 | -0.00044669 | 957.6829 | 0 | 967.9164 | 0.0014943 | 968.2749 | 0.0019645 | 962.45 | -0.00028669 | 968.2749 | 0.00514 | 968.2749 | 0.0010315 | 968.2748 | 0.00090424 | 962.45 | 0.00043346 | 968.2749 | 0.0032361 | 715.8813 | 1.0118e-05 | 968.2749 | 0.0048487 | 968.2748 | 0.0002575 | 967.9164 | 0.00059049 | 1055.7716 | 0.01006 | 967.9164 | 9.7496e-05 | 1056.1944 | 0 | 1055.7716 | 0.00713 | 967.9164 | 0.00349 | 968.2748 | 0.0032012
|  |  | 968.1587 | 6.738e-05 | 715.5815 | 0.00224 | 968.1587 | -0.0073356 | 957.9236 | 0 | 968.1587 | -0.0042201 | 968.5178 | 0 | 962.69 | -8.4319e-05 | 968.5178 | 0 | 968.5178 | 0 | 968.5178 | 0 | 962.69 | 0.0013112 | 968.5178 | 0 | 716.0023 | 1.1395e-05 | 968.5178 | 0 | 968.5178 | 0 | 968.1587 | -0.00259 | 1055.9402 | 0.00559 | 968.1587 | -0.0021738 | 1056.3647 | 1.0001e-05 | 1055.9402 | 0.00747 | 968.1587 | -0.0046 | 968.5178 | -8.2881e-05
|  |  | 968.401 | -3.1048e-05 | 715.7087 | 0 | 968.401 | 0.0020071 | 958.1644 | 0 | 968.401 | 0.0027967 | 968.7607 | 0.0019851 | 962.94 | -0.00099496 | 968.7607 | 0.00317 | 968.7607 | 0.0018184 | 968.7607 | 0.00077455 | 962.94 | -0.00047681 | 968.7607 | 0 | 716.1233 | 8.8299e-06 | 968.7607 | 0.0055814 | 968.7607 | 0.00040273 | 968.401 | 0.00378 | 1056.1087 | 0.00949 | 968.401 | 0.0013331 | 1056.535 | 0 | 1056.1087 | 0.00722 | 968.401 | 0.00081621 | 968.7607 | 0.0027272
|  |  | 968.6434 | -0.00085417 | 715.836 | 0.00146 | 968.6434 | -0.0028179 | 958.4052 | 0 | 968.6434 | -0.0046823 | 969.0036 | 0 | 963.18 | -0.0011299 | 969.0036 | 0 | 969.0036 | 0 | 969.0037 | 0 | 963.18 | 0.0019289 | 969.0036 | 0 | 716.2443 | 1.006e-05 | 969.0036 | 0 | 969.0037 | 0 | 968.6434 | -0.0024 | 1056.2773 | 0.00605 | 968.6434 | -0.00062537 | 1056.7053 | 0 | 1056.2773 | 0.00749 | 968.6434 | -0.00389 | 969.0037 | -0.00040746
|  |  | 968.8857 | 0.00055277 | 715.9632 | 0 | 968.8857 | 0.0030472 | 958.6459 | 0 | 968.8857 | 0.0021032 | 969.2466 | 0.0031833 | 963.42 | 0.0015346 | 969.2466 | 0.00347 | 969.2466 | 0.0061771 | 969.2466 | 0.0032594 | 963.42 | 0.00010836 | 969.2466 | 0.0039772 | 716.3652 | 9.0993e-06 | 969.2466 | 0.0036414 | 969.2466 | 0.00067004 | 968.8857 | 0.00266 | 1056.4458 | 0.00765 | 968.8857 | -0.0059947 | 1056.8756 | 0 | 1056.4458 | 0.00717 | 968.8857 | 0.00097019 | 969.2466 | 0.0031875
|  |  | 969.128 | -0.0012303 | 716.0905 | 0.00116 | 969.128 | -0.0059286 | 958.8868 | 0 | 969.128 | -0.0035134 | 969.4895 | 0 | 963.66 | -0.00032042 | 969.4895 | 0 | 969.4895 | 0 | 969.4896 | 0 | 963.66 | -0.00031426 | 969.4895 | 0 | 716.4862 | 9.8371e-06 | 969.4895 | 0 | 969.4896 | 0 | 969.128 | -0.00445 | 1056.6144 | 0.00941 | 969.128 | -0.00093064 | 1057.046 | 0 | 1056.6144 | 0.00745 | 969.128 | -0.0037 | 969.4896 | 8.3348e-05
|  |  | 969.3704 | 0.00011321 | 716.2178 | 0 | 969.3704 | 0.00078629 | 959.1276 | 0 | 969.3704 | 0.0023698 | 969.7325 | 0.0031244 | 963.9 | -0.00015177 | 969.7325 | 0.00192 | 969.7325 | 0.0010083 | 969.7325 | 0.0012441 | 963.9 | 0.0011162 | 969.7325 | 0.0036385 | 716.6072 | 9.193e-06 | 969.7325 | 0.0042048 | 969.7325 | 0.00027204 | 969.3704 | 0.00332 | 1056.7829 | 0.00744 | 969.3704 | 0.0037555 | 1057.2163 | 0 | 1056.7829 | 0.00728 | 969.3704 | 0.00185 | 969.7325 | 0.0028448
|  |  | 969.6127 | -0.0011833 | 716.3451 | 0.00098839 | 969.6127 | -0.004845 | 959.3683 | 0 | 969.6127 | -0.0030281 | 969.9755 | 0 | 964.15 | -0.0014334 | 969.9755 | 0 | 969.9755 | 0 | 969.9755 | 0 | 964.15 | -0.00054182 | 969.9755 | 0 | 716.7282 | 9.1812e-06 | 969.9755 | 0 | 969.9755 | 0 | 969.6127 | -0.00364 | 1056.9515 | 0.0063 | 969.6127 | 0.0018035 | 1057.3866 | 0 | 1056.9515 | 0.00763 | 969.6127 | -0.00333 | 969.9755 | -0.0010073
|  |  | 969.8551 | -0.00082061 | 716.4724 | 0 | 969.8551 | 0.003435 | 959.6092 | 0 | 969.8551 | 0.0018204 | 970.2184 | 0.0017576 | 964.39 | 0.0013322 | 970.2184 | 0.00217 | 970.2184 | 0.003715 | 970.2184 | 0.00098537 | 964.39 | -0.0010295 | 970.2184 | 0.0030657 | 716.8492 | 9.3803e-06 | 970.2184 | 0.0033588 | 970.2184 | 0.00029922 | 969.8551 | 0.00365 | 1057.12 | 0.00904 | 969.8551 | 0.0033114 | 1057.5569 | 0 | 1057.12 | 0.00748 | 969.8551 | 0.00446 | 970.2184 | 0.0027157
|  |  | 970.0974 | -0.00089412 | 716.5997 | 0.00065893 | 970.0974 | -0.0056171 | 959.85 | 0 | 970.0974 | -0.0039529 | 970.4614 | 0 | 964.63 | -0.00099496 | 970.4614 | 0 | 970.4614 | 0 | 970.4614 | 0 | 964.63 | 0.00043346 | 970.4614 | 0 | 716.9702 | 9.0524e-06 | 970.4614 | 0 | 970.4614 | 0 | 970.0974 | -0.00199 | 1057.2886 | 0.00858 | 970.0974 | -0.00043451 | 1057.7272 | 0 | 1057.2886 | 0.00765 | 970.0974 | -0.00339 | 970.4614 | -0.0001292
|  |  | 970.3398 | 0.00033121 | 716.727 | 0 | 970.3398 | 0.0046707 | 960.0908 | 0 | 970.3398 | 0.0019928 | 970.7044 | 0.0032319 | 964.87 | -0.0016695 | 970.7044 | 0.00285 | 970.7044 | 0.0036026 | 970.7044 | 0.0018578 | 964.87 | 0.00062851 | 970.7044 | 0.0034603 | 717.0912 | 9.2632e-06 | 970.7044 | 0.002501 | 970.7044 | 0.00023732 | 970.3398 | 0.00070225 | 1057.4571 | 0.00672 | 970.3398 | 0.008981 | 1057.8976 | 0 | 1057.4571 | 0.00738 | 970.3398 | -0.00099165 | 970.7044 | 0.0024268
|  |  | 970.5822 | -0.00048257 | 716.8543 | 0.00088435 | 970.5822 | -0.0038449 | 960.3317 | 0 | 970.5822 | -0.0043903 | 970.9474 | 0 | 965.11 | -0.0005565 | 970.9474 | 0 | 970.9474 | 0 | 970.9474 | 0 | 965.11 | -0.002915 | 970.9474 | 0 | 717.2122 | 9.0524e-06 | 970.9474 | 0 | 970.9474 | 0 | 970.5822 | -0.00539 | 1057.6256 | 0.00948 | 970.5822 | -0.0041827 | 1058.0679 | 0 | 1057.6256 | 0.00758 | 970.5822 | -0.00387 | 970.9474 | -4.7474e-05
|  |  | 970.8246 | 1.8582e-05 | 716.9817 | 0 | 970.8246 | -0.0015717 | 960.5725 | 0 | 970.8246 | 0.0020078 | 971.1904 | 0.0041302 | 965.36 | 0.0013997 | 971.1904 | 0.00337 | 971.1904 | 0.0027043 | 971.1904 | 0.0018154 | 965.36 | -0.001257 | 971.1904 | 0.0011152 | 717.3332 | 9.111e-06 | 971.1904 | 0.0031751 | 971.1904 | 0.00036426 | 970.8246 | 0.00168 | 1057.7942 | 0.00837 | 970.8246 | -0.0035609 | 1058.2382 | 0 | 1057.7942 | 0.00738 | 970.8246 | 0.00149 | 971.1904 | 0.0028881
|  |  | 971.0669 | -0.0010304 | 717.109 | 0.00151 | 971.0669 | -0.0046401 | 960.8134 | 0 | 971.0669 | -0.0048511 | 971.4334 | 0 | 965.6 | -0.0010624 | 971.4334 | 0 | 971.4334 | 0 | 971.4333 | 0 | 965.6 | -0.00037928 | 971.4334 | 0 | 717.4542 | 8.6777e-06 | 971.4334 | 0 | 971.4334 | 0 | 971.0669 | -0.00591 | 1057.9627 | 0.0071 | 971.0669 | -0.00072203 | 1058.4085 | 0 | 1057.9627 | 0.00756 | 971.0669 | -0.00146 | 971.4333 | -0.0014016
|  |  | 971.3093 | -0.00016167 | 717.2364 | 0 | 971.3093 | 0.0013078 | 961.0542 | 0 | 971.3093 | 0.0018794 | 971.6764 | 0.0027159 | 965.84 | -0.0009275 | 971.6764 | 0.00268 | 971.6764 | 0.0013029 | 971.6764 | 0.00044823 | 965.84 | 0.00010836 | 971.6764 | 0.00050479 | 717.5752 | 8.1039e-06 | 971.6764 | 0.0037653 | 971.6764 | 0.00042395 | 971.3093 | 0.00449 | 1058.1313 | 0.00756 | 971.3093 | -0.0035796 | 1058.5789 | 0 | 1058.1313 | 0.00727 | 971.3093 | 0.00228 | 971.6764 | 0.0026439
|  |  | 971.5517 | -0.00062245 | 717.3638 | 0.00163 | 971.5517 | -0.0034807 | 961.295 | 0 | 971.5517 | -0.0042203 | 971.9194 | 0 | 966.08 | -0.001366 | 971.9194 | 0 | 971.9194 | 0 | 971.9194 | 0 | 966.08 | 0.00014088 | 971.9194 | 0 | 717.6962 | 8.9705e-06 | 971.9194 | 0 | 971.9194 | 0 | 971.5517 | -0.00313 | 1058.2998 | 0.00682 | 971.5517 | -0.0051458 | 1058.7492 | 1.0001e-05 | 1058.2998 | 0.00748 | 971.5517 | -0.00233 | 971.9194 | -0.00014679
|  |  | 971.7941 | 0.00063556 | 717.4912 | 0 | 971.7941 | 0.00019102 | 961.5359 | 0 | 971.7941 | 0.0025072 | 972.1624 | 0.0062378 | 966.32 | -0.0005565 | 972.1624 | 0.00451 | 972.1624 | 0.0035519 | 972.1624 | 0.0031532 | 966.32 | 0.00072604 | 972.1624 | 0.0025292 | 717.8172 | 9.6028e-06 | 972.1624 | 0.0034593 | 972.1624 | 0.00030242 | 971.7941 | 0.00158 | 1058.4684 | 0.00805 | 971.7941 | 0.0087369 | 1058.9195 | 0 | 1058.4684 | 0.00723 | 971.7941 | 0.004 | 972.1624 | 0.0022709
|  |  | 972.0365 | -0.00092385 | 717.6186 | 0.00114 | 972.0365 | -0.0083996 | 961.7768 | 0 | 972.0365 | -0.0047774 | 972.4054 | 0 | 966.57 | 0.00072515 | 972.4054 | 0 | 972.4054 | 0 | 972.4055 | 0 | 966.57 | 0.0012787 | 972.4054 | 0 | 717.9382 | 1.0961e-05 | 972.4054 | 0 | 972.4055 | 0 | 972.0365 | -0.00319 | 1058.6369 | 0.00682 | 972.0365 | -0.0016988 | 1059.0899 | 0 | 1058.6369 | 0.00745 | 972.0365 | -0.00288 | 972.4055 | -0.00094174
|  |  | 972.2789 | 9.8225e-05 | 717.746 | 0 | 972.2789 | -0.00037282 | 962.0177 | 0 | 972.2789 | 0.0022456 | 972.6485 | 0.00023557 | 966.81 | -0.00072515 | 972.6485 | 0.00307 | 972.6485 | 0.0050259 | 972.6484 | 0.0027637 | 966.81 | 0.00079106 | 972.6485 | 0.0017686 | 718.0593 | 1.0598e-05 | 972.6485 | 0.0045028 | 972.6484 | 0.00044982 | 972.2789 | 0.00348 | 1058.8055 | 0.00698 | 972.2789 | 0.0012168 | 1059.2602 | 0 | 1058.8055 | 0.00718 | 972.2789 | 0.00386 | 972.6484 | 0.0027443
|  |  | 972.5213 | -0.00090533 | 717.8734 | 0.00144 | 972.5213 | -0.0055401 | 962.2586 | 0 | 972.5213 | -0.0046338 | 972.8915 | 0 | 967.05 | -0.0012648 | 972.8915 | 0 | 972.8915 | 0 | 972.8915 | 0 | 967.05 | -0.0016147 | 972.8915 | 0 | 718.1803 | 1.0774e-05 | 972.8915 | 0 | 972.8915 | 0 | 972.5213 | -0.00376 | 1058.974 | 0.00575 | 972.5213 | 0.00098873 | 1059.4305 | 0 | 1058.974 | 0.00747 | 972.5213 | -0.00095735 | 972.8915 | 0.00014504
|  |  | 972.7637 | 0.00010453 | 718.0009 | 0 | 972.7637 | 0.002487 | 962.4995 | 0 | 972.7637 | 0.0031047 | 973.1346 | 0.0029493 | 967.29 | 0.00086005 | 973.1345 | 0.00226 | 973.1346 | 0.0028972 | 973.1346 | 0.0019533 | 967.29 | 0.0020589 | 973.1346 | 0.0035183 | 718.3013 | 9.1812e-06 | 973.1346 | 0.0033694 | 973.1346 | 0.00021049 | 972.7637 | 0.003 | 1059.1425 | 0.00759 | 972.7637 | 0.0095132 | 1059.6009 | 0 | 1059.1425 | 0.00725 | 972.7637 | 0.00546 | 973.1346 | 0.0028404
|  |  | 973.0062 | -0.001321 | 718.1283 | 0.00146 | 973.0062 | -0.0078532 | 962.7404 | 0 | 973.0062 | -0.003716 | 973.3776 | 0 | 967.53 | 0.00038786 | 973.3776 | 0 | 973.3776 | 0 | 973.3776 | 0 | 967.53 | -0.001127 | 973.3776 | 0 | 718.4223 | 9.5092e-06 | 973.3776 | 0 | 973.3776 | 0 | 973.0062 | -0.00539 | 1059.3111 | 0.0041 | 973.0062 | -0.012182 | 1059.7712 | 1.0001e-05 | 1059.3111 | 0.00758 | 973.0062 | -0.00335 | 973.3776 | -0.00056082
|  |  | 973.2486 | -0.00040931 | 718.2558 | 0 | 973.2486 | 0.00063001 | 962.9813 | 0 | 973.2486 | 0.0019387 | 973.6207 | 0.0035994 | 967.77 | -0.0013322 | 973.6207 | 0.00391 | 973.6207 | 0.0035279 | 973.6207 | 0.00050017 | 967.77 | 0.00049847 | 973.6207 | 0.0014953 | 718.5433 | 9.193e-06 | 973.6207 | 0.0036383 | 973.6207 | 0.00034846 | 973.2486 | 0.003 | 1059.4796 | 0.00784 | 973.2486 | -0.0067368 | 1059.9416 | 0 | 1059.4796 | 0.00743 | 973.2486 | 0.00526 | 973.6207 | 0.0030444
|  |  | 973.491 | -0.0011697 | 718.3833 | 0.00055488 | 973.491 | -0.0037202 | 963.2222 | 0 | 973.491 | -0.0048181 | 973.8637 | 0 | 968.02 | 0.00062396 | 973.8637 | 0 | 973.8637 | 0 | 973.8637 | 0 | 968.02 | 0.00069354 | 973.8637 | 0 | 718.6643 | 1.0692e-05 | 973.8637 | 0 | 973.8637 | 0 | 973.491 | -0.00377 | 1059.6481 | 0.00598 | 973.491 | -0.002519 | 1060.1119 | 0 | 1059.6481 | 0.00767 | 973.491 | -0.00189 | 973.8637 | -0.00034601
|  |  | 973.7335 | 0.0011367 | 718.5108 | 0 | 973.7335 | 0.0042065 | 963.4631 | 0 | 973.7335 | 0.002526 | 974.1068 | 0.0022394 | 968.26 | 0.0012985 | 974.1068 | 0.00397 | 974.1068 | 0.0065999 | 974.1068 | 0.0042423 | 968.26 | 0.0009211 | 974.1068 | 0.0045669 | 718.7853 | 1.0388e-05 | 974.1068 | 0.0033984 | 974.1068 | 0.00043885 | 973.7335 | 0.00286 | 1059.8167 | 0.00626 | 973.7335 | 0.018357 | 1060.2822 | 0 | 1059.8167 | 0.00736 | 973.7335 | 0.00198 | 974.1068 | 0.0031032
|  |  | 973.9759 | -0.00017535 | 718.6382 | 0.0012 | 973.9759 | -0.0069421 | 963.7041 | 0 | 973.9759 | -0.0042843 | 974.3499 | 0 | 968.5 | -0.00025296 | 974.3499 | 0 | 974.3499 | 0 | 974.3499 | 0 | 968.5 | 0.0015062 | 974.3499 | 0 | 718.9063 | 1.0575e-05 | 974.3499 | 0 | 974.3498 | 0 | 973.9759 | -0.00591 | 1059.9852 | 0.00656 | 973.9759 | -0.00067841 | 1060.4526 | 0 | 1059.9852 | 0.00747 | 973.9759 | -0.0164 | 974.3499 | -0.00020091
|  |  | 974.2183 | -7.6574e-05 | 718.7658 | 0 | 974.2183 | 0.0012623 | 963.945 | 0 | 974.2183 | 0.0017578 | 974.593 | 0.0021214 | 968.74 | 1.6864e-05 | 974.593 | 0.00396 | 974.593 | 0.0037695 | 974.593 | 0.00076591 | 968.74 | -0.001127 | 974.593 | 0.0011202 | 719.0273 | 9.6731e-06 | 974.593 | 0.0036882 | 974.593 | 0.000388 | 974.2183 | 0.00157 | 1060.1538 | 0.00733 | 974.2183 | 0.0070028 | 1060.6229 | 0 | 1060.1538 | 0.00716 | 974.2183 | 0.01698 | 974.593 | 0.003472
|  |  | 974.4608 | -0.00021001 | 718.8933 | 0.00102 | 974.4608 | -0.0081549 | 964.186 | 0 | 974.4608 | -0.0042073 | 974.8361 | 0 | 968.99 | -0.00052277 | 974.8361 | 0 | 974.8361 | 0 | 974.8361 | 0 | 968.99 | -0.0012245 | 974.8361 | 0 | 719.1483 | 1.0305e-05 | 974.8361 | 0 | 974.8361 | 0 | 974.4608 | -0.00365 | 1060.3223 | 0.00596 | 974.4608 | -0.0049183 | 1060.7933 | 0 | 1060.3223 | 0.0074 | 974.4608 | -0.00234 | 974.8361 | -0.00063657
|  |  | 974.7033 | -4.5101e-06 | 719.0208 | 0 | 974.7033 | 0.0025502 | 964.4269 | 0 | 974.7033 | 0.0023489 | 975.0792 | 0.0025424 | 969.23 | 0.002715 | 975.0792 | 0.00554 | 975.0792 | 0.0041302 | 975.0792 | 0.0031261 | 969.23 | 0.0017663 | 975.0792 | 0.0024865 | 719.2694 | 9.9542e-06 | 975.0792 | 0.0060256 | 975.0792 | 0.00021596 | 974.7033 | 0.00125 | 1060.4908 | 0.00881 | 974.7033 | 0.00085825 | 1060.9636 | 0 | 1060.4908 | 0.00719 | 974.7033 | 0.00182 | 975.0792 | 0.0035484
|  |  | 974.9457 | -0.00076511 | 719.1483 | 0.00097105 | 974.9457 | -0.0071268 | 964.6679 | 0 | 974.9457 | -0.0036233 | 975.3223 | 0 | 969.47 | -0.0020068 | 975.3223 | 0 | 975.3223 | 0 | 975.3223 | 0 | 969.47 | -0.0016472 | 975.3223 | 0 | 719.3904 | 1.0985e-05 | 975.3223 | 0 | 975.3223 | 0 | 974.9457 | -0.00346 | 1060.6594 | 0.01069 | 974.9457 | -0.0088519 | 1061.134 | 1.0001e-05 | 1060.6594 | 0.00759 | 974.9457 | -0.00204 | 975.3223 | -0.00092906
|  |  | 975.1882 | 4.2947e-05 | 719.2759 | 0 | 975.1882 | 0.00019607 | 964.9089 | 0 | 975.1882 | 0.0021152 | 975.5654 | 0.0049658 | 969.71 | -0.0001855 | 975.5654 | 0.00167 | 975.5654 | 0.001358 | 975.5654 | 0.0012881 | 969.71 | 0.002384 | 975.5654 | 0.0022195 | 719.5114 | 9.8136e-06 | 975.5654 | 0.004112 | 975.5654 | 0.00034565 | 975.1882 | 0.00378 | 1060.8279 | 0.01004 | 975.1882 | -0.00010499 | 1061.3043 | 6.6672e-06 | 1060.8279 | 0.00744 | 975.1882 | 0.00311 | 975.5654 | 0.0026877
|  |  | 975.4307 | -0.00089528 | 719.4035 | 0.00191 | 975.4307 | -0.0075777 | 965.1498 | 0 | 975.4307 | -0.0044383 | 975.8085 | 0 | 969.95 | -0.00059023 | 975.8085 | 0 | 975.8085 | 0 | 975.8085 | 0 | 969.95 | -0.00073687 | 975.8085 | 0 | 719.6324 | 1.0095e-05 | 975.8085 | 0 | 975.8085 | 0 | 975.4307 | -0.00337 | 1060.9964 | 0.00805 | 975.4307 | -0.0049325 | 1061.4747 | 1.0001e-05 | 1060.9964 | 0.00788 | 975.4307 | -0.0009506 | 975.8085 | -0.00011714
|  |  | 975.6731 | -0.0006777 | 719.531 | 0 | 975.6731 | -0.0005736 | 965.3908 | 0 | 975.6731 | 0.0022388 | 976.0516 | 0.003076 | 970.2 | -0.00065769 | 976.0516 | 0.0005252 | 976.0516 | 0.00011903 | 976.0516 | 0.0016583 | 970.2 | 0.00066102 | 976.0516 | 0.004046 | 719.7534 | 9.0524e-06 | 976.0516 | 0.0049115 | 976.0516 | 0.00025961 | 975.6731 | 0.00268 | 1061.165 | 0.00844 | 975.6731 | 0.00044534 | 1061.645 | 0 | 1061.165 | 0.00764 | 975.6731 | 0.00395 | 976.0516 | 0.0025833
|  |  | 975.9156 | -8.9988e-05 | 719.6586 | 0.00093636 | 975.9156 | -0.0064864 | 965.6318 | 0 | 975.9156 | -0.0037353 | 976.2947 | 0 | 970.44 | -0.00072515 | 976.2947 | 0 | 976.2947 | 0 | 976.2947 | 0 | 970.44 | -0.0012895 | 976.2947 | 0 | 719.8745 | 9.3452e-06 | 976.2947 | 0 | 976.2947 | 0 | 975.9156 | -0.00555 | 1061.3335 | 0.01083 | 975.9156 | -0.004024 | 1061.8154 | 0 | 1061.3335 | 0.00785 | 975.9156 | -0.00199 | 976.2947 | -0.00087423
|  |  | 976.1581 | -0.00012617 | 719.7862 | 0 | 976.1581 | -0.00089912 | 965.8728 | 0 | 976.1581 | 0.0014215 | 976.5379 | 0.0036723 | 970.68 | -0.0019057 | 976.5379 | 0.00476 | 976.5379 | 0.0043326 | 976.5379 | 0.0029471 | 970.68 | 0.0009536 | 976.5379 | 0.0024949 | 719.9955 | 8.5606e-06 | 976.5379 | 0.0023304 | 976.5379 | 0.00017643 | 976.1581 | 0.00147 | 1061.502 | 0.01078 | 976.1581 | 0.0030562 | 1061.9857 | 0 | 1061.502 | 0.00752 | 976.1581 | 0.0038 | 976.5379 | 0.0028324
|  |  | 976.4006 | -0.00062811 | 719.9138 | 0.00106 | 976.4006 | -0.00095651 | 966.1138 | 0 | 976.4006 | -0.0039878 | 976.781 | 0 | 970.92 | -0.00028669 | 976.781 | 0 | 976.781 | 0.001756 | 976.781 | 0 | 970.92 | -0.00034676 | 976.781 | 0 | 720.1165 | 8.7011e-06 | 976.781 | 0 | 976.781 | 0 | 976.4006 | -0.00252 | 1061.6706 | 0.00895 | 976.4006 | 0.0014868 | 1062.1561 | 0 | 1061.6706 | 0.00775 | 976.4006 | -0.00518 | 976.781 | -0.00067014
|  |  | 976.6431 | -0.00022053 | 720.0415 | 0 | 976.6431 | 0.0011977 | 966.3548 | 0 | 976.6431 | 0.0016239 | 977.0242 | 0.0019968 | 971.16 | 0.00025296 | 977.0242 | 0.00352 | 977.0242 | 0.0044175 | 977.0242 | 0.0017135 | 971.16 | -2.1673e-05 | 977.0242 | 0.0040665 | 720.2375 | 8.4201e-06 | 977.0242 | 0.0012515 | 977.0242 | 0.0002419 | 976.6431 | 0.00354 | 1061.8391 | 0.01083 | 976.6431 | 0.0064004 | 1062.3265 | 0 | 1061.8391 | 0.00756 | 976.6431 | 0.00278 | 977.0242 | 0.0030029
|  |  | 976.8856 | -0.00044063 | 720.1691 | 0.00147 | 976.8856 | -0.0083642 | 966.5958 | 0 | 976.8856 | -0.0056401 | 977.2673 | 0 | 971.41 | -0.00032042 | 977.2673 | 0 | 977.2673 | 0 | 977.2673 | 0 | 971.41 | 0.00014088 | 977.2673 | 0 | 720.3585 | 9.193e-06 | 977.2673 | 0 | 977.2673 | 0 | 976.8856 | -0.00545 | 1062.0076 | 0.00746 | 976.8856 | 0.0027431 | 1062.4968 | 0 | 1062.0076 | 0.00797 | 976.8856 | -0.00442 | 977.2673 | -0.0010714
|  |  | 977.1281 | 0.00020356 | 720.2967 | 0 | 977.1281 | 0.0015804 | 966.8369 | 0 | 977.1281 | 0.0029692 | 977.5105 | 0.0061413 | 971.65 | -0.00025296 | 977.5105 | 0.00225 | 977.5105 | 0.0020609 | 977.5105 | 0.0007052 | 971.65 | 0.00010836 | 977.5105 | 0.0009604 | 720.4796 | 9.3803e-06 | 977.5105 | 0.002327 | 977.5105 | 0.00028503 | 977.1281 | 0.00462 | 1062.1762 | 0.00942 | 977.1281 | 0.0080643 | 1062.6672 | 0 | 1062.1762 | 0.00797 | 977.1281 | 0.00703 | 977.5105 | 0.0025818
|  |  | 977.3706 | -0.0012321 | 720.4244 | 0.00187 | 977.3706 | -0.0057239 | 967.0779 | 0 | 977.3706 | -0.0050372 | 977.7537 | 0 | 971.89 | 0.0010961 | 977.7537 | 0 | 977.7537 | 0 | 977.7537 | 0 | 971.89 | -0.0017121 | 977.7537 | 0 | 720.6006 | 1.0364e-05 | 977.7537 | 0 | 977.7537 | 0 | 977.3706 | -0.00378 | 1062.3447 | 0.01073 | 977.3706 | 0.0023487 | 1062.8375 | 0 | 1062.3447 | 0.00841 | 977.3706 | -0.00595 | 977.7537 | -0.00015466
|  |  | 977.6131 | -0.00034045 | 720.5521 | 0 | 977.6131 | 0.002271 | 967.3189 | 0 | 977.6131 | 0.0028684 | 977.9968 | 0.0022319 | 972.13 | -0.00032042 | 977.9968 | 0.00406 | 977.9968 | 0.00036868 | 977.9968 | 0.001618 | 972.13 | -0.0016472 | 977.9968 | 0.00042451 | 720.7216 | 9.5209e-06 | 977.9968 | 0.002599 | 977.9968 | 0.00021337 | 977.6132 | 0.00641 | 1062.5132 | 0.0109 | 977.6131 | 0.0048273 | 1063.0079 | 6.6672e-06 | 1062.5132 | 0.00811 | 977.6132 | 0.00048341 | 977.9968 | 0.0033004
|  |  | 977.8557 | -0.00082771 | 720.6797 | 0.00137 | 977.8557 | -0.0064512 | 967.5599 | 0 | 977.8557 | -0.0046886 | 978.24 | 0 | 972.37 | 0.0013322 | 978.24 | 0 | 978.24 | 0 | 978.24 | 0 | 972.37 | -0.001257 | 978.24 | 0 | 720.8427 | 1.0551e-05 | 978.24 | 0 | 978.24 | 0 | 977.8557 | 0.0008559 | 1062.6817 | 0.00958 | 977.8557 | -0.00056706 | 1063.1783 | 0 | 1062.6817 | 0.00827 | 977.8557 | -0.0016 | 978.24 | -0.0013545
|  |  | 978.0982 | -0.00019555 | 720.8074 | 0 | 978.0982 | 0.0038994 | 967.801 | 0 | 978.0982 | 0.0020335 | 978.4832 | 0.0037127 | 972.62 | 0.0009275 | 978.4832 | 0.00257 | 978.4832 | 0.0027929 | 978.4832 | 0.0016992 | 972.62 | 0.00027091 | 978.4832 | 0.003353 | 720.9637 | 9.4389e-06 | 978.4832 | 0.0019153 | 978.4832 | 0.00050752 | 978.0982 | 0.0016 | 1062.8503 | 0.00889 | 978.0982 | 0.0090766 | 1063.3486 | 0 | 1062.8503 | 0.00798 | 978.0982 | 0.00608 | 978.4832 | 0.0033904
|  |  | 978.3407 | -0.00056799 | 720.9351 | 0.00058956 | 978.3407 | -0.008071 | 968.0421 | 0 | 978.3407 | -0.0042053 | 978.7264 | 0 | 972.86 | -0.0015684 | 978.7264 | 0 | 978.7264 | 0 | 978.7264 | 0 | 972.86 | -0.00080189 | 978.7264 | 0 | 721.0847 | 9.5209e-06 | 978.7264 | 0 | 978.7264 | 0 | 978.3407 | -0.00308 | 1063.0188 | 0.00772 | 978.3407 | -0.005281 | 1063.519 | 0 | 1063.0188 | 0.00827 | 978.3407 | -0.00019421 | 978.7264 | -0.00041524
|  |  | 978.5833 | -0.0003318 | 721.0628 | 0 | 978.5833 | -0.0004803 | 968.2831 | 0 | 978.5833 | 0.0022201 | 978.9696 | 6.9476e-05 | 973.1 | -0.0010287 | 978.9696 | 0.00528 | 978.9696 | 0.0049312 | 978.9696 | 0.00060134 | 973.1 | -0.00034676 | 978.9696 | 0.0015788 | 721.2057 | 9.2749e-06 | 978.9696 | 0.0058273 | 978.9696 | 0.00036038 | 978.5833 | 0.00299 | 1063.1873 | 0.01028 | 978.5833 | 0.0054929 | 1063.6894 | 0 | 1063.1873 | 0.00798 | 978.5833 | 0.00303 | 978.9696 | 0.0031017
|  |  | 978.8258 | -0.00012425 | 721.1906 | 0.00052021 | 978.8258 | -0.0048129 | 968.5242 | 0 | 978.8258 | -0.0048525 | 979.2128 | 0 | 973.34 | -0.0022428 | 979.2128 | 0 | 979.2128 | 0 | 979.2128 | 0 | 973.34 | -0.0012245 | 979.2128 | 0 | 721.3268 | 9.8371e-06 | 979.2128 | 0 | 979.2128 | 0 | 978.8258 | -0.00425 | 1063.3559 | 0.00784 | 978.8258 | -0.0030697 | 1063.8598 | 0 | 1063.3559 | 0.00815 | 978.8258 | -0.00323 | 979.2128 | 2.1173e-06
|  |  | 979.0684 | 0.00065538 | 721.3183 | 0 | 979.0684 | 0.00099423 | 968.7653 | 0 | 979.0684 | 0.0020213 | 979.456 | 0.002235 | 973.58 | 0.00086005 | 979.456 | 0.00548 | 979.456 | 0.0043477 | 979.456 | 0.0042345 | 973.58 | 0.00017338 | 979.456 | 0.0053625 | 721.4478 | 1.0083e-05 | 979.456 | 0.0030364 | 979.456 | 0.00035525 | 979.0684 | 0.00221 | 1063.5244 | 0.01092 | 979.0684 | 0.0070588 | 1064.0301 | 6.6672e-06 | 1063.5244 | 0.00787 | 979.0684 | 0.00318 | 979.456 | 0.0031275
|  |  | 979.3109 | -0.0012692 | 721.4461 | 0.00106 | 979.3109 | -0.0075621 | 969.0063 | 0 | 979.3109 | -0.0039704 | 979.6992 | 0 | 973.83 | 0.00025296 | 979.6992 | 0 | 979.6992 | 0 | 979.6992 | 0 | 973.83 | 0.00036844 | 979.6992 | 0 | 721.5688 | 8.5137e-06 | 979.6992 | 0 | 979.6992 | 0 | 979.3109 | -0.00829 | 1063.6929 | 0.00793 | 979.3109 | 0.001072 | 1064.2005 | 0 | 1063.6929 | 0.00802 | 979.3109 | -0.00109 | 979.6992 | -0.001664
|  |  | 979.5535 | 0.00025245 | 721.5738 | 0 | 979.5535 | 0.0031367 | 969.2474 | 0 | 979.5535 | 0.0030014 | 979.9425 | 0.0050989 | 974.07 | -0.00032042 | 979.9425 | 0.00176 | 979.9425 | 0 | 979.9424 | 0.0033239 | 974.07 | -0.00034676 | 979.9425 | 0.0063591 | 721.6899 | 8.3732e-06 | 979.9425 | 0.0056447 | 979.9424 | 0.00044487 | 979.5535 | 0.00345 | 1063.8614 | 0.00939 | 979.5535 | 0.0065636 | 1064.3709 | 0 | 1063.8614 | 0.00773 | 979.5535 | 0.00527 | 979.9424 | 0.0041436
|  |  | 979.796 | -0.00020704 | 721.7016 | 0.0006936 | 979.796 | -0.0064459 | 969.4886 | 0 | 979.796 | -0.0043803 | 980.1857 | 0 | 974.31 | -0.0026139 | 980.1857 | 0 | 980.1857 | 0 | 980.1857 | 0 | 974.31 | 0.00088859 | 980.1857 | 0 | 721.8109 | 9.5911e-06 | 980.1857 | 0 | 980.1857 | 0 | 979.796 | -0.0037 | 1064.03 | 0.01018 | 979.796 | 0.0066943 | 1064.5412 | 0 | 1064.03 | 0.00798 | 979.796 | -0.00186 | 980.1857 | -0.00046343
|  |  | 980.0386 | 0.00022973 | 721.8294 | 0 | 980.0386 | 0.0019227 | 969.7297 | 0 | 980.0386 | 0.0021802 | 980.4289 | 0.0038301 | 974.55 | 0.0001855 | 980.4289 | 0.00645 | 980.4289 | 0.0026432 | 980.429 | 0.0019178 | 974.55 | 0.0017988 | 980.4289 | 0.0025894 | 721.9319 | 1.0259e-05 | 980.4289 | 0.0021877 | 980.429 | 0.00037346 | 980.0386 | 0.00253 | 1064.1985 | 0.01294 | 980.0386 | 0.012296 | 1064.7116 | 0 | 1064.1985 | 0.00792 | 980.0386 | 0.00099789 | 980.429 | 0.003682
|  |  | 980.2812 | -0.00072112 | 721.9572 | 0.00039883 | 980.2812 | -0.0037175 | 969.9708 | 0 | 980.2812 | -0.0056527 | 980.6722 | 0 | 974.8 | -0.00082632 | 980.6722 | 0 | 980.6722 | 0 | 980.6722 | 0 | 974.8 | 0.00014088 | 980.6722 | 0 | 722.053 | 1.1266e-05 | 980.6722 | 0 | 980.6722 | 0 | 980.2812 | -0.00196 | 1064.367 | 0.01087 | 980.2812 | 0.00054935 | 1064.882 | 0 | 1064.367 | 0.00831 | 980.2812 | -0.00122 | 980.6722 | -0.00053415
|  |  | 980.5238 | 7.808e-05 | 722.085 | 0 | 980.5238 | -0.0014991 | 970.2119 | 0 | 980.5238 | 0.0032471 | 980.9154 | 0.0011817 | 975.04 | 0.001231 | 980.9154 | 0.00085275 | 980.9154 | 0.0043001 | 980.9154 | 0.0024704 | 975.04 | 0.00010836 | 980.9154 | 0.0018378 | 722.174 | 9.6731e-06 | 980.9154 | 0.0040103 | 980.9154 | 0.00029483 | 980.5238 | 0.00254 | 1064.5355 | 0.01206 | 980.5238 | 0.0098211 | 1065.0524 | 6.6672e-06 | 1064.5355 | 0.00848 | 980.5238 | 0.00618 | 980.9154 | 0.0030144
|  |  | 980.7664 | -0.00055313 | 722.2128 | 0.0006936 | 980.7664 | -0.0045826 | 970.453 | 0 | 980.7664 | -0.0044895 | 981.1587 | 0 | 975.28 | 0.00035414 | 981.1587 | 0 | 981.1587 | 0 | 981.1587 | 0 | 975.28 | -0.0019722 | 981.1587 | 0 | 722.295 | 1.0903e-05 | 981.1587 | 0 | 981.1587 | 0 | 980.7663 | -0.00247 | 1064.7041 | 0.01146 | 980.7664 | -0.0025775 | 1065.2228 | 0 | 1064.7041 | 0.00885 | 980.7663 | -0.0196 | 981.1587 | 0.0008517
|  |  | 981.0089 | 0.00022774 | 722.3406 | 0 | 981.0089 | -2.4229e-05 | 970.6942 | 0 | 981.0089 | 0.0031199 | 981.4019 | 0.001086 | 975.52 | 0.00045532 | 981.402 | 0.00385 | 981.4019 | 0.0013447 | 981.402 | 0.0018027 | 975.52 | -2.1673e-05 | 981.4019 | 0.002244 | 722.4161 | 1.1008e-05 | 981.4019 | 0.0061503 | 981.402 | 0.00056309 | 981.0089 | 0.0036 | 1064.8726 | 0.00916 | 981.0089 | 0.0068698 | 1065.3932 | 0 | 1064.8726 | 0.00906 | 981.0089 | 0.01628 | 981.402 | 0.0027772
|  |  | 981.2515 | -0.00052113 | 722.4684 | 0.00192 | 981.2515 | -0.0035328 | 970.9353 | 0 | 981.2515 | -0.0045969 | 981.6452 | 0 | 975.76 | -0.00059023 | 981.6452 | 0 | 981.6452 | 0 | 981.6452 | 0 | 975.76 | -5.4182e-05 | 981.6452 | 0 | 722.5371 | 1.1828e-05 | 981.6452 | 0 | 981.6452 | 0 | 981.2515 | -0.00163 | 1065.0411 | 0.01261 | 981.2515 | 0.002573 | 1065.5635 | 0 | 1065.0411 | 0.0095 | 981.2515 | -0.00648 | 981.6452 | -0.00029541
|  |  | 981.4941 | -0.00023048 | 722.5963 | 0 | 981.4941 | -0.0016053 | 971.1765 | 0 | 981.4941 | 0.002465 | 981.8885 | 0.0041429 | 976.01 | 0.00065769 | 981.8885 | 0.00103 | 981.8885 | 0.007485 | 981.8885 | 0.0041183 | 976.01 | -0.0013871 | 981.8885 | 0.0056381 | 722.6582 | 1.0692e-05 | 981.8885 | 0.0028609 | 981.8885 | 0.00024159 | 981.4941 | 0.00062402 | 1065.2096 | 0.01028 | 981.4941 | -0.00032869 | 1065.7339 | 0 | 1065.2096 | 0.00991 | 981.4941 | 0.00657 | 981.8885 | 0.0031021
|  |  | 981.7367 | -0.00095724 | 722.7242 | 0.00116 | 981.7367 | -0.0065573 | 971.4176 | 0 | 981.7367 | -0.0045696 | 982.1318 | 0 | 976.25 | 0.00069142 | 982.1318 | 0 | 982.1318 | 0 | 982.1318 | 0 | 976.25 | -0.001322 | 982.1318 | 0 | 722.7792 | 9.5677e-06 | 982.1318 | 0 | 982.1318 | 0 | 981.7367 | -0.00276 | 1065.3781 | 0.01326 | 981.7367 | 0.0049753 | 1065.9043 | 0 | 1065.3781 | 0.01044 | 981.7367 | -0.00309 | 982.1318 | -0.0011992
|  |  | 981.9793 | -0.00054388 | 722.852 | 0 | 981.9793 | 5.8455e-05 | 971.6588 | 0 | 981.9793 | 0.00277 | 982.3751 | 0.0016429 | 976.49 | -0.00052277 | 982.3751 | 0.00599 | 982.3751 | 0.0054116 | 982.3751 | 0 | 976.49 | -0.00024923 | 982.3751 | 0.0038232 | 722.9003 | 9.0524e-06 | 982.3751 | 0.0035506 | 982.3751 | 0.000269 | 981.9793 | 0.00443 | 1065.5466 | 0.01287 | 981.9793 | 0.0077575 | 1066.0747 | 6.6672e-06 | 1065.5466 | 0.0105 | 981.9793 | 0.0026 | 982.3751 | 0.0025338
|  |  | 982.222 | -0.00063377 | 722.9799 | 0.0018 | 982.222 | -0.00049201 | 971.8999 | 0 | 982.222 | -0.0048936 | 982.6184 | 0 | 976.73 | -0.0001855 | 982.6184 | 0 | 982.6184 | 0 | 982.6183 | 0 | 976.73 | 0.0032292 | 982.6184 | 0 | 723.0213 | 9.3569e-06 | 982.6184 | 0 | 982.6183 | 0 | 982.222 | -0.00172 | 1065.7152 | 0.01479 | 982.222 | -0.0015453 | 1066.2451 | 3.0002e-05 | 1065.7152 | 0.01064 | 982.222 | -0.00192 | 982.6183 | -0.00029374
|  |  | 982.4646 | 0.0010234 | 723.1078 | 0 | 982.4646 | 0.0020623 | 972.1411 | 0 | 982.4646 | 0.0031142 | 982.8617 | 0.0051806 | 976.97 | -0.0018381 | 982.8617 | 0.00398 | 982.8617 | 0.0068524 | 982.8617 | 0.0039121 | 976.97 | 0.00027091 | 982.8617 | 0.0044455 | 723.1423 | 9.8136e-06 | 982.8617 | 0.0055945 | 982.8617 | 0.00056617 | 982.4646 | 0.00655 | 1065.8837 | 0.0097 | 982.4646 | 0.0036376 | 1066.4155 | 0 | 1065.8837 | 0.01046 | 982.4646 | 0.00461 | 982.8617 | 0.0040226
|  |  | 982.7072 | -0.0011918 | 723.2357 | 0.00095371 | 982.7072 | -0.0034889 | 972.3823 | 0 | 982.7072 | -0.0048724 | 983.105 | 0 | 977.22 | -0.0011299 | 983.105 | 0 | 983.105 | 0 | 983.105 | 0 | 977.22 | -0.0014196 | 983.105 | 0 | 723.2634 | 9.919e-06 | 983.105 | 0 | 983.105 | 0 | 982.7072 | -0.00736 | 1066.0522 | 0.01092 | 982.7072 | -0.009931 | 1066.5859 | 0 | 1066.0522 | 0.01085 | 982.7072 | 0.00042885 | 983.105 | -4.168e-05
|  |  | 982.9498 | 0.00045504 | 723.3637 | 0 | 982.9498 | 0.00068401 | 972.6235 | 0 | 982.9498 | 0.0025482 | 983.3483 | 0.0034444 | 977.46 | 0.0014334 | 983.3483 | 0.00384 | 983.3483 | 0.0039788 | 983.3483 | 0.0026995 | 977.46 | -0.00063934 | 983.3483 | 0.0022175 | 723.3844 | 1.0364e-05 | 983.3483 | 0.004103 | 983.3483 | 0.00028052 | 982.9498 | 0.00256 | 1066.2207 | 0.01318 | 982.9498 | 0.006046 | 1066.7563 | 0 | 1066.2207 | 0.01122 | 982.9498 | 0.00202 | 983.3483 | 0.0040972
|  |  | 983.1925 | -0.0016345 | 723.4916 | 0.00166 | 983.1925 | -0.0090118 | 972.8647 | 0 | 983.1925 | -0.0046761 | 983.5916 | 0 | 977.7 | -0.0012648 | 983.5916 | 0 | 983.5916 | 0 | 983.5916 | 0 | 977.7 | 0.0009536 | 983.5916 | 0 | 723.5055 | 1.0961e-05 | 983.5916 | 0 | 983.5916 | 0 | 983.1925 | -0.00306 | 1066.3892 | 0.01408 | 983.1925 | -0.0060571 | 1066.9267 | 0 | 1066.3892 | 0.01176 | 983.1925 | -0.00313 | 983.5916 | -0.00033323
|  |  | 983.4351 | 0.00068352 | 723.6195 | 0.00024332 | 983.4351 | -0.00097014 | 973.1059 | 0 | 983.4351 | 0.0032418 | 983.8349 | 0.0032259 | 977.94 | 0.00015177 | 983.8349 | 0.00522 | 983.8349 | 0.0028326 | 983.835 | 0.0033155 | 977.94 | 0.0012137 | 983.8349 | 0.0039543 | 723.6265 | 1.1617e-05 | 983.8349 | 0.0057615 | 983.835 | 0.0003829 | 983.4351 | 0.0023 | 1066.5577 | 0.01362 | 983.4351 | 0.0039942 | 1067.0971 | 0 | 1066.5577 | 0.01166 | 983.4351 | 0.00243 | 983.835 | 0.0031938
|  |  | 983.6778 | -0.00020723 | 723.7475 | 0.00065893 | 983.6778 | -0.0034564 | 973.3471 | 0 | 983.6778 | -0.0043145 | 984.0783 | 0 | 978.19 | -0.0012648 | 984.0783 | 0 | 984.0783 | 0 | 984.0782 | 0 | 978.19 | 0.00040094 | 984.0783 | 0 | 723.7476 | 1.1313e-05 | 984.0783 | 0 | 984.0783 | 0 | 983.6777 | -0.00513 | 1066.7263 | 0.01219 | 983.6778 | -0.00034387 | 1067.2675 | 1.0001e-05 | 1066.7263 | 0.01182 | 983.6777 | -0.00231 | 984.0782 | -0.0001958
|  |  | 983.9204 | -0.00053253 | 723.8755 | 0 | 983.9204 | -0.00034702 | 973.5883 | 0 | 983.9204 | 0.0027875 | 984.3216 | 0.0011208 | 978.43 | 0.00045532 | 984.3216 | 0.00069435 | 984.3216 | 0.002878 | 984.3216 | 0.0006674 | 978.43 | 0.0020589 | 984.3216 | 0.0028177 | 723.8686 | 9.5677e-06 | 984.3216 | 0.0023063 | 984.3216 | 0.00024046 | 983.9204 | 0.00499 | 1066.8948 | 0.01528 | 983.9204 | 0.0040029 | 1067.4379 | 0 | 1066.8948 | 0.0122 | 983.9204 | 2.5686e-06 | 984.3216 | 0.0030778
|  |  | 984.1631 | -0.00073802 | 724.0034 | 0.00086701 | 984.1631 | -0.0050406 | 973.8295 | 0 | 984.1631 | -0.0039692 | 984.565 | 0 | 978.67 | -0.00048905 | 984.565 | 0 | 984.565 | 0 | 984.5649 | 0 | 978.67 | -0.0021998 | 984.565 | 0 | 723.9897 | 9.9542e-06 | 984.565 | 0 | 984.5649 | 0 | 984.1631 | -0.00458 | 1067.0633 | 0.01572 | 984.1631 | -0.0020996 | 1067.6083 | 0 | 1067.0633 | 0.01301 | 984.1631 | -0.00435 | 984.5649 | 0.00016829
|  |  | 984.4057 | -0.00072328 | 724.1314 | 0 | 984.4057 | -0.0010603 | 974.0707 | 0 | 984.4057 | 0.0019718 | 984.8083 | 0.0062473 | 978.91 | 0.0011299 | 984.8083 | 0.00179 | 984.8083 | 0.00074037 | 984.8083 | 0 | 978.91 | 7.5855e-05 | 984.8083 | 0.0013548 | 724.1107 | 1.0013e-05 | 984.8083 | 0.0039446 | 984.8083 | 0.00025606 | 984.4057 | 0.00017615 | 1067.2318 | 0.01519 | 984.4057 | 0.0043716 | 1067.7787 | 0 | 1067.2318 | 0.01352 | 984.4057 | 0.00401 | 984.8083 | 0.0039349
|  |  | 984.6484 | -0.0013153 | 724.2594 | 0.00031212 | 984.6484 | -0.0077377 | 974.312 | 0 | 984.6484 | -0.0052659 | 985.0517 | 0 | 979.15 | 0.00096123 | 985.0517 | 0 | 985.0517 | 0 | 985.0517 | 0 | 979.15 | -0.00080189 | 985.0517 | 0 | 724.2318 | 1.0282e-05 | 985.0517 | 0 | 985.0517 | 0 | 984.6484 | -0.00197 | 1067.4003 | 0.01572 | 984.6484 | -0.0015954 | 1067.9491 | 0 | 1067.4003 | 0.01391 | 984.6484 | -0.008 | 985.0517 | -0.00032985
|  |  | 984.891 | -0.00011703 | 724.3874 | 0 | 984.891 | 0.0039019 | 974.5532 | 0 | 984.891 | 0.0029009 | 985.295 | 0.0024677 | 979.4 | -0.0009275 | 985.295 | 0.00475 | 985.295 | 0.0030342 | 985.295 | 0.0011539 | 979.4 | -0.00021673 | 985.295 | 0 | 724.3528 | 8.8885e-06 | 985.295 | 0.0041228 | 985.295 | 0.00020684 | 984.891 | 0.00626 | 1067.5688 | 0.0147 | 984.891 | 0.0097767 | 1068.1195 | 0 | 1067.5688 | 0.0143 | 984.891 | 0.00243 | 985.295 | 0.0035773
|  |  | 985.1337 | -8.479e-05 | 724.5155 | 0.00108 | 985.1337 | -0.0059493 | 974.7945 | 0 | 985.1337 | -0.0052952 | 985.5384 | 0 | 979.64 | 5.0592e-05 | 985.5384 | 0 | 985.5384 | 0 | 985.5384 | 0 | 979.64 | -0.00067186 | 985.5384 | 0 | 724.4739 | 8.947e-06 | 985.5384 | 0 | 985.5384 | 0 | 985.1337 | -0.0053 | 1067.7373 | 0.01595 | 985.1337 | -0.0025266 | 1068.2899 | 1.0001e-05 | 1067.7373 | 0.01452 | 985.1337 | -0.00718 | 985.5384 | 0.0006352
|  |  | 985.3764 | 0.0004186 | 724.6435 | 0 | 985.3764 | 0.002637 | 975.0358 | 0 | 985.3764 | 0.0027524 | 985.7818 | 0.0068505 | 979.88 | 0.0010624 | 985.7818 | 0.00454 | 985.7818 | 0.0046703 | 985.7818 | 0.0049167 | 979.88 | 0.0010511 | 985.7818 | 0.0051492 | 724.595 | 9.4272e-06 | 985.7818 | 0.0058978 | 985.7818 | 0.00040535 | 985.3764 | 0.00645 | 1067.9059 | 0.01456 | 985.3764 | 0.0068575 | 1068.4603 | 0 | 1067.9059 | 0.01485 | 985.3764 | 0.0055 | 985.7818 | 0.0037073
|  |  | 985.6191 | -0.00055102 | 724.7716 | 0.00102 | 985.6191 | -0.0042485 | 975.277 | 0 | 985.6191 | -0.005471 | 986.0252 | 0 | 980.12 | -0.00045532 | 986.0252 | 0 | 986.0252 | 0 | 986.0251 | 0 | 980.12 | 0.0012137 | 986.0252 | 0 | 724.716 | 1.0095e-05 | 986.0252 | 0 | 986.0252 | 0 | 985.6191 | -0.00584 | 1068.0744 | 0.01598 | 985.6191 | -0.010171 | 1068.6307 | 0 | 1068.0744 | 0.01473 | 985.6191 | -0.00574 | 986.0251 | -0.00056081
|  |  | 985.8618 | -0.00038416 | 724.8996 | 0 | 985.8618 | 0.0030985 | 975.5182 | 0 | 985.8618 | 0.0033513 | 986.2686 | 0.0039502 | 980.37 | -0.001737 | 986.2686 | 0.00381 | 986.2686 | 0.0053736 | 986.2686 | 0.0031629 | 980.37 | 0.0011812 | 986.2686 | 0.0028165 | 724.8371 | 1.0341e-05 | 986.2686 | 0.0040921 | 986.2686 | 0.00025716 | 985.8618 | 0.00334 | 1068.2429 | 0.0141 | 985.8618 | 0.0055733 | 1068.8011 | 0 | 1068.2429 | 0.01505 | 985.8618 | -1.078e-05 | 986.2686 | 0.0031263
|  |  | 986.1045 | -0.0013092 | 725.0277 | 0.00158 | 986.1045 | -0.007278 | 975.7596 | 0 | 986.1045 | -0.0045899 | 986.512 | 0 | 980.61 | 0.00021923 | 986.5119 | 0 | 986.512 | 0 | 986.512 | 0 | 980.61 | 0.0013763 | 986.512 | 0 | 724.9581 | 1.0423e-05 | 986.512 | 0 | 986.512 | 0 | 986.1045 | -0.00727 | 1068.4114 | 0.01593 | 986.1045 | 0.0024016 | 1068.9715 | 1.0001e-05 | 1068.4114 | 0.01477 | 986.1045 | -0.00174 | 986.512 | -6.4645e-05
|  |  | 986.3472 | -5.2836e-05 | 725.1558 | 0 | 986.3472 | 0.0011803 | 976.0009 | 0 | 986.3472 | 0.0024571 | 986.7554 | 0.0069773 | 980.85 | 0.0016695 | 986.7554 | 0.00478 | 986.7554 | 0.0036071 | 986.7554 | 0.00027659 | 980.85 | -0.00060684 | 986.7554 | 0.0019077 | 725.0792 | 9.2164e-06 | 986.7554 | 0.0073903 | 986.7554 | 0.00039649 | 986.3472 | 0.00087758 | 1068.5799 | 0.01391 | 986.3472 | 0.0082296 | 1069.1419 | 0 | 1068.5799 | 0.01513 | 986.3472 | 0.0033 | 986.7554 | 0.0023863
|  |  | 986.5899 | -0.00082007 | 725.2839 | 0.00084967 | 986.5899 | -0.0067466 | 976.2421 | 0 | 986.5899 | -0.0050277 | 986.9988 | 0 | 981.09 | -0.00069142 | 986.9988 | 0 | 986.9988 | 0 | 986.9988 | 0 | 981.09 | -0.00054182 | 986.9988 | 0 | 725.2002 | 8.3732e-06 | 986.9988 | 0 | 986.9988 | 0 | 986.5899 | -0.00574 | 1068.7484 | 0.0159 | 986.5899 | -0.025151 | 1069.3123 | 0 | 1068.7484 | 0.01476 | 986.5899 | -0.00358 | 986.9988 | -0.00042386
|  |  | 986.8326 | 2.8231e-05 | 725.412 | 0 | 986.8326 | 0.0042811 | 976.4835 | 0 | 986.8326 | 0.0022862 | 987.2422 | 0.0036085 | 981.33 | 0.00099496 | 987.2422 | 0.00459 | 987.2422 | 0.0045124 | 987.2422 | 0.0020792 | 981.33 | -0.00015171 | 987.2422 | 0.0054556 | 725.3213 | 1.0036e-05 | 987.2422 | 0.0060452 | 987.2422 | 0.00021795 | 986.8326 | 0.00432 | 1068.9169 | 0.01376 | 986.8326 | -0.0021433 | 1069.4827 | 0 | 1068.9169 | 0.01517 | 986.8326 | 0.00106 | 987.2422 | 0.0039198
|  |  | 987.0753 | -0.00076257 | 725.5401 | 0.00097105 | 987.0753 | -0.0089608 | 976.7247 | 0 | 987.0753 | -0.0053727 | 987.4856 | 0 | 981.58 | -0.0017707 | 987.4856 | 0 | 987.4856 | 0 | 987.4856 | 0 | 981.58 | 0.0017663 | 987.4856 | 0 | 725.4424 | 1.1699e-05 | 987.4856 | 0 | 987.4856 | 0 | 987.0753 | -0.00386 | 1069.0854 | 0.01593 | 987.0753 | -0.0044232 | 1069.6532 | 0 | 1069.0854 | 0.01471 | 987.0753 | -0.00323 | 987.4856 | 3.6508e-05
|  |  | 987.318 | 0.00069385 | 725.6682 | 0 | 987.318 | -0.0013865 | 976.9661 | 0 | 987.318 | 0.0021628 | 987.729 | 0.0070135 | 981.82 | 0.0011636 | 987.729 | 0.00763 | 987.729 | 0.012217 | 987.729 | 0.0055432 | 981.82 | -0.00044429 | 987.729 | 0.0085404 | 725.5634 | 1.2402e-05 | 987.729 | 0.0094928 | 987.729 | 0.0004066 | 987.318 | 0.00228 | 1069.2539 | 0.01378 | 987.318 | 0.0041218 | 1069.8236 | 0 | 1069.2539 | 0.01513 | 987.318 | 0.0055 | 987.729 | 0.003095
|  |  | 987.5607 | -0.00084022 | 725.7964 | 0.00104 | 987.5607 | -0.0036906 | 977.2074 | 0 | 987.5607 | -0.00534 | 987.9725 | 0 | 982.06 | -0.00089378 | 987.9725 | 0 | 987.9725 | 0 | 987.9725 | 0 | 982.06 | -0.00063934 | 987.9725 | 0 | 725.6845 | 1.109e-05 | 987.9725 | 0 | 987.9725 | 0 | 987.5607 | -0.00337 | 1069.4224 | 0.01528 | 987.5607 | 0.0048451 | 1069.994 | 1.0001e-05 | 1069.4224 | 0.01451 | 987.5607 | -0.02314 | 987.9725 | -0.00061164
|  |  | 987.8035 | -0.00043685 | 725.9245 | 0 | 987.8035 | -0.00056461 | 977.4487 | 0 | 987.8035 | 0.001967 | 988.2159 | 0.0075435 | 982.3 | -0.00032042 | 988.2159 | 0.00155 | 988.2159 | 0.0023701 | 988.2159 | 0.0012138 | 982.3 | 0.00059601 | 988.2159 | 0.0028261 | 725.8056 | 9.7551e-06 | 988.2159 | 0.0053895 | 988.2159 | 0.00028618 | 987.8035 | 0.00357 | 1069.5909 | 0.01406 | 987.8035 | 0.00059781 | 1070.1644 | 0 | 1069.5909 | 0.01497 | 987.8035 | 0.02244 | 988.2159 | 0.0036524
|  |  | 988.0462 | -0.0010441 | 726.0527 | 0 | 988.0462 | -0.006063 | 977.69 | 0 | 988.0462 | -0.0047919 | 988.4594 | 0 | 982.55 | 0.00079259 | 988.4593 | 0 | 988.4594 | 0 | 988.4594 | 0 | 982.55 | 0.00069354 | 988.4594 | 0 | 725.9266 | 9.3803e-06 | 988.4594 | 0 | 988.4593 | 0 | 988.0462 | -0.00501 | 1069.7594 | 0.01551 | 988.0462 | 0.00047361 | 1070.3348 | 0 | 1069.7594 | 0.01431 | 988.0462 | -0.00078438 | 988.4594 | -5.7883e-05
|  |  | 988.2889 | -0.00078899 | 726.1809 | 0 | 988.2889 | -0.0037978 | 977.9314 | 0 | 988.2889 | 0.002814 | 988.7028 | 0.003013 | 982.79 | -0.0001855 | 988.7028 | 0.00263 | 988.7028 | 0.00042395 | 988.7028 | 0 | 982.79 | 0.0024165 | 988.7028 | 0.0036319 | 726.0477 | 9.4857e-06 | 988.7028 | 0.0021114 | 988.7028 | 0.00022708 | 988.2889 | 0.00086153 | 1069.9279 | 0.01373 | 988.2889 | 0.0075432 | 1070.5053 | 0 | 1069.9279 | 0.01489 | 988.2889 | 0.00769 | 988.7028 | 0.003842
|  |  | 988.5317 | -0.001033 | 726.3091 | 0.0018 | 988.5317 | -0.010145 | 978.1727 | 0 | 988.5317 | -0.0057903 | 988.9463 | 0 | 983.03 | -0.00079259 | 988.9463 | 0 | 988.9463 | 0 | 988.9463 | 0 | 983.03 | -0.00024923 | 988.9463 | 0 | 726.1688 | 1.0083e-05 | 988.9463 | 0 | 988.9463 | 0 | 988.5317 | -0.00573 | 1070.0964 | 0.01523 | 988.5317 | -0.0093552 | 1070.6757 | 0 | 1070.0964 | 0.01419 | 988.5317 | -0.00673 | 988.9463 | -0.00081115
|  |  | 988.7744 | -0.00073465 | 726.4373 | 0 | 988.7744 | -0.00022571 | 978.4141 | 0 | 988.7744 | 0.0028059 | 989.1897 | 0.002819 | 983.27 | 0.00021923 | 989.1897 | 0.00023833 | 989.1897 | 0 | 989.1898 | 0.0019495 | 983.27 | -0.00047681 | 989.1897 | 0.0020899 | 726.2898 | 9.2984e-06 | 989.1897 | 0.0041053 | 989.1898 | 0.00032997 | 988.7744 | 0.00156 | 1070.2649 | 0.01355 | 988.7744 | -0.00053816 | 1070.8461 | 6.6672e-06 | 1070.2649 | 0.0148 | 988.7744 | 0.0052 | 989.1898 | 0.0032172
|  |  | 989.0172 | -0.00071357 | 726.5655 | 0.00125 | 989.0172 | -0.0079474 | 978.6555 | 0 | 989.0172 | -0.0057959 | 989.4332 | 0 | 983.52 | -0.0020405 | 989.4332 | 0 | 989.4332 | 0 | 989.4332 | 0 | 983.52 | 0.00040094 | 989.4332 | 0 | 726.4109 | 9.6497e-06 | 989.4332 | 0 | 989.4332 | 0 | 989.0172 | -0.00214 | 1070.4334 | 0.0157 | 989.0172 | 0.00037768 | 1071.0166 | 0 | 1070.4334 | 0.01411 | 989.0172 | -0.00713 | 989.4332 | 7.538e-05
|  |  | 989.2599 | 7.0205e-06 | 726.6937 | 0 | 989.2599 | 0.0023776 | 978.8968 | 0 | 989.2599 | 0.0022559 | 989.6767 | 0.004045 | 983.76 | -0.00011805 | 989.6767 | 0.00613 | 989.6767 | 0.0048626 | 989.6767 | 0.0024226 | 983.76 | 0.0022214 | 989.6767 | 0.0031311 | 726.532 | 1.0223e-05 | 989.6767 | 0.0074048 | 989.6767 | 0.0004047 | 989.2599 | 0.00528 | 1070.6019 | 0.01519 | 989.2599 | 0.0074179 | 1071.187 | 0 | 1070.6019 | 0.01478 | 989.2599 | 0.0052 | 989.6767 | 0.0030215
|  |  | 989.5027 | -0.00078995 | 726.8219 | 0.00177 | 989.5027 | -0.0103 | 979.1382 | 0 | 989.5027 | -0.0063932 | 989.9202 | 0 | 984 | 0.0011299 | 989.9202 | 0 | 989.9202 | 0 | 989.9202 | 0 | 984 | -0.00093193 | 989.9202 | 0 | 726.653 | 1.1102e-05 | 989.9202 | 0 | 989.9202 | 0 | 989.5027 | -0.0051 | 1070.7704 | 0.01598 | 989.5027 | -0.0054939 | 1071.3574 | 0 | 1070.7704 | 0.01413 | 989.5027 | -0.00447 | 989.9202 | 0.00048227
|  |  | 989.7455 | 0.00033726 | 726.9502 | 0 | 989.7455 | 0.0008408 | 979.3796 | 0 | 989.7455 | 0.0037634 | 990.1637 | 0.0080786 | 984.24 | 0.00072515 | 990.1636 | 0.00488 | 990.1637 | 0.0086042 | 990.1636 | 0.0038513 | 984.24 | 7.5855e-05 | 990.1637 | 0.0039876 | 726.7741 | 1.0259e-05 | 990.1637 | 0.0054397 | 990.1636 | 0.00043404 | 989.7455 | 0.00058891 | 1070.9389 | 0.01345 | 989.7455 | 0.010385 | 1071.5278 | 0 | 1070.9389 | 0.01481 | 989.7455 | 0.00108 | 990.1636 | 0.0038439
|  |  | 989.9882 | -0.0014287 | 727.0784 | 0.00102 | 989.9882 | -0.011289 | 979.6209 | 0 | 989.9882 | -0.006742 | 990.4072 | 0 | 984.48 | -0.001231 | 990.4072 | 0 | 990.4072 | 0 | 990.4072 | 0 | 984.48 | -0.00070437 | 990.4072 | 0 | 726.8952 | 9.919e-06 | 990.4072 | 0 | 990.4072 | 0 | 989.9882 | -0.00636 | 1071.1074 | 0.01546 | 989.9882 | -0.010301 | 1071.6983 | 0 | 1071.1074 | 0.01427 | 989.9882 | -0.00812 | 990.4072 | -0.0011822
|  |  | 990.231 | -8.084e-05 | 727.2067 | 0 | 990.231 | 0.0018773 | 979.8623 | 0 | 990.231 | 0.0024752 | 990.6507 | 0.0051797 | 984.73 | -0.0017032 | 990.6507 | 0.00261 | 990.6507 | 0.00018179 | 990.6506 | 0.00038574 | 984.73 | -0.00089942 | 990.6507 | 0.0048768 | 727.0163 | 1.1266e-05 | 990.6507 | 0.00589 | 990.6506 | 0.00025519 | 990.231 | 0.00421 | 1071.2759 | 0.01338 | 990.231 | 0.012958 | 1071.8687 | 0 | 1071.2759 | 0.01498 | 990.231 | 0.00734 | 990.6506 | 0.003302
|  |  | 990.4738 | -0.0015993 | 727.335 | 0.00168 | 990.4738 | -0.0062275 | 980.1038 | 0 | 990.4738 | -0.0060138 | 990.8942 | 0 | 984.97 | 8.4319e-05 | 990.8942 | 0 | 990.8942 | 0 | 990.8942 | 0 | 984.97 | -0.00099695 | 990.8942 | 0 | 727.1373 | 1.1992e-05 | 990.8942 | 0 | 990.8942 | 0 | 990.4738 | -0.00575 | 1071.4444 | 0.01565 | 990.4738 | -0.00731 | 1072.0391 | 0 | 1071.4444 | 0.01454 | 990.4738 | -0.00395 | 990.8942 | -0.0014104
|  |  | 990.7166 | 0.00066387 | 727.4633 | 0 | 990.7166 | 0.0044249 | 980.3452 | 0 | 990.7166 | 0.0033355 | 991.1377 | 0.01075 | 985.21 | 0.0034234 | 991.1377 | 0.00626 | 991.1377 | 0.0039495 | 991.1377 | 0.0044749 | 985.21 | -0.00021673 | 991.1377 | 0.0030914 | 727.2584 | 1.1395e-05 | 991.1377 | 0.004514 | 991.1377 | 0.00026568 | 990.7166 | 0.00351 | 1071.6129 | 0.01477 | 990.7166 | 0.0049975 | 1072.2096 | 6.6672e-06 | 1071.6129 | 0.01515 | 990.7166 | 0.00353 | 991.1377 | 0.0044196
|  |  | 990.9594 | -0.00060768 | 727.5916 | 0.00153 | 990.9594 | -0.0081526 | 980.5865 | 0 | 990.9594 | -0.0062791 | 991.3812 | 0 | 985.45 | -0.0018719 | 991.3812 | 0 | 991.3812 | 0 | 991.3812 | 0 | 985.45 | -0.0015171 | 991.3812 | 0 | 727.3795 | 1.02e-05 | 991.3812 | 0 | 991.3812 | 0 | 990.9594 | -0.00565 | 1071.7814 | 0.01595 | 990.9594 | -0.0052562 | 1072.38 | 0 | 1071.7814 | 0.01476 | 990.9594 | -0.00846 | 991.3812 | -0.0011499
|  |  | 991.2022 | 2.7331e-06 | 727.7199 | 0 | 991.2022 | 0.0049888 | 980.828 | 0 | 991.2022 | 0.0040197 | 991.6247 | 0.0073644 | 985.7 | -0.001366 | 991.6247 | 0.00192 | 991.6247 | 0.0026343 | 991.6248 | 0.0017661 | 985.7 | -0.00037928 | 991.6247 | 0.0014489 | 727.5006 | 9.4623e-06 | 991.6247 | 0.0060548 | 991.6248 | 9.6135e-05 | 991.2022 | 0.00535 | 1071.9499 | 0.01417 | 991.2022 | 0.0048522 | 1072.5504 | 0 | 1071.9499 | 0.01517 | 991.2022 | 0.00212 | 991.6248 | 0.0045265
|  |  | 991.445 | -0.001716 | 727.8483 | 0.0018 | 991.445 | -0.0073017 | 981.0694 | 0 | 991.445 | -0.0062659 | 991.8683 | 0 | 985.94 | -0.0022428 | 991.8683 | 0 | 991.8683 | 0 | 991.8683 | 0 | 985.94 | -0.00060684 | 991.8683 | 0 | 727.6216 | 1.02e-05 | 991.8683 | 0.00021928 | 991.8683 | 0 | 991.445 | -0.00509 | 1072.1184 | 0.01583 | 991.445 | -0.00095816 | 1072.7209 | 0 | 1072.1184 | 0.0148 | 991.445 | -0.00271 | 991.8683 | -0.00038752
|  |  | 991.6878 | -0.00049409 | 727.9766 | 0 | 991.6878 | -0.00056283 | 981.3109 | 0 | 991.6878 | 0.0026553 | 992.1118 | 0.0035417 | 986.18 | 0.0018381 | 992.1118 | 0.00798 | 992.1118 | 0.0061937 | 992.1118 | 0.0020859 | 986.18 | -0.00041178 | 992.1118 | 0.0010609 | 727.7427 | 9.193e-06 | 992.1118 | 0.0051659 | 992.1118 | 0.00026839 | 991.6878 | 0.00608 | 1072.2869 | 0.0147 | 991.6878 | 0.012539 | 1072.8913 | 6.6672e-06 | 1072.2869 | 0.01503 | 991.6878 | 0.00136 | 992.1118 | 0.0046507
|  |  | 991.9306 | -0.00077128 | 728.1049 | 0.00173 | 991.9306 | -0.0093741 | 981.5523 | 0 | 991.9306 | -0.006308 | 992.3553 | 0 | 986.42 | 0.00045532 | 992.3554 | 0 | 992.3553 | 0 | 992.3553 | 0 | 986.42 | -0.0019397 | 992.3553 | 0 | 727.8638 | 9.7317e-06 | 992.3553 | 0 | 992.3554 | 0 | 991.9306 | -0.00725 | 1072.4554 | 0.01591 | 991.9306 | -0.018472 | 1073.0618 | 1.0001e-05 | 1072.4554 | 0.0147 | 991.9306 | -0.00284 | 992.3553 | -0.00018125
|  |  | 992.1734 | -0.00021214 | 728.2333 | 0 | 992.1734 | 0.0066306 | 981.7937 | 0 | 992.1734 | 0.0027866 | 992.5989 | 0.0050204 | 986.67 | 0.0005565 | 992.5989 | 0.00834 | 992.5989 | 0.005713 | 992.5989 | 0.0021909 | 986.67 | -2.1673e-05 | 992.5989 | 0.003383 | 727.9849 | 8.8885e-06 | 992.5989 | 0.0049492 | 992.5989 | 0.00038874 | 992.1734 | 0.00243 | 1072.6238 | 0.01524 | 992.1734 | 0.024032 | 1073.2322 | 0 | 1072.6238 | 0.0148 | 992.1734 | 0.00525 | 992.5989 | 0.0040342
|  |  | 992.4162 | -0.00035053 | 728.3617 | 0.00095371 | 992.4162 | -0.0062581 | 982.0352 | 0 | 992.4162 | -0.0049121 | 992.8425 | 0 | 986.91 | -0.0022766 | 992.8425 | 0 | 992.8425 | 0 | 992.8425 | 0 | 986.91 | -0.00070437 | 992.8425 | 0 | 728.106 | 1.0739e-05 | 992.8425 | 0 | 992.8425 | 0 | 992.4162 | -0.00374 | 1072.7923 | 0.01581 | 992.4162 | 0.0029401 | 1073.4027 | 1.0001e-05 | 1072.7923 | 0.01454 | 992.4162 | -0.00712 | 992.8425 | -0.0007632
|  |  | 992.659 | -4.2202e-05 | 728.4901 | 0 | 992.659 | 0.001927 | 982.2767 | 0 | 992.659 | 0.0034131 | 993.086 | 0.0050452 | 987.15 | -0.001366 | 993.086 | 0.00471 | 993.086 | 0.002651 | 993.086 | 0.00366 | 987.15 | -0.00047681 | 993.086 | 0.0080665 | 728.227 | 9.8136e-06 | 993.086 | 0.0050403 | 993.086 | 0.00033617 | 992.659 | 0.00338 | 1072.9608 | 0.01366 | 992.659 | 0.0058203 | 1073.5731 | 0 | 1072.9608 | 0.01486 | 992.659 | 0.00525 | 993.086 | 0.0048036
|  |  | 992.9019 | -0.00015038 | 728.6185 | 0.00055488 | 992.9019 | -0.0054893 | 982.5181 | 0 | 992.9019 | -0.0059504 | 993.3296 | 0 | 987.39 | -0.0027488 | 993.3296 | 0 | 993.3296 | 0 | 993.3296 | 0 | 987.39 | -0.0023624 | 993.3296 | 0 | 728.3481 | 1.02e-05 | 993.3296 | 0 | 993.3296 | 0 | 992.9019 | -0.00427 | 1073.1293 | 0.01542 | 992.9019 | -0.014747 | 1073.7435 | 0 | 1073.1293 | 0.01474 | 992.9019 | -0.00485 | 993.3296 | 0.00027565
|  |  | 993.1447 | -0.00042922 | 728.7469 | 0 | 993.1447 | 0.00027515 | 982.7596 | 0 | 993.1447 | 0.0032584 | 993.5732 | 0.0022497 | 987.63 | 0.00032042 | 993.5732 | 0.00173 | 993.5732 | 0.0027185 | 993.5732 | 0.00038542 | 987.63 | 0.00085607 | 993.5732 | 0.0025168 | 728.4692 | 8.2912e-06 | 993.5732 | 0.0061004 | 993.5732 | 0.00031319 | 993.1447 | 0.00388 | 1073.2978 | 0.01391 | 993.1447 | 0.0038296 | 1073.914 | 6.6672e-06 | 1073.2978 | 0.01509 | 993.1447 | 0.0094 | 993.5732 | 0.0037541
|  |  | 993.3875 | -0.0015385 | 728.8753 | 0.00125 | 993.3875 | -0.008542 | 983.0011 | 0 | 993.3875 | -0.0062493 | 993.8168 | 0 | 987.88 | -0.0013322 | 993.8168 | 0 | 993.8168 | 0 | 993.8168 | 0 | 987.88 | 0.00030341 | 993.8168 | 0 | 728.5903 | 9.2164e-06 | 993.8168 | 0 | 993.8168 | 0 | 993.3875 | -0.00906 | 1073.4663 | 0.01526 | 993.3875 | 0.00066907 | 1074.0845 | 0 | 1073.4663 | 0.01475 | 993.3875 | -0.00485 | 993.8168 | -2.2537e-07
|  |  | 993.6304 | 0.00040832 | 729.0037 | 0 | 993.6304 | 0.00094832 | 983.2426 | 0 | 993.6304 | 0.0022974 | 994.0603 | 0.0074242 | 988.12 | 5.0592e-05 | 994.0603 | 0.00404 | 994.0603 | 0.0028536 | 994.0604 | 0.0027262 | 988.12 | 0.002189 | 994.0603 | 0.0043063 | 728.7114 | 9.6028e-06 | 994.0603 | 0.0073767 | 994.0604 | 0.00023864 | 993.6304 | 0.00456 | 1073.6348 | 0.01383 | 993.6304 | 0.010223 | 1074.2549 | 0 | 1073.6348 | 0.01514 | 993.6304 | 0.00126 | 994.0604 | 0.0041228
|  |  | 993.8732 | -0.0010437 | 729.1322 | 0.00194 | 993.8732 | -0.010931 | 983.4841 | 0 | 993.8732 | -0.0050868 | 994.3039 | 0 | 988.36 | 0.0011299 | 994.3039 | 0 | 994.3039 | 0 | 994.304 | 0 | 988.36 | -0.00057433 | 994.3039 | 0 | 728.8325 | 1.02e-05 | 994.3039 | 0 | 994.304 | 0 | 993.8732 | -0.00902 | 1073.8033 | 0.01561 | 993.8732 | 0.001732 | 1074.4253 | 1.0001e-05 | 1073.8033 | 0.01467 | 993.8732 | 0.00093064 | 994.304 | 0
|  |  | 994.1161 | -0.00017003 | 729.2607 | 0 | 994.1161 | 0.00024166 | 983.7256 | 0 | 994.1161 | 0.0033932 | 994.5475 | 0.0059675 | 988.6 | 0.00035414 | 994.5476 | 0.00357 | 994.5475 | 0.00098522 | 994.5475 | 0.0018677 | 988.6 | 0.002124 | 994.5475 | 0.0035848 | 728.9535 | 1.0141e-05 | 994.5475 | 0.0042768 | 994.5476 | 0.00020827 | 994.1161 | 0.00218 | 1073.9717 | 0.01385 | 994.1161 | -0.0040154 | 1074.5958 | 0 | 1073.9717 | 0.0151 | 994.1161 | 0.00794 | 994.5475 | 0
|  |  | 994.3589 | -0.00053255 | 729.3891 | 0.00189 | 994.3589 | -0.0057505 | 983.9671 | 0 | 994.3589 | -0.0059898 | 994.7912 | 0 | 988.85 | -0.0020068 | 994.7912 | 0 | 994.7912 | 0 | 994.7911 | 0 | 988.85 | 0.002384 | 994.7912 | 0 | 729.0746 | 1.0762e-05 | 994.7912 | 0 | 994.7911 | 0 | 994.359 | -0.0068 | 1074.1402 | 0.01537 | 994.3589 | -0.006638 | 1074.7663 | 0 | 1074.1402 | 0.01457 | 994.359 | -0.02662 | 994.7911 | 0
|  |  | 994.6018 | -0.0001325 | 729.5176 | 0 | 994.6018 | -0.00075194 | 984.2086 | 0 | 994.6018 | 0.0028613 | 995.0348 | 0.003285 | 989.09 | 0.0027826 | 995.0348 | 0.00665 | 995.0348 | 0.0021685 | 995.0348 | 0.0038703 | 989.09 | 0.00085607 | 995.0348 | 0.0095845 | 729.1957 | 1.0364e-05 | 995.0348 | 0.0029728 | 995.0348 | 0.00023315 | 994.6018 | 0.00347 | 1074.3087 | 0.01371 | 994.6018 | 0.0063523 | 1074.9367 | 0 | 1074.3087 | 0.01507 | 994.6018 | 0.02749 | 995.0348 | 0
|  |  | 994.8447 | -0.00021671 | 729.6461 | 0.00084967 | 994.8447 | -0.0078079 | 984.4501 | 0 | 994.8447 | -0.0057789 | 995.2784 | 0 | 989.33 | -0.0011636 | 995.2784 | 0 | 995.2784 | 0 | 995.2784 | 0 | 989.33 | -0.00080189 | 995.2784 | 0 | 729.3168 | 1.0692e-05 | 995.2784 | 0 | 995.2784 | 0 | 994.8447 | -0.00513 | 1074.4772 | 0.01563 | 994.8447 | -0.0042775 | 1075.1072 | 1.0001e-05 | 1074.4772 | 0.01454 | 994.8447 | -0.00571 | 995.2784 | 0
|  |  | 995.0876 | 0.00014558 | 729.7746 | 0 | 995.0876 | 0.0037827 | 984.6917 | 0 | 995.0876 | 0.0037188 | 995.522 | 0.0053055 | 989.57 | 0.00062396 | 995.522 | 0.00579 | 995.522 | 0.0094502 | 995.522 | 0.0030165 | 989.57 | 0.0026441 | 995.522 | 0.0029325 | 729.4379 | 9.6731e-06 | 995.522 | 0.0075048 | 995.522 | 0.00035149 | 995.0875 | 0.00343 | 1074.6457 | 0.01419 | 995.0876 | -0.0063292 | 1075.2776 | 0 | 1074.6457 | 0.01509 | 995.0875 | 0.00957 | 995.522 | 0
|  |  | 995.3304 | -0.00073502 | 729.9031 | 0.00146 | 995.3304 | -0.0074685 | 984.9332 | 0 | 995.3304 | -0.005922 | 995.7657 | 0 | 989.82 | 0.00028669 | 995.7657 | 0 | 995.7657 | 0 | 995.7656 | 0 | 989.82 | 0.00017338 | 995.7657 | 0 | 729.559 | 1.0692e-05 | 995.7657 | 0 | 995.7656 | 0 | 995.3304 | -0.00669 | 1074.8142 | 0.0159 | 995.3304 | -0.0043872 | 1075.4481 | 3.0002e-05 | 1074.8142 | 0.01464 | 995.3304 | -0.00601 | 995.7656 | 0
|  |  | 995.5733 | -0.0003087 | 730.0317 | 0 | 995.5733 | -0.0017503 | 985.1747 | 0 | 995.5733 | 0.0036976 | 996.0093 | 0.0026499 | 990.06 | 0.0016695 | 996.0093 | 0.00541 | 996.0093 | 0.002687 | 996.0093 | 0.002282 | 990.06 | 0.0026766 | 996.0093 | 0.0057071 | 729.6801 | 9.8136e-06 | 996.0093 | 0.0088939 | 996.0093 | 0.00039777 | 995.5733 | 0.00279 | 1074.9826 | 0.01519 | 995.5733 | 0.00054128 | 1075.6185 | 0 | 1074.9826 | 0.01516 | 995.5733 | 0.0055 | 996.0093 | 0
|  |  | 995.8162 | -0.00032653 | 730.1602 | 0.00137 | 995.8162 | -0.0090758 | 985.4163 | 0 | 995.8162 | -0.0071152 | 996.2529 | 0 | 990.3 | -0.0020068 | 996.2529 | 0 | 996.2529 | 0 | 996.2529 | 0 | 990.3 | -0.00028175 | 996.2529 | 0 | 729.8012 | 1.1254e-05 | 996.2529 | 0 | 996.2529 | 0 | 995.8162 | -0.00643 | 1075.1511 | 0.01584 | 995.8162 | -0.0081324 | 1075.789 | 1.0001e-05 | 1075.1511 | 0.01475 | 995.8162 | -0.00617 | 996.2529 | 0
|  |  | 996.0591 | -0.00012784 | 730.2887 | 0 | 996.0591 | 0.0050572 | 985.6578 | 0 | 996.0591 | 0.0038721 | 996.4966 | 0.0057901 | 990.54 | 0.00015177 | 996.4966 | 0.00786 | 996.4966 | 0.0059849 | 996.4966 | 0.0057694 | 990.54 | 0.0018964 | 996.4966 | 0.0068937 | 729.9223 | 1.1043e-05 | 996.4966 | 0.0062063 | 996.4966 | 0.00028591 | 996.0591 | 0.00477 | 1075.3196 | 0.01503 | 996.0591 | -0.0019505 | 1075.9595 | 0 | 1075.3196 | 0.01505 | 996.0591 | 0.00474 | 996.4966 | 0
|  |  | 996.302 | -0.0021166 | 730.4173 | 0.00095371 | 996.302 | -0.0074059 | 985.8994 | 0 | 996.302 | -0.0069874 | 996.7402 | 0 | 990.79 | -0.00052277 | 996.7402 | 0 | 996.7402 | 0 | 996.7402 | 0 | 990.79 | -0.0015822 | 996.7402 | 0 | 730.0434 | 1.1805e-05 | 996.7402 | 0 | 996.7402 | 0 | 996.302 | -0.00699 | 1075.4881 | 0.016 | 996.302 | -0.0056709 | 1076.1299 | 0 | 1075.4881 | 0.0147 | 996.302 | -0.00324 | 996.7402 | 0
|  |  | 996.5449 | -0.00023352 | 730.5459 | 0 | 996.5449 | -0.0022484 | 986.141 | 0 | 996.5449 | 0.0040136 | 996.9839 | 0.0057439 | 991.03 | -0.00028669 | 996.9839 | 0.0062 | 996.9839 | 0.0094882 | 996.9839 | 0.0030108 | 991.03 | 0.0012787 | 996.9839 | 0.0035176 | 730.1645 | 1.0001e-05 | 996.9839 | 0.0018156 | 996.9839 | 0.00045013 | 996.5449 | -0.00044318 | 1075.6566 | 0.01452 | 996.5449 | 0.0035222 | 1076.3004 | 0 | 1075.6566 | 0.01492 | 996.5449 | 0.0026 | 996.9839 | 0
|  |  | 996.7878 | -0.00027268 | 730.6745 | 0.00091902 | 996.7878 | -0.0099169 | 986.3826 | 0 | 996.7878 | -0.005555 | 997.2276 | 0 | 991.27 | -0.00059023 | 997.2276 | 0 | 997.2276 | 0 | 997.2276 | 0 | 991.27 | -0.00021673 | 997.2276 | 0 | 730.2855 | 9.3452e-06 | 997.2276 | 0 | 997.2276 | 0 | 996.7878 | -0.00189 | 1075.825 | 0.01597 | 996.7878 | 0.0015619 | 1076.4709 | 0 | 1075.825 | 0.01469 | 996.7878 | -0.00569 | 997.2276 | 0
|  |  | 997.0307 | -1.2957e-05 | 730.8031 | 0 | 997.0307 | 0.0045207 | 986.6241 | 0 | 997.0307 | 0.0034962 | 997.4713 | 0.0031974 | 991.51 | -0.00045532 | 997.4713 | 0.00571 | 997.4713 | 0.0075418 | 997.4713 | 0.0010864 | 991.51 | 0.00043346 | 997.4713 | 0.0064787 | 730.4067 | 7.7642e-06 | 997.4713 | 0.0042292 | 997.4713 | 0.00035235 | 997.0307 | 0.00555 | 1075.9935 | 0.01487 | 997.0307 | 0.0075849 | 1076.6413 | 0 | 1075.9935 | 0.01492 | 997.0307 | 0.00511 | 997.4713 | 0
|  |  | 997.2736 | -0.00052474 | 730.9317 | 0.00139 | 997.2736 | -0.0049295 | 986.8657 | 0 | 997.2736 | -0.0069401 | 997.7149 | 0 | 991.76 | -0.0020742 | 997.7149 | 0 | 997.7149 | 0 | 997.715 | 0 | 991.76 | -0.0008344 | 997.7149 | 0 | 730.5277 | 9.5911e-06 | 997.7149 | 0 | 997.715 | 0 | 997.2736 | -0.00629 | 1076.162 | 0.01584 | 997.2736 | -0.011789 | 1076.8118 | 0 | 1076.162 | 0.01469 | 997.2736 | -0.00666 | 997.715 | 0
|  |  | 997.5165 | 4.9676e-05 | 731.0603 | 0 | 997.5165 | 0.0016759 | 987.1073 | 0 | 997.5165 | 0.0033712 | 997.9586 | 0.003757 | 992 | 0.00042159 | 997.9586 | 0.009 | 997.9586 | 0.0036781 | 997.9586 | 0.0038661 | 992 | 0.00085607 | 997.9586 | 0.0020974 | 730.6489 | 8.5957e-06 | 997.9586 | 0.0063938 | 997.9586 | 0.00051894 | 997.5166 | 0.00658 | 1076.3305 | 0.01429 | 997.5165 | 0.0096523 | 1076.9823 | 0 | 1076.3305 | 0.01503 | 997.5166 | 0.0033 | 997.9586 | 0
|  |  | 997.7595 | -0.00067438 | 731.1889 | 0.0003468 | 997.7595 | -0.003401 | 987.3489 | 0 | 997.7595 | -0.0062242 | 998.2023 | 0 | 992.24 | -0.00059023 | 998.2023 | 0 | 998.2023 | 0 | 998.2023 | 0 | 992.24 | 0.0012462 | 998.2023 | 0 | 730.7699 | 9.4857e-06 | 998.2023 | 0 | 998.2023 | 0 | 997.7595 | -0.00427 | 1076.4989 | 0.01576 | 997.7595 | 0.0043444 | 1077.1527 | 0 | 1076.4989 | 0.01477 | 997.7595 | -0.00697 | 998.2023 | 0
|  |  | 998.0024 | -3.9862e-05 | 731.3176 | 0 | 998.0024 | -0.00075967 | 987.5905 | 0 | 998.0024 | 0.0044146 | 998.446 | 0.0036855 | 992.48 | 0.00069142 | 998.446 | 0.00349 | 998.446 | 0.0054663 | 998.446 | 0.0021217 | 992.48 | 0.0015387 | 998.446 | 0.005556 | 730.891 | 7.7408e-06 | 998.446 | 0.0070075 | 998.446 | 0.00025778 | 998.0024 | 0.00741 | 1076.6674 | 0.01415 | 998.0024 | -0.0099235 | 1077.3232 | 0 | 1076.6674 | 0.01515 | 998.0024 | 0.00394 | 998.446 | 0
|  |  | 998.2453 | -0.00071586 | 731.4463 | 0.00132 | 998.2453 | -0.0093531 | 987.8322 | 0 | 998.2453 | -0.0074316 | 998.6897 | 0 | 992.73 | -0.00045532 | 998.6897 | 0 | 998.6897 | 0 | 998.6898 | 0 | 992.73 | -0.00063934 | 998.6897 | 0 | 731.0122 | 8.5137e-06 | 998.6897 | 0 | 998.6898 | 0 | 998.2453 | -0.01015 | 1076.8359 | 0.01598 | 998.2453 | -0.006077 | 1077.4937 | 1.0001e-05 | 1076.8359 | 0.01471 | 998.2453 | -0.00316 | 998.6898 | 0
|  |  | 998.4883 | 0.00048514 | 731.5749 | 0 | 998.4883 | -0.0017375 | 988.0738 | 0 | 998.4883 | 0.0035005 | 998.9334 | 0.0055328 | 992.97 | -0.0016695 | 998.9334 | 0.00905 | 998.9334 | 0.0029456 | 998.9335 | 0.0046006 | 992.97 | 0.0016038 | 998.9334 | 0.0084964 | 731.1332 | 8.5606e-06 | 998.9334 | 0.0058887 | 998.9335 | 0.00029864 | 998.4883 | 0.00308 | 1077.0043 | 0.01473 | 998.4883 | 0.0086781 | 1077.6642 | 0 | 1077.0043 | 0.01512 | 998.4883 | 0.00824 | 998.9335 | 0
|  |  | 998.7312 | -0.00096379 | 731.7036 | 0.00084967 | 998.7312 | -0.0085717 | 988.3154 | 0 | 998.7312 | -0.0076918 | 999.1772 | 0 | 993.21 | -0.0001855 | 999.1772 | 0 | 999.1772 | 0 | 999.1772 | 0 | 993.21 | -0.0015171 | 999.1772 | 0 | 731.2544 | 1.0141e-05 | 999.1772 | 0 | 999.1772 | 0 | 998.7312 | -0.0058 | 1077.1728 | 0.01593 | 998.7312 | -0.00037502 | 1077.8347 | 1.0001e-05 | 1077.1728 | 0.01464 | 998.7312 | -0.00672 | 999.1772 | 0
|  |  | 998.9742 | 4.0024e-05 | 731.8323 | 0 | 998.9742 | 0.0037585 | 988.5571 | 0 | 998.9742 | 0.0038052 | 999.4209 | 0.0068416 | 993.45 | -0.0012985 | 999.4209 | 0.01091 | 999.4209 | 0.0081737 | 999.4209 | 0.0016806 | 993.45 | 0.0016688 | 999.4209 | 0.0082904 | 731.3755 | 9.6848e-06 | 999.4209 | 0.010178 | 999.4209 | 0.0002168 | 998.9742 | 0.00579 | 1077.3413 | 0.01492 | 998.9742 | 0.0032477 | 1078.0051 | 0 | 1077.3413 | 0.01513 | 998.9742 | 0.00652 | 999.4209 | 0
|  |  | 999.2171 | -0.0010491 | 731.961 | 0.00053755 | 999.2171 | -0.0063919 | 988.7987 | 0 | 999.2171 | -0.0076469 | 999.6646 | 0 | 993.7 | 0.0015684 | 999.6646 | 0 | 999.6646 | 0 | 999.6646 | 0 | 993.7 | -0.00044429 | 999.6646 | 0 | 731.4966 | 1.0141e-05 | 999.6646 | 0 | 999.6646 | 0 | 999.2171 | -0.00596 | 1077.5098 | 0.01579 | 999.2171 | 0.013856 | 1078.1756 | 1.0001e-05 | 1077.5098 | 0.01472 | 999.2171 | -0.00438 | 999.6646 | 0
|  |  | 999.4601 | 0.00026982 | 732.0897 | 0 | 999.4601 | -0.00039988 | 989.0403 | 0 | 999.4601 | 0.004826 | 999.9084 | 0.0041079 | 993.94 | 0.00042159 | 999.9084 | 0.00554 | 999.9084 | 0.009493 | 999.9084 | 0.0036075 | 993.94 | 4.3346e-05 | 999.9084 | 0.0050795 | 731.6177 | 8.7479e-06 | 999.9084 | 0.0052974 | 999.9084 | 0.0002001 | 999.4601 | 0.00234 | 1077.6782 | 0.01427 | 999.4601 | 0.012884 | 1078.3461 | 0 | 1077.6782 | 0.0152 | 999.4601 | 0.00348 | 999.9084 | 0
|  |  | 999.703 | -0.001049 | 732.2185 | 0.00102 | 999.703 | -0.0095376 | 989.282 | 0 | 999.703 | -0.0057456 | 1000.1521 | 0 | 994.18 | -0.0005565 | 1000.1521 | 0 | 1000.1521 | 0 | 1000.1521 | 0 | 994.18 | -0.00099695 | 1000.1521 | 0 | 731.7388 | 8.6191e-06 | 1000.1521 | 0 | 1000.1521 | 0 | 999.703 | -0.00676 | 1077.8467 | 0.01588 | 999.703 | -0.0012531 | 1078.5166 | 1.0001e-05 | 1077.8467 | 0.01479 | 999.703 | -0.00685 | 1000.1521 | 0
|  |  | 999.946 | -0.00046393 | 732.3472 | 0 | 999.946 | 0.0074475 | 989.5237 | 0 | 999.946 | 0.0030558 | 1000.3959 | 0.0035499 | 994.42 | 0.0013322 | 1000.3958 | 0.00643 | 1000.3959 | 0.0046314 | 1000.3959 | 0.0032223 | 994.42 | 0.00059601 | 1000.3959 | 0.0047194 | 731.8599 | 7.6354e-06 | 1000.3959 | 0.0084874 | 1000.3959 | 0.00027676 | 999.946 | 0.00519 | 1078.0152 | 0.01394 | 999.946 | 0.0026969 | 1078.687 | 0 | 1078.0152 | 0.0151 | 999.946 | 0.0073 | 1000.3959 | 0
|  |  | 1000.189 | -0.00076731 | 732.476 | 0.00062425 | 1000.189 | -0.0076282 | 989.7653 | 0 | 1000.189 | -0.0077407 | 1000.6396 | 0 | 994.67 | 0.00082632 | 1000.6396 | 0 | 1000.6396 | 0 | 1000.6396 | 0 | 994.67 | -0.0016472 | 1000.6396 | 0 | 731.981 | 8.584e-06 | 1000.6396 | 0 | 1000.6396 | 0 | 1000.189 | -0.00423 | 1078.1836 | 0.01567 | 1000.189 | -0.00053767 | 1078.8575 | 1.0001e-05 | 1078.1836 | 0.01475 | 1000.189 | -0.00531 | 1000.6396 | 0
|  |  | 1000.432 | 3.8479e-05 | 732.6047 | 0 | 1000.432 | 0.00369 | 990.007 | 0 | 1000.432 | 0.0035484 | 1000.8834 | 0.0077198 | 994.91 | 0.00021923 | 1000.8834 | 0.00769 | 1000.8834 | 0 | 1000.8834 | 0.0029904 | 994.91 | 0.0014737 | 1000.8834 | 0.00048974 | 732.1021 | 8.6426e-06 | 1000.8834 | 0.003222 | 1000.8834 | 0.00020872 | 1000.432 | 0.00161 | 1078.3521 | 0.0141 | 1000.432 | 0.0052178 | 1079.028 | 0 | 1078.3521 | 0.01502 | 1000.432 | 0.0042 | 1000.8834 | 0
|  |  | 1000.6749 | -0.00044849 | 732.7335 | 0.00102 | 1000.6749 | -0.0066825 | 990.2487 | 0 | 1000.6749 | -0.008485 | 1001.1271 | 0 | 995.15 | -0.00038786 | 1001.1271 | 0 | 1001.1271 | 0 | 1001.1271 | 0 | 995.15 | -0.0022323 | 1001.1271 | 0 | 732.2232 | 9.3569e-06 | 1001.1271 | 0 | 1001.1271 | 0 | 1000.6749 | -0.00493 | 1078.5205 | 0.0156 | 1000.6749 | -0.0023421 | 1079.1985 | 0 | 1078.5205 | 0.01472 | 1000.6749 | -0.00953 | 1001.1271 | 0
|  |  | 1000.9179 | -0.00018408 | 732.8623 | 0 | 1000.9179 | 0.0055723 | 990.4904 | 0 | 1000.9179 | 0.0041532 | 1001.3709 | 0.0068866 | 995.39 | -0.00021923 | 1001.3709 | 0.0055 | 1001.3709 | 0.00142 | 1001.3709 | 0.0022492 | 995.39 | 0.0018964 | 1001.3709 | 0.0057993 | 732.3443 | 8.9119e-06 | 1001.3709 | 0.0068787 | 1001.3709 | 0.00024761 | 1000.9179 | 0.00657 | 1078.689 | 0.01496 | 1000.9179 | 0.0076673 | 1079.369 | 6.6672e-06 | 1078.689 | 0.01505 | 1000.9179 | 0.01086 | 1001.3709 | 0
|  |  | 1001.1609 | 1.7159e-05 | 732.9911 | 0.00045084 | 1001.1609 | -0.014888 | 990.7321 | 0 | 1001.1609 | -0.0064122 | 1001.6147 | 0 | 995.64 | 0.0010287 | 1001.6147 | 0 | 1001.6147 | 0 | 1001.6147 | 0 | 995.64 | -0.00024923 | 1001.6147 | 0 | 732.4654 | 9.6028e-06 | 1001.6147 | 0 | 1001.6147 | 0 | 1001.1609 | -0.00342 | 1078.8575 | 0.01572 | 1001.1609 | 0.014246 | 1079.5395 | 1.0001e-05 | 1078.8575 | 0.01474 | 1001.1609 | -0.02836 | 1001.6147 | 0
|  |  | 1001.4039 | 6.99e-05 | 733.1199 | 0 | 1001.4039 | -0.001635 | 990.9738 | 0 | 1001.4039 | 0.0044041 | 1001.8585 | 0.0030836 | 995.88 | -0.00062396 | 1001.8585 | 0.00794 | 1001.8585 | 0.0026345 | 1001.8585 | 0.00036877 | 995.88 | 0.0019614 | 1001.8585 | 0.0033629 | 732.5865 | 9.7902e-06 | 1001.8585 | 0.0058639 | 1001.8585 | 0.0002805 | 1001.4039 | 0.00327 | 1079.0259 | 0.01552 | 1001.4039 | -0.0022234 | 1079.71 | 0 | 1079.0259 | 0.01513 | 1001.4039 | 0.02832 | 1001.8585 | 0
|  |  | 1001.6469 | -8.7645e-05 | 733.2487 | 0.00098839 | 1001.6469 | -0.0020598 | 991.2155 | 0 | 1001.6469 | -0.0065027 | 1002.1023 | 0 | 996.12 | -0.00028669 | 1002.1023 | 0 | 1002.1023 | 0 | 1002.1023 | 0 | 996.12 | 4.3346e-05 | 1002.1023 | 0 | 732.7076 | 9.4389e-06 | 1002.1023 | 0 | 1002.1023 | 0 | 1001.6469 | -0.00446 | 1079.1944 | 0.01577 | 1001.6469 | -0.0079796 | 1079.8805 | 1.0001e-05 | 1079.1944 | 0.01472 | 1001.6469 | -0.00774 | 1002.1023 | 0
|  |  | 1001.8899 | 6.4131e-06 | 733.3776 | 0 | 1001.8899 | 0.0064578 | 991.4572 | 0 | 1001.8899 | 0.0042174 | 1002.3461 | 0.0090161 | 996.36 | 0.00052277 | 1002.3461 | 0.00535 | 1002.3461 | 0.010007 | 1002.3461 | 0.008498 | 996.36 | -0.00060684 | 1002.3461 | 0.011051 | 732.8288 | 9.0173e-06 | 1002.3461 | 0.0070841 | 1002.3461 | 0.00064303 | 1001.8899 | 0.00497 | 1079.3629 | 0.01424 | 1001.8899 | 0.0050066 | 1080.051 | 0 | 1079.3629 | 0.01515 | 1001.8899 | 0.01131 | 1002.3461 | 0
|  |  | 1002.1329 | -0.00050347 | 733.5064 | 0.00041617 | 1002.1329 | -0.010743 | 991.699 | 0 | 1002.1329 | -0.0070991 | 1002.5899 | 0 | 996.61 | -0.0015346 | 1002.5899 | 0 | 1002.5899 | 0 | 1002.5898 | 0 | 996.61 | 4.3346e-05 | 1002.5899 | 0 | 732.9499 | 8.5606e-06 | 1002.5899 | 0 | 1002.5898 | 0 | 1002.1329 | -0.00675 | 1079.5313 | 0.01568 | 1002.1329 | -0.010145 | 1080.2214 | 0 | 1079.5313 | 0.01477 | 1002.1329 | -0.00624 | 1002.5898 | 0
|  |  | 1002.3759 | -4.4937e-05 | 733.6353 | 0 | 1002.3759 | 0.0065333 | 991.9407 | 0 | 1002.3759 | 0.0031394 | 1002.8337 | 0.0039854 | 996.85 | -0.00011805 | 1002.8337 | 0.00881 | 1002.8337 | 0.00459 | 1002.8337 | 0.0020215 | 996.85 | -0.0011595 | 1002.8337 | 0.0046095 | 733.071 | 1.0013e-05 | 1002.8337 | 0.0090366 | 1002.8337 | 0.0003157 | 1002.3759 | 0.00111 | 1079.6998 | 0.0145 | 1002.3759 | 0.01501 | 1080.3919 | 0 | 1079.6998 | 0.01518 | 1002.3759 | 0.01213 | 1002.8337 | 0
|  |  | 1002.619 | -0.00027694 | 733.7642 | 8.6698e-05 | 1002.619 | -0.0057042 | 992.1824 | 0 | 1002.619 | -0.0075886 | 1003.0775 | 0 | 997.09 | 0.00069142 | 1003.0775 | 0 | 1003.0775 | 0 | 1003.0775 | 0 | 997.09 | 0.0019289 | 1003.0775 | 0 | 733.1921 | 1.0715e-05 | 1003.0775 | 0 | 1003.0775 | 0 | 1002.619 | -0.0012 | 1079.8682 | 0.0159 | 1002.619 | -0.019786 | 1080.5624 | 0 | 1079.8682 | 0.01479 | 1002.619 | -0.00428 | 1003.0775 | 0
|  |  | 1002.862 | -0.00065463 | 733.8931 | 0 | 1002.862 | 0.00029348 | 992.4242 | 0 | 1002.862 | 0.0021679 | 1003.3213 | 0.0013994 | 997.33 | -0.001602 | 1003.3213 | 0.00582 | 1003.3213 | 0.0059793 | 1003.3214 | 0.0025899 | 997.33 | -0.00063934 | 1003.3213 | 0.0025017 | 733.3132 | 1.0774e-05 | 1003.3213 | 0.0072045 | 1003.3214 | 0.00032149 | 1002.862 | 0.0035 | 1080.0367 | 0.01436 | 1002.862 | 0.012383 | 1080.7329 | 0 | 1080.0367 | 0.01506 | 1002.862 | 0.00999 | 1003.3214 | 0
|  |  | 1003.105 | -0.0011551 | 734.0219 | 0.00022542 | 1003.105 | -0.012854 | 992.6659 | 0 | 1003.105 | -0.0083816 | 1003.5652 | 0 | 997.58 | 0.0010961 | 1003.5652 | 0 | 1003.5652 | 0 | 1003.5651 | 0 | 997.58 | -0.00080189 | 1003.5652 | 0 | 733.4343 | 9.5092e-06 | 1003.5652 | 0 | 1003.5651 | 0 | 1003.105 | -0.00828 | 1080.2051 | 0.01576 | 1003.105 | 0.0099739 | 1080.9034 | 0 | 1080.2051 | 0.01472 | 1003.105 | -0.00792 | 1003.5651 | 0
|  |  | 1003.3481 | 0.00033418 | 734.1509 | 0 | 1003.3481 | 0.0013656 | 992.9077 | 0 | 1003.3481 | 0.0057038 | 1003.809 | 0.00992 | 997.82 | 0.0015346 | 1003.809 | 0.00989 | 1003.809 | 0.011482 | 1003.809 | 0.0056685 | 997.82 | -0.00076939 | 1003.809 | 0.011196 | 733.5554 | 9.2398e-06 | 1003.809 | 0.0062648 | 1003.809 | 0.00031108 | 1003.348 | 0.00613 | 1080.3736 | 0.01471 | 1003.3481 | 0.012334 | 1081.0739 | 6.6672e-06 | 1080.3736 | 0.01502 | 1003.348 | 0.00642 | 1003.809 | 0
|  |  | 1003.5911 | -0.00077031 | 734.2798 | 0.00179 | 1003.5911 | -0.012624 | 993.1495 | 0 | 1003.5911 | -0.0074336 | 1004.0528 | 0 | 998.06 | -0.00042159 | 1004.0528 | 0 | 1004.0528 | 0 | 1004.0529 | 0 | 998.06 | -0.0018422 | 1004.0528 | 0 | 733.6766 | 9.919e-06 | 1004.0528 | 0 | 1004.0529 | 0 | 1003.5911 | -0.00906 | 1080.5421 | 0.01577 | 1003.5911 | -0.01224 | 1081.2444 | 0 | 1080.5421 | 0.01472 | 1003.5911 | -0.00538 | 1004.0529 | 0
|  |  | 1003.8341 | -0.000273 | 734.4087 | 0 | 1003.8341 | 0.0066259 | 993.3912 | 0 | 1003.8341 | 0.0041265 | 1004.2967 | 0.0031713 | 998.3 | -0.00011805 | 1004.2967 | 0.00378 | 1004.2967 | 0.0074354 | 1004.2967 | 0.0009397 | 998.3 | -0.00063934 | 1004.2967 | 0.00032349 | 733.7977 | 9.6497e-06 | 1004.2967 | 0.0046313 | 1004.2967 | 0.00016683 | 1003.8341 | 0.0081 | 1080.7105 | 0.01468 | 1003.8341 | 0.024303 | 1081.4149 | 0 | 1080.7105 | 0.01509 | 1003.8341 | 0.01108 | 1004.2967 | 0
|  |  | 1004.0772 | 1.757e-05 | 734.5377 | 0.00116 | 1004.0772 | -0.0099002 | 993.633 | 0 | 1004.0772 | -0.0085199 | 1004.5405 | 0 | 998.55 | -0.0024789 | 1004.5405 | 0 | 1004.5405 | 0 | 1004.5405 | 0 | 998.55 | 0.00030341 | 1004.5405 | 0 | 733.9188 | 6.9796e-06 | 1004.5405 | 0 | 1004.5405 | 0 | 1004.0772 | -0.00681 | 1080.879 | 0.01591 | 1004.0772 | -0.011703 | 1081.5854 | 0 | 1080.879 | 0.01514 | 1004.0772 | -0.00944 | 1004.5405 | 0
|  |  | 1004.3202 | -0.00088197 | 734.6666 | 0 | 1004.3202 | -0.012306 | 993.8748 | 0 | 1004.3202 | -0.0082757 | 1004.7844 | 0 | 998.79 | -0.0014672 | 1004.7844 | 0 | 1004.7844 | 0 | 1004.7844 | 0 | 998.79 | -0.0013546 | 1004.7844 | 0 | 734.0399 | 1.9768e-05 | 1004.7844 | 0 | 1004.7844 | 0 | 1004.3202 | -0.00885 | 1081.0474 | 0.01626 | 1004.3202 | -0.01599 | 1081.7559 | 0 | 1081.0474 | 0.0151 | 1004.3202 | -0.00148 | 1004.7844 | 0
|  |  | 1004.5633 | 0.00012197 | 734.7956 | 0.00113 | 1004.5633 | 0.0074112 | 994.1166 | 0 | 1004.5633 | 0.0025608 | 1005.0283 | 0.011015 | 999.03 | 0.001231 | 1005.0282 | 0.00638 | 1005.0283 | 0.0087148 | 1005.0283 | 0.0053699 | 999.03 | -0.00080189 | 1005.0283 | 0.0047364 | 734.161 | 1.7016e-05 | 1005.0283 | 0.0077924 | 1005.0283 | 0.00025249 | 1004.5633 | 0.00554 | 1081.2159 | 0.01449 | 1004.5633 | 0.0067954 | 1081.9264 | 5.0004e-05 | 1081.2159 | 0.01511 | 1004.5633 | 0.00911 | 1005.0283 | 0
|  |  | 1004.8063 | 7.1993e-05 | 734.9246 | 0 | 1004.8063 | -0.0097667 | 994.3584 | 0 | 1004.8063 | -0.0071976 | 1005.2721 | 0 | 999.27 | 0.0005565 | 1005.2721 | 0 | 1005.2721 | 0 | 1005.2721 | 0 | 999.27 | -0.0020047 | 1005.2721 | 0 | 734.2822 | 3.1244e-05 | 1005.2721 | 0 | 1005.2721 | 0 | 1004.8063 | -0.00373 | 1081.3843 | 0.0163 | 1004.8063 | 0.010716 | 1082.097 | 0 | 1081.3843 | 0.01477 | 1004.8063 | -0.00242 | 1005.2721 | 0
|  |  | 1005.0494 | 0.00052392 | 735.0536 | 0.00086701 | 1005.0494 | 0.00051072 | 994.6002 | 0 | 1005.0494 | 0.0044249 | 1005.516 | 0.0055058 | 999.52 | -0.00021923 | 1005.516 | 0.00966 | 1005.516 | 0.0068726 | 1005.516 | 0.0045677 | 999.52 | 0.0022214 | 1005.516 | 0.0075604 | 734.4033 | 1.4697e-05 | 1005.516 | 0.0097196 | 1005.516 | 0.00027582 | 1005.0494 | 0.00744 | 1081.5528 | 0.01403 | 1005.0494 | 0.00051828 | 1082.2675 | 3.0002e-05 | 1081.5528 | 0.0152 | 1005.0494 | 0.00474 | 1005.516 | 0
|  |  | 1005.2925 | -0.001102 | 735.1826 | 0 | 1005.2925 | -0.0087632 | 994.842 | 0 | 1005.2925 | -0.0085336 | 1005.7599 | 0 | 999.76 | -0.00072515 | 1005.7599 | 0 | 1005.7599 | 0 | 1005.7599 | 0 | 999.76 | -0.00060684 | 1005.7599 | 0 | 734.5244 | 2.9394e-05 | 1005.7599 | 0 | 1005.7599 | 0 | 1005.2925 | -0.00762 | 1081.7212 | 0.01628 | 1005.2925 | -0.019024 | 1082.438 | 0 | 1081.7212 | 0.01478 | 1005.2925 | -0.00995 | 1005.7599 | 0
|  |  | 1005.5356 | -0.00028549 | 735.3116 | 0.00041617 | 1005.5356 | -0.0054639 | 995.0838 | 0 | 1005.5356 | 0.0034921 | 1006.0038 | 0.0030125 | 1000 | 0.0018719 | 1006.0038 | 0.0059 | 1006.0038 | 0 | 1006.0038 | 0.0034149 | 1000 | -0.00015171 | 1006.0038 | 0.0036203 | 734.6455 | 1.4861e-05 | 1006.0038 | 0.0099665 | 1006.0038 | 0.00023311 | 1005.5356 | 0.00277 | 1081.8897 | 0.01447 | 1005.5356 | 0.010101 | 1082.6085 | 5.0004e-05 | 1081.8897 | 0.01514 | 1005.5356 | 0.00533 | 1006.0038 | 0
|  |  | 1005.7786 | -0.00067014 | 735.4406 | 0 | 1005.7786 | -0.013676 | 995.3256 | 0 | 1005.7786 | -0.0088048 | 1006.2477 | 0 | 1000.2 | 1.6864e-05 | 1006.2477 | 0 | 1006.2477 | 0 | 1006.2477 | 0 | 1000.2 | 0.0016688 | 1006.2477 | 0 | 734.7667 | 2.882e-05 | 1006.2477 | 0 | 1006.2477 | 0 | 1005.7786 | -0.00751 | 1082.0581 | 0.01616 | 1005.7786 | -0.012439 | 1082.779 | 0 | 1082.0581 | 0.01471 | 1005.7786 | -0.01062 | 1006.2477 | 0
|  |  | 1006.0217 | -0.00020717 | 735.5697 | 0.00187 | 1006.0217 | 0.0023478 | 995.5674 | 0 | 1006.0217 | 0.0035903 | 1006.4916 | 0.012475 | 1000.5 | 0.0005565 | 1006.4916 | 0.00779 | 1006.4916 | 0.0024278 | 1006.4916 | 0.0025447 | 1000.5 | 0.0027091 | 1006.4916 | 0 | 734.8878 | 1.3994e-05 | 1006.4916 | 0 | 1006.4916 | 0.0002452 | 1006.0217 | 0.00711 | 1082.2265 | 0.01384 | 1006.0217 | 0.015351 | 1082.9495 | 1.0001e-05 | 1082.2265 | 0.01514 | 1006.0217 | 0.00267 | 1006.4916 | 0
|  |  | 1006.2648 | -0.00043039 | 735.6987 | 0 | 1006.2648 | -0.016614 | 995.8093 | 0 | 1006.2648 | -0.0071848 | 1006.7355 | 0 | 1000.7 | 1.6864e-05 | 1006.7355 | 0 | 1006.7355 | 0 | 1006.7355 | 0 | 1000.7 | 0.00069354 | 1006.7355 | 0 | 735.0089 | 3.2041e-05 | 1006.7355 | 0 | 1006.7355 | 0 | 1006.2648 | -0.00214 | 1082.395 | 0.01586 | 1006.2648 | 6.4433e-05 | 1083.12 | 0 | 1082.395 | 0.01469 | 1006.2648 | -0.00091703 | 1006.7355 | 0
|  |  | 1006.5079 | -4.4743e-05 | 735.8278 | 0.00101 | 1006.5079 | 0.0084155 | 996.0511 | 0 | 1006.5079 | 0.0053592 | 1006.9794 | 0.0046077 | 1001 | -0.0001855 | 1006.9794 | 0.0064 | 1006.9794 | 0.0082729 | 1006.9794 | 0.0012923 | 1001 | 0.0011487 | 1006.9794 | 0.0027561 | 735.13 | 1.8081e-05 | 1006.9794 | 0.0075651 | 1006.9794 | 0.0004751 | 1006.5079 | 0.00702 | 1082.5634 | 0.01414 | 1006.5079 | 0.0044681 | 1083.2905 | 3.0002e-05 | 1082.5634 | 0.01515 | 1006.5079 | 0.00518 | 1006.9794 | 0
|  |  | 1006.751 | -0.00046353 | 735.9569 | 0 | 1006.751 | -0.014474 | 996.293 | 0 | 1006.751 | -0.0080889 | 1007.2233 | 0 | 1001.2 | -8.4319e-05 | 1007.2233 | 0 | 1007.2233 | 0 | 1007.2233 | 0 | 1001.2 | -0.0008344 | 1007.2233 | 0 | 735.2512 | 3.4383e-05 | 1007.2233 | 0 | 1007.2233 | 0 | 1006.751 | -0.00848 | 1082.7319 | 0.01601 | 1006.751 | 0.01193 | 1083.461 | 0 | 1082.7319 | 0.0147 | 1006.751 | -0.00821 | 1007.2233 | 0
|  |  | 1006.9941 | -0.00062668 | 736.086 | 0.00142 | 1006.9941 | 0.0073559 | 996.5349 | 0 | 1006.9941 | 0.0023367 | 1007.4672 | 0.0042011 | 1001.5 | 0.0018044 | 1007.4672 | 0.00433 | 1007.4672 | 0.0055234 | 1007.4672 | 0.00057682 | 1001.5 | 0.00075855 | 1007.4672 | 0.011122 | 735.3723 | 1.6301e-05 | 1007.4672 | 0.0039919 | 1007.4672 | 0.00010486 | 1006.9941 | 0.0081 | 1082.9003 | 0.01357 | 1006.9941 | 0.011835 | 1083.6316 | 5.0004e-05 | 1082.9003 | 0.01514 | 1006.9941 | 0.0124 | 1007.4672 | 0
|  |  | 1007.2372 | -0.00026648 | 736.2151 | 0 | 1007.2372 | -0.0088991 | 996.7767 | 0 | 1007.2372 | -0.010202 | 1007.7112 | 0 | 1001.7 | -0.0026813 | 1007.7112 | 0 | 1007.7112 | 0 | 1007.7112 | 0 | 1001.7 | -0.0014196 | 1007.7112 | 0 | 735.4934 | 3.313e-05 | 1007.7112 | 0 | 1007.7112 | 0 | 1007.2372 | -0.00456 | 1083.0687 | 0.01594 | 1007.2372 | -0.016559 | 1083.8021 | 0 | 1083.0687 | 0.01476 | 1007.2372 | -0.01028 | 1007.7112 | 0
|  |  | 1007.4803 | -0.00046677 | 736.3442 | 0.0007803 | 1007.4803 | 0.0059619 | 997.0186 | 0 | 1007.4803 | 0.0044575 | 1007.9551 | 0.0044534 | 1001.9 | 0.0031873 | 1007.9551 | 0.01315 | 1007.9551 | 0.0062792 | 1007.9551 | 0.0066206 | 1001.9 | 0.0031317 | 1007.9551 | 0.0065448 | 735.6146 | 1.6828e-05 | 1007.9551 | 0.011175 | 1007.9551 | 0.00047517 | 1007.4803 | 0.00752 | 1083.2372 | 0.01428 | 1007.4803 | -0.007637 | 1083.9726 | 1.0001e-05 | 1083.2372 | 0.01516 | 1007.4803 | 0.00912 | 1007.9551 | 0
|  |  | 1007.7234 | -0.00082065 | 736.4733 | 0 | 1007.7234 | -0.0079182 | 997.2605 | 0 | 1007.7234 | -0.0086022 | 1008.1991 | 0 | 1002.2 | 0.00015177 | 1008.1991 | 0 | 1008.1991 | 0 | 1008.199 | 0 | 1002.2 | 0.0002384 | 1008.1991 | 0 | 735.7357 | 3.2989e-05 | 1008.1991 | 0 | 1008.199 | 0 | 1007.7234 | -0.00823 | 1083.4056 | 0.01624 | 1007.7234 | 0.0084318 | 1084.1431 | 0 | 1083.4056 | 0.0148 | 1007.7234 | -0.0427 | 1008.199 | 0
|  |  | 1007.9666 | -0.00017044 | 736.6024 | 0.00132 | 1007.9666 | 0.0051323 | 997.5024 | 0 | 1007.9666 | 0.0049594 | 1008.443 | 0.0045534 | 1002.4 | 1.6864e-05 | 1008.443 | 0.00511 | 1008.443 | 0.0084453 | 1008.443 | 0.0042806 | 1002.4 | 0.0011487 | 1008.443 | 0.011814 | 735.8568 | 1.6173e-05 | 1008.443 | 0.0057442 | 1008.443 | 0.00018512 | 1007.9666 | 0.00852 | 1083.5741 | 0.01377 | 1007.9666 | 0.023425 | 1084.3136 | 3.0002e-05 | 1083.5741 | 0.01516 | 1007.9666 | 0.03179 | 1008.443 | 0
|  |  | 1008.2097 | 0.00026403 | 736.7316 | 0 | 1008.2097 | -0.0046533 | 997.7443 | 0 | 1008.2097 | -0.0080422 | 1008.687 | 0 | 1002.7 | -0.00028669 | 1008.687 | 0 | 1008.687 | 0 | 1008.687 | 0 | 1002.7 | 0.00040094 | 1008.687 | 0 | 735.9779 | 3.3458e-05 | 1008.687 | 0 | 1008.687 | 0 | 1008.2097 | -0.0073 | 1083.7425 | 0.01624 | 1008.2097 | 0.00026522 | 1084.4841 | 0 | 1083.7425 | 0.01478 | 1008.2097 | -0.00443 | 1008.687 | 0
|  |  | 1008.4528 | -0.00038208 | 736.8607 | 0.00137 | 1008.4528 | -0.0046194 | 997.9861 | 0 | 1008.4528 | 0.0044601 | 1008.9309 | 0.0063573 | 1002.9 | -8.4319e-05 | 1008.9309 | 0.00455 | 1008.9309 | 0.0063175 | 1008.9309 | 0.0034089 | 1002.9 | -0.00050931 | 1008.9309 | 0 | 736.0991 | 1.7308e-05 | 1008.9309 | 0.0068719 | 1008.9309 | 0.00029877 | 1008.4528 | 0.0057 | 1083.9109 | 0.01382 | 1008.4528 | -0.0072316 | 1084.6547 | 1.0001e-05 | 1083.9109 | 0.01512 | 1008.4528 | 0.00387 | 1008.9309 | 0
|  |  | 1008.6959 | -1.7212e-05 | 736.9899 | 0 | 1008.6959 | -0.0086411 | 998.2281 | 0 | 1008.6959 | -0.0084079 | 1009.1749 | 0 | 1003.2 | -0.002715 | 1009.1749 | 0 | 1009.1749 | 0 | 1009.1749 | 0 | 1003.2 | -0.00054182 | 1009.1749 | 0 | 736.2202 | 3.2966e-05 | 1009.1749 | 0 | 1009.1749 | 0 | 1008.696 | -0.00604 | 1084.0794 | 0.01645 | 1008.6959 | -0.0079477 | 1084.8252 | 0 | 1084.0794 | 0.01471 | 1008.696 | -0.00894 | 1009.1749 | 0
|  |  | 1008.9391 | 6.6847e-06 | 737.1191 | 0.00101 | 1008.9391 | -0.0010549 | 998.47 | 0 | 1008.9391 | 0.004601 | 1009.4189 | 0.0069357 | 1003.4 | 0.0022766 | 1009.4189 | 0.0132 | 1009.4189 | 0.01442 | 1009.4189 | 0.0071458 | 1003.4 | 0.0012137 | 1009.4189 | 0.0090262 | 736.3413 | 1.5681e-05 | 1009.4189 | 0.0087749 | 1009.4189 | 0.00046169 | 1008.9391 | 0.01011 | 1084.2478 | 0.01366 | 1008.9391 | -0.0063238 | 1084.9957 | 6.9993e-05 | 1084.2478 | 0.01512 | 1008.9391 | 0.0112 | 1009.4189 | 0
|  |  | 1009.1822 | -0.00063069 | 737.2483 | 0 | 1009.1822 | -0.015028 | 998.7119 | 0 | 1009.1822 | -0.0095781 | 1009.6628 | 0 | 1003.6 | -0.00079259 | 1009.6628 | 0 | 1009.6628 | 0 | 1009.6628 | 0 | 1003.6 | -0.0017771 | 1009.6628 | 0 | 736.4625 | 3.3832e-05 | 1009.6628 | 0 | 1009.6628 | 0 | 1009.1822 | -0.01099 | 1084.4162 | 0.01607 | 1009.1822 | 0.0074276 | 1085.1662 | 0 | 1084.4162 | 0.01475 | 1009.1822 | -0.01024 | 1009.6628 | 0
|  |  | 1009.4254 | -0.00067854 | 737.3775 | 0.00108 | 1009.4254 | 0.0059802 | 998.9539 | 0 | 1009.4254 | 0.0057063 | 1009.9068 | 0 | 1003.9 | -0.00096123 | 1009.9068 | 0.00423 | 1009.9068 | 0 | 1009.9068 | 0 | 1003.9 | 0.00036844 | 1009.9068 | 0.008492 | 736.5836 | 1.8187e-05 | 1009.9068 | 0.0058894 | 1009.9068 | 0.00028234 | 1009.4254 | 0.0041 | 1084.5847 | 0.01514 | 1009.4254 | 0.016093 | 1085.3368 | 3.0002e-05 | 1084.5847 | 0.01517 | 1009.4254 | 0.00933 | 1009.9068 | 0
|  |  | 1009.6685 | -0.0014891 | 737.5067 | 0 | 1009.6685 | -0.010572 | 999.1957 | 0 | 1009.6685 | -0.01212 | 1010.1508 | 0 | 1004.1 | 5.0592e-05 | 1010.1508 | 0 | 1010.1508 | 0 | 1010.1508 | 0 | 1004.1 | -0.0018747 | 1010.1508 | 0 | 736.7047 | 3.3868e-05 | 1010.1508 | 0 | 1010.1508 | 0 | 1009.6685 | -0.00771 | 1084.7531 | 0.01637 | 1009.6685 | -0.0072443 | 1085.5073 | 0 | 1084.7531 | 0.01477 | 1009.6685 | -0.00252 | 1010.1508 | 0
|  |  | 1009.9117 | 0.00033071 | 737.636 | 0.00144 | 1009.9117 | -0.0051932 | 999.4377 | 0 | 1009.9117 | 0.0047777 | 1010.3948 | 0.004409 | 1004.4 | 0.00089378 | 1010.3948 | 0.00707 | 1010.3948 | 0.00089842 | 1010.3948 | 0.0041373 | 1004.4 | 0.00072604 | 1010.3948 | 0.0046373 | 736.8259 | 1.5728e-05 | 1010.3948 | 0.0087378 | 1010.3948 | 0.00032421 | 1009.9117 | 0.00789 | 1084.9215 | 0.01345 | 1009.9117 | -0.002262 | 1085.6778 | 5.0004e-05 | 1084.9215 | 0.01515 | 1009.9117 | 0.0046 | 1010.3948 | 0
|  |  | 1010.1548 | -0.0013402 | 737.7652 | 0 | 1010.1548 | -0.016278 | 999.6796 | 0 | 1010.1548 | -0.0090033 | 1010.6388 | 0 | 1004.6 | 0.00062396 | 1010.6388 | 0 | 1010.6388 | 0 | 1010.6388 | 0 | 1004.6 | 0.0022864 | 1010.6388 | 0 | 736.947 | 3.1865e-05 | 1010.6388 | 0 | 1010.6388 | 0 | 1010.1549 | -0.00423 | 1085.09 | 0.01593 | 1010.1548 | -0.0051967 | 1085.8484 | 0 | 1085.09 | 0.01473 | 1010.1549 | -0.00796 | 1010.6388 | 0
|  |  | 1010.398 | 2.5353e-05 | 737.8945 | 0.00071094 | 1010.398 | -0.0007783 | 999.9216 | 0 | 1010.398 | 0.0042585 | 1010.8828 | 0.0051379 | 1004.9 | 0.0017032 | 1010.8828 | 0.00756 | 1010.8828 | 0.0044411 | 1010.8828 | 0.004458 | 1004.9 | 0.0013763 | 1010.8828 | 0.0081333 | 737.0682 | 1.6219e-05 | 1010.8828 | 0.012516 | 1010.8828 | 0.00025944 | 1010.398 | 0.01002 | 1085.2584 | 0.01373 | 1010.398 | -0.0064587 | 1086.0189 | 1.0001e-05 | 1085.2584 | 0.01511 | 1010.398 | 0.00733 | 1010.8828 | 0
|  |  | 1010.6412 | -0.0010202 | 738.0237 | 0 | 1010.6412 | -0.018157 | 1000.1636 | 0 | 1010.6412 | -0.010099 | 1011.1268 | 0 | 1005.1 | -0.00032042 | 1011.1268 | 0 | 1011.1268 | 0 | 1011.1268 | 0 | 1005.1 | -0.0013546 | 1011.1268 | 0 | 737.1893 | 3.4113e-05 | 1011.1268 | 0 | 1011.1268 | 0 | 1010.6412 | -0.00438 | 1085.4268 | 0.01617 | 1010.6412 | 0.0049607 | 1086.1894 | 0 | 1085.4268 | 0.01469 | 1010.6412 | -0.01519 | 1011.1268 | 0
|  |  | 1010.8844 | -6.6958e-06 | 738.153 | 0.00065893 | 1010.8844 | 0.0079674 | 1000.4055 | 0 | 1010.8844 | 0.0049409 | 1011.3709 | 0 | 1005.3 | 0.00072515 | 1011.3709 | 0.0079 | 1011.3709 | 0.0058251 | 1011.3709 | 0.0035907 | 1005.3 | 0.002384 | 1011.3709 | 0.0065754 | 737.3104 | 1.7941e-05 | 1011.3709 | 0.0063809 | 1011.3709 | 0.00032774 | 1010.8844 | 0.00616 | 1085.5952 | 0.01491 | 1010.8844 | 0.017196 | 1086.36 | 3.0002e-05 | 1085.5952 | 0.01512 | 1010.8844 | 0.00693 | 1011.3709 | 0
|  |  | 1011.1275 | 0.00034128 | 738.2823 | 0 | 1011.1275 | -0.0096611 | 1000.6475 | 0 | 1011.1275 | -0.0084858 | 1011.6149 | 0 | 1005.6 | 0.00069142 | 1011.6149 | 0 | 1011.6149 | 0 | 1011.6149 | 0 | 1005.6 | -0.00050931 | 1011.6149 | 0 | 737.4316 | 3.5097e-05 | 1011.6149 | 0 | 1011.6149 | 0 | 1011.1275 | -0.00688 | 1085.7637 | 0.01554 | 1011.1275 | 0.013172 | 1086.5305 | 0 | 1085.7637 | 0.01468 | 1011.1275 | -0.0097 | 1011.6149 | 0
|  |  | 1011.3707 | 1.7045e-05 | 738.4116 | 0.0014 | 1011.3707 | 0.0032028 | 1000.8895 | 0 | 1011.3707 | 0.005539 | 1011.8589 | 0.0070696 | 1005.8 | -0.0010287 | 1011.8589 | 0.00984 | 1011.8589 | 0.0093301 | 1011.8589 | 0.0055207 | 1005.8 | 1.0836e-05 | 1011.8589 | 0.0069864 | 737.5527 | 1.7203e-05 | 1011.8589 | 0.0088603 | 1011.859 | 0.00031895 | 1011.3707 | 0.00728 | 1085.9321 | 0.01477 | 1011.3707 | 0.01549 | 1086.701 | 5.0004e-05 | 1085.9321 | 0.01512 | 1011.3707 | 0.00453 | 1011.8589 | 0
|  |  | 1011.6139 | -0.0015304 | 738.5409 | 0 | 1011.6139 | -0.016679 | 1001.1315 | 0 | 1011.6139 | -0.011248 | 1012.103 | 0 | 1006.1 | -0.0011973 | 1012.103 | 0 | 1012.103 | 0 | 1012.103 | 0 | 1006.1 | 1.0836e-05 | 1012.103 | 0 | 737.6739 | 3.4922e-05 | 1012.103 | 0 | 1012.103 | 0 | 1011.6139 | -0.00797 | 1086.1005 | 0.01616 | 1011.6139 | -0.021746 | 1086.8716 | 0 | 1086.1005 | 0.01471 | 1011.6139 | -0.00948 | 1012.103 | 0
|  |  | 1011.8571 | 0.00030417 | 738.6703 | 0.00177 | 1011.8571 | 0.0046102 | 1001.3735 | 0 | 1011.8571 | 0.0065659 | 1012.347 | 0.0024477 | 1006.3 | 0.0016358 | 1012.347 | 0.00197 | 1012.347 | 0.00058051 | 1012.347 | 0.0083882 | 1006.3 | 0.0019614 | 1012.347 | 0.012186 | 737.795 | 1.7753e-05 | 1012.347 | 0.010563 | 1012.347 | 0.00027401 | 1011.8571 | 0.00735 | 1086.2689 | 0.01444 | 1011.8571 | 0.0067935 | 1087.0421 | 6.9993e-05 | 1086.2689 | 0.01517 | 1011.8571 | 0.00661 | 1012.347 | 0
|  |  | 1012.1003 | -0.0002286 | 738.7996 | 0 | 1012.1003 | -0.014399 | 1001.6155 | 0 | 1012.1003 | -0.010705 | 1012.5911 | 0 | 1006.6 | -0.0024789 | 1012.5911 | 0 | 1012.5911 | 0 | 1012.5911 | 0 | 1006.6 | -0.0030125 | 1012.5911 | 0 | 737.9162 | 3.4793e-05 | 1012.5911 | 0 | 1012.5911 | 0 | 1012.1003 | -0.0084 | 1086.4374 | 0.01638 | 1012.1003 | -0.01877 | 1087.2127 | 0 | 1086.4374 | 0.0148 | 1012.1003 | -0.00519 | 1012.5911 | 0
|  |  | 1012.3435 | -4.0968e-05 | 738.929 | 0.00257 | 1012.3435 | -0.0012509 | 1001.8575 | 0 | 1012.3435 | 0.0056395 | 1012.8351 | 0.006778 | 1006.8 | 1.6864e-05 | 1012.8351 | 0.00727 | 1012.8351 | 0.0041745 | 1012.8351 | 0.0066383 | 1006.8 | 0.00079106 | 1012.8351 | 0.00434 | 738.0373 | 1.7074e-05 | 1012.8351 | 0.016768 | 1012.8351 | 0.00028922 | 1012.3435 | 0.00677 | 1086.6058 | 0.01391 | 1012.3435 | 0.013118 | 1087.3832 | 5.0004e-05 | 1086.6058 | 0.01515 | 1012.3435 | 0.00962 | 1012.8351 | 0
|  |  | 1012.5867 | -0.00072876 | 739.0584 | 0 | 1012.5867 | -0.023347 | 1002.0995 | 0 | 1012.5867 | -0.0097633 | 1013.0792 | 0 | 1007 | -0.00038786 | 1013.0792 | 0 | 1013.0792 | 0 | 1013.0792 | 0 | 1007 | -0.0019722 | 1013.0792 | 0 | 738.1584 | 3.5179e-05 | 1013.0792 | 0 | 1013.0792 | 0 | 1012.5867 | -0.00468 | 1086.7742 | 0.01623 | 1012.5867 | -0.040322 | 1087.5537 | 0 | 1086.7742 | 0.01479 | 1012.5867 | -0.0104 | 1013.0792 | 0
|  |  | 1012.8299 | -2.3207e-05 | 739.1877 | 0.00168 | 1012.8299 | 0.0029142 | 1002.3415 | 0 | 1012.8299 | 0.0058113 | 1013.3232 | 0.0079658 | 1007.3 | 0.00082632 | 1013.3233 | 0.00342 | 1013.3232 | 0.0084701 | 1013.3232 | 0.0057121 | 1007.3 | 0.0018314 | 1013.3232 | 0.0066816 | 738.2796 | 1.8152e-05 | 1013.3232 | 0.0091106 | 1013.3232 | 0.00038485 | 1012.8299 | 0.00579 | 1086.9426 | 0.01403 | 1012.8299 | 0.018364 | 1087.7243 | 1.0001e-05 | 1086.9426 | 0.01511 | 1012.8299 | 0.00971 | 1013.3232 | 0
|  |  | 1013.0731 | -0.00075551 | 739.3171 | 0 | 1013.0731 | -0.006213 | 1002.5835 | 0 | 1013.0731 | -0.011286 | 1013.5673 | 0 | 1007.5 | -0.0025465 | 1013.5673 | 0 | 1013.5673 | 0 | 1013.5673 | 0 | 1007.5 | -0.00050931 | 1013.5673 | 0 | 738.4007 | 3.5554e-05 | 1013.5673 | 0 | 1013.5673 | 0 | 1013.0731 | -0.01136 | 1087.111 | 0.01614 | 1013.0731 | -0.0013865 | 1087.8948 | 0 | 1087.111 | 0.01477 | 1013.0731 | -0.00342 | 1013.5673 | 0
|  |  | 1013.3164 | -0.00041429 | 739.4465 | 0.00093636 | 1013.3164 | 0.0047598 | 1002.8256 | 0 | 1013.3164 | 0.0044337 | 1013.8114 | 0.0087828 | 1007.8 | 0.00015177 | 1013.8114 | 0.01052 | 1013.8114 | 0.0014936 | 1013.8114 | 0.00087857 | 1007.8 | 0.0016038 | 1013.8114 | 0.006736 | 738.5219 | 1.7426e-05 | 1013.8114 | 0.0091994 | 1013.8114 | 0.00036575 | 1013.3164 | -0.00205 | 1087.2794 | 0.01456 | 1013.3164 | 0.0069264 | 1088.0654 | 3.0002e-05 | 1087.2794 | 0.01514 | 1013.3164 | 0.0111 | 1013.8114 | 0
|  |  | 1013.5596 | -0.001104 | 739.5759 | 0 | 1013.5596 | -0.016064 | 1003.0676 | 0 | 1013.5596 | -0.012796 | 1014.0555 | 0 | 1008 | 8.4319e-05 | 1014.0555 | 0 | 1014.0555 | 0 | 1014.0555 | 0 | 1008 | 0.00014088 | 1014.0555 | 0 | 738.643 | 3.5823e-05 | 1014.0555 | 0 | 1014.0555 | 0 | 1013.5596 | -0.01058 | 1087.4479 | 0.0163 | 1013.5596 | -0.0097654 | 1088.2359 | 0 | 1087.4479 | 0.0147 | 1013.5596 | -0.01019 | 1014.0555 | 0
|  |  | 1013.8028 | -0.00012847 | 739.7054 | 0.00052021 | 1013.8028 | -0.0017986 | 1003.3096 | 0 | 1013.8028 | 0.0056518 | 1014.2996 | 0 | 1008.3 | 8.4319e-05 | 1014.2996 | 0.0104 | 1014.2996 | 0.012757 | 1014.2996 | 0.0029523 | 1008.3 | -0.00099695 | 1014.2996 | 0.0094788 | 738.7642 | 1.8409e-05 | 1014.2996 | 0.0086694 | 1014.2996 | 0.00015223 | 1013.8028 | 0.00446 | 1087.6163 | 0.01442 | 1013.8028 | -0.0041434 | 1088.4065 | 6.9993e-05 | 1087.6163 | 0.01507 | 1013.8028 | 0.01413 | 1014.2996 | 0
|  |  | 1014.046 | -0.0010342 | 739.8348 | 0 | 1014.046 | -0.013922 | 1003.5517 | 0 | 1014.046 | -0.010485 | 1014.5437 | 0 | 1008.5 | -0.0010624 | 1014.5437 | 0 | 1014.5437 | 0 | 1014.5437 | 0 | 1008.5 | -0.00034676 | 1014.5437 | 0 | 738.8853 | 3.4687e-05 | 1014.5437 | 0 | 1014.5437 | 0 | 1014.046 | -0.017 | 1087.7847 | 0.01628 | 1014.046 | -0.0046595 | 1088.577 | 0 | 1087.7847 | 0.01451 | 1014.046 | -0.00411 | 1014.5437 | 0
|  |  | 1014.2893 | -0.00082129 | 739.9643 | 0.00217 | 1014.2893 | -0.0032287 | 1003.7938 | 0 | 1014.2893 | 0.0031596 | 1014.7878 | 0.009995 | 1008.7 | 0.00032042 | 1014.7878 | 0.00943 | 1014.7878 | 0.0074234 | 1014.7878 | 0.0071457 | 1008.7 | 0.0010511 | 1014.7878 | 0.0014043 | 739.0065 | 1.6301e-05 | 1014.7878 | 0.0082165 | 1014.7878 | 0.0003691 | 1014.2893 | 0.00498 | 1087.9531 | 0.0143 | 1014.2893 | 0.0067428 | 1088.7476 | 3.0002e-05 | 1087.9531 | 0.01497 | 1014.2893 | 0.01295 | 1014.7878 | 0
|  |  | 1014.5325 | -0.00098395 | 740.0937 | 0 | 1014.5325 | -0.012316 | 1004.0358 | 0 | 1014.5325 | -0.0097813 | 1015.0319 | 0 | 1009 | 0.00052277 | 1015.0319 | 0 | 1015.0319 | 0 | 1015.0319 | 0 | 1009 | 0.00043346 | 1015.0319 | 0 | 739.1276 | 3.2228e-05 | 1015.0319 | 0 | 1015.0319 | 0 | 1014.5325 | -0.00691 | 1088.1215 | 0.0163 | 1014.5325 | -0.023448 | 1088.9181 | 0 | 1088.1215 | 0.01429 | 1014.5325 | -0.04684 | 1015.0319 | 0
|  |  | 1014.7758 | 0.00020377 | 740.2232 | 0.00158 | 1014.7758 | 0.00079745 | 1004.2779 | 0 | 1014.7758 | 0.0085204 | 1015.276 | 0.002829 | 1009.2 | 0.00086005 | 1015.276 | 0.00762 | 1015.276 | 0.0075787 | 1015.276 | 0.0064908 | 1009.2 | 0.0017663 | 1015.276 | 0.0094403 | 739.2488 | 1.5927e-05 | 1015.276 | 0.0094451 | 1015.276 | 0.0001873 | 1014.7758 | 0.00721 | 1088.2899 | 0.01335 | 1014.7758 | 0.024996 | 1089.0887 | 3.0002e-05 | 1088.2899 | 0.01479 | 1014.7758 | 0.03578 | 1015.276 | 0
|  |  | 1015.019 | -0.00078611 | 740.3527 | 0 | 1015.019 | -0.022953 | 1004.52 | 0 | 1015.019 | -0.01268 | 1015.5201 | 0 | 1009.5 | 0.0010624 | 1015.5201 | 0 | 1015.5201 | 0 | 1015.5201 | 0 | 1009.5 | 0.00056349 | 1015.5201 | 0 | 739.3699 | 3.3458e-05 | 1015.5201 | 0 | 1015.5201 | 0 | 1015.019 | -0.01201 | 1088.4583 | 0.01561 | 1015.019 | -0.014956 | 1089.2592 | 0 | 1088.4583 | 0.01418 | 1015.019 | -0.0054 | 1015.5201 | 0
|  |  | 1015.2623 | -0.0006145 | 740.4822 | 0.00106 | 1015.2623 | -0.0040412 | 1004.762 | 0 | 1015.2623 | 0.0047748 | 1015.7643 | 0.003219 | 1009.7 | 0.0009275 | 1015.7643 | 0.00456 | 1015.7643 | 0.0025501 | 1015.7643 | 0.0067532 | 1009.7 | 0.00036844 | 1015.7643 | 0.0030563 | 739.4911 | 1.7566e-05 | 1015.7643 | 0.010392 | 1015.7643 | 0.00030165 | 1015.2623 | 0.00235 | 1088.6267 | 0.01398 | 1015.2623 | -0.0057912 | 1089.4298 | 3.0002e-05 | 1088.6267 | 0.01482 | 1015.2623 | 0.00813 | 1015.7643 | 0
|  |  | 1015.5055 | 8.5912e-08 | 740.6117 | 0 | 1015.5055 | -0.016221 | 1005.0041 | 0 | 1015.5055 | -0.0099378 | 1016.0084 | 0 | 1010 | -0.00086005 | 1016.0084 | 0 | 1016.0084 | 0 | 1016.0084 | 0 | 1010 | -0.0014196 | 1016.0084 | 0 | 739.6122 | 3.2638e-05 | 1016.0084 | 0 | 1016.0084 | 0 | 1015.5055 | -0.00041307 | 1088.7952 | 0.01596 | 1015.5055 | -0.012772 | 1089.6003 | 0 | 1088.7952 | 0.01426 | 1015.5055 | -0.0116 | 1016.0084 | 0
|  |  | 1015.7488 | 0.0005881 | 740.7412 | 0.00186 | 1015.7488 | 0.0025794 | 1005.2462 | 0 | 1015.7488 | 0.0034885 | 1016.2525 | 0.007017 | 1010.2 | 0.00042159 | 1016.2525 | 0.00995 | 1016.2525 | 0.016643 | 1016.2526 | 0.0099017 | 1010.2 | 0.0012137 | 1016.2525 | 0.0079664 | 739.7334 | 1.5107e-05 | 1016.2525 | 0.010552 | 1016.2526 | 0.00037428 | 1015.7488 | 0.00666 | 1088.9636 | 0.01336 | 1015.7488 | 0.029798 | 1089.7709 | 3.0002e-05 | 1088.9636 | 0.01487 | 1015.7488 | 0.00847 | 1016.2526 | 0
|  |  | 1015.9921 | -0.0013411 | 740.8708 | 0 | 1015.9921 | -0.010868 | 1005.4883 | 0 | 1015.9921 | -0.01232 | 1016.4967 | 0 | 1010.4 | 0.0010287 | 1016.4967 | 0 | 1016.4967 | 0 | 1016.4967 | 0 | 1010.4 | 0.00040094 | 1016.4967 | 0 | 739.8546 | 3.1244e-05 | 1016.4967 | 0 | 1016.4967 | 0 | 1015.9921 | -0.01141 | 1089.132 | 0.01608 | 1015.9921 | -0.034419 | 1089.9415 | 0 | 1089.132 | 0.01439 | 1015.9921 | -0.01037 | 1016.4967 | 0
|  |  | 1016.2353 | -0.00086205 | 741.0003 | 0.00248 | 1016.2353 | 0.008035 | 1005.7305 | 0 | 1016.2353 | 0.0054696 | 1016.7408 | 0.0079034 | 1010.7 | -0.00032042 | 1016.7408 | 0.01119 | 1016.7408 | 0.0017013 | 1016.7408 | 0.0026078 | 1010.7 | 0.002384 | 1016.7408 | 0.0097132 | 739.9757 | 1.6196e-05 | 1016.7408 | 0.0080169 | 1016.7409 | 0.00029165 | 1016.2354 | 0.00219 | 1089.3004 | 0.01445 | 1016.2353 | 0.027412 | 1090.112 | 3.0002e-05 | 1089.3004 | 0.01501 | 1016.2354 | 0.00933 | 1016.7408 | 0
|  |  | 1016.4786 | 0.00041277 | 741.1299 | 0 | 1016.4786 | -0.012923 | 1005.9726 | 0 | 1016.4786 | -0.010638 | 1016.985 | 0 | 1010.9 | 0.00045532 | 1016.985 | 0 | 1016.985 | 0 | 1016.985 | 0 | 1010.9 | -0.0014196 | 1016.985 | 0 | 740.0969 | 3.4348e-05 | 1016.985 | 0 | 1016.985 | 0 | 1016.4786 | -0.00596 | 1089.4688 | 0.01635 | 1016.4786 | -0.014411 | 1090.2826 | 0 | 1089.4688 | 0.01451 | 1016.4786 | -0.00318 | 1016.985 | 0
|  |  | 1016.7219 | 8.9075e-05 | 741.2595 | 0.00118 | 1016.7219 | -0.004566 | 1006.2147 | 0 | 1016.7219 | 0.0081745 | 1017.2292 | 0 | 1011.2 | 0.0011636 | 1017.2292 | 0 | 1017.2292 | 0 | 1017.2292 | 0.0071096 | 1011.2 | 0.0023515 | 1017.2292 | 0 | 740.218 | 1.8163e-05 | 1017.2292 | 0 | 1017.2292 | 0.0001277 | 1016.7219 | 0.00784 | 1089.6372 | 0.01347 | 1016.7219 | 0.016147 | 1090.4531 | 3.0002e-05 | 1089.6372 | 0.01505 | 1016.7219 | 0.00692 | 1017.2292 | 0
|  |  | 1016.9652 | 9.1565e-05 | 741.389 | 0 | 1016.9652 | -0.011613 | 1006.4568 | 0 | 1016.9652 | -0.010517 | 1017.4733 | 0 | 1011.4 | 0.00011805 | 1017.4733 | 0 | 1017.4733 | 0 | 1017.4733 | 0 | 1011.4 | 0.00053099 | 1017.4733 | 0 | 740.3392 | 3.5179e-05 | 1017.4733 | 0 | 1017.4733 | 0 | 1016.9652 | -0.00899 | 1089.8056 | 0.01603 | 1016.9652 | -0.0054278 | 1090.6237 | 0 | 1089.8056 | 0.0146 | 1016.9652 | -0.00268 | 1017.4733 | 0
|  |  | 1017.2085 | 0.00026246 | 741.5186 | 0.00039883 | 1017.2085 | 0.00042494 | 1006.699 | 0 | 1017.2085 | 0.0071451 | 1017.7175 | 0 | 1011.7 | -0.0014334 | 1017.7175 | 0 | 1017.7175 | 0 | 1017.7175 | 0.0046475 | 1011.7 | -0.00089942 | 1017.7175 | 0 | 740.4603 | 1.7039e-05 | 1017.7175 | 0 | 1017.7175 | 0.0003048 | 1017.2085 | 0.00553 | 1089.974 | 0.01419 | 1017.2085 | 0.0059896 | 1090.7942 | 3.0002e-05 | 1089.974 | 0.01513 | 1017.2085 | -0.00033533 | 1017.7175 | 0
|  |  | 1017.4518 | -0.0010025 | 741.6482 | 0 | 1017.4518 | -0.014276 | 1006.9411 | 0 | 1017.4518 | -0.012713 | 1017.9617 | 0 | 1011.9 | 1.6864e-05 | 1017.9617 | 0 | 1017.9617 | 0 | 1017.9617 | 0 | 1011.9 | -0.00070437 | 1017.9617 | 0 | 740.5815 | 3.5308e-05 | 1017.9617 | 0 | 1017.9617 | 0 | 1017.4518 | -0.01337 | 1090.1424 | 0.01621 | 1017.4518 | -0.035045 | 1090.9648 | 0 | 1090.1424 | 0.0147 | 1017.4518 | -0.00618 | 1017.9617 | 0
|  |  | 1017.6951 | -5.8072e-05 | 741.7779 | 0.0012 | 1017.6951 | 0.010901 | 1007.1833 | 0 | 1017.6951 | 0.0058144 | 1018.2059 | 0 | 1012.1 | 0.00021923 | 1018.2059 | 0 | 1018.2059 | 0 | 1018.2059 | 0.0060737 | 1012.1 | 0.00069354 | 1018.2059 | 0 | 740.7026 | 1.8433e-05 | 1018.2059 | 0 | 1018.2059 | 0.00022716 | 1017.6951 | 0.01369 | 1090.3108 | 0.01428 | 1017.6951 | 0.0023129 | 1091.1354 | 3.0002e-05 | 1090.3108 | 0.01516 | 1017.6951 | 0.00493 | 1018.2059 | 0
|  |  | 1017.9384 | -0.0014109 | 741.9075 | 0 | 1017.9384 | -0.022874 | 1007.4254 | 0 | 1017.9384 | -0.014845 | 1018.4501 | 0 | 1012.4 | -0.00011805 | 1018.4501 | 0 | 1018.4501 | 0 | 1018.4501 | 0 | 1012.4 | -5.4182e-05 | 1018.4501 | 0 | 740.8238 | 3.5273e-05 | 1018.4501 | 0 | 1018.4501 | 0 | 1017.9384 | -0.01142 | 1090.4792 | 0.01642 | 1017.9384 | -0.010052 | 1091.3059 | 0 | 1090.4792 | 0.01476 | 1017.9384 | -0.00903 | 1018.4501 | 0
|  |  | 1018.1817 | 0.00058122 | 742.0371 | 0.00058956 | 1018.1817 | 0.011484 | 1007.6676 | 0 | 1018.1817 | 0.0073631 | 1018.6943 | 0 | 1012.6 | 0.00086005 | 1018.6943 | 0 | 1018.6943 | 0 | 1018.6943 | 0.0064592 | 1012.6 | -0.00031426 | 1018.6943 | 0 | 740.945 | 1.7074e-05 | 1018.6943 | 0 | 1018.6943 | 9.9715e-05 | 1018.1817 | 0.01247 | 1090.6476 | 0.01454 | 1018.1817 | 0.016932 | 1091.4765 | 3.0002e-05 | 1090.6476 | 0.01517 | 1018.1817 | 0.00762 | 1018.6943 | 0
|  |  | 1018.425 | -0.00052875 | 742.1668 | 0 | 1018.425 | -0.009846 | 1007.9097 | 0 | 1018.425 | -0.011107 | 1018.9385 | 0 | 1012.9 | 0.00038786 | 1018.9385 | 0 | 1018.9385 | 0 | 1018.9385 | 0 | 1012.9 | -0.0014521 | 1018.9385 | 0 | 741.0661 | 3.3095e-05 | 1018.9385 | 0 | 1018.9385 | 0 | 1018.425 | -0.00627 | 1090.816 | 0.01617 | 1018.425 | -0.0039885 | 1091.6471 | 0 | 1090.816 | 0.01478 | 1018.425 | -0.0103 | 1018.9385 | 0
|  |  | 1018.6683 | 0.00036943 | 742.2965 | 0.00116 | 1018.6683 | 0.0018442 | 1008.1519 | 0 | 1018.6683 | 0.008834 | 1019.1827 | 0 | 1013.1 | 0.0021416 | 1019.1827 | 0 | 1019.1827 | 0 | 1019.1827 | 0.006715 | 1013.1 | 0.00010836 | 1019.1827 | 0 | 741.1873 | 1.6255e-05 | 1019.1827 | 0 | 1019.1827 | 0.00033742 | 1018.6683 | 0.00038238 | 1090.9844 | 0.01437 | 1018.6683 | 0.028839 | 1091.8176 | 1.0001e-05 | 1090.9844 | 0.01516 | 1018.6683 | 0.01976 | 1019.1827 | 0
|  |  | 1018.9116 | -0.00081179 | 742.4262 | 0 | 1018.9116 | -0.022122 | 1008.3941 | 0 | 1018.9116 | -0.011722 | 1019.4269 | 0 | 1013.4 | 5.0592e-05 | 1019.4269 | 0 | 1019.4269 | 0 | 1019.4269 | 0 | 1013.4 | 0.00040094 | 1019.4269 | 0 | 741.3085 | 3.4441e-05 | 1019.4269 | 0 | 1019.4269 | 0 | 1018.9116 | -0.00417 | 1091.1528 | 0.01626 | 1018.9116 | 0.011214 | 1091.9882 | 0 | 1091.1528 | 0.0148 | 1018.9116 | -0.00243 | 1019.4269 | 0
|  |  | 1019.155 | 0.00034552 | 742.5559 | 0.00158 | 1019.155 | 0.0031832 | 1008.6363 | 0 | 1019.155 | 0.01071 | 1019.6711 | 0 | 1013.6 | -0.0001855 | 1019.6711 | 0 | 1019.6711 | 0 | 1019.6711 | 0.0069361 | 1013.6 | 0.00079106 | 1019.6711 | 0 | 741.4296 | 1.8269e-05 | 1019.6711 | 0 | 1019.6711 | 0.00028187 | 1019.155 | 0.00694 | 1091.3212 | 0.01507 | 1019.155 | 0.0045407 | 1092.1588 | 1.0001e-05 | 1091.3212 | 0.01515 | 1019.155 | 0.0144 | 1019.6711 | 0
|  |  | 1019.3983 | -0.00052479 | 742.6856 | 0 | 1019.3983 | -0.015797 | 1008.8785 | 0 | 1019.3983 | -0.012591 | 1019.9153 | 0 | 1013.8 | 0.00069142 | 1019.9153 | 0 | 1019.9153 | 0 | 1019.9153 | 0 | 1013.8 | -0.00080189 | 1019.9153 | 0 | 741.5508 | 3.3704e-05 | 1019.9153 | 0 | 1019.9153 | 0 | 1019.3983 | -0.00834 | 1091.4896 | 0.01619 | 1019.3983 | 0.0060701 | 1092.3294 | 0 | 1091.4896 | 0.01477 | 1019.3983 | -0.01525 | 1019.9153 | 0
|  |  | 1019.6416 | -0.0001501 | 742.8153 | 0.0014 | 1019.6416 | -0.0019387 | 1009.1207 | 0 | 1019.6416 | 0.0059112 | 1020.1596 | 0 | 1014.1 | 0.0005565 | 1020.1596 | 0 | 1020.1596 | 0 | 1020.1596 | 0.0032944 | 1014.1 | 0.00040094 | 1020.1596 | 0 | 741.672 | 1.5435e-05 | 1020.1596 | 0 | 1020.1596 | 0.00027391 | 1019.6416 | 0.00566 | 1091.6579 | 0.0141 | 1019.6416 | 0.01691 | 1092.4999 | 5.0004e-05 | 1091.6579 | 0.01512 | 1019.6416 | 0.01147 | 1020.1596 | 0
|  |  | 1019.885 | -0.00052133 | 742.945 | 0 | 1019.885 | -0.020079 | 1009.3629 | 0 | 1019.885 | -0.01323 | 1020.4038 | 0 | 1014.3 | 0.00096123 | 1020.4038 | 0 | 1020.4038 | 0 | 1020.4038 | 0 | 1014.3 | -0.00063934 | 1020.4038 | 0 | 741.7931 | 3.149e-05 | 1020.4038 | 0 | 1020.4038 | 0 | 1019.885 | 0 | 1091.8263 | 0.0164 | 1019.885 | -0.02195 | 1092.6705 | 0 | 1091.8263 | 0.0148 | 1019.885 | -0.01051 | 1020.4038 | 0
|  |  | 1020.1283 | -0.00075369 | 743.0748 | 0.00153 | 1020.1283 | -0.0099824 | 1009.6052 | 0 | 1020.1283 | 0.0050045 | 1020.6481 | 0 | 1014.6 | 0.001231 | 1020.6481 | 0 | 1020.6481 | 0 | 1020.6481 | 0.0040531 | 1014.6 | 0.0022539 | 1020.6481 | 0 | 741.9143 | 1.6055e-05 | 1020.6481 | 0 | 1020.6481 | 0.00017963 | 1020.1283 | 0 | 1091.9947 | 0.01435 | 1020.1283 | 0.015844 | 1092.8411 | 3.0002e-05 | 1091.9947 | 0.01514 | 1020.1283 | 0.00941 | 1020.6481 | 0
|  |  | 1020.3717 | -0.00078596 | 743.2045 | 0 | 1020.3717 | -0.021183 | 1009.8474 | 0 | 1020.3717 | -0.013102 | 1020.8923 | 0 | 1014.8 | 0.00082632 | 1020.8923 | 0 | 1020.8923 | 0 | 1020.8923 | 0 | 1014.8 | -0.0023624 | 1020.8923 | 0 | 742.0354 | 3.2474e-05 | 1020.8923 | 0 | 1020.8923 | 0 | 1020.3717 | 0 | 1092.1631 | 0.01633 | 1020.3717 | -0.038126 | 1093.0117 | 0 | 1092.1631 | 0.01479 | 1020.3717 | -0.00492 | 1020.8923 | 0
|  |  | 1020.615 | -0.00028411 | 743.3343 | 0.00177 | 1020.615 | 0.011184 | 1010.0896 | 0 | 1020.615 | 0.0081392 | 1021.1366 | 0 | 1015.1 | -0.0022428 | 1021.1366 | 0 | 1021.1366 | 0 | 1021.1366 | 0.0065625 | 1015.1 | -0.00021673 | 1021.1366 | 0 | 742.1566 | 1.6418e-05 | 1021.1366 | 0 | 1021.1366 | 0.0002037 | 1020.615 | 0 | 1092.3315 | 0.0137 | 1020.615 | 0.0039983 | 1093.1822 | 5.0004e-05 | 1092.3315 | 0.01514 | 1020.615 | 0.01522 | 1021.1366 | 0
|  |  | 1020.8584 | -0.00016641 | 743.4641 | 0 | 1020.8584 | -0.020061 | 1010.3318 | 0 | 1020.8584 | -0.011624 | 1021.3808 | 0 | 1015.3 | -0.0011636 | 1021.3808 | 0 | 1021.3808 | 0 | 1021.3809 | 0 | 1015.3 | 0.0012787 | 1021.3808 | 0 | 742.2778 | 3.4933e-05 | 1021.3808 | 0 | 1021.3809 | 0 | 1020.8584 | 0 | 1092.4999 | 0.01605 | 1020.8584 | -0.033665 | 1093.3528 | 0 | 1092.4999 | 0.01478 | 1020.8584 | -0.00758 | 1021.3809 | 0
|  |  | 1021.1017 | -0.00087288 | 743.5939 | 0.00046818 | 1021.1017 | 0.0085291 | 1010.5741 | 0 | 1021.1017 | 0.0050988 | 1021.6251 | 0 | 1015.5 | 0.0033222 | 1021.6251 | 0 | 1021.6251 | 0 | 1021.6251 | 0.00088018 | 1015.5 | 0.0028067 | 1021.6251 | 0 | 742.399 | 1.8515e-05 | 1021.6251 | 0 | 1021.6251 | 0.00037924 | 1021.1017 | 0 | 1092.6683 | 0.01468 | 1021.1017 | 0.013658 | 1093.5234 | 5.0004e-05 | 1092.6683 | 0.01514 | 1021.1017 | 0.01468 | 1021.6251 | 0
|  |  | 1021.3451 | -0.00040229 | 743.7237 | 0 | 1021.3451 | -0.022895 | 1010.8163 | 0 | 1021.3451 | -0.012772 | 1021.8694 | 0 | 1015.8 | 0.00062396 | 1021.8694 | 0 | 1021.8694 | 0 | 1021.8694 | 0 | 1015.8 | 0.00020589 | 1021.8694 | 0 | 742.5201 | 3.5929e-05 | 1021.8694 | 0 | 1021.8694 | 0 | 1021.3451 | 0 | 1092.8366 | 0.01617 | 1021.3451 | 0.0054059 | 1093.694 | 0 | 1092.8366 | 0.0148 | 1021.3451 | -0.05349 | 1021.8694 | 0
|  |  | 1021.5885 | 0.00015703 | 743.8535 | 0.0012 | 1021.5885 | 0.0063331 | 1011.0586 | 0 | 1021.5885 | 0.0055162 | 1022.1137 | 0 | 1016 | 0.0015346 | 1022.1137 | 0 | 1022.1137 | 0 | 1022.1136 | 0.0051975 | 1016 | 0.00059601 | 1022.1137 | 0 | 742.6413 | 1.7402e-05 | 1022.1137 | 0 | 1022.1137 | 0.00023329 | 1021.5885 | 0 | 1093.005 | 0.01481 | 1021.5885 | 0.0064784 | 1093.8646 | 5.0004e-05 | 1093.005 | 0.01519 | 1021.5885 | 0.06246 | 1022.1136 | 0
|  |  | 1021.8318 | -9.0531e-05 | 743.9833 | 0 | 1021.8318 | 0 | 1011.3008 | 0 | 1021.8318 | 0 | 1022.358 | 0 | 1016.3 | 0.00021923 | 1022.3579 | 0 | 1022.358 | 0 | 1022.358 | 0 | 1016.3 | -0.00028175 | 1022.358 | 0 | 742.7625 | 3.3458e-05 | 1022.358 | 0 | 1022.358 | 0 | 1021.8319 | 0 | 1093.1734 | 0.01617 | 1021.8318 | 0.017769 | 1094.0351 | 0 | 1093.1734 | 0.0148 | 1021.8319 | 0 | 1022.358 | 0
|  |  | 1022.0752 | 4.6131e-05 | 744.1132 | 0.00147 | 1022.0752 | 0 | 1011.5431 | 0 | 1022.0752 | 0 | 1022.6022 | 0 | 1016.5 | 0.00086005 | 1022.6023 | 0 | 1022.6022 | 0 | 1022.6022 | 0.0071804 | 1016.5 | 0.0002384 | 1022.6022 | 0 | 742.8836 | 1.6055e-05 | 1022.6022 | 0 | 1022.6022 | 0.00028998 | 1022.0752 | 0 | 1093.3418 | 0.01484 | 1022.0752 | 0.00017141 | 1094.2057 | 3.0002e-05 | 1093.3418 | 0.01514 | 1022.0752 | 0 | 1022.6022 | 0
|  |  | 1022.3186 | -0.0012607 | 744.243 | 0 | 1022.3186 | 0 | 1011.7854 | 0 | 1022.3186 | 0 | 1022.8465 | 0 | 1016.8 | -0.0029512 | 1022.8465 | 0 | 1022.8465 | 0 | 1022.8466 | 0 | 1016.8 | -0.0017771 | 1022.8465 | 0 | 743.0048 | 3.4078e-05 | 1022.8465 | 0 | 1022.8466 | 0 | 1022.3186 | 0 | 1093.5102 | 0.01607 | 1022.3186 | -0.026516 | 1094.3763 | 0 | 1093.5102 | 0.01478 | 1022.3186 | 0 | 1022.8466 | 0
|  |  | 1022.562 | -0.0002783 | 744.3729 | 0.00177 | 1022.562 | 0 | 1012.0276 | 0 | 1022.562 | 0 | 1023.0909 | 0 | 1017 | 0.00082632 | 1023.0909 | 0 | 1023.0909 | 0 | 1023.0908 | 0.0035199 | 1017 | 0.0019614 | 1023.0909 | 0 | 743.126 | 1.8023e-05 | 1023.0909 | 0 | 1023.0908 | 0.0005034 | 1022.562 | 0 | 1093.6785 | 0.01419 | 1022.562 | -0.015224 | 1094.5469 | 6.9993e-05 | 1093.6785 | 0.01515 | 1022.562 | 0 | 1023.0908 | 0
|  |  | 1022.8054 | -0.00089577 | 744.5028 | 0 | 1022.8054 | 0 | 1012.27 | 0 | 1022.8054 | 0 | 1023.3352 | 0 | 1017.2 | 0.00028669 | 1023.3352 | 0 | 1023.3352 | 0 | 1023.3351 | 0 | 1017.2 | -0.0013871 | 1023.3352 | 0 | 743.2472 | 3.5554e-05 | 1023.3352 | 0 | 1023.3351 | 0 | 1022.8054 | 0 | 1093.8469 | 0.01617 | 1022.8054 | 0.00098689 | 1094.7175 | 0 | 1093.8469 | 0.01476 | 1022.8054 | 0 | 1023.3351 | 0
|  |  | 1023.0488 | -0.00050749 | 744.6327 | 0.00149 | 1023.0488 | 0 | 1012.5123 | 0 | 1023.0488 | 0 | 1023.5795 | 0 | 1017.5 | -0.0010287 | 1023.5795 | 0 | 1023.5795 | 0 | 1023.5795 | 0 | 1017.5 | 0.0013438 | 1023.5795 | 0 | 743.3683 | 1.7531e-05 | 1023.5795 | 0 | 1023.5795 | 0.00020423 | 1023.0488 | 0 | 1094.0153 | 0.01403 | 1023.0488 | -0.0075831 | 1094.8881 | 5.0004e-05 | 1094.0153 | 0.01513 | 1023.0488 | 0 | 1023.5795 | 0
|  |  | 1023.2922 | -0.00077844 | 744.7626 | 0 | 1023.2922 | 0 | 1012.7546 | 0 | 1023.2922 | 0 | 1023.8238 | 0 | 1017.7 | 0.003221 | 1023.8238 | 0 | 1023.8238 | 0 | 1023.8238 | 0 | 1017.7 | -0.00096444 | 1023.8238 | 0 | 743.4895 | 3.4933e-05 | 1023.8238 | 0 | 1023.8238 | 0 | 1023.2922 | 0 | 1094.1837 | 0.01621 | 1023.2922 | -0.018714 | 1095.0587 | 0 | 1094.1837 | 0.01473 | 1023.2922 | 0 | 1023.8238 | 0
|  |  | 1023.5356 | -0.00012644 | 744.8925 | 0.00123 | 1023.5356 | 0 | 1012.9968 | 0 | 1023.5356 | 0 | 1024.0681 | 0 | 1018 | -0.0014334 | 1024.0681 | 0 | 1024.0681 | 0 | 1024.0681 | 0.0049259 | 1018 | 0.0023191 | 1024.0681 | 0 | 743.6107 | 1.7718e-05 | 1024.0681 | 0 | 1024.0681 | 0.00022654 | 1023.5356 | 0 | 1094.352 | 0.014 | 1023.5356 | 0.016562 | 1095.2293 | 1.0001e-05 | 1094.352 | 0.01513 | 1023.5356 | 0 | 1024.0681 | 0
|  |  | 1023.779 | -0.00048748 | 745.0224 | 0 | 1023.779 | 0 | 1013.2392 | 0 | 1023.779 | 0 | 1024.3125 | 0 | 1018.2 | -0.00062396 | 1024.3125 | 0 | 1024.3125 | 0 | 1024.3125 | 0 | 1018.2 | -0.0015822 | 1024.3125 | 0 | 743.7319 | 3.3774e-05 | 1024.3125 | 0 | 1024.3125 | 0 | 1023.779 | 0 | 1094.5204 | 0.01637 | 1023.779 | 0 | 1095.3999 | 0 | 1094.5204 | 0.01475 | 1023.779 | 0 | 1024.3125 | 0
|  |  | 1024.0224 | 0.00020925 | 745.1524 | 0.00165 | 1024.0224 | 0 | 1013.4815 | 0 | 1024.0224 | 0 | 1024.5568 | 0 | 1018.5 | 0.0012648 | 1024.5568 | 0 | 1024.5568 | 0 | 1024.5568 | 0.0089767 | 1018.5 | 0.0012462 | 1024.5568 | 0 | 743.853 | 1.636e-05 | 1024.5568 | 0 | 1024.5568 | 0.00035196 | 1024.0224 | 0 | 1094.6888 | 0.01416 | 1024.0224 | 0 | 1095.5704 | 5.0004e-05 | 1094.6888 | 0.01516 | 1024.0224 | 0 | 1024.5568 | 0
|  |  | 1024.2658 | -0.00091411 | 745.2823 | 0 | 1024.2658 | 0 | 1013.7238 | 0 | 1024.2658 | 0 | 1024.8011 | 0 | 1018.7 | -0.0009275 | 1024.8011 | 0 | 1024.8011 | 0 | 1024.8011 | 0 | 1018.7 | 0.00079106 | 1024.8011 | 0 | 743.9742 | 3.2474e-05 | 1024.8011 | 0 | 1024.8012 | 0 | 1024.2658 | 0 | 1094.8572 | 0.01624 | 1024.2658 | 0 | 1095.741 | 0 | 1094.8572 | 0.01473 | 1024.2658 | 0 | 1024.8011 | 0
|  |  | 1024.5093 | -0.00070265 | 745.4123 | 0.0012 | 1024.5093 | 0 | 1013.9661 | 0 | 1024.5093 | 0 | 1025.0455 | 0 | 1018.9 | 0.0025127 | 1025.0455 | 0 | 1025.0455 | 0 | 1025.0455 | 3.1733e-06 | 1018.9 | 0.0019289 | 1025.0455 | 0 | 744.0954 | 1.65e-05 | 1025.0455 | 0 | 1025.0455 | 0.00031281 | 1024.5093 | 0 | 1095.0255 | 0.01372 | 1024.5093 | 0 | 1095.9116 | 5.0004e-05 | 1095.0255 | 0.01513 | 1024.5093 | 0 | 1025.0455 | 0
|  |  | 1024.7527 | -0.0011135 | 745.5423 | 0 | 1024.7527 | 0 | 1014.2085 | 0 | 1024.7527 | 0 | 1025.2898 | 0 | 1019.2 | -0.00096123 | 1025.2898 | 0 | 1025.2898 | 0 | 1025.2898 | 0 | 1019.2 | -0.00093193 | 1025.2898 | 0 | 744.2166 | 3.5144e-05 | 1025.2898 | 0 | 1025.2898 | 0 | 1024.7527 | 0 | 1095.1939 | 0.01624 | 1024.7527 | 0 | 1096.0822 | 0 | 1095.1939 | 0.01466 | 1024.7527 | 0 | 1025.2898 | 0
|  |  | 1024.9961 | -0.00097333 | 745.6723 | 0.00142 | 1024.9961 | 0 | 1014.4509 | 0 | 1024.9961 | 0 | 1025.5342 | 0 | 1019.4 | -8.4319e-05 | 1025.5342 | 0 | 1025.5342 | 0 | 1025.5342 | 6.3856e-06 | 1019.4 | -0.00041178 | 1025.5342 | 0 | 744.3378 | 1.8725e-05 | 1025.5342 | 0 | 1025.5342 | 0.00040052 | 1024.9961 | 0 | 1095.3623 | 0.0138 | 1024.9961 | 0 | 1096.2528 | 6.9993e-05 | 1095.3623 | 0.01511 | 1024.9961 | 0 | 1025.5342 | 0
|  |  | 1025.2395 | -0.00047055 | 745.8023 | 0 | 1025.2395 | 0 | 1014.6932 | 0 | 1025.2395 | 0 | 1025.7786 | 0 | 1019.7 | 0.0014334 | 1025.7786 | 0 | 1025.7786 | 0 | 1025.7786 | 0 | 1019.7 | -0.0017121 | 1025.7786 | 0 | 744.4589 | 3.58e-05 | 1025.7786 | 0 | 1025.7786 | 0 | 1025.2395 | 0 | 1095.5306 | 0.01645 | 1025.2395 | 0 | 1096.4234 | 0 | 1095.5306 | 0.01471 | 1025.2395 | 0 | 1025.7786 | 0
|  |  | 1025.483 | 0.00033982 | 745.9323 | 0.00229 | 1025.483 | 0 | 1014.9355 | 0 | 1025.483 | 0 | 1026.023 | 0 | 1019.9 | 0.00035414 | 1026.023 | 0 | 1026.023 | 0 | 1026.0229 | 7.7222e-06 | 1019.9 | -0.0019397 | 1026.023 | 0 | 744.5801 | 1.7156e-05 | 1026.023 | 0 | 1026.023 | 0.0005151 | 1025.483 | 0 | 1095.699 | 0.01445 | 1025.483 | 0 | 1096.594 | 5.0004e-05 | 1095.699 | 0.01519 | 1025.483 | 0 | 1026.0229 | 0
|  |  | 1025.7264 | -0.00090697 | 746.0623 | 0 | 1025.7264 | 0 | 1015.1779 | 0 | 1025.7264 | 0 | 1026.2673 | 0 | 1020.2 | -5.0592e-05 | 1026.2673 | 0 | 1026.2673 | 0 | 1026.2673 | 0 | 1020.2 | -0.0010945 | 1026.2673 | 0 | 744.7013 | 3.457e-05 | 1026.2673 | 0 | 1026.2673 | 0 | 1025.7264 | 0 | 1095.8673 | 0.01617 | 1025.7264 | 0 | 1096.7646 | 0 | 1095.8673 | 0.01307 | 1025.7264 | 0 | 1026.2673 | 0
|  |  | 1025.9699 | 0.00013596 | 746.1924 | 0.00057222 | 1025.9699 | 0 | 1015.4203 | 0 | 1025.9699 | 0 | 1026.5117 | 0 | 1020.4 | 1.6864e-05 | 1026.5117 | 0 | 1026.5117 | 0 | 1026.5117 | 5.1082e-06 | 1020.4 | 0.0026766 | 1026.5117 | 0 | 744.8225 | 1.7402e-05 | 1026.5117 | 0 | 1026.5117 | 0.00041395 | 1025.9699 | 0 | 1096.0357 | 0.00971 | 1025.9699 | 0 | 1096.9352 | 3.0002e-05 | 1096.0357 | 0.00836 | 1025.9699 | 0 | 1026.5117 | 0
|  |  | 1026.2133 | -0.0029609 | 746.3224 | 0 | 1026.2133 | 0 | 1015.6627 | 0 | 1026.2133 | 0 | 1026.7561 | 0 | 1020.6 | -0.0009275 | 1026.7561 | 0 | 1026.7561 | 0 | 1026.7561 | 0 | 1020.6 | -0.0034026 | 1026.7561 | 0 | 744.9437 | 3.4301e-05 | 1026.7561 | 0 | 1026.7561 | 0 | 1026.2133 | 0 | 1096.2041 | 0.00045705 | 1026.2133 | 0 | 1097.1058 | 0 | 1096.2041 | 0.00327 | 1026.2133 | 0 | 1026.7561 | 0
|  |  | 1026.4568 | -0.0018794 | 746.4525 | 0.00029479 | 1026.4568 | 0 | 1015.9051 | 0 | 1026.4568 | 0 | 1027.0005 | 0 | 1020.9 | 0.0010287 | 1027.0005 | 0 | 1027.0005 | 0 | 1027.0005 | 0 | 1020.9 | -0.0023299 | 1027.0005 | 0 | 745.0648 | 1.6899e-05 | 1027.0005 | 0 | 1027.0005 | 0 | 1026.4568 | 0 | 1096.3724 | 0 | 1026.4568 | 0 | 1097.2764 | 6.9993e-05 | 1096.3724 | 0.00022355 | 1026.4568 | 0 | 1027.0005 | 0
|  |  | 1026.7002 | -0.0026374 | 746.5825 | 0 | 1026.7002 | 0 | 1016.1475 | 0 | 1026.7002 | 0 | 1027.2449 | 0 | 1021.1 | -0.001737 | 1027.2449 | 0 | 1027.2449 | 0 | 1027.2449 | 0 | 1021.1 | -0.00047681 | 1027.2449 | 0 | 745.186 | 3.3317e-05 | 1027.2449 | 0 | 1027.2449 | 0 | 1026.7002 | 0 | 1096.5408 | 0 | 1026.7002 | 0 | 1097.447 | 0 | 1096.5408 | 0.0002081 | 1026.7002 | 0 | 1027.2449 | 0
|  |  | 1026.9437 | -0.0022129 | 746.7126 | 0.00102 | 1026.9437 | 0 | 1016.3898 | 0 | 1026.9437 | 0 | 1027.4893 | 0 | 1021.4 | 0.00015177 | 1027.4893 | 0 | 1027.4893 | 0 | 1027.4893 | 0 | 1021.4 | -0.0018422 | 1027.4893 | 0 | 745.3072 | 1.6418e-05 | 1027.4893 | 0 | 1027.4893 | 0 | 1026.9437 | 0 | 1096.7091 | 5.2751e-05 | 1026.9437 | 0 | 1097.6176 | 6.9993e-05 | 1096.7091 | 0.00018544 | 1026.9437 | 0 | 1027.4893 | 0
|  |  | 1027.1872 | -0.002802 | 746.8427 | 0 | 1027.1872 | 0 | 1016.6323 | 0 | 1027.1872 | 0 | 1027.7337 | 0 | 1021.6 | -0.0019057 | 1027.7337 | 0 | 1027.7337 | 0 | 1027.7338 | 0 | 1021.6 | -0.0025575 | 1027.7337 | 0 | 745.4284 | 3.1865e-05 | 1027.7337 | 0 | 1027.7338 | 0 | 1027.1872 | 0 | 1096.8775 | 0 | 1027.1872 | 0 | 1097.7882 | 0 | 1096.8775 | 0.00024441 | 1027.1872 | 0 | 1027.7338 | 0
|  |  | 1027.4306 | -0.0020809 | 746.9729 | 0.00076297 | 1027.4306 | 0 | 1016.8747 | 0 | 1027.4306 | 0 | 1027.9782 | 0 | 1021.9 | 0.00028669 | 1027.9781 | 0 | 1027.9782 | 0 | 1027.9781 | 0 | 1021.9 | -0.0024923 | 1027.9782 | 0 | 745.5496 | 2.3152e-05 | 1027.9782 | 0 | 1027.9781 | 4.3508e-05 | 1027.4306 | 0 | 1097.0459 | 0.00068578 | 1027.4306 | 0 | 1097.9588 | 6.9993e-05 | 1097.0459 | 0.0002648 | 1027.4306 | 0 | 1027.9781 | 0

## Integration (hidden)
LED Item # | M365L2 |  | M365LP1 |  | M385L2 |  | M385LP1 |  | M405L4 |  | M405LP1 |  | M455L4 |  | M470L3 |  | M470L4 |  | M505L4 |  | M530L4 |  | M590L3 |  | M5904 |  | M617L3 |  | M617L4 |  | M625L3 |  | M660L3 |  | M780L3 |  | M810L3 |  | M850L3 |  | M940L3 |  | MCWHL5 |  | MCWHL6
| Area Under Normalized Curve |  | Area Under Normalized Curve |  | Area Under Normalized Curve |  | Area Under Normalized Curve |  | Area Under Normalized Curve |  | Area Under Normalized Curve |  | Area Under Normalized Curve |  | Area Under Normalized Curve |  | Area Under Normalized Curve |  | Area Under Normalized Curve |  | Area Under Normalized Curve |  | Area Under Normalized Curve |  | Area Under Normalized Curve |  | Area Under Normalized Curve |  | Area Under Normalized Curve |  | Area Under Normalized Curve |  | Area Under Normalized Curve |  | Area Under Normalized Curve |  | Area Under Normalized Curve |  | Area Under Normalized Curve |  | Area Under Normalized Curve |  | Area Under Normalized Curve |  | Area Under Normalized Curve
| Total | 9.7188 | Total | 13.4132 | Total | 12.562 | Total | 13.4323 | Total | 16.0289 | Total | 16.3791 | Total | 22.729 | Total | 21.089 | Total | 30.4759 | Total | 40.986 | Total | 41.3202 | Total | 14.8711 | Total | 19.7106 | Total | 18.4367 | Total | 20.7268 | Total | 23.3929 | Total | 25.537 | Total | 37.4574 | Total | 36.3782 | Total | 34.5024 | Total | 73.1931 | Total | 53.2517 | Total | 91.1104
Integration
| 1.7494e-05 |  | -0.0001475 |  | 1.9878e-06 |  | 0 |  | 0 |  | 0 |  | 0 |  | -0.00013491 |  | 0 |  | 0 |  | 1.0495e-06 |  | 1.5172e-05 |  | 0 |  | 1.2765e-06 |  | 0 |  | 3.4508e-05 |  | 0 |  | 0.00027559 |  | 0 |  | 2.8399e-06 |  | 0.00060798 |  | 0 |  | 0
| 1.029e-05 |  | -4.1043e-05 |  | 0 |  | 0 |  | 0 |  | 0 |  | 0 |  | -0.0003329 |  | 0 |  | 0 |  | 1.3389e-06 |  | -2.8445e-05 |  | 0 |  | 1.2004e-06 |  | 0 |  | 2.5698e-05 |  | 0 |  | 0.00029017 |  | 0 |  | 2.3238e-06 |  | 0.00059263 |  | 0 |  | 0
| 2.0389e-05 |  | -3.2511e-06 |  | 4.9567e-05 |  | 0 |  | 0 |  | 0 |  | 0 |  | -4.3846e-05 |  | 0 |  | 0 |  | 1.3391e-06 |  | -1.0844e-06 |  | 0 |  | 1.1825e-06 |  | 0 |  | 2.5702e-05 |  | 0 |  | 0.00028482 |  | 0 |  | 0 |  | 0.0005919 |  | 0 |  | 0
| 4.1999e-05 |  | 7.1318e-05 |  | 4.9571e-05 |  | 0 |  | 0 |  | 0 |  | 0 |  | 0.00024621 |  | 0 |  | 0 |  | 1.6588e-06 |  | -0.00015713 |  | 0 |  | 1.1139e-06 |  | 0 |  | 4.9446e-05 |  | 0 |  | 0.00029405 |  | 0 |  | 0 |  | 0.00059654 |  | 0 |  | 0
| 4.0968e-05 |  | 0.00010229 |  | 2.1809e-05 |  | 0 |  | 0 |  | 0 |  | 0 |  | 0.00043846 |  | 0 |  | 0 |  | 1.6589e-06 |  | -2.384e-05 |  | 0 |  | 9.5417e-07 |  | 0 |  | 4.9449e-05 |  | 0 |  | 0.00019682 |  | 0 |  | 2.3241e-06 |  | 0.00059658 |  | 0 |  | 0
| 9.0727e-06 |  | 7.1956e-05 |  | 2.1808e-05 |  | 0 |  | 0 |  | 0 |  | 0 |  | 0.00019832 |  | 0 |  | 0 |  | 1.2778e-06 |  | 9.1018e-06 |  | 0 |  | 8.3331e-07 |  | 0 |  | 2.1258e-05 |  | 0 |  | 0.0001569 |  | 0 |  | 2.3241e-06 |  | 0.00059124 |  | 0 |  | 0
| 0 |  | -1.0674e-05 |  | 1.8834e-05 |  | 0 |  | 0 |  | 0 |  | 0 |  | -0.00015851 |  | 0 |  | 0 |  | 1.2779e-06 |  | -0.00017338 |  | 0 |  | 8.1866e-07 |  | 0 |  | 2.1261e-05 |  | 0 |  | 0.00020273 |  | 0 |  | 2.3244e-06 |  | 0.00058744 |  | 0 |  | 0
| 1.3374e-05 |  | 2.1699e-05 |  | 1.8834e-05 |  | 0 |  | 0 |  | 0 |  | 0 |  | -0.00026644 |  | 0 |  | 0 |  | 1.819e-06 |  | 2.8175e-05 |  | 0 |  | 8.4484e-07 |  | 0 |  | 4.7238e-05 |  | 0 |  | 0.00026955 |  | 0 |  | 2.3244e-06 |  | 0.00058748 |  | 0 |  | 0
| 1.3373e-05 |  | 4.0407e-05 |  | 0 |  | 0 |  | 0 |  | 0 |  | 0 |  | 1.6864e-05 |  | 0 |  | 0 |  | 1.8193e-06 |  | -0.00012787 |  | 0 |  | 8.22e-07 |  | 0 |  | 4.7245e-05 |  | 0 |  | 0.00031181 |  | 0 |  | 7.7481e-07 |  | 0.00059059 |  | 0 |  | 0
| 0 |  | 0.00018438 |  | 7.948e-06 |  | 0 |  | 0 |  | 0 |  | 0 |  | 0.00015852 |  | 0 |  | 0 |  | 2.9683e-06 |  | -0.0002384 |  | 0 |  | 8.4619e-07 |  | 0 |  | 6.3091e-05 |  | 0 |  | 0.00022042 |  | 0 |  | 1.2915e-06 |  | 0.00059443 |  | 0 |  | 0
| 7.0878e-05 |  | 0.00020674 |  | 3.3718e-05 |  | 0 |  | 0 |  | 0 |  | 0 |  | 0.0002054 |  | 0 |  | 0 |  | 2.9685e-06 |  | -0.00015133 |  | 0 |  | 8.4946e-07 |  | 0 |  | 6.3094e-05 |  | 0 |  | 0.00016053 |  | 0 |  | 4.3912e-06 |  | 0.00060219 |  | 0 |  | 0
| 7.4987e-05 |  | 2.0376e-05 |  | 4.1662e-05 |  | 0 |  | 0 |  | 0 |  | 0 |  | 3.0354e-05 |  | 0 |  | 0 |  | 1.5733e-06 |  | 2.1674e-05 |  | 0 |  | 8.1069e-07 |  | 0 |  | 2.7381e-05 |  | 0 |  | 0.00023043 |  | 0 |  | 3.8748e-06 |  | 0.00060834 |  | 0 |  | 0
| 4.1144e-06 |  | -7.1375e-06 |  | 1.5894e-05 |  | 0 |  | 0 |  | 0 |  | 0 |  | -1.6864e-05 |  | 0 |  | 0 |  | 1.5733e-06 |  | -6.2857e-05 |  | 0 |  | 7.8585e-07 |  | 0 |  | 2.7381e-05 |  | 0 |  | 0.00026042 |  | 0 |  | 2.325e-06 |  | 0.00061226 |  | 0 |  | 0
| 1.5429e-05 |  | -5.7102e-06 |  | 0 |  | 0 |  | 0 |  | 0 |  | 0 |  | 1.3491e-05 |  | 0 |  | 0 |  | 2.0019e-06 |  | -0.00029042 |  | 0 |  | 8.528e-07 |  | 0 |  | 5.0483e-05 |  | 0 |  | 0.00027962 |  | 0 |  | 2.3252e-06 |  | 0.00060918 |  | 0 |  | 0
| 1.5428e-05 |  | 8.4069e-07 |  | 1.8829e-05 |  | 0 |  | 0 |  | 0 |  | 0 |  | 7.083e-06 |  | 0 |  | 0 |  | 2.0019e-06 |  | -0.0003732 |  | 0 |  | 9.7699e-07 |  | 0 |  | 5.048e-05 |  | 0 |  | 0.000315 |  | 0 |  | 7.7506e-07 |  | 0.00060542 |  | 0 |  | 0
| 0 |  | -4.0304e-05 |  | 1.8829e-05 |  | 0 |  | 0 |  | 0 |  | 0 |  | 0.0002732 |  | 0 |  | 0 |  | 1.1761e-06 |  | -0.00039769 |  | 0 |  | 1.065e-06 |  | 0 |  | 3.4692e-05 |  | 0 |  | 0.00039567 |  | 0 |  | 7.7511e-07 |  | 0.00060926 |  | 0 |  | 0
| 0 |  | -6.8586e-05 |  | 1.2882e-05 |  | 0 |  | 0 |  | 0 |  | 0 |  | 8.4322e-05 |  | 0 |  | 0 |  | 1.1762e-06 |  | -8.5607e-05 |  | 0 |  | 1.1052e-06 |  | 0 |  | 3.4696e-05 |  | 0 |  | 0.00038033 |  | 0 |  | 7.7516e-07 |  | 0.00061699 |  | 0 |  | 0
| 0 |  | -4.6354e-05 |  | 1.2882e-05 |  | 0 |  | 0 |  | 0 |  | 0 |  | -0.00028332 |  | 0 |  | 0 |  | 1.8228e-06 |  | -7.9105e-05 |  | 0 |  | 1.102e-06 |  | 0 |  | 4.4064e-05 |  | 0 |  | 0.00030198 |  | 0 |  | 1.292e-06 |  | 0.00062548 |  | 0 |  | 0
| 0 |  | 3.7539e-05 |  | 1.7836e-05 |  | 0 |  | 0 |  | 0 |  | 0 |  | -0.0001452 |  | 0 |  | 0 |  | 1.823e-06 |  | -4.8926e-05 |  | 0 |  | 1.1333e-06 |  | 0 |  | 4.4069e-05 |  | 0 |  | 0.00031199 |  | 0 |  | 1.292e-06 |  | 0.00063167 |  | 0 |  | 0
| 7.1983e-06 |  | 5.8281e-05 |  | 1.7834e-05 |  | 0 |  | 0 |  | 0 |  | 0 |  | 0.00010118 |  | 0 |  | 0 |  | 1.8683e-06 |  | 0.00018422 |  | 0 |  | 1.1091e-06 |  | 0 |  | 4.6753e-05 |  | 0 |  | 0.00032738 |  | 0 |  | 1.2921e-06 |  | 0.00063709 |  | 0 |  | 1.6962e-06
| 7.1767e-05 |  | -9.1381e-06 |  | 7.3139e-05 |  | 0 |  | 0 |  | 0 |  | 0 |  | 8.4319e-05 |  | 0 |  | 0 |  | 1.8685e-06 |  | 8.9943e-05 |  | 0 |  | 1.0755e-06 |  | 0 |  | 4.6758e-05 |  | 0 |  | 0.00032202 |  | 0 |  | 2.8428e-06 |  | 0.00063713 |  | 0 |  | 2.0668e-06
| 6.4568e-05 |  | -6.5704e-05 |  | 0.00010095 |  | 0 |  | 0 |  | 0 |  | 0 |  | -4.0473e-05 |  | 0 |  | 0 |  | 1.1001e-06 |  | 8.6694e-05 |  | 0 |  | 1.045e-06 |  | 0 |  | 2.5819e-05 |  | 0 |  | 0.00036276 |  | 0 |  | 2.3261e-06 |  | 0.00062791 |  | 0 |  | 1.956e-06
| 8.5527e-07 |  | -3.2418e-05 |  | 2.7805e-05 |  | 0 |  | 0 |  | 0 |  | 0 |  | 0.0001855 |  | 0 |  | 0 |  | 1.1002e-06 |  | 0.00014846 |  | 0 |  | 1.0297e-06 |  | 0 |  | 2.5821e-05 |  | 0 |  | 0.00032975 |  | 0 |  | 2.3261e-06 |  | 0.00061415 |  | 0 |  | 2.2234e-06
| 1.4222e-05 |  | 6.3259e-05 |  | 4.3693e-05 |  | 0 |  | 0 |  | 0 |  | 0 |  | 0.00035414 |  | 0 |  | 0 |  | 2.9071e-06 |  | -6.5994e-05 |  | 0 |  | 1.061e-06 |  | 0 |  | 4.7464e-05 |  | 0 |  | 0.00025213 |  | 0 |  | 2.3264e-06 |  | 0.00060497 |  | 0 |  | 2.4071e-06
| 1.3367e-05 |  | 1.9709e-05 |  | 7.3415e-05 |  | 0 |  | 0 |  | 0 |  | 0 |  | -2.3611e-05 |  | 0 |  | 0 |  | 2.9076e-06 |  | -0.00030016 |  | 0 |  | 1.0139e-06 |  | 0 |  | 4.7469e-05 |  | 0 |  | 0.0003144 |  | 0 |  | 2.3264e-06 |  | 0.00061035 |  | 0 |  | 2.1367e-06
| 0 |  | -6.2244e-06 |  | 2.9719e-05 |  | 0 |  | 0 |  | 0 |  | 0 |  | -7.4202e-05 |  | 0 |  | 0 |  | 1.5971e-06 |  | -0.00015062 |  | 0 |  | 9.3683e-07 |  | 0 |  | 2.6959e-05 |  | 0 |  | 0.00035286 |  | 0 |  | 2.3264e-06 |  | 0.000615 |  | 0 |  | 2.1448e-06
| 1.7278e-05 |  | 4.1539e-05 |  | 2.3774e-05 |  | 0 |  | 0 |  | 0 |  | 0 |  | 8.4319e-05 |  | 0 |  | 0 |  | 1.5972e-06 |  | -8.886e-05 |  | 0 |  | 8.3685e-07 |  | 0 |  | 2.6962e-05 |  | 0 |  | 0.00026833 |  | 0 |  | 0 |  | 0.00061354 |  | 0 |  | 2.3084e-06
| 1.7279e-05 |  | -6.4056e-05 |  | 2.3776e-05 |  | 0 |  | 0 |  | 0 |  | 0 |  | 9.2076e-05 |  | 0 |  | 0 |  | 1.2224e-06 |  | -0.00026739 |  | 0 |  | 7.2538e-07 |  | 0 |  | 3.769e-05 |  | 0 |  | 0.00031907 |  | 0 |  | 0 |  | 0.0006097 |  | 0 |  | 2.2135e-06
| 0 |  | -5.4394e-05 |  | 0 |  | 0 |  | 0 |  | 0 |  | 0 |  | -7.0829e-05 |  | 0 |  | 0 |  | 1.2225e-06 |  | -0.00021564 |  | 0 |  | 6.6801e-07 |  | 0 |  | 3.7693e-05 |  | 0 |  | 0.00035369 |  | 0 |  | 2.3268e-06 |  | 0.00060974 |  | 0 |  | 2.0977e-06
| 2.1589e-05 |  | 0.00013896 |  | 0 |  | 0 |  | 0 |  | 0 |  | 0 |  | -0.00022935 |  | 0 |  | 0 |  | 2.5407e-06 |  | -0.00011811 |  | 0 |  | 7.0243e-07 |  | 0 |  | 3.8135e-05 |  | 0 |  | 0.00026067 |  | 0 |  | 2.327e-06 |  | 0.00061362 |  | 0 |  | 2.1638e-06
| 2.1587e-05 |  | 0.00016817 |  | 7.9968e-05 |  | 0 |  | 0 |  | 0 |  | 0 |  | -0.00013811 |  | 0 |  | 0 |  | 2.5407e-06 |  | -1.1372e-06 |  | 0 |  | 8.492e-07 |  | 0 |  | 3.8137e-05 |  | 0 |  | 0.00022993 |  | 0 |  | 7.7566e-07 |  | 0.00060828 |  | 0 |  | 2.2843e-06
| 0 |  | 5.8982e-05 |  | 9.8831e-05 |  | 0 |  | 0 |  | 0 |  | 0 |  | 2.0237e-05 |  | 0 |  | 0 |  | 1.0824e-06 |  | -0.00014087 |  | 0 |  | 9.5375e-07 |  | 0 |  | 3.4945e-05 |  | 0 |  | 0.0002261 |  | 0 |  | 1.2929e-06 |  | 0.0006014 |  | 0 |  | 2.1573e-06
| 0 |  | 4.7147e-05 |  | 4.1644e-05 |  | 0 |  | 0 |  | 0 |  | 0 |  | 2.6983e-05 |  | 0 |  | 0 |  | 1.0824e-06 |  | -0.00022215 |  | 0 |  | 9.1231e-07 |  | 0 |  | 3.4947e-05 |  | 0 |  | 0.00022304 |  | 0 |  | 2.8447e-06 |  | 0.00060374 |  | 0 |  | 2.1003e-06
| 0 |  | 0.00010698 |  | 2.2779e-05 |  | 0 |  | 0 |  | 0 |  | 0 |  | -0.00012479 |  | 0 |  | 0 |  | 1.717e-06 |  | 0.00017122 |  | 0 |  | 8.5183e-07 |  | 0 |  | 2.8704e-05 |  | 0 |  | 0.00026766 |  | 0 |  | 2.3273e-06 |  | 0.00061301 |  | 0 |  | 2.1596e-06
| 1.9327e-05 |  | 9.9744e-05 |  | 2.4759e-05 |  | 0 |  | 0 |  | 0 |  | 0 |  | -0.00038955 |  | 0 |  | 0 |  | 1.7171e-06 |  | 0.00045286 |  | 0 |  | 8.9973e-07 |  | 0 |  | 2.8705e-05 |  | 0 |  | 0.00030537 |  | 0 |  | 7.7586e-07 |  | 0.00061921 |  | 0 |  | 2.1626e-06
| 4.1936e-05 |  | 4.3604e-05 |  | 2.4757e-05 |  | 0 |  | 0 |  | 0 |  | 0 |  | -0.00011804 |  | 0 |  | 0 |  | 1.2144e-06 |  | 0.00019722 |  | 0 |  | 1.0274e-06 |  | 0 |  | 1.6274e-05 |  | 0 |  | 0.00034152 |  | 0 |  | 1.2931e-06 |  | 0.00061459 |  | 0 |  | 1.9409e-06
| 2.2611e-05 |  | -3.7878e-05 |  | 6.4534e-05 |  | 0 |  | 0 |  | 0 |  | 0 |  | 8.095e-05 |  | 0 |  | 0 |  | 1.2145e-06 |  | -0.00014412 |  | 0 |  | 1.116e-06 |  | 0 |  | 1.6275e-05 |  | 0 |  | 0.0003108 |  | 0 |  | 1.2932e-06 |  | 0.00060698 |  | 0 |  | 1.9418e-06
| 0 |  | -0.00011274 |  | 6.4534e-05 |  | 0 |  | 0 |  | 0 |  | 0 |  | -7.0827e-05 |  | 0 |  | 0 |  | 9.0731e-07 |  | 7.3687e-05 |  | 0 |  | 1.1492e-06 |  | 0 |  | 3.6293e-05 |  | 0 |  | 0.00024464 |  | 0 |  | 2.8452e-06 |  | 0.00061082 |  | 0 |  | 1.9866e-06
| 0 |  | -5.2623e-05 |  | 1.9806e-05 |  | 0 |  | 0 |  | 0 |  | 0 |  | -0.0002054 |  | 0 |  | 0 |  | 9.0745e-07 |  | 0.00031973 |  | 0 |  | 1.2283e-06 |  | 0 |  | 3.6298e-05 |  | 0 |  | 0.00033007 |  | 0 |  | 4.3971e-06 |  | 0.00062014 |  | 0 |  | 1.9702e-06
| 7.1939e-06 |  | -2.8404e-06 |  | 1.9804e-05 |  | 0 |  | 0 |  | 0 |  | 0 |  | -0.00029681 |  | 0 |  | 0 |  | 1.0207e-06 |  | 0.0001127 |  | 0 |  | 1.2623e-06 |  | 0 |  | 3.6982e-05 |  | 0 |  | 0.00029776 |  | 0 |  | 7.502e-06 |  | 0.00062552 |  | 0 |  | 2.0555e-06
| 7.1933e-06 |  | -1.6334e-05 |  | 1.6832e-05 |  | 0 |  | 0 |  | 0 |  | 0 |  | -0.00023609 |  | 0 |  | 0 |  | 1.0209e-06 |  | 8.3441e-05 |  | 0 |  | 1.2656e-06 |  | 0 |  | 3.6987e-05 |  | 0 |  | 0.00020313 |  | 0 |  | 7.502e-06 |  | 0.00062479 |  | 0 |  | 2.0967e-06
| 0 |  | -2.9479e-05 |  | 1.6834e-05 |  | 0 |  | 0 |  | 0 |  | 0 |  | -0.00022665 |  | 0 |  | 0 |  | 1.9236e-06 |  | -6.258e-05 |  | 0 |  | 1.242e-06 |  | 0 |  | 2.3705e-05 |  | 0 |  | 0.00031011 |  | 0 |  | 2.8458e-06 |  | 0.00062329 |  | 0 |  | 2.0753e-06
| 0 |  | -7.821e-05 |  | 4.9504e-06 |  | 0 |  | 0 |  | 0 |  | 0 |  | -0.00013828 |  | 0 |  | 0 |  | 1.9237e-06 |  | -0.00016363 |  | 0 |  | 1.2153e-06 |  | 0 |  | 2.3708e-05 |  | 0 |  | 0.00041402 |  | 0 |  | 5.1741e-07 |  | 0.00062411 |  | 0 |  | 2.0654e-06
| 0 |  | -3.5454e-05 |  | 2.8769e-05 |  | 0 |  | 0 |  | 0 |  | 0 |  | -0.00013154 |  | 0 |  | 0 |  | 1.4185e-06 |  | -4.3346e-05 |  | 0 |  | 1.1828e-06 |  | 0 |  | 4.2618e-05 |  | 0 |  | 0.00038403 |  | 0 |  | 5.1748e-07 |  | 0.00062645 |  | 0 |  | 2.0968e-06
| 0 |  | -2.9419e-05 |  | 6.2427e-05 |  | 0 |  | 0 |  | 0 |  | 0 |  | -0.0002226 |  | 0 |  | 0 |  | 1.4186e-06 |  | -4.3346e-05 |  | 0 |  | 1.1675e-06 |  | 0 |  | 4.262e-05 |  | 0 |  | 0.00031248 |  | 0 |  | 2.8461e-06 |  | 0.00062419 |  | 0 |  | 2.0338e-06
| 0 |  | -8.711e-05 |  | 5.4488e-05 |  | 0 |  | 0 |  | 0 |  | 0 |  | -0.00019832 |  | 0 |  | 0 |  | 1.9675e-06 |  | -0.00023325 |  | 0 |  | 1.1523e-06 |  | 0 |  | 3.8573e-05 |  | 0 |  | 0.00032327 |  | 0 |  | 2.3288e-06 |  | 0.00062346 |  | 0 |  | 2.2701e-06
| 0 |  | -0.00014122 |  | 5.9434e-05 |  | 0 |  | 0 |  | 0 |  | 0 |  | -0.00016526 |  | 0 |  | 0 |  | 1.9677e-06 |  | -0.00031642 |  | 0 |  | 1.0739e-06 |  | 0 |  | 3.8579e-05 |  | 0 |  | 0.000341 |  | 0 |  | 0 |  | 0.00062735 |  | 0 |  | 2.4544e-06
| 0 |  | -6.1063e-05 |  | 4.3562e-05 |  | 0 |  | 0 |  | 0 |  | 0 |  | -0.00016864 |  | 0 |  | 0 |  | 1.7594e-06 |  | -0.00029042 |  | 0 |  | 9.374e-07 |  | 0 |  | 3.0124e-05 |  | 0 |  | 0.00023169 |  | 0 |  | 2.0702e-06 |  | 0.00063196 |  | 0 |  | 2.3463e-06
| 2.9065e-06 |  | -3.4211e-05 |  | 3.9595e-06 |  | 0 |  | 0 |  | 0 |  | 0 |  | -0.0001629 |  | 0 |  | 0 |  | 1.7594e-06 |  | -0.00017523 |  | 0 |  | 8.0084e-07 |  | 0 |  | 3.0124e-05 |  | 0 |  | 0.00028407 |  | 0 |  | 2.8469e-06 |  | 0.00063051 |  | 0 |  | 2.0553e-06
| 2.2426e-05 |  | 2.2324e-05 |  | 3.9592e-06 |  | 0 |  | 0 |  | 0 |  | 0 |  | -0.00013154 |  | 0 |  | 0 |  | 1.9251e-06 |  | 7.3688e-05 |  | 0 |  | 7.5241e-07 |  | 0 |  | 4.1009e-05 |  | 0 |  | 0.00040725 |  | 0 |  | 7.7636e-07 |  | 0.00062281 |  | 0 |  | 2.0157e-06
| 2.6528e-05 |  | 6.7927e-05 |  | 9.8989e-06 |  | 0 |  | 0 |  | 0 |  | 0 |  | -8.4318e-05 |  | 0 |  | 0 |  | 1.9252e-06 |  | 7.0438e-05 |  | 0 |  | 6.9696e-07 |  | 0 |  | 4.1013e-05 |  | 0 |  | 0.0003018 |  | 0 |  | 2.3294e-06 |  | 0.00062285 |  | 0 |  | 2.141e-06
| 2.6528e-05 |  | 3.9795e-05 |  | 9.8989e-06 |  | 0 |  | 0 |  | 0 |  | 0 |  | 0.00015178 |  | 0 |  | 0 |  | 2.1895e-06 |  | -0.00014087 |  | 0 |  | 6.8802e-07 |  | 0 |  | 4.2786e-05 |  | 0 |  | 0.00014333 |  | 0 |  | 2.3294e-06 |  | 0.00062986 |  | 0 |  | 2.1513e-06
| 1.9519e-05 |  | 0.00011072 |  | 3.1675e-05 |  | 0 |  | 0 |  | 0 |  | 0 |  | -8.1453e-05 |  | 0 |  | 0 |  | 2.1897e-06 |  | -0.00028445 |  | 0 |  | 7.3915e-07 |  | 0 |  | 4.279e-05 |  | 0 |  | 0.00018414 |  | 0 |  | 7.7651e-07 |  | 0.00063525 |  | 0 |  | 2.4018e-06
| 2.0545e-05 |  | 0.00015851 |  | 3.1673e-05 |  | 0 |  | 0 |  | 0 |  | 0 |  | -0.00018551 |  | 0 |  | 0 |  | 2.2845e-06 |  | -0.00026115 |  | 0 |  | 8.5595e-07 |  | 0 |  | 5.7237e-05 |  | 0 |  | 0.00031572 |  | 0 |  | 7.7656e-07 |  | 0.00063144 |  | 0 |  | 2.4235e-06
| 2.2425e-05 |  | 3.3635e-05 |  | 6.5071e-05 |  | 0 |  | 0 |  | 0 |  | 0 |  | 6.7455e-05 |  | 0 |  | 0 |  | 2.2847e-06 |  | -0.0004172 |  | 0 |  | 1.0361e-06 |  | 0 |  | 5.7243e-05 |  | 0 |  | 0.00021552 |  | 0 |  | 7.7661e-07 |  | 0.00063071 |  | 0 |  | 2.0726e-06
| 1.8803e-06 |  | -7.4072e-05 |  | 6.5065e-05 |  | 0 |  | 0 |  | 0 |  | 0 |  | -8.8535e-05 |  | 0 |  | 0 |  | 1.275e-06 |  | -0.00030153 |  | 0 |  | 1.1152e-06 |  | 0 |  | 3.6245e-05 |  | 0 |  | 0.00014468 |  | 0 |  | 1.2944e-06 |  | 0.00064076 |  | 0 |  | 2.1073e-06
| 0 |  | -2.4065e-05 |  | 0 |  | 0 |  | 0 |  | 0 |  | 0 |  | -2.6982e-05 |  | 0 |  | 0 |  | 1.2752e-06 |  | -4.0094e-05 |  | 0 |  | 1.0745e-06 |  | 0 |  | 3.6249e-05 |  | 0 |  | 0.00028266 |  | 0 |  | 5.1778e-07 |  | 0.00064774 |  | 0 |  | 2.2786e-06
| 0 |  | -3.737e-05 |  | 0 |  | 0 |  | 0 |  | 0 |  | 0 |  | 7.7574e-05 |  | 0 |  | 0 |  | 8.8328e-07 |  | 3.1427e-05 |  | 0 |  | 1.042e-06 |  | 0 |  | 1.7934e-05 |  | 0 |  | 0.00034813 |  | 0 |  | 0 |  | 0.00064389 |  | 0 |  | 2.0146e-06
| 0 |  | 5.5352e-05 |  | 2.7709e-05 |  | 0 |  | 0 |  | 0 |  | 0 |  | 0.00012749 |  | 0 |  | 0 |  | 9.0788e-07 |  | 5.686e-06 |  | 0 |  | 1.1148e-06 |  | 0 |  | 1.7938e-05 |  | 0 |  | 0.00038746 |  | 0 |  | 7.7676e-07 |  | 0.00063781 |  | 0 |  | 2.1361e-06
| 0 |  | 4.614e-05 |  | 2.7709e-05 |  | 0 |  | 0 |  | 0 |  | 0 |  | 0.00031366 |  | 0 |  | 0 |  | 1.001e-06 |  | -4.9851e-05 |  | 0 |  | 1.2101e-06 |  | 0 |  | 3.0759e-05 |  | 0 |  | 0.00028426 |  | 0 |  | 1.2946e-06 |  | 0.00064478 |  | 0 |  | 2.0884e-06
| 0 |  | -3.935e-05 |  | 0 |  | 0 |  | 0 |  | 0 |  | 0 |  | 7.7561e-05 |  | 0 |  | 0 |  | 9.7661e-07 |  | -1.0831e-06 |  | 0 |  | 1.2356e-06 |  | 0 |  | 3.076e-05 |  | 0 |  | 0.00018951 |  | 0 |  | 1.2948e-06 |  | 0.00064941 |  | 0 |  | 1.9735e-06
| 0 |  | -5.5678e-05 |  | 0 |  | 0 |  | 0 |  | 0 |  | 0 |  | -0.00038955 |  | 0 |  | 0 |  | 1.0361e-06 |  | -0.00020253 |  | 0 |  | 1.2371e-06 |  | 0 |  | 4.5854e-05 |  | 0 |  | 0.0002342 |  | 0 |  | 1.2947e-06 |  | 0.00064251 |  | 0 |  | 1.9998e-06
| 1.5209e-05 |  | -9.1554e-06 |  | 1.6822e-05 |  | 0 |  | 0 |  | 0 |  | 0 |  | -0.00018549 |  | 0 |  | 0 |  | 1.0362e-06 |  | -0.00024166 |  | 0 |  | 1.246e-06 |  | 0 |  | 4.5854e-05 |  | 0 |  | 0.00031282 |  | 0 |  | 2.8487e-06 |  | 0.00063566 |  | 0 |  | 1.9058e-06
| 1.5209e-05 |  | -0.00012654 |  | 1.6822e-05 |  | 0 |  | 0 |  | 0 |  | 0 |  | 7.42e-05 |  | 0 |  | 0 |  | 5.8628e-07 |  | -0.0004172 |  | 0 |  | 1.1982e-06 |  | 0 |  | 5.0075e-06 |  | 0 |  | 0.00035905 |  | 0 |  | 2.3307e-06 |  | 0.00063874 |  | 0 |  | 2.131e-06
| 9.056e-06 |  | -0.00016223 |  | 1.7809e-05 |  | 0 |  | 0 |  | 0 |  | 0 |  | 9.5617e-05 |  | 0 |  | 0 |  | 5.8637e-07 |  | -0.00042781 |  | 0 |  | 1.1458e-06 |  | 0 |  | 5.0082e-06 |  | 0 |  | 0.00027894 |  | 0 |  | 3.8851e-06 |  | 0.00063879 |  | 0 |  | 2.1826e-06
| 9.056e-06 |  | 0.00019257 |  | 2.4752e-05 |  | 0 |  | 0 |  | 0 |  | 0 |  | -0.00011805 |  | 0 |  | 0 |  | 2.7089e-06 |  | -0.00014738 |  | 0 |  | 1.0597e-06 |  | 0 |  | 3.323e-05 |  | 0 |  | 0.00027742 |  | 0 |  | 3.8848e-06 |  | 0.00062573 |  | 0 |  | 2.1223e-06
| 0 |  | 0.000173 |  | 6.4573e-05 |  | 0 |  | 0 |  | 0 |  | 0 |  | -0.00024958 |  | 0 |  | 0 |  | 2.7093e-06 |  | -0.00021239 |  | 0 |  | 9.6964e-07 |  | 0 |  | 3.3234e-05 |  | 0 |  | 0.00025197 |  | 0 |  | 7.7706e-07 |  | 0.00061806 |  | 0 |  | 2.1523e-06
| 0 |  | -4.1836e-05 |  | 9.63e-05 |  | 0 |  | 0 |  | 0 |  | 0 |  | -0.00016864 |  | 0 |  | 0 |  | 6.562e-07 |  | -0.00019614 |  | 0 |  | 9.3396e-07 |  | 0 |  | 2.3811e-05 |  | 0 |  | 0.00021422 |  | 0 |  | 1.2951e-06 |  | 0.00062273 |  | 0 |  | 1.9487e-06
| 1.2131e-05 |  | -3.171e-05 |  | 5.3514e-05 |  | 0 |  | 0 |  | 0 |  | 0 |  | -0.00025852 |  | 0 |  | 0 |  | 6.563e-07 |  | -0.00010696 |  | 0 |  | 9.8579e-07 |  | 0 |  | 2.3815e-05 |  | 0 |  | 0.00031986 |  | 0 |  | 2.8496e-06 |  | 0.00063124 |  | 0 |  | 1.8282e-06
| 1.2131e-05 |  | 6.7664e-05 |  | 1.484e-05 |  | 0 |  | 0 |  | 0 |  | 0 |  | -0.00022935 |  | 0 |  | 0 |  | 1.6392e-06 |  | -0.00020264 |  | 0 |  | 1.0427e-06 |  | 0 |  | 2.7727e-05 |  | 0 |  | 0.00034298 |  | 0 |  | 2.3315e-06 |  | 0.00062893 |  | 0 |  | 2.2794e-06
| 0 |  | 0.00014307 |  | 4.5505e-05 |  | 0 |  | 0 |  | 0 |  | 0 |  | -0.00021585 |  | 0 |  | 0 |  | 1.6393e-06 |  | -0.00031967 |  | 0 |  | 1.0281e-06 |  | 0 |  | 2.7728e-05 |  | 0 |  | 0.00034072 |  | 0 |  | 0 |  | 0.00061976 |  | 0 |  | 2.3753e-06
| 0 |  | 4.6778e-05 |  | 6.2362e-05 |  | 0 |  | 0 |  | 0 |  | 0 |  | -0.00013103 |  | 0 |  | 0 |  | 1.0154e-06 |  | -0.00010696 |  | 0 |  | 1.0179e-06 |  | 0 |  | 2.8903e-05 |  | 0 |  | 0.00034688 |  | 0 |  | 5.1818e-07 |  | 0.00060974 |  | 0 |  | 2.2371e-06
| 0 |  | -7.0731e-05 |  | 3.466e-05 |  | 0 |  | 0 |  | 0 |  | 0 |  | 4.3846e-05 |  | 0 |  | 0 |  | 1.0154e-06 |  | 8.9942e-05 |  | 0 |  | 1.0205e-06 |  | 0 |  | 2.8906e-05 |  | 0 |  | 0.00036929 |  | 0 |  | 1.2954e-06 |  | 0.00060597 |  | 0 |  | 2.1326e-06
| 0 |  | -5.5256e-05 |  | 2.673e-05 |  | 0 |  | 0 |  | 0 |  | 0 |  | 5.6663e-05 |  | 0 |  | 0 |  | 9.9974e-07 |  | -4.5516e-06 |  | 0 |  | 1.0321e-06 |  | 0 |  | 2.2893e-05 |  | 0 |  | 0.00041708 |  | 0 |  | 7.7731e-07 |  | 0.00061368 |  | 0 |  | 2.095e-06
| 5.9787e-06 |  | -8.1724e-05 |  | 8.9222e-06 |  | 0 |  | 0 |  | 0 |  | 0 |  | -4.3846e-05 |  | 0 |  | 0 |  | 9.9974e-07 |  | -5.3099e-05 |  | 0 |  | 1.0564e-06 |  | 0 |  | 2.2893e-05 |  | 0 |  | 0.00042713 |  | 0 |  | 0 |  | 0.00062991 |  | 0 |  | 2.426e-06
| 1.5219e-05 |  | -0.00012235 |  | 2.8753e-05 |  | 0 |  | 0 |  | 0 |  | 0 |  | -0.0001855 |  | 0 |  | 0 |  | 1.11e-06 |  | 0.00015171 |  | 0 |  | 1.1664e-06 |  | 0 |  | 2.4968e-05 |  | 0 |  | 0.00039169 |  | 0 |  | 5.1828e-07 |  | 0.00064306 |  | 0 |  | 2.2137e-06
| 6.9701e-05 |  | -2.431e-05 |  | 6.6336e-05 |  | 0 |  | 0 |  | 0 |  | 0 |  | -8.8535e-05 |  | 0 |  | 0 |  | 1.11e-06 |  | 0.00023097 |  | 0 |  | 1.2649e-06 |  | 0 |  | 2.4966e-05 |  | 0 |  | 0.00036473 |  | 0 |  | 1.2957e-06 |  | 0.00064927 |  | 0 |  | 1.7368e-06
| 6.0462e-05 |  | -2.0313e-05 |  | 3.7585e-05 |  | 0 |  | 0 |  | 0 |  | 0 |  | 8.4319e-05 |  | 0 |  | 0 |  | 6.4989e-07 |  | -0.00022215 |  | 0 |  | 1.2739e-06 |  | 0 |  | 2.2094e-05 |  | 0 |  | 0.00018199 |  | 0 |  | 1.2958e-06 |  | 0.00065008 |  | 0 |  | 1.9021e-06
| 0 |  | -4.279e-05 |  | 2.0769e-05 |  | 0 |  | 0 |  | 0 |  | 0 |  | 0.00012816 |  | 0 |  | 0 |  | 6.4994e-07 |  | -0.00016688 |  | 0 |  | 1.2113e-06 |  | 0 |  | 2.2095e-05 |  | 0 |  | 0.00010411 |  | 0 |  | 2.8507e-06 |  | 0.00065321 |  | 0 |  | 1.9356e-06
| 0 |  | -3.9643e-05 |  | 6.1418e-05 |  | 0 |  | 0 |  | 0 |  | 0 |  | 2.1249e-05 |  | 0 |  | 0 |  | 1.1823e-06 |  | 0.00011833 |  | 0 |  | 1.1654e-06 |  | 0 |  | 4.9962e-05 |  | 0 |  | 0.00026377 |  | 0 |  | 2.3327e-06 |  | 0.0006571 |  | 0 |  | 1.9067e-06
| 0 |  | 1.511e-05 |  | 7.1296e-05 |  | 0 |  | 0 |  | 0 |  | 0 |  | -0.00023946 |  | 0 |  | 0 |  | 1.1824e-06 |  | -0.00015388 |  | 0 |  | 1.1993e-06 |  | 0 |  | 4.9965e-05 |  | 0 |  | 0.00030619 |  | 0 |  | 3.8878e-06 |  | 0.00066482 |  | 0 |  | 2.2308e-06
| 8.2115e-06 |  | 2.7068e-05 |  | 3.0659e-05 |  | 0 |  | 0 |  | 0 |  | 0 |  | -0.00012479 |  | 0 |  | 0 |  | 1.3989e-06 |  | -6.2857e-05 |  | 0 |  | 1.2204e-06 |  | 0 |  | 2.845e-05 |  | 0 |  | 0.0003286 |  | 0 |  | 4.4065e-06 |  | 0.00066876 |  | 0 |  | 2.0798e-06
| 8.2108e-06 |  | -5.0434e-05 |  | 0 |  | 0 |  | 0 |  | 0 |  | 0 |  | -0.00019124 |  | 0 |  | 0 |  | 1.399e-06 |  | 5.0059e-05 |  | 0 |  | 1.1407e-06 |  | 0 |  | 2.8453e-05 |  | 0 |  | 0.00031934 |  | 0 |  | 5.1841e-07 |  | 0.00066182 |  | 0 |  | 1.8992e-06
| 3.2843e-05 |  | -4.1854e-05 |  | 0 |  | 0 |  | 0 |  | 0 |  | 0 |  | -0.00043508 |  | 0 |  | 0 |  | 1.6534e-06 |  | 6.3934e-05 |  | 0 |  | 1.0422e-06 |  | 0 |  | 3.8383e-05 |  | 0 |  | 0.00026229 |  | 0 |  | 2.0739e-06 |  | 0.00064879 |  | 0 |  | 1.9984e-06
| 3.284e-05 |  | 3.1062e-05 |  | 5.8166e-05 |  | 0 |  | 0 |  | 0 |  | 0 |  | -0.00026307 |  | 0 |  | 0 |  | 1.6534e-06 |  | 0.00020372 |  | 0 |  | 1.0314e-06 |  | 0 |  | 3.8381e-05 |  | 0 |  | 0.00017652 |  | 0 |  | 4.4071e-06 |  | 0.00063722 |  | 0 |  | 1.8306e-06
| 0 |  | 8.6177e-05 |  | 6.1139e-05 |  | 0 |  | 0 |  | 0 |  | 0 |  | 3.5419e-05 |  | 0 |  | 0 |  | 1.4224e-06 |  | 2.9584e-05 |  | 0 |  | 1.1178e-06 |  | 0 |  | 3.5267e-05 |  | 0 |  | 0.00020045 |  | 0 |  | 2.3333e-06 |  | 0.00063957 |  | 0 |  | 1.7936e-06
| 5.3108e-05 |  | 1.3278e-06 |  | 2.9671e-05 |  | 0 |  | 0 |  | 0 |  | 0 |  | -0.00010455 |  | 0 |  | 0 |  | 1.4224e-06 |  | -5.6349e-05 |  | 0 |  | 1.201e-06 |  | 0 |  | 3.5267e-05 |  | 0 |  | 0.00014891 |  | 0 |  | 0 |  | 0.00063961 |  | 0 |  | 1.9694e-06
| 5.3108e-05 |  | 8.4566e-06 |  | 2.6698e-05 |  | 0 |  | 0 |  | 0 |  | 0 |  | -0.00031029 |  | 0 |  | 0 |  | 1.4644e-06 |  | 3.1426e-05 |  | 0 |  | 1.1863e-06 |  | 0 |  | 2.6778e-05 |  | 0 |  | 0.00012191 |  | 0 |  | 2.0743e-06 |  | 0.00063426 |  | 0 |  | 1.714e-06
| 1.827e-05 |  | 5.5119e-06 |  | 9.8876e-06 |  | 0 |  | 0 |  | 0 |  | 0 |  | -0.00032935 |  | 0 |  | 0 |  | 1.4645e-06 |  | -7.9654e-05 |  | 0 |  | 1.1276e-06 |  | 0 |  | 2.6779e-05 |  | 0 |  | 0.00025233 |  | 0 |  | 2.8522e-06 |  | 0.00062967 |  | 0 |  | 1.4775e-06
| 1.827e-05 |  | -6.5463e-05 |  | 9.8876e-06 |  | 0 |  | 0 |  | 0 |  | 0 |  | -0.00042834 |  | 0 |  | 0 |  | 1.038e-06 |  | -1.0844e-05 |  | 0 |  | 1.0695e-06 |  | 0 |  | 3.121e-05 |  | 0 |  | 0.0003573 |  | 0 |  | 1.2965e-06 |  | 0.00063202 |  | 0 |  | 1.8797e-06
| 0 |  | -9.1529e-05 |  | 0 |  | 0 |  | 0 |  | 0 |  | 0 |  | -0.00017353 |  | 0 |  | 0 |  | 1.0381e-06 |  | 2.9583e-05 |  | 0 |  | 1.0362e-06 |  | 0 |  | 3.1213e-05 |  | 0 |  | 0.00038662 |  | 0 |  | 1.2965e-06 |  | 0.0006382 |  | 0 |  | 1.866e-06
| 4.8225e-05 |  | -8.966e-05 |  | 0 |  | 0 |  | 0 |  | 0 |  | 0 |  | -0.00011805 |  | 0 |  | 0 |  | 1.6488e-06 |  | -8.8859e-05 |  | 0 |  | 1.0274e-06 |  | 0 |  | 2.3199e-05 |  | 0 |  | 0.00039207 |  | 0 |  | 7.7801e-07 |  | 0.00064368 |  | 0 |  | 1.492e-06
| 6.7519e-05 |  | -2.6269e-05 |  | 2.0762e-05 |  | 0 |  | 0 |  | 0 |  | 0 |  | -0.00036425 |  | 0 |  | 0 |  | 1.6491e-06 |  | -6.9354e-05 |  | 0 |  | 1.051e-06 |  | 0 |  | 2.3204e-05 |  | 0 |  | 0.00043298 |  | 0 |  | 7.7801e-07 |  | 0.00064522 |  | 0 |  | 1.75e-06
| 1.9292e-05 |  | -2.2175e-05 |  | 2.076e-05 |  | 0 |  | 0 |  | 0 |  | 0 |  | -0.00031518 |  | 0 |  | 0 |  | 1.4727e-06 |  | -0.00015474 |  | 0 |  | 1.0838e-06 |  | 0 |  | 3.737e-05 |  | 0 |  | 0.00050173 |  | 0 |  | 7.7806e-07 |  | 0.00063836 |  | 0 |  | 1.7057e-06
| 3.3632e-05 |  | -0.0001288 |  | 4.3497e-05 |  | 0 |  | 0 |  | 0 |  | 0 |  | -0.00017538 |  | 0 |  | 0 |  | 1.4729e-06 |  | -0.00017013 |  | 0 |  | 1.0768e-06 |  | 0 |  | 3.7378e-05 |  | 0 |  | 0.00039753 |  | 0 |  | 0 |  | 0.00063605 |  | 0 |  | 1.8304e-06
| 3.3632e-05 |  | -7.8683e-05 |  | 4.3497e-05 |  | 0 |  | 0 |  | 0 |  | 0 |  | 3.0356e-05 |  | 0 |  | 0 |  | 1.9479e-06 |  | -0.00015063 |  | 0 |  | 1.032e-06 |  | 0 |  | 3.7225e-05 |  | 0 |  | 0.00026169 |  | 0 |  | 0 |  | 0.00063531 |  | 0 |  | 2.2505e-06
| 0 |  | 2.5417e-06 |  | 4.9428e-05 |  | 0 |  | 0 |  | 0 |  | 0 |  | 6.0206e-05 |  | 0 |  | 0 |  | 1.9482e-06 |  | -8.3062e-05 |  | 0 |  | 9.8605e-07 |  | 0 |  | 3.7232e-05 |  | 0 |  | 0.00032656 |  | 0 |  | 7.7821e-07 |  | 0.00063844 |  | 0 |  | 2.1362e-06
| 5.1295e-06 |  | -6.1868e-05 |  | 9.0046e-05 |  | 0 |  | 0 |  | 0 |  | 0 |  | -0.00017538 |  | 0 |  | 0 |  | 9.4612e-07 |  | -0.00017338 |  | 0 |  | 9.8806e-07 |  | 0 |  | 1.8798e-05 |  | 0 |  | 0.0002957 |  | 0 |  | 4.4096e-06 |  | 0.00063617 |  | 0 |  | 2.1666e-06
| 5.1295e-06 |  | 1.4142e-05 |  | 5.7426e-05 |  | 0 |  | 0 |  | 0 |  | 0 |  | -5.3121e-05 |  | 0 |  | 0 |  | 9.4619e-07 |  | -0.00027763 |  | 0 |  | 1.0501e-06 |  | 0 |  | 1.8799e-05 |  | 0 |  | 0.00030035 |  | 0 |  | 4.4102e-06 |  | 0.00062926 |  | 0 |  | 2.1528e-06
| 5.2316e-05 |  | 1.9107e-05 |  | 2.3738e-05 |  | 0 |  | 0 |  | 0 |  | 0 |  | -2.0237e-05 |  | 0 |  | 0 |  | 5.7534e-07 |  | -0.0002384 |  | 0 |  | 1.1071e-06 |  | 0 |  | 1.0121e-05 |  | 0 |  | 0.00033048 |  | 0 |  | 1.2971e-06 |  | 0.00063007 |  | 0 |  | 1.8919e-06
| 5.2316e-05 |  | -6.5958e-05 |  | 2.2749e-05 |  | 0 |  | 0 |  | 0 |  | 0 |  | -0.00012142 |  | 0 |  | 0 |  | 5.7538e-07 |  | -4.3348e-06 |  | 0 |  | 1.1002e-06 |  | 0 |  | 1.0121e-05 |  | 0 |  | 0.00032585 |  | 0 |  | 1.2972e-06 |  | 0.00063162 |  | 0 |  | 1.688e-06
| 4.4109e-05 |  | -3.0144e-05 |  | 1.5814e-05 |  | 0 |  | 0 |  | 0 |  | 0 |  | 7.0827e-05 |  | 0 |  | 0 |  | 1.0448e-06 |  | -5.5754e-05 |  | 0 |  | 1.0503e-06 |  | 0 |  | 2.4436e-05 |  | 0 |  | 0.00032666 |  | 0 |  | 1.2973e-06 |  | 0.00063633 |  | 0 |  | 1.5884e-06
| 4.4105e-05 |  | -6.9695e-05 |  | 2.9652e-06 |  | 0 |  | 0 |  | 0 |  | 0 |  | 3.3729e-06 |  | 0 |  | 0 |  | 1.0449e-06 |  | -0.00036844 |  | 0 |  | 9.9784e-07 |  | 0 |  | 2.4441e-05 |  | 0 |  | 0.00024131 |  | 0 |  | 5.1894e-07 |  | 0.00063556 |  | 0 |  | 1.7288e-06
| 2.4619e-05 |  | -7.0057e-05 |  | 6.928e-06 |  | 0 |  | 0 |  | 0 |  | 0 |  | 0.00013103 |  | 0 |  | 0 |  | 1.623e-06 |  | -0.00029128 |  | 0 |  | 9.8193e-07 |  | 0 |  | 3.0789e-05 |  | 0 |  | 0.00024288 |  | 0 |  | 5.1894e-07 |  | 0.00063564 |  | 0 |  | 1.7867e-06
| 3.0588e-05 |  | -5.8782e-06 |  | 3.9619e-06 |  | 0 |  | 0 |  | 0 |  | 0 |  | 0.00034402 |  | 0 |  | 0 |  | 1.6232e-06 |  | -6.9352e-05 |  | 0 |  | 9.3785e-07 |  | 0 |  | 3.0794e-05 |  | 0 |  | 0.00029427 |  | 0 |  | 1.2974e-06 |  | 0.00063642 |  | 0 |  | 1.8986e-06
| 4.1874e-05 |  | 7.1186e-05 |  | 0 |  | 0 |  | 0 |  | 0 |  | 0 |  | 1.3491e-05 |  | 0 |  | 0 |  | 1.1677e-06 |  | -2.0589e-05 |  | 0 |  | 9.769e-07 |  | 0 |  | 2.8342e-05 |  | 0 |  | 0.00039392 |  | 0 |  | 1.2975e-06 |  | 0.00063337 |  | 0 |  | 2.1027e-06
| 5.0061e-05 |  | 0.00010313 |  | 1.3835e-05 |  | 0 |  | 0 |  | 0 |  | 0 |  | -6.0203e-05 |  | 0 |  | 0 |  | 1.1679e-06 |  | 3.641e-05 |  | 0 |  | 1.032e-06 |  | 0 |  | 2.8345e-05 |  | 0 |  | 0.0003646 |  | 0 |  | 2.8546e-06 |  | 0.00063573 |  | 0 |  | 2.0085e-06
| 1.4165e-05 |  | 3.2162e-05 |  | 6.1379e-05 |  | 0 |  | 0 |  | 0 |  | 0 |  | 0.00010455 |  | 0 |  | 0 |  | 1.6329e-06 |  | 0.00037602 |  | 0 |  | 9.886e-07 |  | 0 |  | 3.2622e-05 |  | 0 |  | 0.00023948 |  | 0 |  | 2.8547e-06 |  | 0.00063886 |  | 0 |  | 2.0255e-06
| 2.3378e-05 |  | 3.0834e-05 |  | 0.00012162 |  | 0 |  | 0 |  | 0 |  | 0 |  | -9.2071e-05 |  | 0 |  | 0 |  | 1.6331e-06 |  | 0.00022074 |  | 0 |  | 9.4826e-07 |  | 0 |  | 3.2623e-05 |  | 0 |  | 0.00024876 |  | 0 |  | 2.8549e-06 |  | 0.00063581 |  | 0 |  | 1.838e-06
| 2.338e-05 |  | 4.5682e-05 |  | 7.4087e-05 |  | 0 |  | 0 |  | 0 |  | 0 |  | -0.00022934 |  | 0 |  | 0 |  | 1.1188e-06 |  | -8.2357e-05 |  | 0 |  | 9.2466e-07 |  | 0 |  | 3.2911e-05 |  | 0 |  | 0.0002565 |  | 0 |  | 2.336e-06 |  | 0.00062272 |  | 0 |  | 1.4198e-06
| 1.3139e-05 |  | 4.8498e-05 |  | 6.6097e-05 |  | 0 |  | 0 |  | 0 |  | 0 |  | -0.00012142 |  | 0 |  | 0 |  | 1.1189e-06 |  | -4.3346e-05 |  | 0 |  | 9.3811e-07 |  | 0 |  | 3.2914e-05 |  | 0 |  | 0.00031754 |  | 0 |  | 7.7871e-07 |  | 0.00061267 |  | 0 |  | 1.6993e-06
| 1.314e-05 |  | 8.4845e-05 |  | 6.6103e-05 |  | 0 |  | 0 |  | 0 |  | 0 |  | -2.8331e-05 |  | 0 |  | 0 |  | 1.471e-06 |  | -0.00028104 |  | 0 |  | 9.2026e-07 |  | 0 |  | 2.0436e-05 |  | 0 |  | 0.00039099 |  | 0 |  | 1.2979e-06 |  | 0.00061661 |  | 0 |  | 1.9559e-06
| 1.1091e-05 |  | 0.00012435 |  | 0 |  | 0 |  | 0 |  | 0 |  | 0 |  | 0.0001113 |  | 0 |  | 0 |  | 1.5837e-06 |  | -0.00036192 |  | 0 |  | 9.3059e-07 |  | 0 |  | 2.0439e-05 |  | 0 |  | 0.00039408 |  | 0 |  | 2.8555e-06 |  | 0.00062434 |  | 0 |  | 2.1301e-06
| 3.6727e-05 |  | 3.9026e-05 |  | 0 |  | 0 |  | 0 |  | 0 |  | 0 |  | -2.8331e-05 |  | 0 |  | 0 |  | 1.1662e-06 |  | -0.00021277 |  | 0 |  | 9.8375e-07 |  | 0 |  | 3.6691e-05 |  | 0 |  | 0.00038795 |  | 0 |  | 2.3364e-06 |  | 0.00062674 |  | 0 |  | 1.9564e-06
| 2.5633e-05 |  | -4.5416e-05 |  | 2.9641e-06 |  | 0 |  | 0 |  | 0 |  | 0 |  | -0.00031703 |  | 0 |  | 0 |  | 1.0538e-06 |  | -0.00015713 |  | 0 |  | 1.0005e-06 |  | 0 |  | 3.6697e-05 |  | 0 |  | 0.00035781 |  | 0 |  | 2.3364e-06 |  | 0.0006306 |  | 0 |  | 1.5563e-06
| 0 |  | -5.9263e-05 |  | 2.9644e-06 |  | 0 |  | 0 |  | 0 |  | 0 |  | -0.00013828 |  | 0 |  | 0 |  | 5.2504e-07 |  | -9.2115e-05 |  | 0 |  | 9.7295e-07 |  | 0 |  | 9.3282e-06 |  | 0 |  | 0.0003586 |  | 0 |  | 2.3366e-06 |  | 0.00063528 |  | 0 |  | 1.7871e-06
| 2.9006e-06 |  | 1.8264e-05 |  | 7.6346e-05 |  | 0 |  | 0 |  | 0 |  | 0 |  | -8.8529e-05 |  | 0 |  | 0 |  | 5.2512e-07 |  | 5.6888e-06 |  | 0 |  | 1.0102e-06 |  | 0 |  | 9.3295e-06 |  | 0 |  | 0.00045601 |  | 0 |  | 2.3367e-06 |  | 0.00064537 |  | 0 |  | 1.7986e-06
| 2.033e-05 |  | 4.9124e-05 |  | 7.634e-05 |  | 0 |  | 0 |  | 0 |  | 0 |  | -0.00015177 |  | 0 |  | 0 |  | 1.7179e-06 |  | 4.4429e-05 |  | 0 |  | 1.0916e-06 |  | 0 |  | 1.6248e-05 |  | 0 |  | 0.00042667 |  | 0 |  | 2.3369e-06 |  | 0.00065082 |  | 0 |  | 1.7038e-06
| 1.743e-05 |  | -0.00010546 |  | 2.4696e-05 |  | 0 |  | 0 |  | 0 |  | 0 |  | -0.0001452 |  | 0 |  | 0 |  | 1.718e-06 |  | -4.2099e-05 |  | 0 |  | 1.1769e-06 |  | 0 |  | 1.6249e-05 |  | 0 |  | 0.00035249 |  | 0 |  | 7.7896e-07 |  | 0.00065396 |  | 0 |  | 1.9818e-06
| 1.5379e-05 |  | -0.00015451 |  | 4.252e-05 |  | 0 |  | 0 |  | 0 |  | 0 |  | -0.00028332 |  | 0 |  | 0 |  | 5.8605e-07 |  | -0.00012462 |  | 0 |  | 1.2263e-06 |  | 0 |  | 0 |  | 0 |  | 0.0003293 |  | 0 |  | 7.7906e-07 |  | 0.00065087 |  | 0 |  | 1.8691e-06
| 1.5379e-05 |  | 1.6935e-05 |  | 1.7823e-05 |  | 0 |  | 0 |  | 0 |  | 0 |  | -0.00013811 |  | 0 |  | 0 |  | 5.861e-07 |  | 0.00017977 |  | 0 |  | 1.184e-06 |  | 0 |  | 0 |  | 0 |  | 0.0002845 |  | 0 |  | 2.337e-06 |  | 0.00064322 |  | 0 |  | 1.6005e-06
| 2.5629e-05 |  | 3.3528e-06 |  | 0 |  | 0 |  | 0 |  | 0 |  | 0 |  | 0.00024283 |  | 0 |  | 0 |  | 9.1594e-07 |  | 0.00011595 |  | 0 |  | 1.1514e-06 |  | 0 |  | 3.7646e-05 |  | 0 |  | 0.00023117 |  | 0 |  | 2.3373e-06 |  | 0.00064326 |  | 0 |  | 1.6938e-06
| 2.5629e-05 |  | -8.1001e-05 |  | 7.6333e-05 |  | 0 |  | 0 |  | 0 |  | 0 |  | 0.00017875 |  | 0 |  | 0 |  | 9.1607e-07 |  | 2.1673e-05 |  | 0 |  | 1.1253e-06 |  | 0 |  | 3.765e-05 |  | 0 |  | 0.00020102 |  | 0 |  | 2.3373e-06 |  | 0.0006479 |  | 0 |  | 1.8154e-06
| 0 |  | 7.4356e-06 |  | 0.0001464 |  | 0 |  | 0 |  | 0 |  | 0 |  | -0.00014874 |  | 0 |  | 0 |  | 1.6368e-06 |  | -1.1372e-06 |  | 0 |  | 1.1509e-06 |  | 0 |  | 6.0428e-05 |  | 0 |  | 0.00020954 |  | 0 |  | 2.3376e-06 |  | 0.00065877 |  | 0 |  | 1.9384e-06
| 1.8765e-06 |  | -7.7346e-05 |  | 0.00012142 |  | 0 |  | 0 |  | 0 |  | 0 |  | -7.7573e-05 |  | 0 |  | 0 |  | 1.637e-06 |  | -0.00030342 |  | 0 |  | 1.1818e-06 |  | 0 |  | 6.0437e-05 |  | 0 |  | 0.00031549 |  | 0 |  | 2.3375e-06 |  | 0.00065726 |  | 0 |  | 1.6777e-06
| 1.9303e-05 |  | -0.00013154 |  | 5.136e-05 |  | 0 |  | 0 |  | 0 |  | 0 |  | 1.7707e-05 |  | 0 |  | 0 |  | 9.2287e-07 |  | -0.0002708 |  | 0 |  | 1.1395e-06 |  | 0 |  | 2.5409e-05 |  | 0 |  | 0.00027297 |  | 0 |  | 2.3378e-06 |  | 0.00065035 |  | 0 |  | 1.6772e-06
| 1.7427e-05 |  | -3.8467e-05 |  | 2.568e-05 |  | 0 |  | 0 |  | 0 |  | 0 |  | -0.00015515 |  | 0 |  | 0 |  | 9.23e-07 |  | -0.00014737 |  | 0 |  | 1.0216e-06 |  | 0 |  | 2.5413e-05 |  | 0 |  | 0.00021886 |  | 0 |  | 7.7926e-07 |  | 0.00064265 |  | 0 |  | 1.9506e-06
| 1.9475e-05 |  | 1.293e-05 |  | 5.3395e-05 |  | 0 |  | 0 |  | 0 |  | 0 |  | 2.4792e-05 |  | 0 |  | 0 |  | 1.689e-06 |  | 8.42e-05 |  | 0 |  | 9.4866e-07 |  | 0 |  | 3.9428e-05 |  | 0 |  | 0.00030163 |  | 0 |  | 1.2989e-06 |  | 0.00063264 |  | 0 |  | 2.1331e-06
| 1.9475e-05 |  | -1.7513e-05 |  | 7.7098e-05 |  | 0 |  | 0 |  | 0 |  | 0 |  | 0.00022935 |  | 0 |  | 0 |  | 1.6891e-06 |  | 5.7428e-05 |  | 0 |  | 1.0057e-06 |  | 0 |  | 3.9432e-05 |  | 0 |  | 0.00025911 |  | 0 |  | 1.2989e-06 |  | 0.00062572 |  | 0 |  | 2.1874e-06
| 2.1525e-05 |  | -1.2395e-06 |  | 4.938e-05 |  | 0 |  | 0 |  | 0 |  | 0 |  | -8.0946e-05 |  | 0 |  | 0 |  | 1.4417e-06 |  | -0.00017339 |  | 0 |  | 1.1193e-06 |  | 0 |  | 3.6879e-05 |  | 0 |  | 0.00026918 |  | 0 |  | 7.7941e-07 |  | 0.00062344 |  | 0 |  | 1.9763e-06
| 7.2515e-05 |  | 6.3266e-05 |  | 3.4563e-05 |  | 0 |  | 0 |  | 0 |  | 0 |  | -0.00025852 |  | 0 |  | 0 |  | 1.4418e-06 |  | -0.00015474 |  | 0 |  | 1.2104e-06 |  | 0 |  | 3.6881e-05 |  | 0 |  | 0.00022322 |  | 0 |  | 0 |  | 0.00062808 |  | 0 |  | 1.9341e-06
| 5.0997e-05 |  | 9.1105e-05 |  | 3.4566e-05 |  | 0 |  | 0 |  | 0 |  | 0 |  | -0.00020911 |  | 0 |  | 0 |  | 1.364e-06 |  | -0.00021564 |  | 0 |  | 1.1719e-06 |  | 0 |  | 3.1613e-05 |  | 0 |  | 0.00014123 |  | 0 |  | 0 |  | 0.00063663 |  | 0 |  | 1.8708e-06
| 0 |  | 4.9025e-05 |  | 5.9245e-06 |  | 0 |  | 0 |  | 0 |  | 0 |  | -0.0003258 |  | 0 |  | 0 |  | 1.3641e-06 |  | -0.00028446 |  | 0 |  | 1.0835e-06 |  | 0 |  | 3.1616e-05 |  | 0 |  | 0.0002731 |  | 0 |  | 0 |  | 0.00063981 |  | 0 |  | 1.7283e-06
| 2.9722e-05 |  | -6.2036e-05 |  | 5.925e-06 |  | 0 |  | 0 |  | 0 |  | 0 |  | -0.00020236 |  | 0 |  | 0 |  | 1.1186e-06 |  | -0.00015388 |  | 0 |  | 9.8364e-07 |  | 0 |  | 2.3356e-05 |  | 0 |  | 0.00042938 |  | 0 |  | 5.1971e-07 |  | 0.00063826 |  | 0 |  | 1.68e-06
| 4.5919e-05 |  | -3.6792e-05 |  | 4.5422e-05 |  | 0 |  | 0 |  | 0 |  | 0 |  | -0.00017707 |  | 0 |  | 0 |  | 1.1186e-06 |  | -5.234e-05 |  | 0 |  | 1.0003e-06 |  | 0 |  | 2.3354e-05 |  | 0 |  | 0.00030979 |  | 0 |  | 5.1971e-07 |  | 0.00062979 |  | 0 |  | 1.9954e-06
| 1.62e-05 |  | 3.1125e-05 |  | 4.5422e-05 |  | 0 |  | 0 |  | 0 |  | 0 |  | -0.00018887 |  | 0 |  | 0 |  | 9.5911e-07 |  | -0.00012787 |  | 0 |  | 1.0535e-06 |  | 0 |  | 1.268e-05 |  | 0 |  | 0.00031987 |  | 0 |  | 5.1974e-07 |  | 0.00062055 |  | 0 |  | 2.2123e-06
| 2.2337e-05 |  | 3.047e-05 |  | 2.6658e-05 |  | 0 |  | 0 |  | 0 |  | 0 |  | -0.00023373 |  | 0 |  | 0 |  | 9.5911e-07 |  | -0.00035614 |  | 0 |  | 1.0581e-06 |  | 0 |  | 1.268e-05 |  | 0 |  | 0.00040392 |  | 0 |  | 5.1978e-07 |  | 0.00062523 |  | 0 |  | 1.9443e-06
| 2.2337e-05 |  | 9.2877e-05 |  | 4.5462e-05 |  | 0 |  | 0 |  | 0 |  | 0 |  | -0.00010793 |  | 0 |  | 0 |  | 1.5986e-06 |  | -0.00029691 |  | 0 |  | 1.0364e-06 |  | 0 |  | 5.6086e-05 |  | 0 |  | 0.00047979 |  | 0 |  | 5.1978e-07 |  | 0.00063765 |  | 0 |  | 1.9376e-06
| 0 |  | 0.0001059 |  | 1.8803e-05 |  | 0 |  | 0 |  | 0 |  | 0 |  | 1.4165e-05 |  | 0 |  | 0 |  | 1.5987e-06 |  | -9.6715e-05 |  | 0 |  | 1.0377e-06 |  | 0 |  | 5.6091e-05 |  | 0 |  | 0.00055872 |  | 0 |  | 1.2995e-06 |  | 0.00064771 |  | 0 |  | 1.8415e-06
| 1.3322e-05 |  | -2.0886e-05 |  | 3.1668e-05 |  | 0 |  | 0 |  | 0 |  | 0 |  | -7.42e-05 |  | 0 |  | 0 |  | 8.3192e-07 |  | -0.00027742 |  | 0 |  | 1.0885e-06 |  | 0 |  | 2.0849e-05 |  | 0 |  | 0.00027866 |  | 0 |  | 1.2996e-06 |  | 0.00064315 |  | 0 |  | 1.5626e-06
| 1.332e-05 |  | -2.6642e-05 |  | 0.0001313 |  | 0 |  | 0 |  | 0 |  | 0 |  | 0.00011467 |  | 0 |  | 0 |  | 8.3198e-07 |  | -0.00030993 |  | 0 |  | 1.0796e-06 |  | 0 |  | 2.0851e-05 |  | 0 |  | 0.00012111 |  | 0 |  | 5.1988e-07 |  | 0.00063928 |  | 0 |  | 1.9002e-06
| 0 |  | 2.8502e-05 |  | 0.0001313 |  | 0 |  | 0 |  | 0 |  | 0 |  | 0.00015936 |  | 0 |  | 0 |  | 1.3953e-06 |  | -8.9888e-05 |  | 0 |  | 1.0783e-06 |  | 0 |  | 3.0526e-05 |  | 0 |  | 0.00023641 |  | 0 |  | 5.1988e-07 |  | 0.00064706 |  | 0 |  | 1.9262e-06
| 6.9905e-06 |  | 8.0601e-05 |  | 5.536e-05 |  | 0 |  | 0 |  | 0 |  | 0 |  | 1.6864e-05 |  | 0 |  | 0 |  | 1.3954e-06 |  | -0.00016363 |  | 0 |  | 1.0969e-06 |  | 0 |  | 3.0526e-05 |  | 0 |  | 0.00045594 |  | 0 |  | 2.8597e-06 |  | 0.00065179 |  | 0 |  | 1.8667e-06
| 1.6211e-05 |  | 9.2016e-05 |  | 2.3692e-05 |  | 0 |  | 0 |  | 0 |  | 0 |  | -0.00031165 |  | 0 |  | 0 |  | 1.4628e-06 |  | -0.00011719 |  | 0 |  | 1.1016e-06 |  | 0 |  | 2.5459e-05 |  | 0 |  | 0.00055426 |  | 0 |  | 2.3396e-06 |  | 0.00064715 |  | 0 |  | 2.0939e-06
| 9.221e-06 |  | -8.7324e-06 |  | 0 |  | 0 |  | 0 |  | 0 |  | 0 |  | -0.00053627 |  | 0 |  | 0 |  | 1.4628e-06 |  | 2.8174e-05 |  | 0 |  | 1.0952e-06 |  | 0 |  | 2.5459e-05 |  | 0 |  | 0.00037856 |  | 0 |  | 2.3399e-06 |  | 0.00063558 |  | 0 |  | 1.8708e-06
| 2.7662e-05 |  | -5.8917e-05 |  | 1.3852e-05 |  | 0 |  | 0 |  | 0 |  | 0 |  | -0.00015227 |  | 0 |  | 0 |  | 8.7344e-07 |  | 9.1025e-05 |  | 0 |  | 1.0605e-06 |  | 0 |  | 3.2962e-05 |  | 0 |  | 0.00032437 |  | 0 |  | 2.3399e-06 |  | 0.00062938 |  | 0 |  | 1.7059e-06
| 4.4877e-05 |  | -7.3545e-05 |  | 4.9386e-05 |  | 0 |  | 0 |  | 0 |  | 0 |  | 8.0952e-05 |  | 0 |  | 0 |  | 8.7344e-07 |  | 8.0189e-05 |  | 0 |  | 1.0773e-06 |  | 0 |  | 3.2962e-05 |  | 0 |  | 0.00037319 |  | 0 |  | 0 |  | 0.00063179 |  | 0 |  | 1.8282e-06
| 4.6926e-05 |  | -7.5182e-05 |  | 3.5535e-05 |  | 0 |  | 0 |  | 0 |  | 0 |  | -8.1452e-05 |  | 0 |  | 0 |  | 1.3411e-06 |  | -0.00030152 |  | 0 |  | 1.0607e-06 |  | 0 |  | 5.3932e-05 |  | 0 |  | 0.00038405 |  | 0 |  | 0 |  | 0.00063802 |  | 0 |  | 1.9567e-06
| 2.9709e-05 |  | -0.00015284 |  | 8.7665e-05 |  | 0 |  | 0 |  | 0 |  | 0 |  | 4.3846e-05 |  | 0 |  | 0 |  | 1.3412e-06 |  | -0.00029692 |  | 0 |  | 9.574e-07 |  | 0 |  | 5.3937e-05 |  | 0 |  | 0.0003647 |  | 0 |  | 7.8011e-07 |  | 0.00064344 |  | 0 |  | 1.9505e-06
| 4.5076e-05 |  | -0.00012987 |  | 0.00012229 |  | 0 |  | 0 |  | 0 |  | 0 |  | -0.00011332 |  | 0 |  | 0 |  | 9.1542e-07 |  | -0.00031859 |  | 0 |  | 9.2027e-07 |  | 0 |  | 3.3183e-05 |  | 0 |  | 0.00030047 |  | 0 |  | 7.8011e-07 |  | 0.0006443 |  | 0 |  | 2.0518e-06
| 5.206e-05 |  | 3.8618e-05 |  | 0.00010293 |  | 0 |  | 0 |  | 0 |  | 0 |  | -0.00039124 |  | 0 |  | 0 |  | 9.1548e-07 |  | -0.00040745 |  | 0 |  | 9.5309e-07 |  | 0 |  | 3.3185e-05 |  | 0 |  | 0.00031131 |  | 0 |  | 7.8016e-07 |  | 0.00063811 |  | 0 |  | 2.0098e-06
| 1.6208e-05 |  | 6.2302e-05 |  | 6.8304e-05 |  | 0 |  | 0 |  | 0 |  | 0 |  | -0.00023019 |  | 0 |  | 0 |  | 1.3667e-06 |  | -0.00021278 |  | 0 |  | 1.0128e-06 |  | 0 |  | 1.7926e-05 |  | 0 |  | 0.00033224 |  | 0 |  | 1.3004e-06 |  | 0.00063505 |  | 0 |  | 2.0476e-06
| 9.2185e-06 |  | 2.0734e-06 |  | 2.0725e-05 |  | 0 |  | 0 |  | 0 |  | 0 |  | -0.00018887 |  | 0 |  | 0 |  | 1.3668e-06 |  | -0.00014737 |  | 0 |  | 1.0321e-06 |  | 0 |  | 1.7926e-05 |  | 0 |  | 0.00027959 |  | 0 |  | 1.3004e-06 |  | 0.00063122 |  | 0 |  | 1.9197e-06
| 0 |  | -0.00012018 |  | 5.9304e-05 |  | 0 |  | 0 |  | 0 |  | 0 |  | -0.00018415 |  | 0 |  | 0 |  | 2.0644e-07 |  | 9.1032e-06 |  | 0 |  | 1.0726e-06 |  | 0 |  | 7.9844e-06 |  | 0 |  | 0.0002099 |  | 0 |  | 7.8026e-07 |  | 0.00062893 |  | 0 |  | 1.8109e-06
| 0 |  | -5.6762e-05 |  | 0.00011143 |  | 0 |  | 0 |  | 0 |  | 0 |  | -6.7455e-05 |  | 0 |  | 0 |  | 2.0646e-07 |  | 8.6697e-06 |  | 0 |  | 1.1523e-06 |  | 0 |  | 7.9852e-06 |  | 0 |  | 0.00036484 |  | 0 |  | 2.3409e-06 |  | 0.00062975 |  | 0 |  | 1.9744e-06
| 0 |  | -3.2498e-05 |  | 7.8787e-05 |  | 0 |  | 0 |  | 0 |  | 0 |  | -0.00012041 |  | 0 |  | 0 |  | 1.1748e-06 |  | -0.00010695 |  | 0 |  | 1.2467e-06 |  | 0 |  | 3.1706e-05 |  | 0 |  | 0.00040047 |  | 0 |  | 2.3411e-06 |  | 0.00063207 |  | 0 |  | 1.8733e-06
| 0 |  | -8.9966e-05 |  | 5.0342e-05 |  | 0 |  | 0 |  | 0 |  | 0 |  | -0.00021249 |  | 0 |  | 0 |  | 1.1748e-06 |  | -6.6103e-05 |  | 0 |  | 1.2422e-06 |  | 0 |  | 3.1706e-05 |  | 0 |  | 0.00033157 |  | 0 |  | 2.3411e-06 |  | 0.00063448 |  | 0 |  | 1.8863e-06
| 0 |  | 3.1045e-06 |  | 4.4407e-05 |  | 0 |  | 0 |  | 0 |  | 0 |  | -1.7715e-05 |  | 0 |  | 0 |  | 9.782e-07 |  | -9.6715e-05 |  | 0 |  | 1.1954e-06 |  | 0 |  | 3.6671e-05 |  | 0 |  | 0.0003827 |  | 0 |  | 2.3412e-06 |  | 0.00063138 |  | 0 |  | 2.0193e-06
| 5.6069e-05 |  | -2.591e-05 |  | 2.2697e-05 |  | 0 |  | 0 |  | 0 |  | 0 |  | 3.3633e-06 |  | 0 |  | 0 |  | 9.7827e-07 |  | 8.0189e-05 |  | 0 |  | 1.1449e-06 |  | 0 |  | 3.6676e-05 |  | 0 |  | 0.0003719 |  | 0 |  | 2.3414e-06 |  | 0.00063069 |  | 0 |  | 1.7238e-06
| 8.7811e-05 |  | -0.00011413 |  | 4.0498e-05 |  | 0 |  | 0 |  | 0 |  | 0 |  | 2.1246e-05 |  | 0 |  | 0 |  | 6.6207e-07 |  | -0.00012061 |  | 0 |  | 1.1468e-06 |  | 0 |  | 3.4681e-05 |  | 0 |  | 0.00044009 |  | 0 |  | 2.3415e-06 |  | 0.00062991 |  | 0 |  | 1.5395e-06
| 3.1747e-05 |  | -7.6893e-05 |  | 4.9378e-05 |  | 0 |  | 0 |  | 0 |  | 0 |  | 0.00014503 |  | 0 |  | 0 |  | 6.6207e-07 |  | -0.00031967 |  | 0 |  | 1.175e-06 |  | 0 |  | 3.468e-05 |  | 0 |  | 0.00042772 |  | 0 |  | 2.3415e-06 |  | 0.0006315 |  | 0 |  | 1.7674e-06
| 1.6386e-05 |  | 2.6837e-05 |  | 3.1575e-05 |  | 0 |  | 0 |  | 0 |  | 0 |  | -0.00012395 |  | 0 |  | 0 |  | 1.588e-06 |  | -0.00027763 |  | 0 |  | 1.1874e-06 |  | 0 |  | 2.4084e-05 |  | 0 |  | 0.00032856 |  | 0 |  | 2.3417e-06 |  | 0.00063542 |  | 0 |  | 1.5865e-06
| 1.6386e-05 |  | 4.212e-06 |  | 0 |  | 0 |  | 0 |  | 0 |  | 0 |  | -0.00030692 |  | 0 |  | 0 |  | 1.5881e-06 |  | -0.00022865 |  | 0 |  | 1.1579e-06 |  | 0 |  | 2.4086e-05 |  | 0 |  | 0.00040452 |  | 0 |  | 7.8061e-07 |  | 0.00063778 |  | 0 |  | 1.3889e-06
| 0 |  | -6.3927e-05 |  | 3.758e-05 |  | 0 |  | 0 |  | 0 |  | 0 |  | -0.00044621 |  | 0 |  | 0 |  | 5.6812e-07 |  | -0.00024008 |  | 0 |  | 1.0918e-06 |  | 0 |  | 1.1837e-05 |  | 0 |  | 0.00049677 |  | 0 |  | 7.8066e-07 |  | 0.00063085 |  | 0 |  | 1.423e-06
| 0 |  | -3.0268e-05 |  | 3.9553e-05 |  | 0 |  | 0 |  | 0 |  | 0 |  | -0.0001855 |  | 0 |  | 0 |  | 5.6812e-07 |  | -0.0002319 |  | 0 |  | 1.0334e-06 |  | 0 |  | 1.1837e-05 |  | 0 |  | 0.00042237 |  | 0 |  | 0 |  | 0.00062697 |  | 0 |  | 1.5025e-06
| 1.1263e-05 |  | 4.1435e-06 |  | 1.9733e-06 |  | 0 |  | 0 |  | 0 |  | 0 |  | 0.00022665 |  | 0 |  | 0 |  | 1.4733e-06 |  | -3.5273e-05 |  | 0 |  | 1.029e-06 |  | 0 |  | 2.3421e-05 |  | 0 |  | 0.000355 |  | 0 |  | 5.2048e-07 |  | 0.00062783 |  | 0 |  | 1.732e-06
| 1.1264e-05 |  | -7.0024e-06 |  | 3.8479e-05 |  | 0 |  | 0 |  | 0 |  | 0 |  | 5.3963e-05 |  | 0 |  | 0 |  | 1.4735e-06 |  | 1.192e-05 |  | 0 |  | 1.065e-06 |  | 0 |  | 2.3424e-05 |  | 0 |  | 0.00031779 |  | 0 |  | 1.3013e-06 |  | 0.00063093 |  | 0 |  | 1.7838e-06
| 0 |  | -3.6587e-05 |  | 8.4952e-05 |  | 0 |  | 0 |  | 0 |  | 0 |  | -0.00042497 |  | 0 |  | 0 |  | 1.1604e-06 |  | -0.00010013 |  | 0 |  | 1.0233e-06 |  | 0 |  | 3.125e-05 |  | 0 |  | 0.00037365 |  | 0 |  | 1.3013e-06 |  | 0.00062791 |  | 0 |  | 1.7592e-06
| 0 |  | -2.6258e-05 |  | 6.3243e-05 |  | 0 |  | 0 |  | 0 |  | 0 |  | -0.00050928 |  | 0 |  | 0 |  | 1.1606e-06 |  | -0.00010836 |  | 0 |  | 9.9571e-07 |  | 0 |  | 3.1254e-05 |  | 0 |  | 0.00037132 |  | 0 |  | 2.8632e-06 |  | 0.00062171 |  | 0 |  | 1.6623e-06
| 6.1435e-06 |  | -3.3762e-05 |  | 1.6772e-05 |  | 0 |  | 0 |  | 0 |  | 0 |  | -0.0002231 |  | 0 |  | 0 |  | 6.2799e-07 |  | 4.3237e-05 |  | 0 |  | 1.0106e-06 |  | 0 |  | 2.9379e-05 |  | 0 |  | 0.00037522 |  | 0 |  | 2.8632e-06 |  | 0.00062408 |  | 0 |  | 1.6416e-06
| 4.9926e-05 |  | -5.6023e-05 |  | 5.5243e-05 |  | 0 |  | 0 |  | 0 |  | 0 |  | -0.00021248 |  | 0 |  | 0 |  | 6.2808e-07 |  | -0.00022865 |  | 0 |  | 1.0511e-06 |  | 0 |  | 2.9383e-05 |  | 0 |  | 0.00036904 |  | 0 |  | 2.8632e-06 |  | 0.00062412 |  | 0 |  | 1.8992e-06
| 5.5045e-05 |  | -0.00013809 |  | 5.5243e-05 |  | 0 |  | 0 |  | 0 |  | 0 |  | -8.8531e-05 |  | 0 |  | 0 |  | 9.6213e-07 |  | -0.00038345 |  | 0 |  | 1.0826e-06 |  | 0 |  | 2.8748e-05 |  | 0 |  | 0.00033648 |  | 0 |  | 2.8635e-06 |  | 0.00062024 |  | 0 |  | 1.9127e-06
| 1.1261e-05 |  | -0.00014505 |  | 2.3674e-05 |  | 0 |  | 0 |  | 0 |  | 0 |  | 0.0001484 |  | 0 |  | 0 |  | 9.6221e-07 |  | 6.3934e-05 |  | 0 |  | 1.0814e-06 |  | 0 |  | 2.8749e-05 |  | 0 |  | 0.00024147 |  | 0 |  | 1.3016e-06 |  | 0.00061334 |  | 0 |  | 1.749e-06
| 0 |  | 0.00010289 |  | 2.3674e-05 |  | 0 |  | 0 |  | 0 |  | 0 |  | 6.0203e-05 |  | 0 |  | 0 |  | 2.2164e-06 |  | 0.00020026 |  | 0 |  | 1.0564e-06 |  | 0 |  | 2.9648e-05 |  | 0 |  | 0.0002756 |  | 0 |  | 7.8101e-07 |  | 0.00061183 |  | 0 |  | 1.7831e-06
| 0 |  | 0.00016586 |  | 6.9048e-06 |  | 0 |  | 0 |  | 0 |  | 0 |  | -0.0001484 |  | 0 |  | 0 |  | 2.2166e-06 |  | 6.0684e-05 |  | 0 |  | 1.0713e-06 |  | 0 |  | 2.965e-05 |  | 0 |  | 0.00046527 |  | 0 |  | 7.8106e-07 |  | 0.00061028 |  | 0 |  | 2.0747e-06
| 2.3545e-05 |  | 2.4843e-05 |  | 6.9048e-06 |  | 0 |  | 0 |  | 0 |  | 0 |  | -0.00025144 |  | 0 |  | 0 |  | 9.2443e-07 |  | 5.6892e-06 |  | 0 |  | 1.0527e-06 |  | 0 |  | 3.8454e-05 |  | 0 |  | 0.00041877 |  | 0 |  | 2.8639e-06 |  | 0.00060799 |  | 0 |  | 2.0416e-06
| 4.7901e-05 |  | 7.3054e-05 |  | 3.1562e-05 |  | 0 |  | 0 |  | 0 |  | 0 |  | -0.00023609 |  | 0 |  | 0 |  | 9.2456e-07 |  | -0.00012136 |  | 0 |  | 1.0142e-06 |  | 0 |  | 3.846e-05 |  | 0 |  | 0.00040484 |  | 0 |  | 2.8641e-06 |  | 0.00061036 |  | 0 |  | 1.6166e-06
| 7.2469e-05 |  | 3.3235e-05 |  | 3.1562e-05 |  | 0 |  | 0 |  | 0 |  | 0 |  | -0.00026206 |  | 0 |  | 0 |  | 4.9819e-07 |  | -0.00017863 |  | 0 |  | 1.0143e-06 |  | 0 |  | 2.5379e-05 |  | 0 |  | 0.00042816 |  | 0 |  | 1.3019e-06 |  | 0.00062052 |  | 0 |  | 1.6777e-06
| 4.8111e-05 |  | -6.2311e-06 |  | 7.2806e-05 |  | 0 |  | 0 |  | 0 |  | 0 |  | -0.00012816 |  | 0 |  | 0 |  | 4.9823e-07 |  | -5.9601e-05 |  | 0 |  | 1.0798e-06 |  | 0 |  | 2.5381e-05 |  | 0 |  | 0.00048553 |  | 0 |  | 2.8645e-06 |  | 0.00063289 |  | 0 |  | 1.8075e-06
| 1.433e-05 |  | 4.3646e-05 |  | 7.28e-05 |  | 0 |  | 0 |  | 0 |  | 0 |  | 7.083e-06 |  | 0 |  | 0 |  | 5.9532e-07 |  | 9.4439e-05 |  | 0 |  | 1.1699e-06 |  | 0 |  | 2.4646e-05 |  | 0 |  | 0.00041578 |  | 0 |  | 2.3436e-06 |  | 0.00063685 |  | 0 |  | 1.7937e-06
| 1.433e-05 |  | -5.9599e-05 |  | 0 |  | 0 |  | 0 |  | 0 |  | 0 |  | -0.00013491 |  | 0 |  | 0 |  | 5.9536e-07 |  | 0.00029149 |  | 0 |  | 1.1847e-06 |  | 0 |  | 2.4648e-05 |  | 0 |  | 0.00026453 |  | 0 |  | 2.3438e-06 |  | 0.00063146 |  | 0 |  | 1.8386e-06
| 0 |  | -1.7975e-05 |  | 0 |  | 0 |  | 0 |  | 0 |  | 0 |  | -0.00024081 |  | 0 |  | 0 |  | 9.2872e-07 |  | 0.00026169 |  | 0 |  | 1.1128e-06 |  | 0 |  | 2.5244e-05 |  | 0 |  | 0.00031653 |  | 0 |  | 2.8648e-06 |  | 0.00062607 |  | 0 |  | 1.8123e-06
| 0 |  | 1.0873e-05 |  | 5.2269e-05 |  | 0 |  | 0 |  | 0 |  | 0 |  | 8.0946e-05 |  | 0 |  | 0 |  | 9.2885e-07 |  | -1.7338e-05 |  | 0 |  | 1.0312e-06 |  | 0 |  | 2.5248e-05 |  | 0 |  | 0.00022779 |  | 0 |  | 5.2088e-07 |  | 0.00062064 |  | 0 |  | 1.9809e-06
| 2.2516e-05 |  | -5.7774e-05 |  | 5.4242e-05 |  | 0 |  | 0 |  | 0 |  | 0 |  | -1.7706e-05 |  | 0 |  | 0 |  | 7.1962e-07 |  | -2.8445e-05 |  | 0 |  | 9.6245e-07 |  | 0 |  | 2.1012e-05 |  | 0 |  | 0.00025496 |  | 0 |  | 5.2091e-07 |  | 0.00061913 |  | 0 |  | 2.0976e-06
| 4.8913e-05 |  | -7.6933e-06 |  | 5.0298e-05 |  | 0 |  | 0 |  | 0 |  | 0 |  | -0.00019478 |  | 0 |  | 0 |  | 7.1968e-07 |  | -2.5031e-05 |  | 0 |  | 9.0853e-07 |  | 0 |  | 2.1013e-05 |  | 0 |  | 0.00041743 |  | 0 |  | 5.2094e-07 |  | 0.00061917 |  | 0 |  | 1.8665e-06
| 2.7418e-05 |  | -1.0218e-05 |  | 4.8316e-05 |  | 0 |  | 0 |  | 0 |  | 0 |  | -0.00018887 |  | 0 |  | 0 |  | 1.3611e-06 |  | -0.00016688 |  | 0 |  | 8.8804e-07 |  | 0 |  | 2.6589e-05 |  | 0 |  | 0.00037791 |  | 0 |  | 5.2098e-07 |  | 0.00062158 |  | 0 |  | 1.7076e-06
| 6.2443e-05 |  | 2.9474e-05 |  | 0 |  | 0 |  | 0 |  | 0 |  | 0 |  | 7.083e-06 |  | 0 |  | 0 |  | 1.3612e-06 |  | -0.00027421 |  | 0 |  | 9.2983e-07 |  | 0 |  | 2.6591e-05 |  | 0 |  | 0.00034064 |  | 0 |  | 2.8654e-06 |  | 0.0006161 |  | 0 |  | 1.9625e-06
| 7.0625e-05 |  | 4.1208e-05 |  | 0 |  | 0 |  | 0 |  | 0 |  | 0 |  | 6.7455e-05 |  | 0 |  | 0 |  | 8.5931e-07 |  | -0.00029366 |  | 0 |  | 1.0662e-06 |  | 0 |  | 1.6273e-05 |  | 0 |  | 0.00033681 |  | 0 |  | 2.8656e-06 |  | 0.00060532 |  | 0 |  | 1.8985e-06
| 2.6409e-05 |  | -2.9464e-05 |  | 8.3023e-05 |  | 0 |  | 0 |  | 0 |  | 0 |  | 2.4789e-05 |  | 0 |  | 0 |  | 8.5944e-07 |  | -0.0005234 |  | 0 |  | 1.1654e-06 |  | 0 |  | 1.6276e-05 |  | 0 |  | 0.00026753 |  | 0 |  | 1.3026e-06 |  | 0.00059915 |  | 0 |  | 1.8007e-06
| 1.7197e-05 |  | -3.9032e-05 |  | 8.3016e-05 |  | 0 |  | 0 |  | 0 |  | 0 |  | 0.0002597 |  | 0 |  | 0 |  | 7.7852e-07 |  | -0.00042046 |  | 0 |  | 1.1293e-06 |  | 0 |  | 3.6064e-05 |  | 0 |  | 0.00020778 |  | 0 |  | 7.8161e-07 |  | 0.00059919 |  | 0 |  | 2.0134e-06
| 0 |  | 0.00011605 |  | 5.2256e-05 |  | 0 |  | 0 |  | 0 |  | 0 |  | 0.00024081 |  | 0 |  | 0 |  | 1.2699e-06 |  | -0.00026057 |  | 0 |  | 1.1276e-06 |  | 0 |  | 3.6068e-05 |  | 0 |  | 0.00023517 |  | 0 |  | 0 |  | 0.00060773 |  | 0 |  | 2.1605e-06
| 3.1721e-05 |  | 0.00015023 |  | 5.2256e-05 |  | 0 |  | 0 |  | 0 |  | 0 |  | 3.0354e-05 |  | 0 |  | 0 |  | 1.6166e-06 |  | 8.9933e-05 |  | 0 |  | 1.1661e-06 |  | 0 |  | 3.1928e-05 |  | 0 |  | 0.00034929 |  | 0 |  | 5.2111e-07 |  | 0.00061242 |  | 0 |  | 2.0819e-06
| 3.1721e-05 |  | -2.032e-05 |  | 1.3803e-05 |  | 0 |  | 0 |  | 0 |  | 0 |  | 5.6661e-05 |  | 0 |  | 0 |  | 1.1255e-06 |  | 0.00034703 |  | 0 |  | 1.1379e-06 |  | 0 |  | 3.1932e-05 |  | 0 |  | 0.00038502 |  | 0 |  | 4.4297e-06 |  | 0.00061169 |  | 0 |  | 2.1669e-06
| 2.7626e-05 |  | -3.4655e-05 |  | 1.3802e-05 |  | 0 |  | 0 |  | 0 |  | 0 |  | -3.3729e-06 |  | 0 |  | 0 |  | 1.217e-06 |  | 0.00018746 |  | 0 |  | 1.0305e-06 |  | 0 |  | 3.952e-05 |  | 0 |  | 0.00043007 |  | 0 |  | 3.9088e-06 |  | 0.00060551 |  | 0 |  | 2.1689e-06
| 2.7626e-05 |  | 4.4332e-06 |  | 3.7463e-05 |  | 0 |  | 0 |  | 0 |  | 0 |  | -0.00034352 |  | 0 |  | 0 |  | 1.217e-06 |  | -0.00012061 |  | 0 |  | 9.5856e-07 |  | 0 |  | 3.9522e-05 |  | 0 |  | 0.00045882 |  | 0 |  | 7.8176e-07 |  | 0.00059934 |  | 0 |  | 1.9418e-06
| 0 |  | 1.9171e-05 |  | 5.3274e-05 |  | 0 |  | 0 |  | 0 |  | 0 |  | -0.00039309 |  | 0 |  | 0 |  | 9.9081e-07 |  | -0.00024691 |  | 0 |  | 1.0647e-06 |  | 0 |  | 1.569e-05 |  | 0 |  | 0.00037811 |  | 0 |  | 1.303e-06 |  | 0.00060016 |  | 0 |  | 1.9926e-06
| 2.8431e-05 |  | -5.2873e-05 |  | 1.5809e-05 |  | 0 |  | 0 |  | 0 |  | 0 |  | -0.00017876 |  | 0 |  | 0 |  | 9.9088e-07 |  | 5.7432e-05 |  | 0 |  | 1.1999e-06 |  | 0 |  | 1.5692e-05 |  | 0 |  | 0.00024123 |  | 0 |  | 5.2121e-07 |  | 0.0006002 |  | 0 |  | 1.9339e-06
| 2.8433e-05 |  | -5.7211e-05 |  | 0 |  | 0 |  | 0 |  | 0 |  | 0 |  | -0.00012395 |  | 0 |  | 0 |  | 7.9949e-07 |  | 0.00012175 |  | 0 |  | 1.2554e-06 |  | 0 |  | 2.8903e-05 |  | 0 |  | 0.0002785 |  | 0 |  | 5.2128e-07 |  | 0.00059787 |  | 0 |  | 1.9437e-06
| 0 |  | 3.8134e-05 |  | 2.9571e-05 |  | 0 |  | 0 |  | 0 |  | 0 |  | -1.6864e-05 |  | 0 |  | 0 |  | 7.9955e-07 |  | 9.6444e-05 |  | 0 |  | 1.1955e-06 |  | 0 |  | 2.8905e-05 |  | 0 |  | 0.0003906 |  | 0 |  | 2.867e-06 |  | 0.00059484 |  | 0 |  | 2.0979e-06
| 0 |  | 3.6289e-05 |  | 2.9574e-05 |  | 0 |  | 0 |  | 0 |  | 0 |  | 0.00017707 |  | 0 |  | 0 |  | 1.1299e-06 |  | -1.4791e-05 |  | 0 |  | 1.101e-06 |  | 0 |  | 2.5484e-05 |  | 0 |  | 0.00030829 |  | 0 |  | 2.3459e-06 |  | 0.00059484 |  | 0 |  | 1.8254e-06
| 0 |  | -7.1208e-05 |  | 0 |  | 0 |  | 0 |  | 0 |  | 0 |  | 0.00024622 |  | 0 |  | 0 |  | 1.1299e-06 |  | -4.9847e-05 |  | 0 |  | 1.0547e-06 |  | 0 |  | 2.5484e-05 |  | 0 |  | 0.00038908 |  | 0 |  | 0 |  | 0.00059876 |  | 0 |  | 1.1333e-06
| 7.1612e-06 |  | -5.2652e-05 |  | 0 |  | 0 |  | 0 |  | 0 |  | 0 |  | 0.00020186 |  | 0 |  | 0 |  | 1.0688e-06 |  | 3.2997e-05 |  | 0 |  | 1.0149e-06 |  | 0 |  | 2.8816e-05 |  | 0 |  | 0.00044657 |  | 0 |  | 0 |  | 0.00060501 |  | 0 |  | 1.4848e-06
| 7.1612e-06 |  | -2.1768e-05 |  | 1.0842e-05 |  | 0 |  | 0 |  | 0 |  | 0 |  | -9.5614e-05 |  | 0 |  | 0 |  | 1.0689e-06 |  | -1.4792e-05 |  | 0 |  | 9.3639e-07 |  | 0 |  | 2.8819e-05 |  | 0 |  | 0.0003099 |  | 0 |  | 7.8206e-07 |  | 0.00061049 |  | 0 |  | 2.0433e-06
| 0 |  | 9.9799e-07 |  | 2.3684e-05 |  | 0 |  | 0 |  | 0 |  | 0 |  | -0.00031366 |  | 0 |  | 0 |  | 1.1884e-06 |  | 0.00013871 |  | 0 |  | 8.767e-07 |  | 0 |  | 2.0966e-05 |  | 0 |  | 0.00037129 |  | 0 |  | 1.3034e-06 |  | 0.00061208 |  | 0 |  | 1.8013e-06
| 0 |  | 9.1953e-06 |  | 1.9744e-05 |  | 0 |  | 0 |  | 0 |  | 0 |  | -0.00013811 |  | 0 |  | 0 |  | 1.1886e-06 |  | -6.5999e-05 |  | 0 |  | 9.2489e-07 |  | 0 |  | 2.0968e-05 |  | 0 |  | 0.00037364 |  | 0 |  | 5.2144e-07 |  | 0.00061056 |  | 0 |  | 1.8112e-06
| 0 |  | 9.6461e-06 |  | 6.8993e-06 |  | 0 |  | 0 |  | 0 |  | 0 |  | -3.3728e-05 |  | 0 |  | 0 |  | 1.3965e-06 |  | -0.00035544 |  | 0 |  | 1.0892e-06 |  | 0 |  | 3.6918e-05 |  | 0 |  | 0.000355 |  | 0 |  | 0 |  | 0.00060823 |  | 0 |  | 2.3378e-06
| 0 |  | 1.63e-05 |  | 2.6609e-05 |  | 0 |  | 0 |  | 0 |  | 0 |  | -0.00013457 |  | 0 |  | 0 |  | 1.3965e-06 |  | -9.6715e-05 |  | 0 |  | 1.1851e-06 |  | 0 |  | 3.6916e-05 |  | 0 |  | 0.00035269 |  | 0 |  | 7.8221e-07 |  | 0.00060905 |  | 0 |  | 2.395e-06
| 0 |  | 1.8513e-05 |  | 2.6609e-05 |  | 0 |  | 0 |  | 0 |  | 0 |  | -0.00030693 |  | 0 |  | 0 |  | 9.1974e-07 |  | 2.8174e-05 |  | 0 |  | 1.1253e-06 |  | 0 |  | 2.7801e-05 |  | 0 |  | 0.00023075 |  | 0 |  | 1.3038e-06 |  | 0.0006068 |  | 0 |  | 2.1737e-06
| 0 |  | 3.7174e-05 |  | 7.8843e-06 |  | 0 |  | 0 |  | 0 |  | 0 |  | -0.00033644 |  | 0 |  | 0 |  | 9.1981e-07 |  | 2.2757e-05 |  | 0 |  | 1.0082e-06 |  | 0 |  | 2.7804e-05 |  | 0 |  | 0.00021282 |  | 0 |  | 2.8683e-06 |  | 0.00059825 |  | 0 |  | 2.3138e-06
| 0 |  | 5.3366e-05 |  | 7.8843e-06 |  | 0 |  | 0 |  | 0 |  | 0 |  | -6.0203e-05 |  | 0 |  | 0 |  | 1.8338e-06 |  | -0.00010354 |  | 0 |  | 9.5355e-07 |  | 0 |  | 4.5969e-05 |  | 0 |  | 0.00030219 |  | 0 |  | 2.8685e-06 |  | 0.00059363 |  | 0 |  | 2.1859e-06
| 4.9356e-06 |  | 6.5703e-05 |  | 6.1382e-05 |  | 0 |  | 0 |  | 0 |  | 0 |  | 0.0001113 |  | 0 |  | 0 |  | 1.834e-06 |  | -0.00024165 |  | 0 |  | 9.6836e-07 |  | 0 |  | 4.5973e-05 |  | 0 |  | 0.00030494 |  | 0 |  | 1.3039e-06 |  | 0.00059677 |  | 0 |  | 2.0923e-06
| 1.8231e-05 |  | -1.1321e-05 |  | 6.1376e-05 |  | 0 |  | 0 |  | 0 |  | 0 |  | -1.4166e-05 |  | 0 |  | 0 |  | 1.064e-06 |  | -0.00032201 |  | 0 |  | 1.0328e-06 |  | 0 |  | 2.8896e-05 |  | 0 |  | 0.00030028 |  | 0 |  | 7.8241e-07 |  | 0.00060221 |  | 0 |  | 2.0695e-06
| 7.0126e-05 |  | -6.513e-05 |  | 1.5767e-05 |  | 0 |  | 0 |  | 0 |  | 0 |  | -6.7457e-06 |  | 0 |  | 0 |  | 1.064e-06 |  | -0.00016038 |  | 0 |  | 1.1199e-06 |  | 0 |  | 2.8895e-05 |  | 0 |  | 0.00043676 |  | 0 |  | 2.3472e-06 |  | 0.00060695 |  | 0 |  | 1.989e-06
| 5.6825e-05 |  | -0.00013497 |  | 2.0704e-05 |  | 0 |  | 0 |  | 0 |  | 0 |  | -1.7708e-05 |  | 0 |  | 0 |  | 4.0345e-07 |  | -0.00012061 |  | 0 |  | 1.1328e-06 |  | 0 |  | 2.0899e-05 |  | 0 |  | 0.00043831 |  | 0 |  | 2.3474e-06 |  | 0.00060773 |  | 0 |  | 1.8534e-06
| 0 |  | -7.9641e-05 |  | 4.4356e-05 |  | 0 |  | 0 |  | 0 |  | 0 |  | -0.00013103 |  | 0 |  | 0 |  | 4.0351e-07 |  | -0.00035955 |  | 0 |  | 1.0265e-06 |  | 0 |  | 2.0901e-05 |  | 0 |  | 0.00036764 |  | 0 |  | 2.3475e-06 |  | 0.00060548 |  | 0 |  | 1.6935e-06
| 0 |  | 1.1533e-05 |  | 3.9414e-05 |  | 0 |  | 0 |  | 0 |  | 0 |  | -7.7573e-05 |  | 0 |  | 0 |  | 5.2187e-07 |  | -0.00035543 |  | 0 |  | 8.9014e-07 |  | 0 |  | 1.8761e-05 |  | 0 |  | 0.00039251 |  | 0 |  | 2.8692e-06 |  | 0.00060237 |  | 0 |  | 1.679e-06
| 0 |  | -1.753e-05 |  | 1.5766e-05 |  | 0 |  | 0 |  | 0 |  | 0 |  | -8.4993e-05 |  | 0 |  | 0 |  | 5.2194e-07 |  | -0.00017523 |  | 0 |  | 9.1002e-07 |  | 0 |  | 1.8763e-05 |  | 0 |  | 0.00037855 |  | 0 |  | 1.3043e-06 |  | 0.00060085 |  | 0 |  | 2.0231e-06
| 0 |  | -0.00010342 |  | 2.4652e-05 |  | 0 |  | 0 |  | 0 |  | 0 |  | -0.00010118 |  | 0 |  | 0 |  | 5.0254e-07 |  | 8.0192e-05 |  | 0 |  | 1.0377e-06 |  | 0 |  | 3.0661e-05 |  | 0 |  | 0.00031249 |  | 0 |  | 7.8261e-07 |  | 0.00060167 |  | 0 |  | 1.8814e-06
| 0 |  | 1.4287e-05 |  | 2.8593e-05 |  | 0 |  | 0 |  | 0 |  | 0 |  | -0.00018769 |  | 0 |  | 0 |  | 5.0261e-07 |  | 0.00033679 |  | 0 |  | 1.1363e-06 |  | 0 |  | 3.0667e-05 |  | 0 |  | 0.00037937 |  | 0 |  | 2.348e-06 |  | 0.0005986 |  | 0 |  | 1.7556e-06
| 2.0451e-05 |  | 4.5412e-05 |  | 1.9705e-05 |  | 0 |  | 0 |  | 0 |  | 0 |  | 7.791e-05 |  | 0 |  | 0 |  | 7.0427e-07 |  | 0.00028218 |  | 0 |  | 1.1918e-06 |  | 0 |  | 2.2737e-05 |  | 0 |  | 0.0004299 |  | 0 |  | 2.348e-06 |  | 0.00059082 |  | 0 |  | 2.1046e-06
| 2.0451e-05 |  | 1.1304e-05 |  | 3.744e-05 |  | 0 |  | 0 |  | 0 |  | 0 |  | 0.00019899 |  | 0 |  | 0 |  | 7.0432e-07 |  | 0.00015171 |  | 0 |  | 1.2118e-06 |  | 0 |  | 2.2739e-05 |  | 0 |  | 0.00040041 |  | 0 |  | 7.8271e-07 |  | 0.0005909 |  | 0 |  | 1.8329e-06
| 1.3292e-05 |  | 0.000136 |  | 3.7437e-05 |  | 0 |  | 0 |  | 0 |  | 0 |  | 3.5413e-05 |  | 0 |  | 0 |  | 1.7029e-06 |  | -9.3298e-05 |  | 0 |  | 1.2183e-06 |  | 0 |  | 3.8318e-05 |  | 0 |  | 0.00038875 |  | 0 |  | 7.8276e-07 |  | 0.00059479 |  | 0 |  | 1.6868e-06
| 1.3292e-05 |  | -4.2623e-05 |  | 6.8178e-05 |  | 0 |  | 0 |  | 0 |  | 0 |  | 3.3727e-05 |  | 0 |  | 0 |  | 1.703e-06 |  | -0.00024165 |  | 0 |  | 1.1371e-06 |  | 0 |  | 3.832e-05 |  | 0 |  | 0.00034057 |  | 0 |  | 7.8281e-07 |  | 0.00059949 |  | 0 |  | 1.9211e-06
| 0 |  | -0.00016969 |  | 9.8789e-05 |  | 0 |  | 0 |  | 0 |  | 0 |  | 5.3121e-05 |  | 0 |  | 0 |  | 1.0693e-06 |  | -2.8445e-05 |  | 0 |  | 1.0277e-06 |  | 0 |  | 2.8372e-05 |  | 0 |  | 0.00038647 |  | 0 |  | 7.8281e-07 |  | 0.00060108 |  | 0 |  | 1.9766e-06
| 7.9965e-06 |  | -2.5212e-05 |  | 7.3959e-05 |  | 0 |  | 0 |  | 0 |  | 0 |  | 0.00015582 |  | 0 |  | 0 |  | 1.0694e-06 |  | -0.0001445 |  | 0 |  | 1.0245e-06 |  | 0 |  | 2.8375e-05 |  | 0 |  | 0.00038805 |  | 0 |  | 0 |  | 0.00060035 |  | 0 |  | 2.0307e-06
| 7.9958e-06 |  | -2.6271e-06 |  | 4.3344e-05 |  | 0 |  | 0 |  | 0 |  | 0 |  | 0.00034402 |  | 0 |  | 0 |  | 1.157e-06 |  | -0.00034243 |  | 0 |  | 1.1252e-06 |  | 0 |  | 2.2993e-05 |  | 0 |  | 0.0004114 |  | 0 |  | 0 |  | 0.00060116 |  | 0 |  | 2.1768e-06
| 2.8411e-05 |  | -5.9948e-06 |  | 3.7434e-05 |  | 0 |  | 0 |  | 0 |  | 0 |  | 0.00035768 |  | 0 |  | 0 |  | 1.1572e-06 |  | -0.00032883 |  | 0 |  | 1.176e-06 |  | 0 |  | 2.2996e-05 |  | 0 |  | 0.00043865 |  | 0 |  | 7.8291e-07 |  | 0.00060198 |  | 0 |  | 2.0579e-06
| 3.25e-05 |  | -2.9589e-05 |  | 3.7434e-05 |  | 0 |  | 0 |  | 0 |  | 0 |  | 9.1064e-05 |  | 0 |  | 0 |  | 1.4553e-06 |  | -0.00028066 |  | 0 |  | 1.1582e-06 |  | 0 |  | 2.7892e-05 |  | 0 |  | 0.00036632 |  | 0 |  | 7.8296e-07 |  | 0.00060276 |  | 0 |  | 1.8759e-06
| 4.0892e-06 |  | -6.7132e-05 |  | 1.2805e-05 |  | 0 |  | 0 |  | 0 |  | 0 |  | -1.0624e-05 |  | 0 |  | 0 |  | 1.4556e-06 |  | -0.00018547 |  | 0 |  | 1.1569e-06 |  | 0 |  | 2.7894e-05 |  | 0 |  | 0.00043793 |  | 0 |  | 7.8301e-07 |  | 0.00059583 |  | 0 |  | 1.9479e-06
| 0 |  | -1.0832e-05 |  | 1.2806e-05 |  | 0 |  | 0 |  | 0 |  | 0 |  | 0.00011687 |  | 0 |  | 0 |  | 1.3944e-06 |  | -0.00014792 |  | 0 |  | 1.1595e-06 |  | 0 |  | 2.2529e-05 |  | 0 |  | 0.00043949 |  | 0 |  | 2.8711e-06 |  | 0.00058961 |  | 0 |  | 2.3582e-06
| 0 |  | -1.3511e-05 |  | 2.955e-06 |  | 0 |  | 0 |  | 0 |  | 0 |  | -2.3606e-05 |  | 0 |  | 0 |  | 1.3946e-06 |  | -0.00015713 |  | 0 |  | 1.1654e-06 |  | 0 |  | 2.2534e-05 |  | 0 |  | 0.00051341 |  | 0 |  | 2.8714e-06 |  | 0.00058809 |  | 0 |  | 2.2117e-06
| 0 |  | -2.3013e-05 |  | 3.7511e-05 |  | 0 |  | 0 |  | 0 |  | 0 |  | -0.00018415 |  | 0 |  | 0 |  | 1.699e-06 |  | -6.5994e-05 |  | 0 |  | 1.0881e-06 |  | 0 |  | 2.7702e-05 |  | 0 |  | 0.00043021 |  | 0 |  | 7.8311e-07 |  | 0.00059202 |  | 0 |  | 2.0163e-06
| 0 |  | 3.9599e-05 |  | 5.7206e-05 |  | 0 |  | 0 |  | 0 |  | 0 |  | -0.0001629 |  | 0 |  | 0 |  | 1.699e-06 |  | -7.6234e-05 |  | 0 |  | 1.0462e-06 |  | 0 |  | 2.7701e-05 |  | 0 |  | 0.00034388 |  | 0 |  | 2.3495e-06 |  | 0.00059361 |  | 0 |  | 2.6559e-06
| 5.1115e-06 |  | 8.5133e-05 |  | 2.2655e-05 |  | 0 |  | 0 |  | 0 |  | 0 |  | -0.0001113 |  | 0 |  | 0 |  | 1.6786e-06 |  | -0.00022215 |  | 0 |  | 1.1166e-06 |  | 0 |  | 3.0364e-05 |  | 0 |  | 0.00023826 |  | 0 |  | 4.4379e-06 |  | 0.0005921 |  | 0 |  | 2.5903e-06
| 8.002e-06 |  | 2.3111e-05 |  | 3.9393e-05 |  | 0 |  | 0 |  | 0 |  | 0 |  | -0.00011332 |  | 0 |  | 0 |  | 1.6787e-06 |  | -0.00020595 |  | 0 |  | 1.2115e-06 |  | 0 |  | 3.0367e-05 |  | 0 |  | 0.00017757 |  | 0 |  | 4.4382e-06 |  | 0.0005991 |  | 0 |  | 2.4016e-06
| 1.618e-05 |  | -6.5663e-05 |  | 3.9397e-05 |  | 0 |  | 0 |  | 0 |  | 0 |  | -0.00016189 |  | 0 |  | 0 |  | 1.7531e-07 |  | 5.7432e-05 |  | 0 |  | 1.2882e-06 |  | 0 |  | 2.9279e-05 |  | 0 |  | 0.00031749 |  | 0 |  | 2.872e-06 |  | 0.00060462 |  | 0 |  | 2.4184e-06
| 2.7404e-05 |  | -6.9507e-05 |  | 3.9393e-05 |  | 0 |  | 0 |  | 0 |  | 0 |  | 9.5617e-05 |  | 0 |  | 0 |  | 1.7532e-07 |  | -6.2586e-05 |  | 0 |  | 1.2443e-06 |  | 0 |  | 2.9281e-05 |  | 0 |  | 0.00024114 |  | 0 |  | 2.8722e-06 |  | 0.00060462 |  | 0 |  | 2.3763e-06
| 1.4116e-05 |  | -7.5451e-05 |  | 5.6174e-05 |  | 0 |  | 0 |  | 0 |  | 0 |  | 0.00013103 |  | 0 |  | 0 |  | 1.2486e-06 |  | -0.00032542 |  | 0 |  | 1.1542e-06 |  | 0 |  | 2.6746e-05 |  | 0 |  | 0.00023104 |  | 0 |  | 2.8722e-06 |  | 0.00060077 |  | 0 |  | 2.2952e-06
| 0 |  | -4.7426e-05 |  | 2.072e-05 |  | 0 |  | 0 |  | 0 |  | 0 |  | -0.00020911 |  | 0 |  | 0 |  | 1.2486e-06 |  | -0.00034243 |  | 0 |  | 1.0885e-06 |  | 0 |  | 2.6744e-05 |  | 0 |  | 0.00033543 |  | 0 |  | 5.2224e-07 |  | 0.00059847 |  | 0 |  | 2.2808e-06
| 0 |  | -1.5514e-06 |  | 3.9387e-06 |  | 0 |  | 0 |  | 0 |  | 0 |  | -0.00012041 |  | 0 |  | 0 |  | 1.3057e-06 |  | -0.00016157 |  | 0 |  | 1.0319e-06 |  | 0 |  | 4.1218e-05 |  | 0 |  | 0.00041639 |  | 0 |  | 5.2228e-07 |  | 0.00060007 |  | 0 |  | 2.4613e-06
| 0 |  | 4.2678e-06 |  | 1.9697e-05 |  | 0 |  | 0 |  | 0 |  | 0 |  | -8.1446e-05 |  | 0 |  | 0 |  | 1.3059e-06 |  | -7.2814e-05 |  | 0 |  | 9.7898e-07 |  | 0 |  | 4.1226e-05 |  | 0 |  | 0.00041642 |  | 0 |  | 1.3057e-06 |  | 0.00060166 |  | 0 |  | 2.4564e-06
| 1.022e-06 |  | -3.1125e-05 |  | 1.9695e-05 |  | 0 |  | 0 |  | 0 |  | 0 |  | -0.00014165 |  | 0 |  | 0 |  | 1.0398e-06 |  | -1.0831e-05 |  | 0 |  | 9.2352e-07 |  | 0 |  | 1.1266e-05 |  | 0 |  | 0.0003604 |  | 0 |  | 1.3059e-06 |  | 0.00060404 |  | 0 |  | 2.4088e-06
| 1.0219e-06 |  | -0.00014901 |  | 0 |  | 0 |  | 0 |  | 0 |  | 0 |  | 7.791e-05 |  | 0 |  | 0 |  | 1.04e-06 |  | 0.00019684 |  | 0 |  | 9.0618e-07 |  | 0 |  | 1.1267e-05 |  | 0 |  | 0.00036663 |  | 0 |  | 1.3058e-06 |  | 0.00060248 |  | 0 |  | 2.2267e-06
| 3.577e-05 |  | -0.00018015 |  | 0 |  | 0 |  | 0 |  | 0 |  | 0 |  | -4.958e-05 |  | 0 |  | 0 |  | 8.8572e-07 |  | -5.9167e-05 |  | 0 |  | 9.6754e-07 |  | 0 |  | 1.6465e-05 |  | 0 |  | 0.00033473 |  | 0 |  | 1.3059e-06 |  | 0.00059551 |  | 0 |  | 2.1403e-06
| 3.5767e-05 |  | -7.1986e-05 |  | 7.3821e-05 |  | 0 |  | 0 |  | 0 |  | 0 |  | -0.00030691 |  | 0 |  | 0 |  | 8.8585e-07 |  | -0.00037168 |  | 0 |  | 1.0301e-06 |  | 0 |  | 1.6467e-05 |  | 0 |  | 0.00031142 |  | 0 |  | 1.3059e-06 |  | 0.00058781 |  | 0 |  | 2.3116e-06
| 0 |  | -2.4904e-05 |  | 7.382e-05 |  | 0 |  | 0 |  | 0 |  | 0 |  | -0.00018061 |  | 0 |  | 0 |  | 9.8576e-07 |  | -0.00043124 |  | 0 |  | 1.0708e-06 |  | 0 |  | 4.3727e-05 |  | 0 |  | 0.00042509 |  | 0 |  | 7.8366e-07 |  | 0.00058002 |  | 0 |  | 2.4224e-06
| 4.9308e-06 |  | -8.2395e-07 |  | 9.846e-06 |  | 0 |  | 0 |  | 0 |  | 0 |  | 0.00025144 |  | 0 |  | 0 |  | 9.8576e-07 |  | -0.00020936 |  | 0 |  | 1.1329e-06 |  | 0 |  | 4.3727e-05 |  | 0 |  | 0.00051543 |  | 0 |  | 0 |  | 0.0005785 |  | 0 |  | 2.1756e-06
| 4.9312e-06 |  | -1.5273e-05 |  | 9.8469e-06 |  | 0 |  | 0 |  | 0 |  | 0 |  | 0.00048905 |  | 0 |  | 0 |  | 8.5409e-07 |  | 1.5171e-05 |  | 0 |  | 1.1774e-06 |  | 0 |  | 3.3083e-05 |  | 0 |  | 0.00045937 |  | 0 |  | 5.2248e-07 |  | 0.00058395 |  | 0 |  | 2.1244e-06
| 4.9819e-05 |  | -7.31e-05 |  | 8.8613e-06 |  | 0 |  | 0 |  | 0 |  | 0 |  | 0.00019477 |  | 0 |  | 0 |  | 8.5416e-07 |  | 2.2758e-06 |  | 0 |  | 1.1698e-06 |  | 0 |  | 3.3084e-05 |  | 0 |  | 0.00039947 |  | 0 |  | 1.3062e-06 |  | 0.00059103 |  | 0 |  | 2.2906e-06
| 4.9819e-05 |  | -4.9064e-05 |  | 8.8613e-06 |  | 0 |  | 0 |  | 0 |  | 0 |  | 1.0117e-05 |  | 0 |  | 0 |  | 6.2726e-07 |  | 1.5171e-05 |  | 0 |  | 1.0691e-06 |  | 0 |  | 1.5195e-05 |  | 0 |  | 0.00041583 |  | 0 |  | 1.3063e-06 |  | 0.00059337 |  | 0 |  | 1.9501e-06
| 0 |  | 5.9859e-05 |  | 4.9223e-06 |  | 0 |  | 0 |  | 0 |  | 0 |  | 0.00019123 |  | 0 |  | 0 |  | 6.2735e-07 |  | -0.00018888 |  | 0 |  | 1.0124e-06 |  | 0 |  | 1.5198e-05 |  | 0 |  | 0.00038317 |  | 0 |  | 2.874e-06 |  | 0.00058566 |  | 0 |  | 1.9151e-06
| 0 |  | -2.4557e-05 |  | 1.5777e-05 |  | 0 |  | 0 |  | 0 |  | 0 |  | -4.2497e-05 |  | 0 |  | 0 |  | 1.9993e-07 |  | -0.00056777 |  | 0 |  | 1.0486e-06 |  | 0 |  | 3.3125e-05 |  | 0 |  | 0.00036993 |  | 0 |  | 2.874e-06 |  | 0.00057709 |  | 0 |  | 2.1921e-06
| 0 |  | -8.1058e-05 |  | 1.4792e-05 |  | 0 |  | 0 |  | 0 |  | 0 |  | -0.00026644 |  | 0 |  | 0 |  | 1.9995e-07 |  | -0.00061225 |  | 0 |  | 1.1474e-06 |  | 0 |  | 3.3126e-05 |  | 0 |  | 0.00038319 |  | 0 |  | 1.3064e-06 |  | 0.0005709 |  | 0 |  | 2.2926e-06
| 4.5979e-05 |  | 6.9723e-05 |  | 2.0713e-05 |  | 0 |  | 0 |  | 0 |  | 0 |  | -0.00021956 |  | 0 |  | 0 |  | 1.6584e-06 |  | -0.00039027 |  | 0 |  | 1.2256e-06 |  | 0 |  | 3.422e-05 |  | 0 |  | 0.00047513 |  | 0 |  | 7.8391e-07 |  | 0.00057015 |  | 0 |  | 2.3643e-06
| 6.7231e-05 |  | 2.5137e-05 |  | 6.8953e-05 |  | 0 |  | 0 |  | 0 |  | 0 |  | 2.1249e-05 |  | 0 |  | 0 |  | 1.6586e-06 |  | -4.8926e-05 |  | 0 |  | 1.1804e-06 |  | 0 |  | 3.4225e-05 |  | 0 |  | 0.00044945 |  | 0 |  | 2.3519e-06 |  | 0.00056941 |  | 0 |  | 2.4299e-06
| 2.125e-05 |  | 1.7417e-05 |  | 8.572e-05 |  | 0 |  | 0 |  | 0 |  | 0 |  | 0.0001113 |  | 0 |  | 0 |  | 1.4308e-06 |  | -5.3098e-05 |  | 0 |  | 1.0843e-06 |  | 0 |  | 3.9004e-05 |  | 0 |  | 0.0003996 |  | 0 |  | 2.3519e-06 |  | 0.00056785 |  | 0 |  | 2.52e-06
| 0 |  | 9.5765e-05 |  | 3.3547e-05 |  | 0 |  | 0 |  | 0 |  | 0 |  | -3.5415e-06 |  | 0 |  | 0 |  | 1.431e-06 |  | -0.00021619 |  | 0 |  | 1.0062e-06 |  | 0 |  | 3.901e-05 |  | 0 |  | 0.00031341 |  | 0 |  | 2.352e-06 |  | 0.00057338 |  | 0 |  | 2.3456e-06
| 0 |  | 7.692e-05 |  | 1.8747e-05 |  | 0 |  | 0 |  | 0 |  | 0 |  | -0.00019123 |  | 0 |  | 0 |  | 9.5752e-07 |  | -4.5513e-05 |  | 0 |  | 9.9794e-07 |  | 0 |  | 2.3936e-05 |  | 0 |  | 0.00031341 |  | 0 |  | 2.8747e-06 |  | 0.00057806 |  | 0 |  | 2.2301e-06
| 0 |  | 4.2543e-05 |  | 2.2683e-05 |  | 0 |  | 0 |  | 0 |  | 0 |  | -0.00042834 |  | 0 |  | 0 |  | 9.5766e-07 |  | -0.00030017 |  | 0 |  | 1.0205e-06 |  | 0 |  | 2.3939e-05 |  | 0 |  | 0.00035994 |  | 0 |  | 2.8751e-06 |  | 0.0005742 |  | 0 |  | 2.02e-06
| 0 |  | 4.8792e-05 |  | 3.937e-06 |  | 0 |  | 0 |  | 0 |  | 0 |  | -0.00024789 |  | 0 |  | 0 |  | 1.3719e-06 |  | -0.00028446 |  | 0 |  | 1.0084e-06 |  | 0 |  | 4.5243e-05 |  | 0 |  | 0.00042464 |  | 0 |  | 4.4433e-06 |  | 0.00056566 |  | 0 |  | 2.052e-06
| 3.2468e-05 |  | 8.1324e-05 |  | 0 |  | 0 |  | 0 |  | 0 |  | 0 |  | -4.958e-05 |  | 0 |  | 0 |  | 1.372e-06 |  | 0.00011833 |  | 0 |  | 9.6778e-07 |  | 0 |  | 4.5245e-05 |  | 0 |  | 0.00045895 |  | 0 |  | 2.8753e-06 |  | 0.00056258 |  | 0 |  | 2.2892e-06
| 3.2468e-05 |  | -1.1007e-05 |  | 1.5786e-05 |  | 0 |  | 0 |  | 0 |  | 0 |  | -0.00015515 |  | 0 |  | 0 |  | 4.9943e-07 |  | -8.8859e-05 |  | 0 |  | 9.723e-07 |  | 0 |  | 2.0028e-05 |  | 0 |  | 0.00039976 |  | 0 |  | 2.8753e-06 |  | 0.00057119 |  | 0 |  | 2.1653e-06
| 0 |  | -8.5444e-05 |  | 4.8263e-05 |  | 0 |  | 0 |  | 0 |  | 0 |  | -0.00010624 |  | 0 |  | 0 |  | 4.9951e-07 |  | -7.2821e-05 |  | 0 |  | 1.0311e-06 |  | 0 |  | 2.0032e-05 |  | 0 |  | 0.00046287 |  | 0 |  | 4.4442e-06 |  | 0.00057353 |  | 0 |  | 2.0396e-06
| 1.7365e-05 |  | 1.423e-05 |  | 5.8128e-05 |  | 0 |  | 0 |  | 0 |  | 0 |  | 2.1249e-05 |  | 0 |  | 0 |  | 1.2862e-06 |  | 6.3719e-05 |  | 0 |  | 1.0564e-06 |  | 0 |  | 4.4758e-05 |  | 0 |  | 0.00050814 |  | 0 |  | 2.3528e-06 |  | 0.00057126 |  | 0 |  | 2.2461e-06
| 1.7365e-05 |  | 2.8755e-05 |  | 4.9271e-05 |  | 0 |  | 0 |  | 0 |  | 0 |  | 0.00011687 |  | 0 |  | 0 |  | 1.2864e-06 |  | -0.00012061 |  | 0 |  | 1.0519e-06 |  | 0 |  | 4.4766e-05 |  | 0 |  | 0.00048476 |  | 0 |  | 7.8426e-07 |  | 0.00057282 |  | 0 |  | 2.0908e-06
| 8.1719e-06 |  | 3.5938e-05 |  | 2.3622e-05 |  | 0 |  | 0 |  | 0 |  | 0 |  | 8.769e-05 |  | 0 |  | 0 |  | 1.1423e-06 |  | 2.4923e-05 |  | 0 |  | 1.0584e-06 |  | 0 |  | 3.5883e-05 |  | 0 |  | 0.00037255 |  | 0 |  | 1.3073e-06 |  | 0.0005752 |  | 0 |  | 1.8261e-06
| 6.8331e-05 |  | 7.0796e-05 |  | 3.6413e-05 |  | 0 |  | 0 |  | 0 |  | 0 |  | -8.4993e-05 |  | 0 |  | 0 |  | 1.1424e-06 |  | 5.686e-06 |  | 0 |  | 1.0934e-06 |  | 0 |  | 3.5885e-05 |  | 0 |  | 0.0003149 |  | 0 |  | 1.3073e-06 |  | 0.00057835 |  | 0 |  | 1.7694e-06
| 6.0166e-05 |  | -0.00011763 |  | 3.6417e-05 |  | 0 |  | 0 |  | 0 |  | 0 |  | 0.00016999 |  | 0 |  | 0 |  | 1.2837e-06 |  | -0.00015816 |  | 0 |  | 1.0991e-06 |  | 0 |  | 1.3016e-05 |  | 0 |  | 0.00032739 |  | 0 |  | 1.3074e-06 |  | 0.00057605 |  | 0 |  | 1.9465e-06
| 1.4105e-05 |  | -0.00017056 |  | 0 |  | 0 |  | 0 |  | 0 |  | 0 |  | 0.00013491 |  | 0 |  | 0 |  | 1.2839e-06 |  | 3.7928e-05 |  | 0 |  | 1.08e-06 |  | 0 |  | 1.3018e-05 |  | 0 |  | 0.00025354 |  | 0 |  | 1.3074e-06 |  | 0.00057531 |  | 0 |  | 2.2618e-06
| 2.432e-05 |  | -2.7522e-05 |  | 0 |  | 0 |  | 0 |  | 0 |  | 0 |  | -0.00029039 |  | 0 |  | 0 |  | 6.4216e-07 |  | 3.2997e-05 |  | 0 |  | 1.0664e-06 |  | 0 |  | 3.1328e-05 |  | 0 |  | 0.00035488 |  | 0 |  | 1.3074e-06 |  | 0.00057297 |  | 0 |  | 2.0606e-06
| 1.0213e-05 |  | 9.7808e-06 |  | 0 |  | 0 |  | 0 |  | 0 |  | 0 |  | -0.00024436 |  | 0 |  | 0 |  | 6.4225e-07 |  | -7.6234e-05 |  | 0 |  | 1.0748e-06 |  | 0 |  | 3.1333e-05 |  | 0 |  | 0.00050054 |  | 0 |  | 1.3075e-06 |  | 0.00056836 |  | 0 |  | 2.1012e-06
| 0 |  | -9.8299e-06 |  | 0 |  | 0 |  | 0 |  | 0 |  | 0 |  | -3.0356e-05 |  | 0 |  | 0 |  | 7.5748e-07 |  | -4.6596e-05 |  | 0 |  | 1.104e-06 |  | 0 |  | 2.9745e-05 |  | 0 |  | 0.00034461 |  | 0 |  | 7.8456e-07 |  | 0.00056369 |  | 0 |  | 2.243e-06
| 3.5515e-05 |  | 2.4811e-05 |  | 1.0823e-05 |  | 0 |  | 0 |  | 0 |  | 0 |  | 0.00014165 |  | 0 |  | 0 |  | 7.5754e-07 |  | -0.00013768 |  | 0 |  | 1.1357e-06 |  | 0 |  | 2.9747e-05 |  | 0 |  | 0.0002994 |  | 0 |  | 2.3538e-06 |  | 0.00056372 |  | 0 |  | 2.0768e-06
| 3.5518e-05 |  | 0.00015167 |  | 1.0824e-05 |  | 0 |  | 0 |  | 0 |  | 0 |  | 0.00023019 |  | 0 |  | 0 |  | 2.0725e-06 |  | -0.00021619 |  | 0 |  | 1.1189e-06 |  | 0 |  | 2.9573e-05 |  | 0 |  | 0.0003197 |  | 0 |  | 2.3538e-06 |  | 0.00057156 |  | 0 |  | 1.8563e-06
| 1.7163e-05 |  | 7.1785e-05 |  | 5.9015e-05 |  | 0 |  | 0 |  | 0 |  | 0 |  | 6.7402e-06 |  | 0 |  | 0 |  | 2.0728e-06 |  | -0.00024165 |  | 0 |  | 1.0544e-06 |  | 0 |  | 2.9577e-05 |  | 0 |  | 0.00039224 |  | 0 |  | 2.3538e-06 |  | 0.00057627 |  | 0 |  | 1.8665e-06
| 7.0266e-05 |  | -9.241e-05 |  | 5.9015e-05 |  | 0 |  | 0 |  | 0 |  | 0 |  | -7.7916e-05 |  | 0 |  | 0 |  | 6.5752e-07 |  | -0.00014791 |  | 0 |  | 9.9561e-07 |  | 0 |  | 2.7643e-05 |  | 0 |  | 0.00050999 |  | 0 |  | 2.3541e-06 |  | 0.00057393 |  | 0 |  | 2.0903e-06
| 7.7403e-05 |  | -3.0287e-05 |  | 0 |  | 0 |  | 0 |  | 0 |  | 0 |  | -4.6038e-05 |  | 0 |  | 0 |  | 6.5752e-07 |  | -8.3062e-05 |  | 0 |  | 1.0015e-06 |  | 0 |  | 2.7644e-05 |  | 0 |  | 0.00050304 |  | 0 |  | 2.3541e-06 |  | 0.00057011 |  | 0 |  | 2.2708e-06
| 6.2084e-05 |  | 6.2146e-05 |  | 0 |  | 0 |  | 0 |  | 0 |  | 0 |  | 0.00018062 |  | 0 |  | 0 |  | 1.0361e-06 |  | -0.00032201 |  | 0 |  | 1.1024e-06 |  | 0 |  | 2.0619e-05 |  | 0 |  | 0.00046092 |  | 0 |  | 4.447e-06 |  | 0.00056933 |  | 0 |  | 2.4047e-06
| 9.906e-05 |  | 2.3213e-05 |  | 3.2468e-05 |  | 0 |  | 0 |  | 0 |  | 0 |  | 0.00018213 |  | 0 |  | 0 |  | 1.0361e-06 |  | -0.00032293 |  | 0 |  | 1.2517e-06 |  | 0 |  | 2.062e-05 |  | 0 |  | 0.00052569 |  | 0 |  | 2.8777e-06 |  | 0.00057092 |  | 0 |  | 2.4209e-06
| 6.1279e-05 |  | -4.3034e-05 |  | 3.2468e-05 |  | 0 |  | 0 |  | 0 |  | 0 |  | -0.00012749 |  | 0 |  | 0 |  | 1.7367e-06 |  | 1.2509e-05 |  | 0 |  | 1.3255e-06 |  | 0 |  | 4.3928e-05 |  | 0 |  | 0.00047346 |  | 0 |  | 7.8481e-07 |  | 0.00057096 |  | 0 |  | 2.2778e-06
| 1.92e-05 |  | -9.7327e-05 |  | 1.8694e-05 |  | 0 |  | 0 |  | 0 |  | 0 |  | -0.00014874 |  | 0 |  | 0 |  | 1.737e-06 |  | 0.00016953 |  | 0 |  | 1.2744e-06 |  | 0 |  | 4.3934e-05 |  | 0 |  | 0.00034556 |  | 0 |  | 0 |  | 0.0005749 |  | 0 |  | 2.2826e-06
| 5.9024e-05 |  | -9.5775e-05 |  | 2.6583e-05 |  | 0 |  | 0 |  | 0 |  | 0 |  | 6.7471e-06 |  | 0 |  | 0 |  | 9.342e-07 |  | 0.0001452 |  | 0 |  | 1.1485e-06 |  | 0 |  | 3.4626e-05 |  | 0 |  | 0.00046182 |  | 0 |  | 2.0931e-06 |  | 0.00057805 |  | 0 |  | 2.3938e-06
| 6.5135e-05 |  | 1.4617e-05 |  | 5.7079e-05 |  | 0 |  | 0 |  | 0 |  | 0 |  | 6.0206e-05 |  | 0 |  | 0 |  | 9.3433e-07 |  | 6.7126e-05 |  | 0 |  | 1.0775e-06 |  | 0 |  | 3.4633e-05 |  | 0 |  | 0.00053752 |  | 0 |  | 2.0932e-06 |  | 0.00057107 |  | 0 |  | 2.1816e-06
| 8.1472e-05 |  | -6.6444e-05 |  | 0.00013032 |  | 0 |  | 0 |  | 0 |  | 0 |  | -0.0001629 |  | 0 |  | 0 |  | 6.9553e-07 |  | 8.7609e-05 |  | 0 |  | 1.095e-06 |  | 0 |  | 4.6864e-05 |  | 0 |  | 0.00038539 |  | 0 |  | 5.2331e-07 |  | 0.00055859 |  | 0 |  | 2.0789e-06
| 0.00010696 |  | -3.0034e-05 |  | 0.00010474 |  | 0 |  | 0 |  | 0 |  | 0 |  | -4.958e-05 |  | 0 |  | 0 |  | 6.9563e-07 |  | 0.00033679 |  | 0 |  | 1.1525e-06 |  | 0 |  | 4.6871e-05 |  | 0 |  | 0.00029336 |  | 0 |  | 1.3084e-06 |  | 0.00054536 |  | 0 |  | 2.4761e-06
| 8.3465e-05 |  | 1.3458e-05 |  | 2.3609e-05 |  | 0 |  | 0 |  | 0 |  | 0 |  | 7.7573e-05 |  | 0 |  | 0 |  | 7.9187e-07 |  | 0.00013871 |  | 0 |  | 1.1469e-06 |  | 0 |  | 3.0343e-05 |  | 0 |  | 0.00029103 |  | 0 |  | 4.4487e-06 |  | 0.00054305 |  | 0 |  | 2.3326e-06
| 8.0414e-05 |  | -3.6491e-05 |  | 0 |  | 0 |  | 0 |  | 0 |  | 0 |  | -7.4369e-05 |  | 0 |  | 0 |  | 7.9199e-07 |  | 4.665e-05 |  | 0 |  | 1.0854e-06 |  | 0 |  | 3.0346e-05 |  | 0 |  | 0.00029417 |  | 0 |  | 3.6636e-06 |  | 0.00055089 |  | 0 |  | 2.2797e-06
| 7.9386e-05 |  | 1.4401e-05 |  | 1.0846e-05 |  | 0 |  | 0 |  | 0 |  | 0 |  | -0.00011687 |  | 0 |  | 0 |  | 7.3119e-07 |  | 9.1018e-06 |  | 0 |  | 1.1037e-06 |  | 0 |  | 3.3965e-05 |  | 0 |  | 0.0003574 |  | 0 |  | 0 |  | 0.00056263 |  | 0 |  | 2.482e-06
| 6.7154e-05 |  | -2.5794e-05 |  | 3.2488e-05 |  | 0 |  | 0 |  | 0 |  | 0 |  | 0.00027994 |  | 0 |  | 0 |  | 7.3129e-07 |  | -0.00017989 |  | 0 |  | 1.0985e-06 |  | 0 |  | 3.397e-05 |  | 0 |  | 0.00045888 |  | 0 |  | 0 |  | 0.00057281 |  | 0 |  | 2.2921e-06
| 6.5107e-05 |  | -3.0073e-05 |  | 2.164e-05 |  | 0 |  | 0 |  | 0 |  | 0 |  | 0.00035768 |  | 0 |  | 0 |  | 1.3494e-06 |  | -0.00012403 |  | 0 |  | 1.0823e-06 |  | 0 |  | 2.8553e-05 |  | 0 |  | 0.00058764 |  | 0 |  | 2.0938e-06 |  | 0.00057281 |  | 0 |  | 1.9773e-06
| 8.346e-05 |  | 5.4507e-05 |  | 0 |  | 0 |  | 0 |  | 0 |  | 0 |  | 3.8957e-05 |  | 0 |  | 0 |  | 1.3496e-06 |  | -0.00012744 |  | 0 |  | 1.0495e-06 |  | 0 |  | 2.8557e-05 |  | 0 |  | 0.00053542 |  | 0 |  | 2.8793e-06 |  | 0.00056508 |  | 0 |  | 2.1153e-06
| 0.00012135 |  | 4.7327e-05 |  | 2.0704e-05 |  | 0 |  | 0 |  | 0 |  | 0 |  | 0.00013811 |  | 0 |  | 0 |  | 1.3234e-06 |  | -0.00023326 |  | 0 |  | 1.0766e-06 |  | 0 |  | 3.8588e-05 |  | 0 |  | 0.00037074 |  | 0 |  | 7.8521e-07 |  | 0.00055884 |  | 0 |  | 2.475e-06
| 0.00013047 |  | -2.8133e-05 |  | 3.4475e-05 |  | 0 |  | 0 |  | 0 |  | 0 |  | 8.7686e-05 |  | 0 |  | 0 |  | 1.3234e-06 |  | -0.00027091 |  | 0 |  | 1.0587e-06 |  | 0 |  | 3.8588e-05 |  | 0 |  | 0.00041994 |  | 0 |  | 7.8531e-07 |  | 0.00055809 |  | 0 |  | 2.3159e-06
| 0.00020476 |  | -6.4249e-05 |  | 6.5032e-05 |  | 0 |  | 0 |  | 0 |  | 0 |  | 0.00011333 |  | 0 |  | 0 |  | 7.3489e-07 |  | -0.00028787 |  | 0 |  | 9.4543e-07 |  | 0 |  | 3.1558e-05 |  | 0 |  | 0.00044338 |  | 0 |  | 7.8531e-07 |  | 0.00056203 |  | 0 |  | 2.3697e-06
| 0.00025356 |  | -6.97e-05 |  | 8.0776e-05 |  | 0 |  | 0 |  | 0 |  | 0 |  | -3.5314e-06 |  | 0 |  | 0 |  | 7.35e-07 |  | -6.5994e-05 |  | 0 |  | 9.1003e-07 |  | 0 |  | 3.1564e-05 |  | 0 |  | 0.00042702 |  | 0 |  | 0 |  | 0.00056051 |  | 0 |  | 2.3325e-06
| 0.00022688 |  | 7.8682e-06 |  | 2.9506e-05 |  | 0 |  | 0 |  | 0 |  | 0 |  | -0.00013457 |  | 0 |  | 0 |  | 9.8774e-07 |  | 0.00017295 |  | 0 |  | 9.4625e-07 |  | 0 |  | 3.0041e-05 |  | 0 |  | 0.00054645 |  | 0 |  | 2.0944e-06 |  | 0.00055582 |  | 0 |  | 2.3367e-06
| 0.00029324 |  | -6.6575e-06 |  | 4.9175e-06 |  | 0 |  | 0 |  | 0 |  | 0 |  | 0 |  | 0 |  | 0 |  | 9.8774e-07 |  | 6.3937e-05 |  | 0 |  | 1.0795e-06 |  | 0 |  | 3.0041e-05 |  | 0 |  | 0.00054418 |  | 0 |  | 2.88e-06 |  | 0.00055355 |  | 0 |  | 2.2432e-06
| 0.00037489 |  | 2.8229e-05 |  | 3.9418e-05 |  | 0 |  | 0 |  | 0 |  | 0 |  | -0.00013103 |  | 0 |  | 0 |  | 1.2807e-06 |  | -1.1372e-06 |  | 0 |  | 1.1198e-06 |  | 0 |  | 2.3207e-05 |  | 0 |  | 0.00045049 |  | 0 |  | 1.3091e-06 |  | 0.00055511 |  | 0 |  | 2.0287e-06
| 0.00041179 |  | 1.0982e-05 |  | 8.6631e-05 |  | 0 |  | 0 |  | 0 |  | 0 |  | 0 |  | 0 |  | 0 |  | 1.2809e-06 |  | -7.282e-05 |  | 0 |  | 1.0854e-06 |  | 0 |  | 2.3211e-05 |  | 0 |  | 0.00047629 |  | 0 |  | 1.3092e-06 |  | 0.00055827 |  | 0 |  | 1.9975e-06
| 0.00045485 |  | 7.6136e-05 |  | 5.2122e-05 |  | 0 |  | 0 |  | 0 |  | 0 |  | 0.00012142 |  | 0 |  | 0 |  | 1.9803e-06 |  | -0.00023515 |  | 0 |  | 1.0455e-06 |  | 0 |  | 4.4833e-05 |  | 0 |  | 0.00047085 |  | 0 |  | 1.3092e-06 |  | 0.00055284 |  | 0 |  | 2.0243e-06
| 0.00043444 |  | 0.00014525 |  | 6.8841e-06 |  | 0 |  | 0 |  | 0 |  | 0 |  | -0.00011332 |  | 0 |  | 0 |  | 1.9803e-06 |  | 0.00012858 |  | 0 |  | 1.0604e-06 |  | 0 |  | 4.4831e-05 |  | 0 |  | 0.00048884 |  | 0 |  | 5.2374e-07 |  | 0.00054975 |  | 0 |  | 2.0749e-06
| 0.00045084 |  | 1.168e-05 |  | 6.8835e-06 |  | 0 |  | 0 |  | 0 |  | 0 |  | -6.3739e-05 |  | 0 |  | 0 |  | 1.262e-06 |  | 0.00022074 |  | 0 |  | 1.1011e-06 |  | 0 |  | 4.1483e-05 |  | 0 |  | 0.00051227 |  | 0 |  | 0 |  | 0.00054585 |  | 0 |  | 2.2662e-06
| 0.00054673 |  | 5.1844e-05 |  | 3.2454e-05 |  | 0 |  | 0 |  | 0 |  | 0 |  | 0.00018769 |  | 0 |  | 0 |  | 1.262e-06 |  | -3.1858e-05 |  | 0 |  | 1.0973e-06 |  | 0 |  | 4.1483e-05 |  | 0 |  | 0.00040222 |  | 0 |  | 7.8561e-07 |  | 0.0005467 |  | 0 |  | 2.5352e-06
| 0.00064763 |  | 9.0585e-05 |  | 3.2451e-05 |  | 0 |  | 0 |  | 0 |  | 0 |  | 0.00013491 |  | 0 |  | 0 |  | 7.578e-07 |  | 0.00010294 |  | 0 |  | 1.1136e-06 |  | 0 |  | 3.3522e-05 |  | 0 |  | 0.00047485 |  | 0 |  | 7.8571e-07 |  | 0.00054982 |  | 0 |  | 2.3734e-06
| 0.00078203 |  | 5.5126e-05 |  | 3.8351e-05 |  | 0 |  | 0 |  | 0 |  | 0 |  | -7.0827e-05 |  | 0 |  | 0 |  | 7.5791e-07 |  | 0.00016612 |  | 0 |  | 1.1537e-06 |  | 0 |  | 3.3525e-05 |  | 0 |  | 0.00053658 |  | 0 |  | 7.8571e-07 |  | 0.00055142 |  | 0 |  | 2.1667e-06
| 0.00081152 |  | -1.3381e-05 |  | 5.7078e-05 |  | 0 |  | 0 |  | 0 |  | 0 |  | -0.00023373 |  | 0 |  | 0 |  | 6.5463e-07 |  | 0.00010809 |  | 0 |  | 1.214e-06 |  | 0 |  | 3.4384e-05 |  | 0 |  | 0.00031713 |  | 0 |  | 1.3096e-06 |  | 0.00054911 |  | 0 |  | 2.288e-06
| 0.00096512 |  | -8.0334e-05 |  | 7.2806e-05 |  | 0 |  | 0 |  | 0 |  | 0 |  | -0.00023373 |  | 0 |  | 0 |  | 6.5482e-07 |  | 0.00021391 |  | 0 |  | 1.1642e-06 |  | 0 |  | 3.4392e-05 |  | 0 |  | 0.0002609 |  | 0 |  | 5.2384e-07 |  | 0.00053821 |  | 0 |  | 2.2977e-06
| 0.0012634 |  | -5.3635e-06 |  | 5.408e-05 |  | 0 |  | 0 |  | 0 |  | 0 |  | -0.0002597 |  | 0 |  | 0 |  | 9.5706e-07 |  | 0.00019722 |  | 0 |  | 1.0666e-06 |  | 0 |  | 3.7571e-05 |  | 0 |  | 0.00031014 |  | 0 |  | 5.2388e-07 |  | 0.00053278 |  | 0 |  | 2.3193e-06
| 0.0014692 |  | 0.00010655 |  | 0 |  | 0 |  | 0 |  | 0 |  | 0 |  | -0.00043205 |  | 0 |  | 0 |  | 9.5706e-07 |  | -2.8445e-05 |  | 0 |  | 9.8447e-07 |  | 0 |  | 3.7569e-05 |  | 0 |  | 0.00035857 |  | 0 |  | 2.8815e-06 |  | 0.00053278 |  | 0 |  | 2.4569e-06
| 0.0015872 |  | 6.3014e-05 |  | 0 |  | 0 |  | 0 |  | 0 |  | 0 |  | -0.00035768 |  | 0 |  | 0 |  | 1.0394e-06 |  | 1.2523e-05 |  | 0 |  | 9.9483e-07 |  | 0 |  | 2.9392e-05 |  | 0 |  | 0.00044378 |  | 0 |  | 2.3577e-06 |  | 0.00054222 |  | 0 |  | 2.0289e-06
| 0.0017034 |  | 1.7076e-05 |  | 3.1464e-05 |  | 0 |  | 0 |  | 0 |  | 0 |  | -0.00026915 |  | 0 |  | 0 |  | 1.0395e-06 |  | 8.0791e-05 |  | 0 |  | 1.0758e-06 |  | 0 |  | 2.9398e-05 |  | 0 |  | 0.00048597 |  | 0 |  | 2.3577e-06 |  | 0.00055472 |  | 0 |  | 2.0251e-06
| 0.0019465 |  | 0.0001656 |  | 3.4418e-05 |  | 0 |  | 0 |  | 0 |  | 0 |  | -0.00030811 |  | 0 |  | 0 |  | 1.4561e-06 |  | -0.00015133 |  | 0 |  | 1.1516e-06 |  | 0 |  | 4.5296e-05 |  | 0 |  | 0.00050553 |  | 0 |  | 2.358e-06 |  | 0.00056101 |  | 0 |  | 2.3841e-06
| 0.0023854 |  | 0.00020634 |  | 1.8687e-05 |  | 0 |  | 0 |  | 0 |  | 0 |  | -0.00038113 |  | 0 |  | 0 |  | 1.4561e-06 |  | -5.635e-05 |  | 0 |  | 1.2151e-06 |  | 0 |  | 4.5294e-05 |  | 0 |  | 0.00042977 |  | 0 |  | 2.3579e-06 |  | 0.00055714 |  | 0 |  | 2.3966e-06
| 0.0027443 |  | 0.00014027 |  | 1.5731e-05 |  | 0 |  | 0 |  | 0 |  | 0 |  | -0.00010979 |  | 0 |  | 0 |  | 1.6355e-06 |  | -2.8447e-05 |  | 0 |  | 1.1802e-06 |  | 0 |  | 3.6672e-05 |  | 0 |  | 0.00045712 |  | 0 |  | 6.0265e-06 |  | 0.00054698 |  | 0 |  | 2.2789e-06
| 0.0031092 |  | 2.8533e-05 |  | 2.4577e-05 |  | 0 |  | 0 |  | 0 |  | 0 |  | 1.4169e-05 |  | 0 |  | 0 |  | 1.6357e-06 |  | -1.4792e-05 |  | 0 |  | 1.144e-06 |  | 0 |  | 3.6677e-05 |  | 0 |  | 0.00052204 |  | 0 |  | 6.0265e-06 |  | 0.0005408 |  | 0 |  | 2.3083e-06
| 0.0034933 |  | -8.1338e-06 |  | 2.4579e-05 |  | 0 |  | 0 |  | 0 |  | 0 |  | -0.00018415 |  | 0 |  | 0 |  | 1.8429e-06 |  | 0.00023781 |  | 0 |  | 1.1079e-06 |  | 0 |  | 3.565e-05 |  | 0 |  | 0.00052751 |  | 0 |  | 2.3583e-06 |  | 0.00053845 |  | 0 |  | 2.4893e-06
| 0.0037895 |  | -5.9611e-05 |  | 7.8806e-05 |  | 0 |  | 0 |  | 0 |  | 0 |  | -3.0355e-05 |  | 0 |  | 0 |  | 1.8432e-06 |  | 0.0001127 |  | 0 |  | 1.1338e-06 |  | 0 |  | 3.5657e-05 |  | 0 |  | 0.00055646 |  | 0 |  | 0 |  | 0.00054083 |  | 0 |  | 2.3748e-06
| 0.0043508 |  | -9.5758e-05 |  | 8.4718e-05 |  | 0 |  | 0 |  | 0 |  | 0 |  | 0.00027977 |  | 0 |  | 0 |  | 1.043e-06 |  | -0.00028104 |  | 0 |  | 1.1533e-06 |  | 0 |  | 8.7599e-06 |  | 0 |  | 0.00050573 |  | 0 |  | 5.2411e-07 |  | 0.00054012 |  | 0 |  | 2.0984e-06
| 0.0048005 |  | -9.8565e-05 |  | 5.5063e-05 |  | 0 |  | 0 |  | 0 |  | 0 |  | 0.00023727 |  | 0 |  | 0 |  | 1.0431e-06 |  | -0.00041758 |  | 0 |  | 1.1261e-06 |  | 0 |  | 8.7607e-06 |  | 0 |  | 0.00039862 |  | 0 |  | 2.8828e-06 |  | 0.00053305 |  | 0 |  | 2.1246e-06
| 0.0051575 |  | -8.8239e-05 |  | 7.1819e-05 |  | 0 |  | 0 |  | 0 |  | 0 |  | 0.00016644 |  | 0 |  | 0 |  | 5.554e-07 |  | -0.00023666 |  | 0 |  | 1.0964e-06 |  | 0 |  | 1.3248e-05 |  | 0 |  | 0.00036974 |  | 0 |  | 4.4555e-06 |  | 0.00052608 |  | 0 |  | 2.5511e-06
| 0.005771 |  | -2.5672e-05 |  | 5.1169e-05 |  | 0 |  | 0 |  | 0 |  | 0 |  | 0.00022934 |  | 0 |  | 0 |  | 5.5548e-07 |  | -5.6349e-05 |  | 0 |  | 1.0265e-06 |  | 0 |  | 1.325e-05 |  | 0 |  | 0.00038775 |  | 0 |  | 6.028e-06 |  | 0.00052924 |  | 0 |  | 2.3608e-06
| 0.0063663 |  | -6.2504e-05 |  | 2.8507e-05 |  | 0 |  | 0 |  | 0 |  | 0 |  | -7.0828e-05 |  | 0 |  | 0 |  | 1.5497e-06 |  | -0.00020595 |  | 0 |  | 1.09e-06 |  | 0 |  | 3.5225e-05 |  | 0 |  | 0.0004839 |  | 0 |  | 4.4558e-06 |  | 0.00054097 |  | 0 |  | 2.0718e-06
| 0.0067954 |  | -3.7305e-05 |  | 5.7252e-05 |  | 0 |  | 0 |  | 0 |  | 0 |  | -0.00011333 |  | 0 |  | 0 |  | 1.5499e-06 |  | -0.00022643 |  | 0 |  | 1.1827e-06 |  | 0 |  | 3.523e-05 |  | 0 |  | 0.0004855 |  | 0 |  | 1.3106e-06 |  | 0.00054726 |  | 0 |  | 2.057e-06
| 0.007262 |  | -3.0078e-05 |  | 5.7257e-05 |  | 0 |  | 0 |  | 0 |  | 0 |  | -3.8956e-05 |  | 0 |  | 0 |  | 1.0436e-06 |  | -5.5753e-05 |  | 0 |  | 1.1963e-06 |  | 0 |  | 2.2264e-05 |  | 0 |  | 0.00032447 |  | 0 |  | 7.8636e-07 |  | 0.00054886 |  | 0 |  | 2.1956e-06
| 0.0078684 |  | 2.8962e-05 |  | 6.4621e-05 |  | 0 |  | 0 |  | 0 |  | 0 |  | -0.00012749 |  | 0 |  | 0 |  | 1.0438e-06 |  | -8.6475e-05 |  | 0 |  | 1.1045e-06 |  | 0 |  | 2.2267e-05 |  | 0 |  | 0.00033778 |  | 0 |  | 2.3594e-06 |  | 0.00054577 |  | 0 |  | 2.476e-06
| 0.0083622 |  | 6.443e-05 |  | 8.4325e-05 |  | 0 |  | 0 |  | 0 |  | 0 |  | -4.7217e-05 |  | 0 |  | 0 |  | 5.9295e-07 |  | -0.00017013 |  | 0 |  | 1.0138e-06 |  | 0 |  | 3.295e-05 |  | 0 |  | 0.00035579 |  | 0 |  | 2.8837e-06 |  | 0.00053955 |  | 0 |  | 2.4664e-06
| 0.0089075 |  | -6.9748e-05 |  | 6.5901e-05 |  | 0 |  | 0 |  | 0 |  | 0 |  | 1.7708e-05 |  | 0 |  | 0 |  | 5.9295e-07 |  | -0.00028445 |  | 0 |  | 9.8666e-07 |  | 0 |  | 3.295e-05 |  | 0 |  | 0.00042463 |  | 0 |  | 1.3108e-06 |  | 0.00053332 |  | 0 |  | 2.3212e-06
| 0.0095064 |  | -0.00010901 |  | 4.6193e-05 |  | 0 |  | 0 |  | 0 |  | 0 |  | 0.00013457 |  | 0 |  | 0 |  | 5.7791e-07 |  | -8.6468e-05 |  | 0 |  | 1.008e-06 |  | 0 |  | 1.0776e-05 |  | 0 |  | 0.0004911 |  | 0 |  | 7.8656e-07 |  | 0.0005302 |  | 0 |  | 2.1491e-06
| 0.0099783 |  | 1.3582e-05 |  | 3.7351e-05 |  | 0 |  | 0 |  | 0 |  | 0 |  | -0.00018415 |  | 0 |  | 0 |  | 5.78e-07 |  | -0.00010354 |  | 0 |  | 1.1571e-06 |  | 0 |  | 1.0777e-05 |  | 0 |  | 0.00052163 |  | 0 |  | 7.8656e-07 |  | 0.00053258 |  | 0 |  | 2.2235e-06
| 0.010426 |  | 6.2349e-05 |  | 6.7887e-05 |  | 0 |  | 0 |  | 0 |  | 0 |  | -0.00033289 |  | 0 |  | 0 |  | 1.0299e-06 |  | -0.00018205 |  | 0 |  | 1.2402e-06 |  | 0 |  | 3.238e-05 |  | 0 |  | 0.00056546 |  | 0 |  | 1.3109e-06 |  | 0.00053496 |  | 0 |  | 2.4671e-06
| 0.010895 |  | 2.2384e-05 |  | 6.0024e-05 |  | 0 |  | 0 |  | 0 |  | 0 |  | -5.0592e-05 |  | 0 |  | 0 |  | 1.0299e-06 |  | 9.3194e-05 |  | 0 |  | 1.1877e-06 |  | 0 |  | 3.238e-05 |  | 0 |  | 0.00049275 |  | 0 |  | 5.2444e-07 |  | 0.00053734 |  | 0 |  | 2.2538e-06
| 0.011695 |  | 1.3943e-05 |  | 2.9483e-05 |  | 0 |  | 0 |  | 0 |  | 0 |  | 2.8331e-05 |  | 0 |  | 0 |  | 1.4683e-06 |  | 8.42e-05 |  | 0 |  | 1.0291e-06 |  | 0 |  | 3.301e-05 |  | 0 |  | 0.00044194 |  | 0 |  | 5.2444e-07 |  | 0.00053972 |  | 0 |  | 1.9821e-06
| 0.012287 |  | -4.5722e-05 |  | 0.00010202 |  | 0 |  | 0 |  | 0 |  | 0 |  | 0.00015228 |  | 0 |  | 0 |  | 1.4688e-06 |  | -0.00023667 |  | 0 |  | 9.636e-07 |  | 0 |  | 3.302e-05 |  | 0 |  | 0.00048265 |  | 0 |  | 5.2448e-07 |  | 0.0005421 |  | 0 |  | 1.8352e-06
| 0.012805 |  | 4.5728e-05 |  | 0.00010201 |  | 0 |  | 0 |  | 0 |  | 0 |  | 0.00014166 |  | 0 |  | 0 |  | 1.4771e-06 |  | -0.00026739 |  | 0 |  | 1.0123e-06 |  | 0 |  | 2.4124e-05 |  | 0 |  | 0.00050299 |  | 0 |  | 5.2448e-07 |  | 0.00054053 |  | 0 |  | 1.8986e-06
| 0.013384 |  | 0.00012153 |  | 0 |  | 0 |  | 0 |  | 0 |  | 0 |  | -9.2076e-05 |  | 0 |  | 0 |  | 1.4773e-06 |  | -0.00020594 |  | 0 |  | 1.0215e-06 |  | 0 |  | 2.4128e-05 |  | 0 |  | 0.00050849 |  | 0 |  | 2.885e-06 |  | 0.00053431 |  | 0 |  | 2.2091e-06
| 0.014024 |  | 3.8107e-05 |  | 0 |  | 0 |  | 0 |  | 0 |  | 0 |  | -0.00016189 |  | 0 |  | 0 |  | 1.1439e-06 |  | -0.00021889 |  | 0 |  | 1.059e-06 |  | 0 |  | 2.6096e-05 |  | 0 |  | 0.00057737 |  | 0 |  | 2.3604e-06 |  | 0.00052887 |  | 0 |  | 2.4145e-06
| 0.014782 |  | -2.7686e-05 |  | 5.4051e-05 |  | 0 |  | 0 |  | 0 |  | 0 |  | -2.8331e-05 |  | 0 |  | 0 |  | 1.1439e-06 |  | -0.00019571 |  | 0 |  | 1.0908e-06 |  | 0 |  | 2.6095e-05 |  | 0 |  | 0.00056802 |  | 0 |  | 0 |  | 0.00052656 |  | 0 |  | 2.391e-06
| 0.015561 |  | -5.1383e-05 |  | 5.6017e-05 |  | 0 |  | 0 |  | 0 |  | 0 |  | 0.0002479 |  | 0 |  | 0 |  | 1.1899e-06 |  | 0.00010809 |  | 0 |  | 1.1875e-06 |  | 0 |  | 0 |  | 0 |  | 0.00052581 |  | 0 |  | 5.2461e-07 |  | 0.00052894 |  | 0 |  | 2.2286e-06
| 0.016343 |  | -2.7091e-05 |  | 1.9701e-06 |  | 0 |  | 0 |  | 0 |  | 0 |  | 0.00017353 |  | 0 |  | 0 |  | 1.1899e-06 |  | 0.00017636 |  | 0 |  | 1.2796e-06 |  | 0 |  | 0 |  | 0 |  | 0.00043194 |  | 0 |  | 1.3115e-06 |  | 0.00053445 |  | 0 |  | 2.4414e-06
| 0.016871 |  | 8.8231e-05 |  | 2.3639e-05 |  | 0 |  | 0 |  | 0 |  | 0 |  | -0.0003506 |  | 0 |  | 0 |  | 1.7724e-06 |  | -7.6234e-05 |  | 0 |  | 1.3036e-06 |  | 0 |  | 4.9601e-05 |  | 0 |  | 0.00043429 |  | 0 |  | 1.3116e-06 |  | 0.00053993 |  | 0 |  | 2.4966e-06
| 0.017637 |  | 0.00013262 |  | 6.2945e-05 |  | 0 |  | 0 |  | 0 |  | 0 |  | -0.00028669 |  | 0 |  | 0 |  | 1.7727e-06 |  | 2.1673e-06 |  | 0 |  | 1.2603e-06 |  | 0 |  | 4.9608e-05 |  | 0 |  | 0.00050631 |  | 0 |  | 1.3116e-06 |  | 0.00054387 |  | 0 |  | 2.1915e-06
| 0.018578 |  | -2.7537e-05 |  | 3.9303e-05 |  | 0 |  | 0 |  | 0 |  | 0 |  | -3.5415e-06 |  | 0 |  | 0 |  | 1.0258e-06 |  | 8.0786e-05 |  | 0 |  | 1.1924e-06 |  | 0 |  | 1.5402e-05 |  | 0 |  | 0.00050086 |  | 0 |  | 1.3117e-06 |  | 0.00054312 |  | 0 |  | 2.3058e-06
| 0.019366 |  | -2.5214e-05 |  | 2.0634e-05 |  | 0 |  | 0 |  | 0 |  | 0 |  | 0.00013103 |  | 0 |  | 0 |  | 1.0261e-06 |  | 5.0065e-05 |  | 0 |  | 1.147e-06 |  | 0 |  | 1.5406e-05 |  | 0 |  | 0.00055725 |  | 0 |  | 1.3118e-06 |  | 0.00053768 |  | 0 |  | 2.4668e-06
| 0.020055 |  | 9.6551e-05 |  | 5.9044e-05 |  | 0 |  | 0 |  | 0 |  | 0 |  | 0.00014165 |  | 0 |  | 0 |  | 8.4516e-07 |  | -8.6475e-05 |  | 0 |  | 1.0925e-06 |  | 0 |  | 3.8916e-05 |  | 0 |  | 0.00059016 |  | 0 |  | 7.8711e-07 |  | 0.00053615 |  | 0 |  | 2.2376e-06
| 0.020822 |  | 0.00012826 |  | 6.0027e-05 |  | 0 |  | 0 |  | 0 |  | 0 |  | 0.0001027 |  | 0 |  | 0 |  | 8.4516e-07 |  | 6.7131e-05 |  | 0 |  | 1.0155e-06 |  | 0 |  | 3.8914e-05 |  | 0 |  | 0.00051971 |  | 0 |  | 0 |  | 0.00053537 |  | 0 |  | 2.2766e-06
| 0.021853 |  | 3.509e-05 |  | 2.1615e-05 |  | 0 |  | 0 |  | 0 |  | 0 |  | 4.6037e-05 |  | 0 |  | 0 |  | 9.3921e-07 |  | 0.00034021 |  | 0 |  | 1.0018e-06 |  | 0 |  | 4.425e-05 |  | 0 |  | 0.00048455 |  | 0 |  | 0 |  | 0.00053152 |  | 0 |  | 2.2619e-06
| 0.023137 |  | -7.3677e-05 |  | 3.6352e-05 |  | 0 |  | 0 |  | 0 |  | 0 |  | 0.00011804 |  | 0 |  | 0 |  | 9.3935e-07 |  | 0.00024274 |  | 0 |  | 1.0941e-06 |  | 0 |  | 4.4259e-05 |  | 0 |  | 0.00035852 |  | 0 |  | 7.8721e-07 |  | 0.00052056 |  | 0 |  | 2.21e-06
| 0.024271 |  | -6.0385e-05 |  | 5.3094e-05 |  | 0 |  | 0 |  | 0 |  | 0 |  | 3.5401e-06 |  | 0 |  | 0 |  | 1.0604e-06 |  | -8.6475e-05 |  | 0 |  | 1.1382e-06 |  | 0 |  | 2.1271e-05 |  | 0 |  | 0.000274 |  | 0 |  | 7.8721e-07 |  | 0.00050964 |  | 0 |  | 2.0885e-06
| 0.025074 |  | -3.4616e-05 |  | 2.9514e-05 |  | 0 |  | 0 |  | 0 |  | 0 |  | -0.00032581 |  | 0 |  | 0 |  | 1.0604e-06 |  | -0.00028446 |  | 0 |  | 1.111e-06 |  | 0 |  | 2.127e-05 |  | 0 |  | 0.00042355 |  | 0 |  | 3.9363e-06 |  | 0.00051123 |  | 0 |  | 2.249e-06
| 0.026117 |  | -5.4772e-05 |  | 1.2772e-05 |  | 0 |  | 0 |  | 0 |  | 0 |  | -0.00028332 |  | 0 |  | 0 |  | 1.3257e-06 |  | -0.00015475 |  | 0 |  | 1.0066e-06 |  | 0 |  | 3.6086e-05 |  | 0 |  | 0.00041966 |  | 0 |  | 4.4614e-06 |  | 0.00051753 |  | 0 |  | 2.4742e-06
| 0.027403 |  | -0.00014162 |  | 6.402e-05 |  | 0 |  | 0 |  | 0 |  | 0 |  | -2.479e-05 |  | 0 |  | 0 |  | 1.3259e-06 |  | 9.7853e-05 |  | 0 |  | 9.3342e-07 |  | 0 |  | 3.6089e-05 |  | 0 |  | 0.00039539 |  | 0 |  | 2.8868e-06 |  | 0.00052379 |  | 0 |  | 2.3496e-06
| 0.02845 |  | -0.00016876 |  | 6.402e-05 |  | 0 |  | 0 |  | 0 |  | 0 |  | -7.42e-05 |  | 0 |  | 0 |  | 6.094e-07 |  | 9.6444e-05 |  | 0 |  | 9.5029e-07 |  | 0 |  | 2.3804e-05 |  | 0 |  | 0.00054579 |  | 0 |  | 2.3621e-06 |  | 0.00052464 |  | 0 |  | 2.3702e-06
| 0.02988 |  | -6.915e-05 |  | 5.4032e-05 |  | 0 |  | 0 |  | 0 |  | 0 |  | -0.00018769 |  | 0 |  | 0 |  | 6.0949e-07 |  | -0.00031518 |  | 0 |  | 1.0062e-06 |  | 0 |  | 2.3808e-05 |  | 0 |  | 0.0007024 |  | 0 |  | 0 |  | 0.00051916 |  | 0 |  | 2.1512e-06
| 0.031405 |  | 2.5168e-05 |  | 6.8802e-05 |  | 0 |  | 0 |  | 0 |  | 0 |  | 1.7708e-05 |  | 0 |  | 0 |  | 9.0586e-07 |  | -0.00033907 |  | 0 |  | 1.097e-06 |  | 0 |  | 2.681e-05 |  | 0 |  | 0.00070244 |  | 0 |  | 0 |  | 0.00051136 |  | 0 |  | 2.2078e-06
| 0.032564 |  | 5.6984e-05 |  | 2.5576e-05 |  | 0 |  | 0 |  | 0 |  | 0 |  | -3.1869e-05 |  | 0 |  | 0 |  | 9.0599e-07 |  | 9.1023e-06 |  | 0 |  | 1.1211e-06 |  | 0 |  | 2.6815e-05 |  | 0 |  | 0.00043543 |  | 0 |  | 7.8746e-07 |  | 0.00051061 |  | 0 |  | 2.5096e-06
| 0.034134 |  | 1.7392e-05 |  | 1.7698e-05 |  | 0 |  | 0 |  | 0 |  | 0 |  | -0.00013457 |  | 0 |  | 0 |  | 1.1983e-06 |  | 2.2758e-06 |  | 0 |  | 1.1165e-06 |  | 0 |  | 4.4924e-05 |  | 0 |  | 0.00033597 |  | 0 |  | 7.8751e-07 |  | 0.00051766 |  | 0 |  | 2.2899e-06
| 0.035926 |  | -6.2836e-05 |  | 6.092e-05 |  | 0 |  | 0 |  | 0 |  | 0 |  | -0.00019123 |  | 0 |  | 0 |  | 1.1985e-06 |  | -0.00014792 |  | 0 |  | 1.1063e-06 |  | 0 |  | 4.493e-05 |  | 0 |  | 0.0004723 |  | 0 |  | 2.3627e-06 |  | 0.00052243 |  | 0 |  | 2.3105e-06
| 0.037468 |  | -4.7682e-05 |  | 5.4027e-05 |  | 0 |  | 0 |  | 0 |  | 0 |  | -0.00017352 |  | 0 |  | 0 |  | 1.4555e-06 |  | -0.00015816 |  | 0 |  | 1.07e-06 |  | 0 |  | 3.7513e-05 |  | 0 |  | 0.00049736 |  | 0 |  | 2.8877e-06 |  | 0.00052008 |  | 0 |  | 2.4654e-06
| 0.039026 |  | 6.3272e-05 |  | 0 |  | 0 |  | 0 |  | 0 |  | 0 |  | 4.3846e-05 |  | 0 |  | 0 |  | 1.4557e-06 |  | -0.00025465 |  | 0 |  | 1.07e-06 |  | 0 |  | 3.7518e-05 |  | 0 |  | 0.00053734 |  | 0 |  | 1.3127e-06 |  | 0.00051384 |  | 0 |  | 2.5614e-06
| 0.040678 |  | 0.00011547 |  | 0 |  | 0 |  | 0 |  | 0 |  | 0 |  | 4.6038e-05 |  | 0 |  | 0 |  | 1.3554e-06 |  | -0.00025373 |  | 0 |  | 1.1052e-06 |  | 0 |  | 2.1461e-05 |  | 0 |  | 0.00058438 |  | 0 |  | 7.8766e-07 |  | 0.00051466 |  | 0 |  | 2.4244e-06
| 0.042746 |  | 1.8661e-05 |  | 0 |  | 0 |  | 0 |  | 0 |  | 0 |  | -0.00016999 |  | 0 |  | 0 |  | 1.3556e-06 |  | -0.00010013 |  | 0 |  | 1.2246e-06 |  | 0 |  | 2.1465e-05 |  | 0 |  | 0.00044105 |  | 0 |  | 7.8766e-07 |  | 0.00052096 |  | 0 |  | 2.2499e-06
| 0.044885 |  | -1.9442e-05 |  | 0 |  | 0 |  | 0 |  | 0 |  | 0 |  | 7.0773e-06 |  | 0 |  | 0 |  | 1.0457e-06 |  | 2.2757e-05 |  | 0 |  | 1.2876e-06 |  | 0 |  | 4.0668e-05 |  | 0 |  | 0.00033297 |  | 0 |  | 1.3129e-06 |  | 0.00052413 |  | 0 |  | 2.5189e-06
| 0.046449 |  | -2.7226e-06 |  | 1.1787e-05 |  | 0 |  | 0 |  | 0 |  | 0 |  | 0.00030456 |  | 0 |  | 0 |  | 1.0459e-06 |  | 1.5929e-05 |  | 0 |  | 1.2605e-06 |  | 0 |  | 4.0674e-05 |  | 0 |  | 0.00047634 |  | 0 |  | 2.8883e-06 |  | 0.00051786 |  | 0 |  | 2.4756e-06
| 0.048341 |  | 5.1783e-05 |  | 3.5412e-05 |  | 0 |  | 0 |  | 0 |  | 0 |  | 0.00015582 |  | 0 |  | 0 |  | 2.4835e-06 |  | 8.4199e-05 |  | 0 |  | 1.2014e-06 |  | 0 |  | 4.6643e-05 |  | 0 |  | 0.00048655 |  | 0 |  | 2.3634e-06 |  | 0.00050692 |  | 0 |  | 2.2729e-06
| 0.050697 |  | 7.5273e-05 |  | 2.3629e-05 |  | 0 |  | 0 |  | 0 |  | 0 |  | -3.3729e-06 |  | 0 |  | 0 |  | 2.4835e-06 |  | 2.8173e-05 |  | 0 |  | 1.1644e-06 |  | 0 |  | 4.6643e-05 |  | 0 |  | 0.00040353 |  | 0 |  | 7.8781e-07 |  | 0.00050226 |  | 0 |  | 2.3486e-06
| 0.052508 |  | 3.0796e-06 |  | 0 |  | 0 |  | 0 |  | 0 |  | 0 |  | -0.00018769 |  | 0 |  | 0 |  | 1.2945e-06 |  | -7.9604e-06 |  | 0 |  | 1.1619e-06 |  | 0 |  | 3.657e-05 |  | 0 |  | 0.00058535 |  | 0 |  | 1.3131e-06 |  | 0.00050621 |  | 0 |  | 2.5364e-06
| 0.053924 |  | 2.4363e-05 |  | 0 |  | 0 |  | 0 |  | 0 |  | 0 |  | -0.00044267 |  | 0 |  | 0 |  | 1.2947e-06 |  | -1.1372e-06 |  | 0 |  | 1.1335e-06 |  | 0 |  | 3.6575e-05 |  | 0 |  | 0.00061438 |  | 0 |  | 1.3132e-06 |  | 0.00051251 |  | 0 |  | 2.7761e-06
| 0.055668 |  | 7.6506e-05 |  | 0 |  | 0 |  | 0 |  | 0 |  | 0 |  | -0.0001204 |  | 0 |  | 0 |  | 1.0226e-06 |  | -3.8691e-05 |  | 0 |  | 1.0997e-06 |  | 0 |  | 1.5709e-05 |  | 0 |  | 0.00051646 |  | 0 |  | 1.3132e-06 |  | 0.00051176 |  | 0 |  | 2.6911e-06
| 0.057155 |  | -7.8497e-05 |  | 2.9467e-06 |  | 0 |  | 0 |  | 0 |  | 0 |  | 0.00014166 |  | 0 |  | 0 |  | 1.0226e-06 |  | -1.4791e-05 |  | 0 |  | 1.0836e-06 |  | 0 |  | 1.571e-05 |  | 0 |  | 0.00037203 |  | 0 |  | 2.8892e-06 |  | 0.00050549 |  | 0 |  | 2.4152e-06
| 0.058318 |  | -0.00011612 |  | 2.9464e-06 |  | 0 |  | 0 |  | 0 |  | 0 |  | 0.00021957 |  | 0 |  | 0 |  | 1.1604e-06 |  | -0.0002708 |  | 0 |  | 1.1173e-06 |  | 0 |  | 3.1541e-05 |  | 0 |  | 0.00031798 |  | 0 |  | 2.8894e-06 |  | 0.00049846 |  | 0 |  | 2.2396e-06
| 0.060239 |  | -3.9363e-06 |  | 3.0444e-05 |  | 0 |  | 0 |  | 0 |  | 0 |  | 1.4169e-05 |  | 0 |  | 0 |  | 1.1606e-06 |  | -0.000421 |  | 0 |  | 1.1882e-06 |  | 0 |  | 3.1546e-05 |  | 0 |  | 0.00058942 |  | 0 |  | 5.2534e-07 |  | 0.00049536 |  | 0 |  | 2.0982e-06
| 0.062151 |  | -4.5472e-05 |  | 5.5052e-05 |  | 0 |  | 0 |  | 0 |  | 0 |  | -0.00023946 |  | 0 |  | 0 |  | 5.3289e-07 |  | -0.00011812 |  | 0 |  | 1.2831e-06 |  | 0 |  | 3.7908e-05 |  | 0 |  | 0.00066862 |  | 0 |  | 0 |  | 0.00050166 |  | 0 |  | 2.1342e-06
| 0.063599 |  | -2.2817e-05 |  | 2.4608e-05 |  | 0 |  | 0 |  | 0 |  | 0 |  | 0.00012395 |  | 0 |  | 0 |  | 5.3289e-07 |  | -1.1372e-06 |  | 0 |  | 1.2091e-06 |  | 0 |  | 3.7908e-05 |  | 0 |  | 0.0005793 |  | 0 |  | 2.3643e-06 |  | 0.00050953 |  | 0 |  | 2.1573e-06
| 0.06545 |  | 6.4142e-05 |  | 0 |  | 0 |  | 0 |  | 0 |  | 0 |  | 8.8535e-05 |  | 0 |  | 0 |  | 1.1632e-06 |  | -0.00028105 |  | 0 |  | 1.0495e-06 |  | 0 |  | 2.7222e-05 |  | 0 |  | 0.0004672 |  | 0 |  | 2.8899e-06 |  | 0.00051267 |  | 0 |  | 2.4363e-06
| 0.067689 |  | 4.6547e-05 |  | 5.1062e-05 |  | 0 |  | 0 |  | 0 |  | 0 |  | 0.00013103 |  | 0 |  | 0 |  | 1.1632e-06 |  | -0.00020936 |  | 0 |  | 9.527e-07 |  | 0 |  | 2.7221e-05 |  | 0 |  | 0.00037159 |  | 0 |  | 2.8899e-06 |  | 0.00051349 |  | 0 |  | 2.5164e-06
| 0.069629 |  | 3.4967e-05 |  | 5.1062e-05 |  | 0 |  | 0 |  | 0 |  | 0 |  | 0.00017352 |  | 0 |  | 0 |  | 1.1287e-06 |  | -0.00013768 |  | 0 |  | 9.333e-07 |  | 0 |  | 3.3533e-05 |  | 0 |  | 0.00044769 |  | 0 |  | 2.3646e-06 |  | 0.00051355 |  | 0 |  | 2.3732e-06
| 0.071408 |  | 6.0023e-05 |  | 0 |  | 0 |  | 0 |  | 0 |  | 0 |  | 0 |  | 0 |  | 0 |  | 1.1287e-06 |  | -4.5513e-05 |  | 0 |  | 9.3915e-07 |  | 0 |  | 3.3534e-05 |  | 0 |  | 0.00042496 |  | 0 |  | 7.8821e-07 |  | 0.00051826 |  | 0 |  | 2.4556e-06
| 0.073344 |  | 2.3864e-05 |  | 0 |  | 0 |  | 0 |  | 0 |  | 0 |  | -0.00011332 |  | 0 |  | 0 |  | 1.032e-06 |  | 2.2756e-05 |  | 0 |  | 9.6911e-07 |  | 0 |  | 3.4836e-05 |  | 0 |  | 0.00036537 |  | 0 |  | 1.3139e-06 |  | 0.00051983 |  | 0 |  | 2.3879e-06
| 0.075128 |  | 7.2544e-06 |  | 5.204e-05 |  | 0 |  | 0 |  | 0 |  | 0 |  | 3.5415e-06 |  | 0 |  | 0 |  | 1.032e-06 |  | 3.2997e-05 |  | 0 |  | 1.1524e-06 |  | 0 |  | 3.4836e-05 |  | 0 |  | 0.0004352 |  | 0 |  | 1.3139e-06 |  | 0.0005144 |  | 0 |  | 2.3223e-06
| 0.07691 |  | 1.8664e-05 |  | 5.204e-05 |  | 0 |  | 0 |  | 0 |  | 0 |  | 9.4437e-05 |  | 0 |  | 0 |  | 1.1615e-06 |  | 0.00017771 |  | 0 |  | 1.3018e-06 |  | 0 |  | 4.2587e-05 |  | 0 |  | 0.00057635 |  | 0 |  | 1.3139e-06 |  | 0.00050735 |  | 0 |  | 2.2833e-06
| 0.078849 |  | 2.0953e-07 |  | 3.3384e-05 |  | 0 |  | 0 |  | 0 |  | 0 |  | 4.9579e-05 |  | 0 |  | 0 |  | 1.1615e-06 |  | 6.3715e-05 |  | 0 |  | 1.2713e-06 |  | 0 |  | 4.2585e-05 |  | 0 |  | 0.00053564 |  | 0 |  | 5.2561e-07 |  | 0.00049957 |  | 0 |  | 2.2056e-06
| 0.080361 |  | 1.0325e-05 |  | 6.3893e-05 |  | 0 |  | 0 |  | 0 |  | 0 |  | -1.0625e-05 |  | 0 |  | 0 |  | 7.6192e-07 |  | 9.1032e-06 |  | 0 |  | 1.137e-06 |  | 0 |  | 5.0105e-05 |  | 0 |  | 0.00043447 |  | 0 |  | 5.2561e-07 |  | 0.000498 |  | 0 |  | 2.2884e-06
| 0.081793 |  | 5.0014e-05 |  | 5.1129e-05 |  | 0 |  | 0 |  | 0 |  | 0 |  | -0.00012395 |  | 0 |  | 0 |  | 7.6192e-07 |  | 3.6411e-05 |  | 0 |  | 1.0433e-06 |  | 0 |  | 5.0103e-05 |  | 0 |  | 0.00052548 |  | 0 |  | 2.8909e-06 |  | 0.00049332 |  | 0 |  | 2.2594e-06
| 0.083317 |  | -5.7095e-05 |  | 3.5379e-05 |  | 0 |  | 0 |  | 0 |  | 0 |  | -6.0204e-05 |  | 0 |  | 0 |  | 6.4683e-07 |  | -0.00023326 |  | 0 |  | 1.0422e-06 |  | 0 |  | 3.1989e-05 |  | 0 |  | 0.00064156 |  | 0 |  | 2.8912e-06 |  | 0.00049411 |  | 0 |  | 2.3378e-06
| 0.084981 |  | -9.8791e-05 |  | 1.5743e-05 |  | 0 |  | 0 |  | 0 |  | 0 |  | -7.0827e-06 |  | 0 |  | 0 |  | 6.4692e-07 |  | -0.00017182 |  | 0 |  | 1.1267e-06 |  | 0 |  | 3.1992e-05 |  | 0 |  | 0.00056555 |  | 0 |  | 1.3142e-06 |  | 0.00049888 |  | 0 |  | 2.4921e-06
| 0.086674 |  | -1.652e-05 |  | 4.1329e-05 |  | 0 |  | 0 |  | 0 |  | 0 |  | 8.4993e-05 |  | 0 |  | 0 |  | 1.3396e-06 |  | 0.00010809 |  | 0 |  | 1.1845e-06 |  | 0 |  | 1.9321e-05 |  | 0 |  | 0.00042907 |  | 0 |  | 7.8856e-07 |  | 0.00050358 |  | 0 |  | 2.3219e-06
| 0.088347 |  | 3.5659e-05 |  | 7.3729e-05 |  | 0 |  | 0 |  | 0 |  | 0 |  | -8.4988e-05 |  | 0 |  | 0 |  | 1.34e-06 |  | 9.4439e-05 |  | 0 |  | 1.158e-06 |  | 0 |  | 1.9326e-05 |  | 0 |  | 0.00043066 |  | 0 |  | 2.3657e-06 |  | 0.00050205 |  | 0 |  | 2.4035e-06
| 0.09041 |  | -2.5134e-05 |  | 3.3378e-05 |  | 0 |  | 0 |  | 0 |  | 0 |  | -0.00024435 |  | 0 |  | 0 |  | 7.7982e-07 |  | -4.8928e-05 |  | 0 |  | 1.0879e-06 |  | 0 |  | 3.2993e-05 |  | 0 |  | 0.00044167 |  | 0 |  | 2.8916e-06 |  | 0.00049659 |  | 0 |  | 2.4973e-06
| 0.092289 |  | -2.6605e-05 |  | 2.2582e-05 |  | 0 |  | 0 |  | 0 |  | 0 |  | -0.00021923 |  | 0 |  | 0 |  | 7.7982e-07 |  | -0.00020914 |  | 0 |  | 1.0275e-06 |  | 0 |  | 3.2994e-05 |  | 0 |  | 0.00047308 |  | 0 |  | 5.2578e-07 |  | 0.00049976 |  | 0 |  | 2.6476e-06
| 0.094015 |  | 1.0368e-05 |  | 4.3243e-05 |  | 0 |  | 0 |  | 0 |  | 0 |  | -0.00023374 |  | 0 |  | 0 |  | 1.0645e-06 |  | -0.00012743 |  | 0 |  | 1.0068e-06 |  | 0 |  | 4.2314e-05 |  | 0 |  | 0.00052722 |  | 0 |  | 0 |  | 0.00050917 |  | 0 |  | 2.7201e-06
| 0.096142 |  | -4.2895e-05 |  | 5.0115e-05 |  | 0 |  | 0 |  | 0 |  | 0 |  | -0.00029393 |  | 0 |  | 0 |  | 1.0647e-06 |  | -1.1378e-05 |  | 0 |  | 9.6582e-07 |  | 0 |  | 4.2318e-05 |  | 0 |  | 0.00059947 |  | 0 |  | 2.3661e-06 |  | 0.00051708 |  | 0 |  | 2.1912e-06
| 0.098185 |  | -2.8403e-05 |  | 3.5356e-05 |  | 0 |  | 0 |  | 0 |  | 0 |  | -0.00042497 |  | 0 |  | 0 |  | 1.0308e-06 |  | -0.00017523 |  | 0 |  | 1.0023e-06 |  | 0 |  | 8.2968e-06 |  | 0 |  | 0.00065597 |  | 0 |  | 2.8921e-06 |  | 0.00051316 |  | 0 |  | 2.1506e-06
| 0.099619 |  | -8.8146e-05 |  | 9.8298e-06 |  | 0 |  | 0 |  | 0 |  | 0 |  | -0.00020541 |  | 0 |  | 0 |  | 1.031e-06 |  | -4.21e-05 |  | 0 |  | 1.0582e-06 |  | 0 |  | 8.298e-06 |  | 0 |  | 0.00060186 |  | 0 |  | 5.2588e-07 |  | 0.0005077 |  | 0 |  | 2.1425e-06
| 0.10152 |  | -5.4585e-05 |  | 3.9263e-06 |  | 0 |  | 0 |  | 0 |  | 0 |  | -6.0203e-05 |  | 0 |  | 0 |  | 1.3066e-06 |  | -6.5994e-05 |  | 0 |  | 1.0486e-06 |  | 0 |  | 3.2418e-05 |  | 0 |  | 0.00046928 |  | 0 |  | 0 |  | 0.00049989 |  | 0 |  | 2.3245e-06
| 0.10353 |  | 8.1635e-05 |  | 0 |  | 0 |  | 0 |  | 0 |  | 0 |  | -0.00025499 |  | 0 |  | 0 |  | 1.3066e-06 |  | -0.00037321 |  | 0 |  | 1.035e-06 |  | 0 |  | 3.2416e-05 |  | 0 |  | 0.00046225 |  | 0 |  | 7.8886e-07 |  | 0.00049364 |  | 0 |  | 2.4611e-06
| 0.10483 |  | 7.0861e-05 |  | 0 |  | 0 |  | 0 |  | 0 |  | 0 |  | -7.7918e-05 |  | 0 |  | 0 |  | 8.5327e-07 |  | -0.00022302 |  | 0 |  | 1.0213e-06 |  | 0 |  | 3.071e-05 |  | 0 |  | 0.00055328 |  | 0 |  | 7.8891e-07 |  | 0.00048972 |  | 0 |  | 2.508e-06
| 0.10627 |  | 9.8264e-05 |  | 1.0798e-05 |  | 0 |  | 0 |  | 0 |  | 0 |  | -4.6034e-05 |  | 0 |  | 0 |  | 8.5339e-07 |  | -0.00021961 |  | 0 |  | 1.0513e-06 |  | 0 |  | 3.0714e-05 |  | 0 |  | 0.00042382 |  | 0 |  | 0 |  | 0.00049446 |  | 0 |  | 2.6642e-06
| 0.10799 |  | 0.00010006 |  | 1.0798e-05 |  | 0 |  | 0 |  | 0 |  | 0 |  | -0.00031518 |  | 0 |  | 0 |  | 1.1968e-06 |  | -0.00032884 |  | 0 |  | 9.9162e-07 |  | 0 |  | 2.2607e-05 |  | 0 |  | 0.00037128 |  | 0 |  | 5.2601e-07 |  | 0.00050237 |  | 0 |  | 2.0729e-06
| 0.10944 |  | 8.289e-05 |  | 1.4723e-05 |  | 0 |  | 0 |  | 0 |  | 0 |  | -0.00033642 |  | 0 |  | 0 |  | 1.3555e-06 |  | -0.00024008 |  | 0 |  | 9.5577e-07 |  | 0 |  | 2.2611e-05 |  | 0 |  | 0.00037128 |  | 0 |  | 2.8929e-06 |  | 0.00050629 |  | 0 |  | 2.0484e-06
| 0.11059 |  | 7.3229e-05 |  | 4.9157e-05 |  | 0 |  | 0 |  | 0 |  | 0 |  | -0.00016863 |  | 0 |  | 0 |  | 9.9696e-07 |  | -0.00017338 |  | 0 |  | 9.8e-07 |  | 0 |  | 1.9098e-05 |  | 0 |  | 0.00031869 |  | 0 |  | 2.8932e-06 |  | 0.00050394 |  | 0 |  | 2.2972e-06
| 0.11159 |  | -8.379e-05 |  | 6.7806e-05 |  | 0 |  | 0 |  | 0 |  | 0 |  | -0.00018415 |  | 0 |  | 0 |  | 8.3853e-07 |  | -0.00014109 |  | 0 |  | 1.0268e-06 |  | 0 |  | 1.9101e-05 |  | 0 |  | 0.00041529 |  | 0 |  | 2.8932e-06 |  | 0.00049851 |  | 0 |  | 2.0798e-06
| 0.11221 |  | -0.00013764 |  | 3.3372e-05 |  | 0 |  | 0 |  | 0 |  | 0 |  | -9.9161e-05 |  | 0 |  | 0 |  | 8.0944e-07 |  | -0.0002196 |  | 0 |  | 1.0899e-06 |  | 0 |  | 2.8185e-05 |  | 0 |  | 0.00053148 |  | 0 |  | 2.8934e-06 |  | 0.00049615 |  | 0 |  | 1.8898e-06
| 0.11279 |  | -9.4065e-05 |  | 7.8674e-05 |  | 0 |  | 0 |  | 0 |  | 0 |  | -9.2069e-05 |  | 0 |  | 0 |  | 8.0956e-07 |  | -0.00021277 |  | 0 |  | 1.1505e-06 |  | 0 |  | 2.8189e-05 |  | 0 |  | 0.00054093 |  | 0 |  | 4.4717e-06 |  | 0.00049226 |  | 0 |  | 2.0362e-06
| 0.11308 |  | -2.0972e-06 |  | 0.00010032 |  | 0 |  | 0 |  | 0 |  | 0 |  | -6.0197e-05 |  | 0 |  | 0 |  | 1.5736e-06 |  | -0.00028446 |  | 0 |  | 1.2507e-06 |  | 0 |  | 2.4278e-05 |  | 0 |  | 0.00046952 |  | 0 |  | 3.9461e-06 |  | 0.0004915 |  | 0 |  | 2.3107e-06
| 0.11271 |  | 7.2201e-05 |  | 4.716e-05 |  | 0 |  | 0 |  | 0 |  | 0 |  | -0.00010624 |  | 0 |  | 0 |  | 1.5738e-06 |  | -0.0003698 |  | 0 |  | 1.2553e-06 |  | 0 |  | 2.4281e-05 |  | 0 |  | 0.00051666 |  | 0 |  | 7.8921e-07 |  | 0.00049154 |  | 0 |  | 2.3987e-06
| 0.11247 |  | 8.7359e-05 |  | 2.5518e-05 |  | 0 |  | 0 |  | 0 |  | 0 |  | -0.00021956 |  | 0 |  | 0 |  | 1.3183e-06 |  | -0.0001172 |  | 0 |  | 1.2248e-06 |  | 0 |  | 2.8946e-05 |  | 0 |  | 0.00049392 |  | 0 |  | 7.8921e-07 |  | 0.00049549 |  | 0 |  | 2.3014e-06
| 0.11268 |  | 5.889e-05 |  | 8.5466e-05 |  | 0 |  | 0 |  | 0 |  | 0 |  | -0.00012749 |  | 0 |  | 0 |  | 1.3185e-06 |  | 0.00024464 |  | 0 |  | 1.1448e-06 |  | 0 |  | 2.8951e-05 |  | 0 |  | 0.00047194 |  | 0 |  | 2.3679e-06 |  | 0.00049706 |  | 0 |  | 2.4765e-06
| 0.11201 |  | 6.4308e-05 |  | 8.5458e-05 |  | 0 |  | 0 |  | 0 |  | 0 |  | -1.7708e-05 |  | 0 |  | 0 |  | 1.7135e-06 |  | 0.00022416 |  | 0 |  | 1.1001e-06 |  | 0 |  | 3.0902e-05 |  | 0 |  | 0.0005772 |  | 0 |  | 2.3679e-06 |  | 0.00049238 |  | 0 |  | 2.6999e-06
| 0.11058 |  | 0.00010336 |  | 1.5703e-05 |  | 0 |  | 0 |  | 0 |  | 0 |  | 0.00018061 |  | 0 |  | 0 |  | 1.7135e-06 |  | 6.0305e-05 |  | 0 |  | 1.0799e-06 |  | 0 |  | 3.0902e-05 |  | 0 |  | 0.00047752 |  | 0 |  | 2.3679e-06 |  | 0.00048302 |  | 0 |  | 2.5009e-06
| 0.10961 |  | -1.3296e-05 |  | 3.931e-05 |  | 0 |  | 0 |  | 0 |  | 0 |  | 0.00014165 |  | 0 |  | 0 |  | 8.5423e-07 |  | 5.689e-05 |  | 0 |  | 1.0559e-06 |  | 0 |  | 4.1243e-05 |  | 0 |  | 0.00046257 |  | 0 |  | 4.4734e-06 |  | 0.00047906 |  | 0 |  | 2.2651e-06
| 0.1085 |  | -5.176e-05 |  | 5.3049e-05 |  | 0 |  | 0 |  | 0 |  | 0 |  | 8.4993e-05 |  | 0 |  | 0 |  | 8.5435e-07 |  | 0.00015588 |  | 0 |  | 1.0456e-06 |  | 0 |  | 4.1249e-05 |  | 0 |  | 0.00053882 |  | 0 |  | 2.1051e-06 |  | 0.00047991 |  | 0 |  | 2.454e-06
| 0.1068 |  | -0.0001842 |  | 2.9441e-05 |  | 0 |  | 0 |  | 0 |  | 0 |  | 0.00020895 |  | 0 |  | 0 |  | 1.1076e-06 |  | 0.00022757 |  | 0 |  | 1.0241e-06 |  | 0 |  | 2.6031e-05 |  | 0 |  | 0.00038568 |  | 0 |  | 5.2631e-07 |  | 0.00047916 |  | 0 |  | 2.4621e-06
| 0.10446 |  | -0.00014463 |  | 7.866e-05 |  | 0 |  | 0 |  | 0 |  | 0 |  | 0.00011131 |  | 0 |  | 0 |  | 1.1077e-06 |  | 3.4677e-05 |  | 0 |  | 1.0639e-06 |  | 0 |  | 2.6033e-05 |  | 0 |  | 0.00038411 |  | 0 |  | 1.3158e-06 |  | 0.00047994 |  | 0 |  | 2.1714e-06
| 0.10213 |  | 7.0991e-06 |  | 7.8667e-05 |  | 0 |  | 0 |  | 0 |  | 0 |  | -0.00014874 |  | 0 |  | 0 |  | 8.573e-07 |  | 5.3485e-05 |  | 0 |  | 1.1244e-06 |  | 0 |  | 3.0972e-05 |  | 0 |  | 0.00052475 |  | 0 |  | 7.8951e-07 |  | 0.00047997 |  | 0 |  | 2.3831e-06
| 0.099622 |  | -7.298e-05 |  | 1.2757e-05 |  | 0 |  | 0 |  | 0 |  | 0 |  | 4.2497e-05 |  | 0 |  | 0 |  | 8.573e-07 |  | 0.00039824 |  | 0 |  | 1.1453e-06 |  | 0 |  | 3.0974e-05 |  | 0 |  | 0.00049179 |  | 0 |  | 7.8956e-07 |  | 0.00048236 |  | 0 |  | 2.5386e-06
| 0.097131 |  | -2.9088e-05 |  | 1.2757e-05 |  | 0 |  | 0 |  | 0 |  | 0 |  | 5.6663e-05 |  | 0 |  | 0 |  | 1.3972e-06 |  | 0.00032997 |  | 0 |  | 1.0985e-06 |  | 0 |  | 3.2862e-05 |  | 0 |  | 0.00050989 |  | 0 |  | 1.316e-06 |  | 0.00048475 |  | 0 |  | 2.2248e-06
| 0.094773 |  | 2.8761e-05 |  | 0 |  | 0 |  | 0 |  | 0 |  | 0 |  | -3.5401e-06 |  | 0 |  | 0 |  | 1.3972e-06 |  | -0.00013426 |  | 0 |  | 1.07e-06 |  | 0 |  | 3.2863e-05 |  | 0 |  | 0.0005586 |  | 0 |  | 1.316e-06 |  | 0.00048239 |  | 0 |  | 2.1243e-06
| 0.09221 |  | -4.0578e-05 |  | 2.0653e-05 |  | 0 |  | 0 |  | 0 |  | 0 |  | 4.6039e-05 |  | 0 |  | 0 |  | 6.4605e-07 |  | -0.00012743 |  | 0 |  | 1.0635e-06 |  | 0 |  | 1.861e-05 |  | 0 |  | 0.00048399 |  | 0 |  | 7.8966e-07 |  | 0.00047928 |  | 0 |  | 2.2066e-06
| 0.089522 |  | 2.5267e-07 |  | 8.5167e-05 |  | 0 |  | 0 |  | 0 |  | 0 |  | 3.1873e-05 |  | 0 |  | 0 |  | 6.4614e-07 |  | 0.00015588 |  | 0 |  | 1.0616e-06 |  | 0 |  | 1.8612e-05 |  | 0 |  | 0.00050448 |  | 0 |  | 7.8966e-07 |  | 0.00046991 |  | 0 |  | 2.2104e-06
| 0.086775 |  | 3.5448e-05 |  | 7.3358e-05 |  | 0 |  | 0 |  | 0 |  | 0 |  | 6.0204e-05 |  | 0 |  | 0 |  | 7.1363e-07 |  | 0.00021733 |  | 0 |  | 1.1183e-06 |  | 0 |  | 3.4586e-05 |  | 0 |  | 0.00064278 |  | 0 |  | 7.8971e-07 |  | 0.00046519 |  | 0 |  | 2.1888e-06
| 0.084419 |  | -8.0352e-06 |  | 1.3757e-05 |  | 0 |  | 0 |  | 0 |  | 0 |  | 0.00020894 |  | 0 |  | 0 |  | 7.1363e-07 |  | 0.00024122 |  | 0 |  | 1.1795e-06 |  | 0 |  | 3.4586e-05 |  | 0 |  | 0.00065693 |  | 0 |  | 0 |  | 0.00046991 |  | 0 |  | 2.3193e-06
| 0.081403 |  | -3.3701e-07 |  | 5.1129e-05 |  | 0 |  | 0 |  | 0 |  | 0 |  | 0.00015582 |  | 0 |  | 0 |  | 6.3888e-07 |  | 3.9823e-05 |  | 0 |  | 1.1933e-06 |  | 0 |  | 1.832e-05 |  | 0 |  | 0.00054227 |  | 0 |  | 5.2654e-07 |  | 0.00047783 |  | 0 |  | 2.7456e-06
| 0.078117 |  | 6.2927e-05 |  | 4.6223e-05 |  | 0 |  | 0 |  | 0 |  | 0 |  | -6.3744e-05 |  | 0 |  | 0 |  | 6.3888e-07 |  | -0.00012402 |  | 0 |  | 1.0325e-06 |  | 0 |  | 1.8321e-05 |  | 0 |  | 0.00059964 |  | 0 |  | 5.2654e-07 |  | 0.00048097 |  | 0 |  | 2.7666e-06
| 0.076261 |  | -5.3662e-06 |  | 1.5734e-05 |  | 0 |  | 0 |  | 0 |  | 0 |  | -0.00025498 |  | 0 |  | 0 |  | 4.0346e-07 |  | 0.0001354 |  | 0 |  | 8.9456e-07 |  | 0 |  | 4.0462e-05 |  | 0 |  | 0.00072543 |  | 0 |  | 5.2658e-07 |  | 0.00047629 |  | 0 |  | 2.3528e-06
| 0.074432 |  | 8.3986e-06 |  | 4.9092e-05 |  | 0 |  | 0 |  | 0 |  | 0 |  | -0.00013457 |  | 0 |  | 0 |  | 4.0357e-07 |  | -0.00025715 |  | 0 |  | 8.5159e-07 |  | 0 |  | 4.0476e-05 |  | 0 |  | 0.00067596 |  | 0 |  | 4.4762e-06 |  | 0.0004771 |  | 0 |  | 2.1026e-06
| 0.071951 |  | 9.6669e-05 |  | 5.598e-05 |  | 0 |  | 0 |  | 0 |  | 0 |  | 0.00020186 |  | 0 |  | 0 |  | 1.1549e-06 |  | -0.00048244 |  | 0 |  | 8.6208e-07 |  | 0 |  | 1.4089e-05 |  | 0 |  | 0.00053609 |  | 0 |  | 3.9496e-06 |  | 0.00048263 |  | 0 |  | 2.2492e-06
| 0.069643 |  | 0.00010582 |  | 2.2618e-05 |  | 0 |  | 0 |  | 0 |  | 0 |  | 0 |  | 0 |  | 0 |  | 1.1553e-06 |  | 4.3237e-05 |  | 0 |  | 9.324e-07 |  | 0 |  | 1.4092e-05 |  | 0 |  | 0.00051097 |  | 0 |  | 7.8996e-07 |  | 0.00048424 |  | 0 |  | 2.4416e-06
| 0.067367 |  | 0.00010902 |  | 0 |  | 0 |  | 0 |  | 0 |  | 0 |  | -0.00025852 |  | 0 |  | 0 |  | 1.4366e-06 |  | 3.9823e-05 |  | 0 |  | 1.0204e-06 |  | 0 |  | 2.3958e-05 |  | 0 |  | 0.00054241 |  | 0 |  | 1.3167e-06 |  | 0.00048109 |  | 0 |  | 2.232e-06
| 0.065349 |  | 1.9847e-05 |  | 1.5698e-05 |  | 0 |  | 0 |  | 0 |  | 0 |  | -0.0001629 |  | 0 |  | 0 |  | 1.437e-06 |  | -0.00010013 |  | 0 |  | 1.1429e-06 |  | 0 |  | 2.3965e-05 |  | 0 |  | 0.00053697 |  | 0 |  | 5.2671e-07 |  | 0.00047486 |  | 0 |  | 2.4158e-06
| 0.06384 |  | 5.5949e-05 |  | 1.5696e-05 |  | 0 |  | 0 |  | 0 |  | 0 |  | 0.00016998 |  | 0 |  | 0 |  | 1.6875e-06 |  | 6.0304e-05 |  | 0 |  | 1.1156e-06 |  | 0 |  | 6.1295e-05 |  | 0 |  | 0.00048587 |  | 0 |  | 5.2671e-07 |  | 0.00046779 |  | 0 |  | 2.4373e-06
| 0.06251 |  | 8.8445e-05 |  | 4.1203e-05 |  | 0 |  | 0 |  | 0 |  | 0 |  | 0.00013457 |  | 0 |  | 0 |  | 1.688e-06 |  | -2.8443e-05 |  | 0 |  | 1.0961e-06 |  | 0 |  | 6.1316e-05 |  | 0 |  | 0.00041669 |  | 0 |  | 2.8971e-06 |  | 0.000467 |  | 0 |  | 2.2829e-06
| 0.060851 |  | 5.1393e-05 |  | 4.1206e-05 |  | 0 |  | 0 |  | 0 |  | 0 |  | -0.00019832 |  | 0 |  | 0 |  | 9.8337e-07 |  | -0.00012402 |  | 0 |  | 1.1508e-06 |  | 0 |  | 4.7539e-05 |  | 0 |  | 0.0005913 |  | 0 |  | 2.8971e-06 |  | 0.00047257 |  | 0 |  | 2.5629e-06
| 0.059048 |  | -0.00011656 |  | 8.2592e-05 |  | 0 |  | 0 |  | 0 |  | 0 |  | 0 |  | 0 |  | 0 |  | 9.8337e-07 |  | 5.6891e-05 |  | 0 |  | 1.192e-06 |  | 0 |  | 4.7539e-05 |  | 0 |  | 0.00055434 |  | 0 |  | 2.8973e-06 |  | 0.00047886 |  | 0 |  | 2.201e-06
| 0.057714 |  | -0.000186 |  | 9.0466e-05 |  | 0 |  | 0 |  | 0 |  | 0 |  | 0.00030102 |  | 0 |  | 0 |  | 9.5959e-07 |  | 0.00022074 |  | 0 |  | 1.1496e-06 |  | 0 |  | 2.1567e-05 |  | 0 |  | 0.00037904 |  | 0 |  | 2.3706e-06 |  | 0.00047892 |  | 0 |  | 2.0748e-06
| 0.056897 |  | 0.0001153 |  | 4.9069e-05 |  | 0 |  | 0 |  | 0 |  | 0 |  | 8.4319e-05 |  | 0 |  | 0 |  | 1.0175e-06 |  | -6.2843e-05 |  | 0 |  | 1.0266e-06 |  | 0 |  | 2.1567e-05 |  | 0 |  | 0.00045768 |  | 0 |  | 2.3708e-06 |  | 0.00047341 |  | 0 |  | 2.4832e-06
| 0.056047 |  | 0.00019304 |  | 6.8729e-05 |  | 0 |  | 0 |  | 0 |  | 0 |  | -0.00016644 |  | 0 |  | 0 |  | 9.1689e-07 |  | -0.00038003 |  | 0 |  | 9.9349e-07 |  | 0 |  | 3.104e-05 |  | 0 |  | 0.00051434 |  | 0 |  | 2.3708e-06 |  | 0.00046794 |  | 0 |  | 2.5026e-06
| 0.05495 |  | -1.1786e-06 |  | 5.5977e-05 |  | 0 |  | 0 |  | 0 |  | 0 |  | 9.2081e-05 |  | 0 |  | 0 |  | 8.5901e-07 |  | -0.00023325 |  | 0 |  | 1.088e-06 |  | 0 |  | 3.104e-05 |  | 0 |  | 0.00046479 |  | 0 |  | 0 |  | 0.00046558 |  | 0 |  | 2.188e-06
| 0.053932 |  | -4.4815e-05 |  | 8.2524e-05 |  | 0 |  | 0 |  | 0 |  | 0 |  | 0.00034706 |  | 0 |  | 0 |  | 5.079e-07 |  | -0.00012061 |  | 0 |  | 1.2275e-06 |  | 0 |  | 5.6871e-05 |  | 0 |  | 0.00045069 |  | 0 |  | 0 |  | 0.00046721 |  | 0 |  | 2.0632e-06
| 0.052994 |  | -8.3702e-07 |  | 0.00014459 |  | 0 |  | 0 |  | 0 |  | 0 |  | 0.00013103 |  | 0 |  | 0 |  | 5.0797e-07 |  | 1.2516e-05 |  | 0 |  | 1.2848e-06 |  | 0 |  | 5.6879e-05 |  | 0 |  | 0.00053092 |  | 0 |  | 2.3712e-06 |  | 0.00047665 |  | 0 |  | 2.0959e-06
| 0.052051 |  | 2.6422e-05 |  | 0.00014877 |  | 0 |  | 0 |  | 0 |  | 0 |  | -0.00010624 |  | 0 |  | 0 |  | 1.9894e-06 |  | -6.258e-05 |  | 0 |  | 1.2314e-06 |  | 0 |  | 4.7017e-05 |  | 0 |  | 0.00056714 |  | 0 |  | 2.8982e-06 |  | 0.00048219 |  | 0 |  | 2.2529e-06
| 0.051393 |  | 0.00015723 |  | 5.8267e-05 |  | 0 |  | 0 |  | 0 |  | 0 |  | 0.0001027 |  | 0 |  | 0 |  | 2.3507e-06 |  | -0.0001684 |  | 0 |  | 1.2238e-06 |  | 0 |  | 4.7017e-05 |  | 0 |  | 0.00058369 |  | 0 |  | 2.8982e-06 |  | 0.000483 |  | 0 |  | 2.357e-06
| 0.050741 |  | 0.00013745 |  | 3.2443e-05 |  | 0 |  | 0 |  | 0 |  | 0 |  | 0.00031872 |  | 0 |  | 0 |  | 8.2417e-07 |  | 0.00013881 |  | 0 |  | 1.2785e-06 |  | 0 |  | 4.3918e-05 |  | 0 |  | 0.0005916 |  | 0 |  | 2.3715e-06 |  | 0.00047359 |  | 0 |  | 2.2293e-06
| 0.04991 |  | -3.339e-05 |  | 5.1079e-05 |  | 0 |  | 0 |  | 0 |  | 0 |  | -0.00014166 |  | 0 |  | 0 |  | 4.629e-07 |  | 6.03e-05 |  | 0 |  | 1.2375e-06 |  | 0 |  | 4.3924e-05 |  | 0 |  | 0.00049326 |  | 0 |  | 7.9051e-07 |  | 0.00046179 |  | 0 |  | 2.2991e-06
| 0.049313 |  | 5.6644e-05 |  | 4.2231e-05 |  | 0 |  | 0 |  | 0 |  | 0 |  | -0.00016291 |  | 0 |  | 0 |  | 1.3339e-06 |  | -0.00020254 |  | 0 |  | 1.1014e-06 |  | 0 |  | 1.7479e-05 |  | 0 |  | 0.00045868 |  | 0 |  | 1.3175e-06 |  | 0.00046025 |  | 0 |  | 2.464e-06
| 0.04885 |  | 0.00011502 |  | 7.5573e-05 |  | 0 |  | 0 |  | 0 |  | 0 |  | 7.0827e-05 |  | 0 |  | 0 |  | 1.3339e-06 |  | -0.00022301 |  | 0 |  | 9.6518e-07 |  | 0 |  | 1.7479e-05 |  | 0 |  | 0.00047995 |  | 0 |  | 2.8989e-06 |  | 0.00046579 |  | 0 |  | 2.5861e-06
| 0.048488 |  | 2.3046e-05 |  | 8.9343e-05 |  | 0 |  | 0 |  | 0 |  | 0 |  | 2.1249e-05 |  | 0 |  | 0 |  | 7.3867e-07 |  | -0.00020594 |  | 0 |  | 9.0929e-07 |  | 0 |  | 3.4038e-05 |  | 0 |  | 0.00046267 |  | 0 |  | 2.3718e-06 |  | 0.00046975 |  | 0 |  | 2.7231e-06
| 0.04782 |  | -0.00010313 |  | 0.00010975 |  | 0 |  | 0 |  | 0 |  | 0 |  | 0.00012041 |  | 0 |  | 0 |  | 7.3878e-07 |  | -2.1618e-05 |  | 0 |  | 9.0465e-07 |  | 0 |  | 3.4044e-05 |  | 0 |  | 0.00050834 |  | 0 |  | 3.9531e-06 |  | 0.00046899 |  | 0 |  | 2.5852e-06
| 0.047166 |  | -0.00010178 |  | 0.00010484 |  | 0 |  | 0 |  | 0 |  | 0 |  | -7.083e-06 |  | 0 |  | 0 |  | 1.1949e-06 |  | 7.0545e-05 |  | 0 |  | 8.9495e-07 |  | 0 |  | 2.8195e-05 |  | 0 |  | 0.00053745 |  | 0 |  | 3.9536e-06 |  | 0.00046584 |  | 0 |  | 2.4147e-06
| 0.04656 |  | -7.2286e-06 |  | 9.2394e-05 |  | 0 |  | 0 |  | 0 |  | 0 |  | -8.8533e-05 |  | 0 |  | 0 |  | 1.1951e-06 |  | -1.1372e-06 |  | 0 |  | 9.1198e-07 |  | 0 |  | 2.8199e-05 |  | 0 |  | 0.00059104 |  | 0 |  | 7.9071e-07 |  | 0.00046197 |  | 0 |  | 2.4001e-06
| 0.04559 |  | 9.3475e-05 |  | 8.2564e-05 |  | 0 |  | 0 |  | 0 |  | 0 |  | 0.00018415 |  | 0 |  | 0 |  | 1.3017e-06 |  | -0.00015133 |  | 0 |  | 9.1524e-07 |  | 0 |  | 2.0671e-05 |  | 0 |  | 0.00050604 |  | 0 |  | 7.9076e-07 |  | 0.00046197 |  | 0 |  | 2.6137e-06
| 0.045137 |  | 6.7307e-05 |  | 0.00011197 |  | 0 |  | 0 |  | 0 |  | 0 |  | 0.00014873 |  | 0 |  | 0 |  | 1.3017e-06 |  | -0.00024691 |  | 0 |  | 9.5444e-07 |  | 0 |  | 2.067e-05 |  | 0 |  | 0.00049112 |  | 0 |  | 2.3723e-06 |  | 0.00046279 |  | 0 |  | 2.4233e-06
| 0.044768 |  | -3.1891e-05 |  | 0.00015213 |  | 0 |  | 0 |  | 0 |  | 0 |  | -0.00015936 |  | 0 |  | 0 |  | 6.8115e-07 |  | -0.00025032 |  | 0 |  | 1.0621e-06 |  | 0 |  | 4.6631e-06 |  | 0 |  | 0.00064223 |  | 0 |  | 6.0629e-06 |  | 0.00046672 |  | 0 |  | 2.3365e-06
| 0.044047 |  | 0.00012429 |  | 0.00016853 |  | 0 |  | 0 |  | 0 |  | 0 |  | 6.0204e-05 |  | 0 |  | 0 |  | 6.8105e-07 |  | -0.00030153 |  | 0 |  | 1.2015e-06 |  | 0 |  | 4.6626e-06 |  | 0 |  | 0.00053841 |  | 0 |  | 4.4816e-06 |  | 0.00046127 |  | 0 |  | 2.4329e-06
| 0.043355 |  | 0.00022512 |  | 0.00019625 |  | 0 |  | 0 |  | 0 |  | 0 |  | 0.00028685 |  | 0 |  | 0 |  | 1.635e-06 |  | -0.00019571 |  | 0 |  | 1.222e-06 |  | 0 |  | 3.2659e-05 |  | 0 |  | 0.00049118 |  | 0 |  | 1.3181e-06 |  | 0.00045812 |  | 0 |  | 2.2142e-06
| 0.042705 |  | 0.00016899 |  | 0.00019851 |  | 0 |  | 0 |  | 0 |  | 0 |  | 0.00011687 |  | 0 |  | 0 |  | 1.649e-06 |  | -4.5513e-05 |  | 0 |  | 1.0792e-06 |  | 0 |  | 3.2665e-05 |  | 0 |  | 0.00061559 |  | 0 |  | 1.3183e-06 |  | 0.00046209 |  | 0 |  | 2.2655e-06
| 0.042078 |  | -6.2808e-06 |  | 0.00021321 |  | 0 |  | 0 |  | 0 |  | 0 |  | 0.0001027 |  | 0 |  | 0 |  | 1.0419e-06 |  | -4.5513e-05 |  | 0 |  | 9.6513e-07 |  | 0 |  | 2.3835e-05 |  | 0 |  | 0.00054556 |  | 0 |  | 7.9096e-07 |  | 0.00046684 |  | 0 |  | 2.3659e-06
| 0.041149 |  | -4.5962e-05 |  | 0.00017589 |  | 0 |  | 0 |  | 0 |  | 0 |  | -9.5612e-05 |  | 0 |  | 0 |  | 1.0283e-06 |  | 0.00016271 |  | 0 |  | 9.6057e-07 |  | 0 |  | 2.3839e-05 |  | 0 |  | 0.00048891 |  | 0 |  | 2.3729e-06 |  | 0.00047317 |  | 0 |  | 2.49e-06
| 0.040113 |  | 5.6572e-05 |  | 0.000177 |  | 0 |  | 0 |  | 0 |  | 0 |  | -0.00017352 |  | 0 |  | 0 |  | 1.0605e-06 |  | 1.2516e-05 |  | 0 |  | 1.0637e-06 |  | 0 |  | 4.3269e-05 |  | 0 |  | 0.00061567 |  | 0 |  | 2.373e-06 |  | 0.0004771 |  | 0 |  | 2.6317e-06
| 0.039211 |  | 8.0945e-05 |  | 0.00024373 |  | 0 |  | 0 |  | 0 |  | 0 |  | 1.0625e-05 |  | 0 |  | 0 |  | 1.0606e-06 |  | -0.00028104 |  | 0 |  | 1.0291e-06 |  | 0 |  | 4.3275e-05 |  | 0 |  | 0.00052831 |  | 0 |  | 7.9106e-07 |  | 0.00048107 |  | 0 |  | 2.2585e-06
| 0.038333 |  | 9.9045e-05 |  | 0.00026805 |  | 0 |  | 0 |  | 0 |  | 0 |  | 4.958e-05 |  | 0 |  | 0 |  | 1.1381e-06 |  | -6.2577e-05 |  | 0 |  | 9.7183e-07 |  | 0 |  | 2.4599e-05 |  | 0 |  | 0.00043543 |  | 0 |  | 7.9111e-07 |  | 0.00047638 |  | 0 |  | 2.0211e-06
| 0.037843 |  | 2.4175e-05 |  | 0.00032007 |  | 0 |  | 0 |  | 0 |  | 0 |  | 0.00026206 |  | 0 |  | 0 |  | 1.1383e-06 |  | 2.2758e-06 |  | 0 |  | 9.3856e-07 |  | 0 |  | 2.4603e-05 |  | 0 |  | 0.00050948 |  | 0 |  | 0 |  | 0.00046538 |  | 0 |  | 2.1771e-06
| 0.036955 |  | -2.6249e-05 |  | 0.00033025 |  | 0 |  | 0 |  | 0 |  | 0 |  | 0.00020186 |  | 0 |  | 0 |  | 1.3862e-06 |  | -1.4792e-05 |  | 0 |  | 9.9605e-07 |  | 0 |  | 3.64e-05 |  | 0 |  | 0.00052133 |  | 0 |  | 5.2744e-07 |  | 0.00045439 |  | 0 |  | 2.3072e-06
| 0.035716 |  | 6.4458e-05 |  | 0.000324 |  | 0 |  | 0 |  | 0 |  | 0 |  | -4.958e-05 |  | 0 |  | 0 |  | 1.3864e-06 |  | -3.5273e-05 |  | 0 |  | 1.2022e-06 |  | 0 |  | 3.6407e-05 |  | 0 |  | 0.00054731 |  | 0 |  | 1.3187e-06 |  | 0.0004536 |  | 0 |  | 2.6933e-06
| 0.034954 |  | 7.5262e-05 |  | 0.00033534 |  | 0 |  | 0 |  | 0 |  | 0 |  | 6.7283e-05 |  | 0 |  | 0 |  | 6.7334e-07 |  | -0.00022301 |  | 0 |  | 1.2923e-06 |  | 0 |  | 2.8296e-05 |  | 0 |  | 0.00065922 |  | 0 |  | 1.3187e-06 |  | 0.0004576 |  | 0 |  | 2.6514e-06
| 0.034096 |  | 3.2811e-05 |  | 0.0004009 |  | 0 |  | 0 |  | 0 |  | 0 |  | 4.6035e-05 |  | 0 |  | 0 |  | 6.7343e-07 |  | -0.00018888 |  | 0 |  | 1.2246e-06 |  | 0 |  | 2.8299e-05 |  | 0 |  | 0.00055368 |  | 0 |  | 1.3188e-06 |  | 0.00045523 |  | 0 |  | 2.3175e-06
| 0.033273 |  | 6.476e-05 |  | 0.00047272 |  | 0 |  | 0 |  | 0 |  | 0 |  | -8.8535e-05 |  | 0 |  | 0 |  | 1.3536e-06 |  | -0.00017864 |  | 0 |  | 1.0099e-06 |  | 0 |  | 3.0979e-05 |  | 0 |  | 0.00042215 |  | 0 |  | 7.9126e-07 |  | 0.00045602 |  | 0 |  | 2.4917e-06
| 0.032723 |  | 7.7104e-05 |  | 0.00046706 |  | 0 |  | 0 |  | 0 |  | 0 |  | -0.00014469 |  | 0 |  | 0 |  | 1.3534e-06 |  | -0.00018714 |  | 0 |  | 8.9127e-07 |  | 0 |  | 3.0975e-05 |  | 0 |  | 0.00060968 |  | 0 |  | 0 |  | 0.00045923 |  | 0 |  | 2.4715e-06
| 0.0319 |  | 8.6653e-07 |  | 0.00054114 |  | 0 |  | 0 |  | 0 |  | 0 |  | -0.00021248 |  | 0 |  | 0 |  | 5.1703e-07 |  | -1.1379e-05 |  | 0 |  | 9.6174e-07 |  | 0 |  | 3.3026e-05 |  | 0 |  | 0.00064828 |  | 0 |  | 2.1103e-06 |  | 0.0004608 |  | 0 |  | 2.0749e-06
| 0.031099 |  | -8.3946e-05 |  | 0.00063212 |  | 0 |  | 0 |  | 0 |  | 0 |  | -0.00025143 |  | 0 |  | 0 |  | 5.1703e-07 |  | -3.5273e-05 |  | 0 |  | 1.0623e-06 |  | 0 |  | 3.3024e-05 |  | 0 |  | 0.00056485 |  | 0 |  | 2.9017e-06 |  | 0.00045062 |  | 0 |  | 2.0949e-06
| 0.03042 |  | -7.6847e-05 |  | 0.00070455 |  | 0 |  | 0 |  | 0 |  | 0 |  | -0.00041788 |  | 0 |  | 0 |  | 8.5369e-07 |  | -0.00025032 |  | 0 |  | 1.1928e-06 |  | 0 |  | 2.964e-05 |  | 0 |  | 0.00054122 |  | 0 |  | 1.3191e-06 |  | 0.00044196 |  | 0 |  | 2.4775e-06
| 0.029819 |  | -2.9831e-05 |  | 0.00077234 |  | 0 |  | 0 |  | 0 |  | 0 |  | -0.00031518 |  | 0 |  | 0 |  | 8.5382e-07 |  | -0.0001923 |  | 0 |  | 1.2706e-06 |  | 0 |  | 2.9644e-05 |  | 0 |  | 0.00047662 |  | 0 |  | 1.3191e-06 |  | 0.00044905 |  | 0 |  | 2.4744e-06
| 0.029119 |  | -3.1514e-05 |  | 0.00084697 |  | 0 |  | 0 |  | 0 |  | 0 |  | 3.8955e-05 |  | 0 |  | 0 |  | 5.9414e-07 |  | -5.2339e-05 |  | 0 |  | 1.3118e-06 |  | 0 |  | 2.4856e-05 |  | 0 |  | 0.00048771 |  | 0 |  | 7.9146e-07 |  | 0.00045777 |  | 0 |  | 2.315e-06
| 0.028433 |  | -1.5742e-05 |  | 0.00097136 |  | 0 |  | 0 |  | 0 |  | 0 |  | 0.00011332 |  | 0 |  | 0 |  | 5.9423e-07 |  | -0.00016498 |  | 0 |  | 1.2824e-06 |  | 0 |  | 2.486e-05 |  | 0 |  | 0.00055783 |  | 0 |  | 7.9156e-07 |  | 0.00045619 |  | 0 |  | 2.4616e-06
| 0.028079 |  | 9.3649e-05 |  | 0.0010069 |  | 0 |  | 0 |  | 0 |  | 0 |  | -4.6039e-05 |  | 0 |  | 0 |  | 1.5156e-06 |  | -0.00013767 |  | 0 |  | 1.2257e-06 |  | 0 |  | 3.0608e-05 |  | 0 |  | 0.00059573 |  | 0 |  | 7.9156e-07 |  | 0.0004468 |  | 0 |  | 2.3993e-06
| 0.027435 |  | 7.7564e-05 |  | 0.0011393 |  | 0 |  | 0 |  | 0 |  | 0 |  | -0.00035768 |  | 0 |  | 0 |  | 1.5156e-06 |  | -0.00013085 |  | 0 |  | 1.1409e-06 |  | 0 |  | 3.0608e-05 |  | 0 |  | 0.00049329 |  | 0 |  | 7.9161e-07 |  | 0.00044758 |  | 0 |  | 2.4117e-06
| 0.026679 |  | -1.2062e-05 |  | 0.0012873 |  | 0 |  | 0 |  | 0 |  | 0 |  | -0.00027623 |  | 0 |  | 0 |  | 1.5328e-06 |  | -0.0001684 |  | 0 |  | 1.0392e-06 |  | 0 |  | 3.6738e-05 |  | 0 |  | 0.00048462 |  | 0 |  | 7.9161e-07 |  | 0.00045783 |  | 0 |  | 2.2977e-06
| 0.026145 |  | -3.0006e-06 |  | 0.0014032 |  | 0 |  | 0 |  | 0 |  | 0 |  | -5.6663e-05 |  | 0 |  | 0 |  | 1.533e-06 |  | -3.8686e-05 |  | 0 |  | 9.589e-07 |  | 0 |  | 3.6743e-05 |  | 0 |  | 0.00058477 |  | 0 |  | 0 |  | 0.00046498 |  | 0 |  | 2.2313e-06
| 0.025604 |  | 7.5324e-06 |  | 0.0015785 |  | 0 |  | 0 |  | 0 |  | 0 |  | 0.00010625 |  | 0 |  | 0 |  | 9.4529e-07 |  | 0.00016612 |  | 0 |  | 9.3353e-07 |  | 0 |  | 2.1544e-05 |  | 0 |  | 0.00052015 |  | 0 |  | 2.1112e-06 |  | 0.00046025 |  | 0 |  | 2.0987e-06
| 0.025125 |  | -1.3714e-05 |  | 0.001808 |  | 0 |  | 0 |  | 0 |  | 0 |  | 0.00019832 |  | 0 |  | 0 |  | 9.4529e-07 |  | 0.00017294 |  | 0 |  | 1.0243e-06 |  | 0 |  | 2.1544e-05 |  | 0 |  | 0.00047525 |  | 0 |  | 2.903e-06 |  | 0.00045476 |  | 0 |  | 1.9179e-06
| 0.02461 |  | 1.0357e-06 |  | 0.0021314 |  | 0 |  | 0 |  | 0 |  | 0 |  | 0.00021602 |  | 0 |  | 0 |  | 1.0071e-06 |  | -0.00032883 |  | 0 |  | 1.0289e-06 |  | 0 |  | 2.8744e-05 |  | 0 |  | 0.00045952 |  | 0 |  | 1.3196e-06 |  | 0.00045558 |  | 0 |  | 2.1567e-06
| 0.024118 |  | 0.00012152 |  | 0.00234 |  | 0 |  | 0 |  | 0 |  | 0 |  | 0.00018061 |  | 0 |  | 0 |  | 1.0072e-06 |  | -0.00044489 |  | 0 |  | 1.0446e-06 |  | 0 |  | 2.8748e-05 |  | 0 |  | 0.00042408 |  | 0 |  | 1.3197e-06 |  | 0.00045403 |  | 0 |  | 2.4655e-06
| 0.023865 |  | 8.4013e-05 |  | 0.0025891 |  | 0 |  | 0 |  | 0 |  | 0 |  | 0.00013457 |  | 0 |  | 0 |  | 8.6339e-07 |  | -0.00038686 |  | 0 |  | 1.0427e-06 |  | 0 |  | 2.3691e-05 |  | 0 |  | 0.00040361 |  | 0 |  | 7.9186e-07 |  | 0.00045012 |  | 0 |  | 2.5166e-06
| 0.023315 |  | -6.9622e-05 |  | 0.0030046 |  | 0 |  | 0 |  | 0 |  | 0 |  | 9.9158e-05 |  | 0 |  | 0 |  | 8.6339e-07 |  | -0.00023667 |  | 0 |  | 1.0729e-06 |  | 0 |  | 2.3692e-05 |  | 0 |  | 0.00055969 |  | 0 |  | 2.3756e-06 |  | 0.00044145 |  | 0 |  | 2.2879e-06
| 0.022782 |  | -3.1605e-05 |  | 0.0032443 |  | 0 |  | 7.0442e-07 |  | 0 |  | 0 |  | -8.1451e-05 |  | 0 |  | 0 |  | 1.5241e-06 |  | 0.00015588 |  | 0 |  | 1.0774e-06 |  | 0 |  | 2.8005e-05 |  | 0 |  | 0.00058023 |  | 0 |  | 2.9037e-06 |  | 0.00043675 |  | 0 |  | 2.3594e-06
| 0.022565 |  | -0.00010121 |  | 0.0036784 |  | 0 |  | 1.3731e-07 |  | 0 |  | 0 |  | -0.00010978 |  | 0 |  | 0 |  | 1.5241e-06 |  | -0.00019229 |  | 0 |  | 1.0364e-06 |  | 0 |  | 2.8005e-05 |  | 0 |  | 0.00048487 |  | 0 |  | 5.2794e-07 |  | 0.00044308 |  | 0 |  | 2.3172e-06
| 0.022036 |  | 5.2605e-07 |  | 0.004199 |  | 0 |  | -3.6088e-08 |  | 0 |  | 0 |  | -0.00014874 |  | 0 |  | 0 |  | 1.6851e-06 |  | -0.0003459 |  | 0 |  | 1.0384e-06 |  | 0 |  | 3.2361e-05 |  | 0 |  | 0.00049196 |  | 0 |  | 2.1119e-06 |  | 0.00045333 |  | 0 |  | 2.1446e-06
| 0.021453 |  | 0.0001694 |  | 0.0044265 |  | 0 |  | 1.3944e-07 |  | 0 |  | 0 |  | -6.3746e-05 |  | 0 |  | 0 |  | 1.6853e-06 |  | 4.6652e-05 |  | 0 |  | 1.0312e-06 |  | 0 |  | 3.2367e-05 |  | 0 |  | 0.00045575 |  | 0 |  | 2.9041e-06 |  | 0.00045812 |  | 0 |  | 2.5126e-06
| 0.020897 |  | 0.0001397 |  | 0.0047073 |  | 0 |  | 6.2594e-07 |  | 0 |  | 0 |  | 2.8331e-05 |  | 0 |  | 0 |  | 9.9668e-07 |  | 0.0002344 |  | 0 |  | 1.0235e-06 |  | 0 |  | 3.5221e-05 |  | 0 |  | 0.00050858 |  | 0 |  | 1.3201e-06 |  | 0.00044944 |  | 0 |  | 2.9594e-06
| 0.020257 |  | 0.00011956 |  | 0.0052438 |  | 0 |  | 3.7094e-07 |  | 0 |  | 0 |  | -0.00021148 |  | 0 |  | 0 |  | 9.9668e-07 |  | -6.198e-05 |  | 0 |  | 9.8816e-07 |  | 0 |  | 3.5221e-05 |  | 0 |  | 0.00067263 |  | 0 |  | 5.2804e-07 |  | 0.00043449 |  | 0 |  | 2.6366e-06
| 0.019731 |  | 6.3071e-05 |  | 0.0058176 |  | 0 |  | 1.1013e-07 |  | 0 |  | 0 |  | -0.00023374 |  | 0 |  | 0 |  | 8.6008e-07 |  | -0.0002708 |  | 0 |  | 9.4326e-07 |  | 0 |  | 1.5579e-05 |  | 0 |  | 0.00068529 |  | 0 |  | 0 |  | 0.00042427 |  | 0 |  | 2.3134e-06
| 0.019519 |  | 0.00014348 |  | 0.0061584 |  | 0 |  | 3.0428e-07 |  | 0 |  | 0 |  | -0.0001027 |  | 0 |  | 0 |  | 1.1092e-06 |  | -9.6715e-05 |  | 0 |  | 8.8512e-07 |  | 0 |  | 1.5578e-05 |  | 0 |  | 0.00055048 |  | 0 |  | 2.3763e-06 |  | 0.00042351 |  | 0 |  | 2.4042e-06
| 0.019096 |  | 0.00013155 |  | 0.006666 |  | 0 |  | 1.4855e-07 |  | 0 |  | 0 |  | -0.00026206 |  | 0 |  | 0 |  | 1.2649e-06 |  | 5.0065e-05 |  | 0 |  | 8.9884e-07 |  | 0 |  | 1.5472e-05 |  | 0 |  | 0.0004795 |  | 0 |  | 2.9046e-06 |  | 0.00043218 |  | 0 |  | 2.263e-06
| 0.01845 |  | 2.6118e-05 |  | 0.0071758 |  | 0 |  | 3.7683e-07 |  | 0 |  | 0 |  | 4.2491e-05 |  | 0 |  | 0 |  | 1.0157e-06 |  | 0.00031972 |  | 0 |  | 9.7078e-07 |  | 0 |  | 1.5471e-05 |  | 0 |  | 0.0004535 |  | 0 |  | 1.3204e-06 |  | 0.00044009 |  | 0 |  | 2.5051e-06
| 0.018178 |  | 3.1259e-05 |  | 0.0078472 |  | 0 |  | 8.5684e-07 |  | 0 |  | 0 |  | 0.00019831 |  | 0 |  | 0 |  | 5.5395e-07 |  | 4.3228e-05 |  | 0 |  | 1.0421e-06 |  | 0 |  | 1.3279e-05 |  | 0 |  | 0.00038175 |  | 0 |  | 7.9226e-07 |  | 0.0004417 |  | 0 |  | 2.8369e-06
| 0.017947 |  | 7.8106e-05 |  | 0.008595 |  | 0 |  | 8.386e-07 |  | 0 |  | 0 |  | -8.4993e-05 |  | 0 |  | 0 |  | 5.5411e-07 |  | 3.9816e-05 |  | 0 |  | 1.065e-06 |  | 0 |  | 1.3284e-05 |  | 0 |  | 0.00051903 |  | 0 |  | 2.3768e-06 |  | 0.00044646 |  | 0 |  | 2.4602e-06
| 0.017383 |  | 7.5725e-05 |  | 0.0091723 |  | 0 |  | 7.1446e-07 |  | 0 |  | 0 |  | -0.00018769 |  | 0 |  | 0 |  | 8.0637e-07 |  | 0.00040848 |  | 0 |  | 1.0708e-06 |  | 0 |  | 2.8598e-05 |  | 0 |  | 0.00060501 |  | 0 |  | 2.9052e-06 |  | 0.00045119 |  | 0 |  | 2.1868e-06
| 0.016737 |  | 3.6151e-05 |  | 0.010001 |  | 0 |  | -1.4935e-08 |  | 0 |  | 0 |  | -0.00020894 |  | 0 |  | 0 |  | 8.0661e-07 |  | 0.00013882 |  | 0 |  | 1.1057e-06 |  | 0 |  | 2.8607e-05 |  | 0 |  | 0.00052462 |  | 0 |  | 2.9053e-06 |  | 0.00044731 |  | 0 |  | 2.3671e-06
| 0.016268 |  | 0.00011608 |  | 0.010546 |  | 0 |  | -4.5102e-07 |  | 0 |  | 0 |  | 3.5415e-06 |  | 0 |  | 0 |  | 1.1497e-06 |  | 7.7371e-05 |  | 0 |  | 1.0722e-06 |  | 0 |  | 3.0297e-05 |  | 0 |  | 0.00040076 |  | 0 |  | 2.9053e-06 |  | 0.00044178 |  | 0 |  | 2.3943e-06
| 0.015888 |  | 9.9455e-05 |  | 0.010871 |  | 0 |  | 8.8526e-08 |  | 0 |  | 0 |  | -0.0001452 |  | 0 |  | 0 |  | 1.1501e-06 |  | -5.5759e-05 |  | 0 |  | 1.0411e-06 |  | 0 |  | 3.0304e-05 |  | 0 |  | 0.00038816 |  | 0 |  | 2.9055e-06 |  | 0.00044339 |  | 0 |  | 2.4648e-06
| 0.015302 |  | -5.216e-05 |  | 0.011305 |  | 0 |  | 1.1942e-07 |  | 0 |  | 0 |  | -0.00044621 |  | 0 |  | 0 |  | 2.0366e-07 |  | -0.0001411 |  | 0 |  | 1.0305e-06 |  | 0 |  | 2.7877e-05 |  | 0 |  | 0.00051282 |  | 0 |  | 2.3772e-06 |  | 0.00045049 |  | 0 |  | 2.6971e-06
| 0.014724 |  | -8.0283e-05 |  | 0.012052 |  | 0 |  | -5.0907e-08 |  | 0 |  | 0 |  | -0.00030456 |  | 0 |  | 0 |  | 2.0372e-07 |  | 0.00011833 |  | 0 |  | 1.0954e-06 |  | 0 |  | 2.7883e-05 |  | 0 |  | 0.00047106 |  | 0 |  | 2.3775e-06 |  | 0.00044345 |  | 0 |  | 2.5099e-06
| 0.014447 |  | 3.1319e-05 |  | 0.012948 |  | 0 |  | -3.7367e-07 |  | 0 |  | 0 |  | -0.00021602 |  | 0 |  | 0 |  | 9.6589e-07 |  | -3.1858e-05 |  | 0 |  | 1.1895e-06 |  | 0 |  | 4.1071e-05 |  | 0 |  | 0.00032588 |  | 0 |  | 2.3775e-06 |  | 0.00042451 |  | 0 |  | 2.3284e-06
| 0.014042 |  | 1.8912e-05 |  | 0.01357 |  | 0 |  | 2.5393e-07 |  | 0 |  | 0 |  | -0.00017808 |  | 0 |  | 0 |  | 9.6617e-07 |  | -0.00027296 |  | 0 |  | 1.264e-06 |  | 0 |  | 4.1083e-05 |  | 0 |  | 0.00038745 |  | 0 |  | 2.3775e-06 |  | 0.00041428 |  | 0 |  | 2.3941e-06
| 0.01347 |  | -0.00012919 |  | 0.01411 |  | 0 |  | 5.9938e-07 |  | 0 |  | 0 |  | -9.2076e-05 |  | 0 |  | 0 |  | 1.202e-06 |  | -0.00045854 |  | 0 |  | 1.3315e-06 |  | 0 |  | 2.4645e-05 |  | 0 |  | 0.00054136 |  | 0 |  | 2.3777e-06 |  | 0.00041904 |  | 0 |  | 2.4639e-06
| 0.012983 |  | -4.133e-05 |  | 0.014759 |  | 0 |  | 2.6949e-07 |  | 0 |  | 0 |  | -0.00016645 |  | 0 |  | 0 |  | 1.2024e-06 |  | -0.00018206 |  | 0 |  | 1.2819e-06 |  | 0 |  | 2.465e-05 |  | 0 |  | 0.00059269 |  | 0 |  | 0 |  | 0.00042696 |  | 0 |  | 2.5406e-06
| 0.01248 |  | 0.00025042 |  | 0.015499 |  | 0 |  | 1.7911e-07 |  | 0 |  | 0 |  | -0.00018061 |  | 0 |  | 0 |  | 2.5867e-06 |  | 0.00021391 |  | 0 |  | 1.2204e-06 |  | 0 |  | 4.0772e-05 |  | 0 |  | 0.00058401 |  | 0 |  | 0 |  | 0.00042617 |  | 0 |  | 2.5503e-06
| 0.011881 |  | 0.00015203 |  | 0.016009 |  | 0 |  | 4.8996e-08 |  | 0 |  | 0 |  | -9.5618e-05 |  | 0 |  | 0 |  | 2.5867e-06 |  | 0.00024122 |  | 0 |  | 1.199e-06 |  | 0 |  | 4.0772e-05 |  | 0 |  | 0.00053432 |  | 0 |  | 2.378e-06 |  | 0.00042067 |  | 0 |  | 2.7877e-06
| 0.011439 |  | -6.4883e-05 |  | 0.016562 |  | 0 |  | -1.6379e-07 |  | 0 |  | 0 |  | 0.00020894 |  | 0 |  | 0 |  | 9.4243e-07 |  | 8.0791e-05 |  | 0 |  | 1.1506e-06 |  | 0 |  | 4.7391e-05 |  | 0 |  | 0.00060855 |  | 0 |  | 2.9066e-06 |  | 0.0004207 |  | 0 |  | 2.6386e-06
| 0.011011 |  | -2.5068e-05 |  | 0.017335 |  | 0 |  | -1.0684e-07 |  | 0 |  | 0 |  | 0.00029393 |  | 0 |  | 0 |  | 9.4243e-07 |  | 1.5929e-05 |  | 0 |  | 1.0316e-06 |  | 0 |  | 4.7391e-05 |  | 0 |  | 0.00059122 |  | 0 |  | 1.3213e-06 |  | 0.00042309 |  | 0 |  | 2.5056e-06
| 0.010262 |  | 4.762e-05 |  | 0.018219 |  | 0 |  | 5.2433e-07 |  | 0 |  | 0 |  | 6.7286e-05 |  | 0 |  | 0 |  | 1.3662e-06 |  | 0.00041189 |  | 0 |  | 9.115e-07 |  | 0 |  | 2.471e-05 |  | 0 |  | 0.00052571 |  | 0 |  | 7.9276e-07 |  | 0.00042546 |  | 0 |  | 2.8406e-06
| 0.0097881 |  | -7.6341e-06 |  | 0.018892 |  | 0 |  | 5.4001e-07 |  | 0 |  | 0 |  | -1.0625e-05 |  | 0 |  | 0 |  | 1.3662e-06 |  | 0.00025828 |  | 0 |  | 8.9188e-07 |  | 0 |  | 2.471e-05 |  | 0 |  | 0.00054393 |  | 0 |  | 2.3784e-06 |  | 0.00042393 |  | 0 |  | 2.7868e-06
| 0.009629 |  | -4.0282e-05 |  | 0.01959 |  | 0 |  | 3.9491e-07 |  | 0 |  | 0 |  | -8.1452e-05 |  | 0 |  | 0 |  | 1.0249e-06 |  | -0.00012744 |  | 0 |  | 1.0246e-06 |  | 0 |  | 2.9335e-05 |  | 0 |  | 0.00050209 |  | 0 |  | 2.3786e-06 |  | 0.00042393 |  | 0 |  | 2.4479e-06
| 0.0093174 |  | 4.2621e-05 |  | 0.020367 |  | 0 |  | 3.4148e-07 |  | 0 |  | 0 |  | -0.00030423 |  | 0 |  | 0 |  | 1.0249e-06 |  | -0.00030874 |  | 0 |  | 1.1771e-06 |  | 0 |  | 2.9336e-05 |  | 0 |  | 0.0004437 |  | 0 |  | 0 |  | 0.00043107 |  | 0 |  | 2.2586e-06
| 0.0089727 |  | -4.6022e-05 |  | 0.021128 |  | 0 |  | 9.6949e-08 |  | 0 |  | 0 |  | -0.00010625 |  | 0 |  | 0 |  | 8.5558e-07 |  | -0.00017523 |  | 0 |  | 1.2189e-06 |  | 0 |  | 2.6711e-05 |  | 0 |  | 0.00049502 |  | 0 |  | 0 |  | 0.00043817 |  | 0 |  | 2.2545e-06
| 0.0086142 |  | -3.9078e-05 |  | 0.021983 |  | 0 |  | -4.4103e-08 |  | 0 |  | 0 |  | 5.312e-05 |  | 0 |  | 0 |  | 8.557e-07 |  | -0.0001445 |  | 0 |  | 1.1373e-06 |  | 0 |  | 2.6714e-05 |  | 0 |  | 0.0005693 |  | 0 |  | 7.9296e-07 |  | 0.00044612 |  | 0 |  | 2.4046e-06
| 0.0083322 |  | 6.1366e-05 |  | 0.023082 |  | 0 |  | 5.3172e-07 |  | 0 |  | 0 |  | -0.00035413 |  | 0 |  | 0 |  | 9.1118e-07 |  | -0.00013767 |  | 0 |  | 9.8696e-07 |  | 0 |  | 4.8182e-05 |  | 0 |  | 0.00059694 |  | 0 |  | 7.9296e-07 |  | 0.00044612 |  | 0 |  | 2.3589e-06
| 0.0080582 |  | 4.5981e-05 |  | 0.023917 |  | 0 |  | 6.452e-07 |  | 0 |  | 0 |  | -0.00013102 |  | 0 |  | 0 |  | 9.1118e-07 |  | 0.00012857 |  | 0 |  | 9.6537e-07 |  | 0 |  | 4.818e-05 |  | 0 |  | 0.00059698 |  | 0 |  | 2.379e-06 |  | 0.00043826 |  | 0 |  | 2.3203e-06
| 0.0077898 |  | 8.2474e-05 |  | 0.024641 |  | 0 |  | 2.1024e-07 |  | 0 |  | 0 |  | 0.00026206 |  | 0 |  | 0 |  | 1.1515e-06 |  | 0.00017295 |  | 0 |  | 1.0675e-06 |  | 0 |  | 4.6277e-05 |  | 0 |  | 0.0005599 |  | 0 |  | 2.3792e-06 |  | 0.00043039 |  | 0 |  | 2.6463e-06
| 0.0075044 |  | 0.00012679 |  | 0.02559 |  | 0 |  | 7.4721e-07 |  | 0 |  | 0 |  | 0.00021956 |  | 0 |  | 0 |  | 1.1515e-06 |  | 9.1025e-05 |  | 0 |  | 1.1192e-06 |  | 0 |  | 4.6277e-05 |  | 0 |  | 0.00051962 |  | 0 |  | 7.9306e-07 |  | 0.00042012 |  | 0 |  | 2.6305e-06
| 0.0071653 |  | 3.9624e-05 |  | 0.026692 |  | 0 |  | 6.9729e-07 |  | 0 |  | 0 |  | 0.00025143 |  | 0 |  | 0 |  | 5.4645e-07 |  | -2.5033e-05 |  | 0 |  | 1.1088e-06 |  | 0 |  | 3.5381e-05 |  | 0 |  | 0.00058366 |  | 0 |  | 2.9081e-06 |  | 0.00041701 |  | 0 |  | 2.4103e-06
| 0.0068834 |  | 2.4094e-05 |  | 0.028168 |  | 0 |  | 4.1728e-07 |  | 0 |  | 0 |  | -0.00013104 |  | 0 |  | 0 |  | 5.4653e-07 |  | -8.9888e-05 |  | 0 |  | 1.0787e-06 |  | 0 |  | 3.5386e-05 |  | 0 |  | 0.00065001 |  | 0 |  | 2.9083e-06 |  | 0.00041543 |  | 0 |  | 1.9102e-06
| 0.0066772 |  | 3.4016e-05 |  | 0.029235 |  | 0 |  | -1.1497e-07 |  | 0 |  | 0 |  | -0.00018921 |  | 0 |  | 0 |  | 8.2337e-07 |  | -7.6289e-05 |  | 0 |  | 1.1593e-06 |  | 0 |  | 3.1187e-05 |  | 0 |  | 0.00070376 |  | 0 |  | 1.3219e-06 |  | 0.00041862 |  | 0 |  | 1.698e-06
| 0.0064839 |  | 5.5933e-05 |  | 0.030284 |  | 0 |  | 2.0527e-08 |  | 0 |  | 0 |  | 0.00016999 |  | 0 |  | 0 |  | 8.2337e-07 |  | -1.8206e-05 |  | 0 |  | 1.2797e-06 |  | 0 |  | 3.1188e-05 |  | 0 |  | 0.00068717 |  | 0 |  | 1.322e-06 |  | 0.0004281 |  | 0 |  | 2.2942e-06
| 0.0061568 |  | 4.792e-05 |  | 0.031242 |  | 0 |  | 4.5865e-07 |  | 0 |  | 0 |  | 2.8331e-05 |  | 0 |  | 0 |  | 8.6127e-07 |  | -0.00018206 |  | 0 |  | 1.268e-06 |  | 0 |  | 2.0551e-05 |  | 0 |  | 0.00069279 |  | 0 |  | 1.3221e-06 |  | 0.0004321 |  | 0 |  | 2.4465e-06
| 0.0059071 |  | -8.021e-06 |  | 0.032164 |  | 0 |  | 6.497e-07 |  | 0 |  | 0 |  | -0.00012749 |  | 0 |  | 0 |  | 8.614e-07 |  | -0.00020936 |  | 0 |  | 1.1502e-06 |  | 0 |  | 2.0554e-05 |  | 0 |  | 0.0006288 |  | 0 |  | 1.3221e-06 |  | 0.00043052 |  | 0 |  | 2.5294e-06
| 0.0058071 |  | -4.1646e-05 |  | 0.033354 |  | 0 |  | 9.1074e-07 |  | 0 |  | 0 |  | -0.00011687 |  | 0 |  | 0 |  | 6.7727e-07 |  | -0.00010354 |  | 0 |  | 1.024e-06 |  | 0 |  | 2.7757e-05 |  | 0 |  | 0.00058618 |  | 0 |  | 1.3222e-06 |  | 0.00042423 |  | 0 |  | 2.5489e-06
| 0.0054754 |  | -1.506e-05 |  | 0.03479 |  | 0 |  | 2.1385e-07 |  | 0 |  | 0 |  | -0.00020894 |  | 0 |  | 0 |  | 6.7727e-07 |  | -0.00018547 |  | 0 |  | 9.7113e-07 |  | 0 |  | 2.7755e-05 |  | 0 |  | 0.00063915 |  | 0 |  | 5.2891e-07 |  | 0.00042347 |  | 0 |  | 2.3838e-06
| 0.0051151 |  | 1.9936e-05 |  | 0.036448 |  | 0 |  | 6.8508e-08 |  | 0 |  | 0 |  | -0.00012041 |  | 0 |  | 0 |  | 9.6488e-07 |  | -0.00014792 |  | 0 |  | 9.8618e-07 |  | 0 |  | 2.3922e-05 |  | 0 |  | 0.00058464 |  | 0 |  | 5.2891e-07 |  | 0.00042505 |  | 0 |  | 2.5645e-06
| 0.0050291 |  | 8.6528e-05 |  | 0.037935 |  | 0 |  | 1.5877e-07 |  | 0 |  | 0 |  | 9.5617e-05 |  | 0 |  | 0 |  | 9.6502e-07 |  | 8.7612e-05 |  | 0 |  | 9.5682e-07 |  | 0 |  | 2.3927e-05 |  | 0 |  | 0.00060684 |  | 0 |  | 1.3224e-06 |  | 0.00042115 |  | 0 |  | 2.8805e-06
| 0.0048817 |  | 8.4084e-05 |  | 0.039429 |  | 0 |  | 9.5416e-08 |  | 0 |  | 0 |  | 0.00015954 |  | 0 |  | 0 |  | 2.8139e-07 |  | 0.00038502 |  | 0 |  | 9.7645e-07 |  | 0 |  | 1.1647e-05 |  | 0 |  | 0.00063607 |  | 0 |  | 7.9346e-07 |  | 0.00041167 |  | 0 |  | 2.4626e-06
| 0.0047286 |  | -2.9582e-05 |  | 0.040759 |  | 0 |  | 5.1497e-07 |  | 0 |  | 0 |  | 0.00012041 |  | 0 |  | 0 |  | 2.8139e-07 |  | 9.1032e-05 |  | 0 |  | 1.0682e-06 |  | 0 |  | 1.1648e-05 |  | 0 |  | 0.00059186 |  | 0 |  | 7.9346e-07 |  | 0.00040616 |  | 0 |  | 1.949e-06
| 0.0045823 |  | -3.3129e-05 |  | 0.042467 |  | 0 |  | 3.1979e-07 |  | 0 |  | 0 |  | 0.00024081 |  | 0 |  | 0 |  | 6.4271e-07 |  | -1.1372e-05 |  | 0 |  | 1.0957e-06 |  | 0 |  | 4.1853e-05 |  | 0 |  | 0.00065745 |  | 0 |  | 1.3225e-06 |  | 0.00040932 |  | 0 |  | 2.2917e-06
| 0.0042876 |  | 6.3641e-05 |  | 0.044328 |  | 0 |  | 2.6537e-07 |  | 0 |  | 0 |  | 0.00013103 |  | 0 |  | 0 |  | 6.428e-07 |  | 0.00027535 |  | 0 |  | 1.0977e-06 |  | 0 |  | 4.1861e-05 |  | 0 |  | 0.00068677 |  | 0 |  | 1.3226e-06 |  | 0.00041175 |  | 0 |  | 2.6519e-06
| 0.0040716 |  | 0.00014741 |  | 0.046297 |  | 0 |  | 1.1952e-07 |  | 0 |  | 0 |  | 7.0845e-06 |  | 0 |  | 0 |  | 1.1538e-06 |  | -4.893e-05 |  | 0 |  | 1.0958e-06 |  | 0 |  | 3.302e-05 |  | 0 |  | 0.00059352 |  | 0 |  | 7.9356e-07 |  | 0.00041254 |  | 0 |  | 2.4138e-06
| 0.0038537 |  | 2.6701e-05 |  | 0.048036 |  | 0 |  | -2.2526e-07 |  | 0 |  | 0 |  | 9.2078e-05 |  | 0 |  | 0 |  | 1.1538e-06 |  | -0.00037321 |  | 0 |  | 1.1888e-06 |  | 0 |  | 3.3021e-05 |  | 0 |  | 0.00060304 |  | 0 |  | 0 |  | 0.00041572 |  | 0 |  | 2.2145e-06
| 0.0037349 |  | -7.2073e-05 |  | 0.049428 |  | 0 |  | 1.7632e-07 |  | 0 |  | 0 |  | -0.0002054 |  | 0 |  | 0 |  | 1.1956e-07 |  | -0.00010696 |  | 0 |  | 1.2242e-06 |  | 0 |  | 8.3455e-06 |  | 0 |  | 0.00067421 |  | 0 |  | 0 |  | 0.00042049 |  | 0 |  | 2.4025e-06
| 0.0037278 |  | -7.8632e-05 |  | 0.051234 |  | 0 |  | 4.8546e-07 |  | 0 |  | 0 |  | -0.00045329 |  | 0 |  | 0 |  | 1.1958e-07 |  | 1.5929e-05 |  | 0 |  | 1.1889e-06 |  | 0 |  | 8.3471e-06 |  | 0 |  | 0.00072164 |  | 0 |  | 0 |  | 0.00042207 |  | 0 |  | 2.5379e-06
| 0.0036131 |  | -9.4192e-05 |  | 0.05324 |  | 0 |  | 1.6154e-07 |  | 0 |  | 0 |  | -0.00013726 |  | 0 |  | 0 |  | 5.6527e-07 |  | -1.9072e-05 |  | 0 |  | 1.1628e-06 |  | 0 |  | 9.9635e-07 |  | 0 |  | 0.00066007 |  | 0 |  | 0 |  | 0.00041897 |  | 0 |  | 2.4463e-06
| 0.0034504 |  | -9.0341e-05 |  | 0.055235 |  | 0 |  | -3.7598e-07 |  | 0 |  | 0 |  | 3.896e-05 |  | 0 |  | 0 |  | 5.6527e-07 |  | -0.00025373 |  | 0 |  | 1.0633e-06 |  | 0 |  | 9.964e-07 |  | 0 |  | 0.00067904 |  | 0 |  | 2.3811e-06 |  | 0.0004158 |  | 0 |  | 2.4796e-06
| 0.0033007 |  | 2.3577e-05 |  | 0.057135 |  | 0 |  | 1.3042e-07 |  | 0 |  | 0 |  | -0.00013457 |  | 0 |  | 0 |  | 1.1635e-06 |  | -0.00031517 |  | 0 |  | 9.7361e-07 |  | 0 |  | 3.6906e-05 |  | 0 |  | 0.00057947 |  | 0 |  | 2.9107e-06 |  | 0.00041425 |  | 0 |  | 2.6094e-06
| 0.0031027 |  | 9.4561e-05 |  | 0.05927 |  | 0 |  | 5.564e-07 |  | 0 |  | 0 |  | -2.479e-05 |  | 0 |  | 0 |  | 1.1633e-06 |  | -8.6475e-05 |  | 0 |  | 9.2729e-07 |  | 0 |  | 3.6899e-05 |  | 0 |  | 0.00045061 |  | 0 |  | 2.9107e-06 |  | 0.00041425 |  | 0 |  | 2.2183e-06
| 0.0031182 |  | 7.1009e-05 |  | 0.061674 |  | 0 |  | 5.2071e-07 |  | 0 |  | 0 |  | -2.479e-05 |  | 0 |  | 0 |  | 9.8519e-07 |  | -0.00018547 |  | 0 |  | 9.4096e-07 |  | 0 |  | 2.7377e-05 |  | 0 |  | 0.00064517 |  | 0 |  | 2.3814e-06 |  | 0.0004143 |  | 0 |  | 2.3774e-06
| 0.0031253 |  | 0.00010318 |  | 0.064101 |  | 0 |  | 3.177e-07 |  | 0 |  | 0 |  | -0.0001027 |  | 0 |  | 0 |  | 9.8533e-07 |  | -0.00010354 |  | 0 |  | 9.5872e-07 |  | 0 |  | 2.7381e-05 |  | 0 |  | 0.00064675 |  | 0 |  | 5.5564e-06 |  | 0.00041272 |  | 0 |  | 2.6095e-06
| 0.0029446 |  | 3.9255e-05 |  | 0.06609 |  | 0 |  | -2.9809e-09 |  | 0 |  | 0 |  | 0.00019292 |  | 0 |  | 0 |  | 1.1107e-06 |  | 4.5296e-05 |  | 0 |  | 1.0243e-06 |  | 0 |  | 3.4599e-05 |  | 0 |  | 0.00053689 |  | 0 |  | 5.5564e-06 |  | 0.00040721 |  | 0 |  | 2.2116e-06
| 0.0029604 |  | -1.25e-05 |  | 0.068098 |  | 0 |  | 7.7119e-08 |  | 0 |  | 0 |  | 0.00020186 |  | 0 |  | 0 |  | 1.1109e-06 |  | -5.2339e-05 |  | 0 |  | 1.1435e-06 |  | 0 |  | 3.4604e-05 |  | 0 |  | 0.00064525 |  | 0 |  | 7.9391e-07 |  | 0.00039933 |  | 0 |  | 2.3288e-06
| 0.0028576 |  | 2.2487e-05 |  | 0.070333 |  | 0 |  | 1.1639e-07 |  | 0 |  | 0 |  | 7.0824e-05 |  | 0 |  | 0 |  | 9.788e-07 |  | 5.3478e-05 |  | 0 |  | 1.2045e-06 |  | 0 |  | 2.711e-05 |  | 0 |  | 0.00059385 |  | 0 |  | 7.9401e-07 |  | 0.00039854 |  | 0 |  | 2.6178e-06
| 0.0026119 |  | -7.1008e-05 |  | 0.072662 |  | 0 |  | 3.7977e-07 |  | 0 |  | 0 |  | 8.4989e-05 |  | 0 |  | 0 |  | 9.788e-07 |  | -0.00018205 |  | 0 |  | 1.1509e-06 |  | 0 |  | 2.7111e-05 |  | 0 |  | 0.00056305 |  | 0 |  | 0 |  | 0.00040489 |  | 0 |  | 2.1939e-06
| 0.0025712 |  | -9.6325e-05 |  | 0.074713 |  | 0 |  | 2.5635e-07 |  | 0 |  | 0 |  | 1.7706e-05 |  | 0 |  | 0 |  | 1.0249e-06 |  | -0.00041417 |  | 0 |  | 1.0671e-06 |  | 0 |  | 4.3072e-05 |  | 0 |  | 0.00055043 |  | 0 |  | 0 |  | 0.00040966 |  | 0 |  | 1.9971e-06
| 0.002419 |  | 2.3056e-05 |  | 0.076546 |  | 0 |  | 1.1307e-07 |  | 0 |  | 0 |  | 4.958e-05 |  | 0 |  | 0 |  | 1.025e-06 |  | -2.1619e-05 |  | 0 |  | 1.069e-06 |  | 0 |  | 4.3078e-05 |  | 0 |  | 0.000435 |  | 0 |  | 3.9703e-06 |  | 0.00040652 |  | 0 |  | 2.5303e-06
| 0.0023402 |  | 9.573e-05 |  | 0.078052 |  | 0 |  | 3.5374e-07 |  | 0 |  | 0 |  | 2.8332e-05 |  | 0 |  | 0 |  | 9.341e-07 |  | 3.2996e-05 |  | 0 |  | 1.0816e-06 |  | 0 |  | 4.4198e-05 |  | 0 |  | 0.00052519 |  | 0 |  | 3.9706e-06 |  | 0.0004018 |  | 0 |  | 2.5218e-06
| 0.0023134 |  | 4.5418e-05 |  | 0.079831 |  | 0 |  | -1.7217e-07 |  | 0 |  | 0 |  | -3.71e-05 |  | 0 |  | 0 |  | 9.3424e-07 |  | -5.1257e-05 |  | 0 |  | 1.0541e-06 |  | 0 |  | 4.4204e-05 |  | 0 |  | 0.00053231 |  | 0 |  | 7.9416e-07 |  | 0.00040259 |  | 0 |  | 2.4736e-06
| 0.0021468 |  | 1.835e-05 |  | 0.082011 |  | 0 |  | -2.3026e-07 |  | 0 |  | 0 |  | -1.4166e-05 |  | 0 |  | 0 |  | 6.463e-07 |  | -0.00021961 |  | 0 |  | 9.7627e-07 |  | 0 |  | 3.4098e-05 |  | 0 |  | 0.00043821 |  | 0 |  | 1.3236e-06 |  | 0.00040816 |  | 0 |  | 2.5202e-06
| 0.0021287 |  | 0.00011427 |  | 0.083791 |  | 0 |  | 4.852e-07 |  | 0 |  | 0 |  | 4.958e-05 |  | 0 |  | 0 |  | 6.4639e-07 |  | -0.00015816 |  | 0 |  | 9.6046e-07 |  | 0 |  | 3.4103e-05 |  | 0 |  | 0.00051735 |  | 0 |  | 2.9121e-06 |  | 0.00041767 |  | 0 |  | 2.5168e-06
| 0.002018 |  | 3.6197e-05 |  | 0.08522 |  | 0 |  | 1.1976e-06 |  | 0 |  | 0 |  | -0.00011687 |  | 0 |  | 0 |  | 0 |  | 5.6892e-06 |  | 0 |  | 1.0857e-06 |  | 0 |  | 1.6926e-05 |  | 0 |  | 0.00059965 |  | 0 |  | 2.3828e-06 |  | 0.00042087 |  | 0 |  | 2.9212e-06
| 0.0018904 |  | -6.9535e-05 |  | 0.086832 |  | 0 |  | 8.0298e-07 |  | 0 |  | 0 |  | -7.437e-05 |  | 0 |  | 0 |  | 0 |  | -8.3061e-05 |  | 0 |  | 1.1487e-06 |  | 0 |  | 1.6926e-05 |  | 0 |  | 0.00055377 |  | 0 |  | 2.3828e-06 |  | 0.00041612 |  | 0 |  | 2.7787e-06
| 0.0018524 |  | 1.3751e-05 |  | 0.088772 |  | 0 |  | 8.407e-08 |  | 0 |  | 0 |  | -6.307e-05 |  | 0 |  | 0 |  | 1.1548e-06 |  | -8.344e-05 |  | 0 |  | 1.1395e-06 |  | 0 |  | 4.0722e-05 |  | 0 |  | 0.00056567 |  | 0 |  | 2.9125e-06 |  | 0.00040349 |  | 0 |  | 2.5299e-06
| 0.0017142 |  | 0.00011911 |  | 0.090598 |  | 0 |  | 2.8997e-07 |  | 0 |  | 0 |  | -0.00015936 |  | 0 |  | 0 |  | 1.155e-06 |  | -1.1378e-06 |  | 0 |  | 1.0616e-06 |  | 0 |  | 4.0728e-05 |  | 0 |  | 0.0005309 |  | 0 |  | 1.3239e-06 |  | 0.00039164 |  | 0 |  | 2.5305e-06
| 0.0014164 |  | 6.7641e-05 |  | 0.091908 |  | 0 |  | 4.7954e-07 |  | 0 |  | 0 |  | -0.00013811 |  | 0 |  | 0 |  | 5.8647e-07 |  | -1.1378e-06 |  | 0 |  | 1.0479e-06 |  | 0 |  | 2.3865e-05 |  | 0 |  | 0.00041461 |  | 0 |  | 7.9436e-07 |  | 0.00038929 |  | 0 |  | 2.2968e-06
| 0.0013719 |  | -5.8296e-05 |  | 0.093097 |  | 0 |  | 6.8103e-07 |  | 0 |  | 0 |  | -0.00029039 |  | 0 |  | 0 |  | 5.8655e-07 |  | -0.00027422 |  | 0 |  | 1.0683e-06 |  | 0 |  | 2.3868e-05 |  | 0 |  | 0.00048428 |  | 0 |  | 7.9441e-07 |  | 0.00039248 |  | 0 |  | 2.154e-06
| 0.0014113 |  | 1.1607e-05 |  | 0.09444 |  | 0 |  | 2.2595e-07 |  | 0 |  | 0 |  | -5.3115e-05 |  | 0 |  | 0 |  | 1.1621e-06 |  | -0.00035273 |  | 0 |  | 1.0152e-06 |  | 0 |  | 3.048e-05 |  | 0 |  | 0.0006639 |  | 0 |  | 1.324e-06 |  | 0.00040435 |  | 0 |  | 2.2784e-06
| 0.0012916 |  | 0.00013604 |  | 0.095539 |  | 0 |  | -2.6069e-07 |  | 0 |  | 0 |  | 0.00020186 |  | 0 |  | 0 |  | 1.1623e-06 |  | -1.1379e-05 |  | 0 |  | 9.3533e-07 |  | 0 |  | 3.0484e-05 |  | 0 |  | 0.00065286 |  | 0 |  | 1.3242e-06 |  | 0.00041071 |  | 0 |  | 2.5412e-06
| 0.0011837 |  | -3.9925e-05 |  | 0.097218 |  | 0 |  | 4.0878e-07 |  | 0 |  | 0 |  | 0.00017809 |  | 0 |  | 0 |  | 1.1649e-06 |  | 0.00013827 |  | 0 |  | 8.8756e-07 |  | 0 |  | 3.071e-05 |  | 0 |  | 0.00049146 |  | 0 |  | 1.3241e-06 |  | 0.00041074 |  | 0 |  | 2.4798e-06
| 0.0010407 |  | -0.00021532 |  | 0.098745 |  | 0 |  | 6.7268e-07 |  | 0 |  | 0 |  | 0.00016999 |  | 0 |  | 0 |  | 1.1651e-06 |  | -0.00011719 |  | 0 |  | 1.0514e-06 |  | 0 |  | 3.0716e-05 |  | 0 |  | 0.00053578 |  | 0 |  | 5.2971e-07 |  | 0.00040045 |  | 0 |  | 2.3768e-06
| 0.00093127 |  | -0.00011118 |  | 0.09978 |  | 0 |  | 2.3142e-07 |  | 0 |  | 0 |  | -3.5413e-05 |  | 0 |  | 0 |  | 4.9378e-07 |  | -0.00011719 |  | 0 |  | 1.2055e-06 |  | 0 |  | 3.2558e-05 |  | 0 |  | 0.00064428 |  | 0 |  | 0 |  | 0.00039021 |  | 0 |  | 2.4856e-06
| 0.00094023 |  | -4.7269e-06 |  | 0.10096 |  | 0 |  | 2.1332e-07 |  | 0 |  | 0 |  | 3.5415e-06 |  | 0 |  | 0 |  | 4.9385e-07 |  | 0.00020026 |  | 0 |  | 1.2161e-06 |  | 0 |  | 3.2562e-05 |  | 0 |  | 0.00069177 |  | 0 |  | 2.3838e-06 |  | 0.00039338 |  | 0 |  | 2.3259e-06
| 0.00088101 |  | 2.6403e-05 |  | 0.10203 |  | 0 |  | 5.0316e-07 |  | 0 |  | 0 |  | 0.0004108 |  | 0 |  | 0 |  | 9.3131e-07 |  | 0.00035728 |  | 0 |  | 1.07e-06 |  | 0 |  | 3.5727e-05 |  | 0 |  | 0.00065303 |  | 0 |  | 4.5031e-06 |  | 0.00039894 |  | 0 |  | 2.2898e-06
| 0.00076291 |  | -3.5361e-05 |  | 0.1025 |  | 0 |  | 6.615e-07 |  | 0 |  | 0 |  | 0.00025599 |  | 0 |  | 0 |  | 9.3131e-07 |  | -3.6947e-05 |  | 0 |  | 9.6115e-07 |  | 0 |  | 3.5726e-05 |  | 0 |  | 0.00053746 |  | 0 |  | 2.1191e-06 |  | 0.00039973 |  | 0 |  | 2.3349e-06
| 0.00079792 |  | -3.653e-05 |  | 0.10321 |  | 0 |  | 9.1055e-08 |  | 0 |  | 0 |  | 2.8334e-05 |  | 0 |  | 0 |  | 5.8589e-07 |  | -0.00017181 |  | 0 |  | 9.5075e-07 |  | 0 |  | 5.0353e-05 |  | 0 |  | 0.00062461 |  | 0 |  | 2.1192e-06 |  | 0.00039345 |  | 0 |  | 2.53e-06
| 0.00076686 |  | -0.00012242 |  | 0.10356 |  | 0 |  | 3.5227e-07 |  | 0 |  | 0 |  | 0.0001877 |  | 0 |  | 0 |  | 5.8581e-07 |  | 0.00026852 |  | 0 |  | 9.4025e-07 |  | 0 |  | 5.0344e-05 |  | 0 |  | 0.00079877 |  | 0 |  | 2.914e-06 |  | 0.00039187 |  | 0 |  | 2.2952e-06
| 0.00069966 |  | -0.00010019 |  | 0.10419 |  | 0 |  | 1.007e-06 |  | 0 |  | 0 |  | 0.00021957 |  | 0 |  | 0 |  | 6.6043e-07 |  | 0.00012857 |  | 0 |  | 9.646e-07 |  | 0 |  | 5.5703e-05 |  | 0 |  | 0.00074895 |  | 0 |  | 1.3246e-06 |  | 0.00039743 |  | 0 |  | 2.1268e-06
| 0.00058616 |  | 0.00013986 |  | 0.10495 |  | 0 |  | 2.3884e-07 |  | 0 |  | 0 |  | 0.00030456 |  | 0 |  | 0 |  | 6.6034e-07 |  | -0.00013085 |  | 0 |  | 9.5608e-07 |  | 0 |  | 5.5697e-05 |  | 0 |  | 0.00071257 |  | 0 |  | 5.2988e-07 |  | 0.00040142 |  | 0 |  | 2.6399e-06
| 0.0005686 |  | 5.734e-05 |  | 0.10529 |  | 0 |  | -2.3664e-07 |  | 0 |  | 0 |  | 0.00035245 |  | 0 |  | 0 |  | 4.4465e-07 |  | -5.8408e-05 |  | 0 |  | 9.883e-07 |  | 0 |  | 1.8911e-05 |  | 0 |  | 0.00080046 |  | 0 |  | 2.1196e-06 |  | 0.000403 |  | 0 |  | 2.6284e-06
| 0.00061101 |  | -1.9421e-07 |  | 0.10588 |  | 0 |  | 7.1372e-08 |  | 0 |  | 0 |  | 0.00017352 |  | 0 |  | 0 |  | 4.4458e-07 |  | -2.5032e-05 |  | 0 |  | 1.084e-06 |  | 0 |  | 1.8909e-05 |  | 0 |  | 0.00067382 |  | 0 |  | 2.9145e-06 |  | 0.00039748 |  | 0 |  | 2.3565e-06
| 0.0005127 |  | 5.3453e-06 |  | 0.10609 |  | 0 |  | 4.73e-07 |  | 0 |  | 0 |  | -1.4165e-05 |  | 0 |  | 0 |  | 9.9775e-07 |  | 7.0545e-05 |  | 0 |  | 1.2107e-06 |  | 0 |  | 1.5408e-05 |  | 0 |  | 0.00052341 |  | 0 |  | 2.9147e-06 |  | 0.00039117 |  | 0 |  | 2.2221e-06
| 0.00042522 |  | -5.7009e-06 |  | 0.10691 |  | 0 |  | -3.7543e-08 |  | 0 |  | 0 |  | -0.00027623 |  | 0 |  | 0 |  | 9.9789e-07 |  | -2.1618e-05 |  | 0 |  | 1.2048e-06 |  | 0 |  | 1.5409e-05 |  | 0 |  | 0.00058917 |  | 0 |  | 2.9147e-06 |  | 0.00038724 |  | 0 |  | 2.4344e-06
| 0.00041784 |  | 2.3212e-05 |  | 0.1077 |  | 0 |  | -5.7196e-07 |  | 0 |  | 0 |  | -0.00036477 |  | 0 |  | 0 |  | 4.753e-07 |  | 0.00012857 |  | 0 |  | 1.06e-06 |  | 0 |  | 3.8409e-05 |  | 0 |  | 0.00066682 |  | 0 |  | 7.9496e-07 |  | 0.00038726 |  | 0 |  | 2.8292e-06
| 0.00048221 |  | -1.8578e-05 |  | 0.10809 |  | 0 |  | 8.6684e-08 |  | 0 |  | 0 |  | -0.00027825 |  | 0 |  | 0 |  | 4.7537e-07 |  | 0.00022409 |  | 0 |  | 9.8069e-07 |  | 0 |  | 3.8412e-05 |  | 0 |  | 0.0006193 |  | 0 |  | 0 |  | 0.00039281 |  | 0 |  | 2.7655e-06
| 0.00044043 |  | 3.011e-05 |  | 0.10773 |  | 0 |  | 4.2842e-07 |  | 0 |  | 0 |  | -6.7283e-05 |  | 0 |  | 0 |  | 1.3469e-06 |  | 0.00019344 |  | 0 |  | 1.0384e-06 |  | 0 |  | 4.3477e-05 |  | 0 |  | 0.00053222 |  | 0 |  | 5.3001e-07 |  | 0.00039917 |  | 0 |  | 2.8104e-06
| 0.00039127 |  | 1.9522e-05 |  | 0.1077 |  | 0 |  | 2.5685e-07 |  | 0 |  | 0 |  | 0.00012749 |  | 0 |  | 0 |  | 1.3471e-06 |  | 0.00013882 |  | 0 |  | 1.1499e-06 |  | 0 |  | 4.3483e-05 |  | 0 |  | 0.00056156 |  | 0 |  | 5.3004e-07 |  | 0.00039919 |  | 0 |  | 2.5947e-06
| 0.00037549 |  | -5.3874e-05 |  | 0.10823 |  | 0 |  | 3.4021e-07 |  | 0 |  | 0 |  | 0.00046746 |  | 0 |  | 0 |  | 9.1785e-07 |  | -0.0001684 |  | 0 |  | 1.1639e-06 |  | 0 |  | 2.6916e-05 |  | 0 |  | 0.00049028 |  | 0 |  | 5.3008e-07 |  | 0.00039523 |  | 0 |  | 2.3824e-06
| 0.00033314 |  | -2.8352e-05 |  | 0.10836 |  | 0 |  | 1.5222e-07 |  | 0 |  | 0 |  | 0.00050995 |  | 0 |  | 0 |  | 9.1799e-07 |  | -0.00028787 |  | 0 |  | 1.1586e-06 |  | 0 |  | 2.6918e-05 |  | 0 |  | 0.00053787 |  | 0 |  | 2.9156e-06 |  | 0.00039449 |  | 0 |  | 2.5592e-06
| 0.00034384 |  | 3.9763e-06 |  | 0.1087 |  | 0 |  | 2.464e-07 |  | 0 |  | 0 |  | -3.7102e-06 |  | 0 |  | 0 |  | 4.1606e-07 |  | -0.00024079 |  | 0 |  | 1.1501e-06 |  | 0 |  | 2.8977e-05 |  | 0 |  | 0.00070897 |  | 0 |  | 2.9156e-06 |  | 0.00040162 |  | 0 |  | 2.4088e-06
| 0.00032464 |  | -5.2751e-05 |  | 0.10906 |  | 0 |  | 2.0745e-07 |  | 0 |  | 0 |  | -0.00025143 |  | 0 |  | 0 |  | 4.1612e-07 |  | -7.282e-05 |  | 0 |  | 1.1568e-06 |  | 0 |  | 2.8981e-05 |  | 0 |  | 0.00062505 |  | 0 |  | 2.9156e-06 |  | 0.00040481 |  | 0 |  | 2.3329e-06
| 0.00027837 |  | -2.852e-08 |  | 0.10942 |  | 0 |  | -6.0088e-08 |  | 0 |  | 0 |  | -0.00016998 |  | 0 |  | 0 |  | 8.5524e-07 |  | -2.5032e-05 |  | 0 |  | 1.1581e-06 |  | 0 |  | 3.21e-05 |  | 0 |  | 0.00053632 |  | 0 |  | 2.3858e-06 |  | 0.00040165 |  | 0 |  | 2.5692e-06
| 0.00023883 |  | 0.00014347 |  | 0.1096 |  | 0 |  | 6.8451e-09 |  | 0 |  | 0 |  | -3.8955e-05 |  | 0 |  | 0 |  | 8.5536e-07 |  | 3.9823e-05 |  | 0 |  | 1.1654e-06 |  | 0 |  | 3.2105e-05 |  | 0 |  | 0.00055857 |  | 0 |  | 2.3858e-06 |  | 0.00039773 |  | 0 |  | 2.7169e-06
| 0.00019479 |  | 0.00012071 |  | 0.1093 |  | 0 |  | -4.7789e-08 |  | 0 |  | 0 |  | 5.6663e-05 |  | 0 |  | 0 |  | 1.0511e-06 |  | 2.2757e-06 |  | 0 |  | 1.1713e-06 |  | 0 |  | 3.0724e-05 |  | 0 |  | 0.00052213 |  | 0 |  | 2.3859e-06 |  | 0.0003906 |  | 0 |  | 2.4896e-06
| 0.00016598 |  | 2.2139e-05 |  | 0.10951 |  | 0 |  | -1.7817e-08 |  | 0 |  | 0 |  | 2.2259e-05 |  | 0 |  | 0 |  | 1.0513e-06 |  | -0.00023363 |  | 0 |  | 1.2043e-06 |  | 0 |  | 3.073e-05 |  | 0 |  | 0.00046511 |  | 0 |  | 2.3859e-06 |  | 0.00038587 |  | 0 |  | 2.4381e-06
| 0.00017446 |  | -1.1069e-05 |  | 0.11012 |  | 0 |  | 1.966e-07 |  | 0 |  | 0 |  | -0.00029394 |  | 0 |  | 0 |  | 1.0274e-06 |  | -0.00040052 |  | 0 |  | 1.2838e-06 |  | 0 |  | 2.6744e-05 |  | 0 |  | 0.00064739 |  | 0 |  | 2.3861e-06 |  | 0.00038194 |  | 0 |  | 2.7337e-06
| 0.00015639 |  | 4.7561e-05 |  | 0.11027 |  | 0 |  | 3.0077e-07 |  | 0 |  | 0 |  | -0.00037893 |  | 0 |  | 0 |  | 1.0275e-06 |  | -0.00020936 |  | 0 |  | 1.2712e-06 |  | 0 |  | 2.6748e-05 |  | 0 |  | 0.0006252 |  | 0 |  | 7.9541e-07 |  | 0.00038352 |  | 0 |  | 2.6269e-06
| 0.00020775 |  | 2.058e-05 |  | 0.11066 |  | 0 |  | 4.5933e-07 |  | 0 |  | 0 |  | 8.4999e-05 |  | 0 |  | 0 |  | 4.3521e-07 |  | 4.6652e-05 |  | 0 |  | 1.1841e-06 |  | 0 |  | 2.3608e-05 |  | 0 |  | 0.00043981 |  | 0 |  | 7.9541e-07 |  | 0.00038513 |  | 0 |  | 2.3861e-06
| 0.00024447 |  | -8.5831e-05 |  | 0.11131 |  | 0 |  | 5.2053e-07 |  | 0 |  | 0 |  | 0.00015953 |  | 0 |  | 0 |  | 4.3527e-07 |  | -1.9072e-05 |  | 0 |  | 1.1014e-06 |  | 0 |  | 2.3611e-05 |  | 0 |  | 0.00051275 |  | 0 |  | 0 |  | 0.00038199 |  | 0 |  | 2.2891e-06
| 0.00020493 |  | -9.9289e-06 |  | 0.11159 |  | 0 |  | -8.1593e-09 |  | 0 |  | 0 |  | 0.00010979 |  | 0 |  | 0 |  | 8.0948e-07 |  | -0.00018888 |  | 0 |  | 1.1356e-06 |  | 0 |  | 2.222e-05 |  | 0 |  | 0.00059679 |  | 0 |  | 5.3031e-07 |  | 0.00038042 |  | 0 |  | 2.499e-06
| 0.000223 |  | -1.3102e-05 |  | 0.11191 |  | 0 |  | -9.4628e-08 |  | 0 |  | 0 |  | -5.3115e-05 |  | 0 |  | 0 |  | 8.096e-07 |  | -6.5994e-05 |  | 0 |  | 1.1862e-06 |  | 0 |  | 2.2223e-05 |  | 0 |  | 0.00057539 |  | 0 |  | 1.3259e-06 |  | 0.00037884 |  | 0 |  | 2.6486e-06
| 0.0001601 |  | -2.8275e-05 |  | 0.11218 |  | 0 |  | 1.8676e-07 |  | 0 |  | 0 |  | -0.00033289 |  | 0 |  | 0 |  | 6.6998e-07 |  | -1.8206e-05 |  | 0 |  | 1.1298e-06 |  | 0 |  | 2.5148e-05 |  | 0 |  | 0.00061747 |  | 0 |  | 7.9556e-07 |  | 0.00038285 |  | 0 |  | 2.5198e-06
| 0.00013187 |  | 3.4843e-05 |  | 0.11238 |  | 0 |  | 8.1641e-07 |  | 0 |  | 0 |  | -0.00010017 |  | 0 |  | 0 |  | 6.7008e-07 |  | 8.8208e-05 |  | 0 |  | 1.0563e-06 |  | 0 |  | 2.515e-05 |  | 0 |  | 0.00063016 |  | 0 |  | 7.9556e-07 |  | 0.00038681 |  | 0 |  | 2.7115e-06
| 0.00013289 |  | 5.2354e-05 |  | 0.1128 |  | 0 |  | 9.8732e-07 |  | 0 |  | 0 |  | 0.00013103 |  | 0 |  | 0 |  | 9.227e-07 |  | 7.3958e-05 |  | 0 |  | 1.0328e-06 |  | 0 |  | 1.9946e-05 |  | 0 |  | 0.00041773 |  | 0 |  | 1.326e-06 |  | 0.00038523 |  | 0 |  | 2.816e-06
| 0.00012555 |  | 0.0001401 |  | 0.11223 |  | 0 |  | 7.2457e-07 |  | 0 |  | 0 |  | 0.00014165 |  | 0 |  | 0 |  | 9.2283e-07 |  | -8.6475e-05 |  | 0 |  | 1.0439e-06 |  | 0 |  | 1.9949e-05 |  | 0 |  | 0.00045425 |  | 0 |  | 2.9174e-06 |  | 0.00037656 |  | 0 |  | 2.7957e-06
| 0.0001235 |  | 6.0894e-05 |  | 0.11143 |  | 0 |  | 5.088e-07 |  | 0 |  | 0 |  | 0.00011333 |  | 0 |  | 0 |  | 5.691e-07 |  | -0.00023326 |  | 0 |  | 1.0749e-06 |  | 0 |  | 4.2721e-05 |  | 0 |  | 0.00071823 |  | 0 |  | 4.5091e-06 |  | 0.00036308 |  | 0 |  | 2.6822e-06
| 8.5112e-05 |  | -7.557e-05 |  | 0.1113 |  | 0 |  | -2.714e-07 |  | 0 |  | 0 |  | -4.0801e-05 |  | 0 |  | 0 |  | 5.6918e-07 |  | -0.00059123 |  | 0 |  | 1.1235e-06 |  | 0 |  | 4.2727e-05 |  | 0 |  | 0.00071352 |  | 0 |  | 2.9176e-06 |  | 0.00035914 |  | 0 |  | 2.6575e-06
| 3.8373e-05 |  | -6.9433e-05 |  | 0.11081 |  | 0 |  | 1.9292e-08 |  | 0 |  | 0 |  | -0.00021602 |  | 0 |  | 0 |  | 2.3666e-07 |  | -0.00041758 |  | 0 |  | 1.1669e-06 |  | 0 |  | 1.4115e-05 |  | 0 |  | 0.00065648 |  | 0 |  | 1.3263e-06 |  | 0.00036233 |  | 0 |  | 2.7249e-06
| 5.8708e-05 |  | -3.8217e-06 |  | 0.11002 |  | 0 |  | 2.2806e-07 |  | 0 |  | 0 |  | 4.6038e-05 |  | 0 |  | 0 |  | 2.3669e-07 |  | -0.00021961 |  | 0 |  | 1.2175e-06 |  | 0 |  | 1.4117e-05 |  | 0 |  | 0.00054707 |  | 0 |  | 2.9178e-06 |  | 0.00036233 |  | 0 |  | 2.7881e-06
| 0.00015751 |  | 3.3333e-05 |  | 0.10934 |  | 0 |  | 6.0801e-07 |  | 0 |  | 0 |  | 0.00014165 |  | 0 |  | 0 |  | 8.4649e-07 |  | -0.00017182 |  | 0 |  | 1.211e-06 |  | 0 |  | 5.3796e-06 |  | 0 |  | 0.00052335 |  | 0 |  | 2.9182e-06 |  | 0.00035762 |  | 0 |  | 2.5073e-06
| 0.00013615 |  | 5.7901e-05 |  | 0.1078 |  | 5.2246e-06 |  | 9.8655e-07 |  | 0 |  | 0 |  | -7.083e-06 |  | 0 |  | 0 |  | 8.4661e-07 |  | 0.00010809 |  | 0 |  | 1.1926e-06 |  | 0 |  | 5.3807e-06 |  | 0 |  | 0.00060264 |  | 0 |  | 5.3054e-07 |  | 0.00035366 |  | 0 |  | 2.7306e-06
| 7.7995e-05 |  | 5.4801e-05 |  | 0.10638 |  | 9.0475e-05 |  | 4.2887e-07 |  | 0 |  | 0 |  | -3.71e-05 |  | 0 |  | 0 |  | 5.9951e-07 |  | 0.00032065 |  | 0 |  | 1.1547e-06 |  | 0 |  | 3.2599e-05 |  | 0 |  | 0.00049959 |  | 0 |  | 0 |  | 0.00035685 |  | 0 |  | 2.9287e-06
| 9.9335e-05 |  | 5.3266e-05 |  | 0.10548 |  | 6.0767e-05 |  | 1.2976e-07 |  | 0 |  | 0 |  | -0.00012749 |  | 0 |  | 0 |  | 5.996e-07 |  | 1.2523e-05 |  | 0 |  | 1.1054e-06 |  | 0 |  | 3.2603e-05 |  | 0 |  | 0.0006685 |  | 0 |  | 0 |  | 0.00036161 |  | 0 |  | 2.6879e-06
| 5.8708e-05 |  | 0.00015149 |  | 0.10372 |  | 7.9743e-05 |  | 4.0068e-07 |  | 0 |  | 0 |  | -0.00030102 |  | 0 |  | 0 |  | 1.8196e-06 |  | -0.00011719 |  | 0 |  | 1.0996e-06 |  | 0 |  | 3.5307e-05 |  | 0 |  | 0.00074626 |  | 0 |  | 0 |  | 0.00036322 |  | 0 |  | 2.8798e-06
| 2.5188e-05 |  | 4.8467e-05 |  | 0.10176 |  | 5.2624e-05 |  | 4.5874e-07 |  | 0 |  | 0 |  | -0.00020776 |  | 0 |  | 0 |  | 1.8199e-06 |  | 0.00027774 |  | 0 |  | 1.0741e-06 |  | 0 |  | 3.531e-05 |  | 0 |  | 0.00064955 |  | 0 |  | 7.9596e-07 |  | 0.00036483 |  | 0 |  | 2.9813e-06
| 5.8707e-05 |  | -1.7038e-05 |  | 0.099737 |  | 4.4463e-05 |  | -2.2761e-07 |  | 0 |  | 0 |  | 0.00018061 |  | 0 |  | 0 |  | 7.0054e-07 |  | 0.00030608 |  | 0 |  | 1.0366e-06 |  | 0 |  | 2.9348e-05 |  | 0 |  | 0.00065673 |  | 0 |  | 7.9601e-07 |  | 0.00036881 |  | 0 |  | 2.9193e-06
| 4.147e-05 |  | 4.9674e-05 |  | 0.098081 |  | 7.7788e-05 |  | -2.491e-07 |  | 0 |  | 0 |  | 0.00023019 |  | 0 |  | 0 |  | 7.0064e-07 |  | 9.1026e-05 |  | 0 |  | 9.4793e-07 |  | 0 |  | 2.9351e-05 |  | 0 |  | 0.00059411 |  | 0 |  | 7.9606e-07 |  | 0.00037122 |  | 0 |  | 2.8175e-06
| 2.0134e-05 |  | -1.1949e-05 |  | 0.096059 |  | 2.9576e-05 |  | 5.2801e-07 |  | 0 |  | 0 |  | -0.00012749 |  | 0 |  | 0 |  | 7.5833e-07 |  | -4.5513e-05 |  | 0 |  | 9.1188e-07 |  | 0 |  | 1.8357e-05 |  | 0 |  | 0.00063059 |  | 0 |  | 7.9606e-07 |  | 0.00036804 |  | 0 |  | 2.8633e-06
| 8.2182e-05 |  | 3.3858e-05 |  | 0.09361 |  | 2.5943e-06 |  | 4.1134e-07 |  | 0 |  | 0 |  | -0.00023744 |  | 0 |  | 0 |  | 7.5844e-07 |  | 4.5296e-05 |  | 0 |  | 9.481e-07 |  | 0 |  | 1.836e-05 |  | 0 |  | 0.00057352 |  | 0 |  | 0 |  | 0.00036172 |  | 0 |  | 3.1175e-06
| 0.00010554 |  | 8.4397e-05 |  | 0.091794 |  | 5.5858e-05 |  | 8.1978e-08 |  | 0 |  | 0 |  | -7.0827e-05 |  | 0 |  | 0 |  | 1.5327e-06 |  | 5.6892e-05 |  | 0 |  | 1.0447e-06 |  | 0 |  | 2.3495e-05 |  | 0 |  | 0.00051485 |  | 0 |  | 0 |  | 0.00036016 |  | 0 |  | 3.01e-06
| 4.2484e-05 |  | 1.6533e-05 |  | 0.089701 |  | 3.8677e-05 |  | 1.3927e-07 |  | 0 |  | 0 |  | 1.0625e-05 |  | 0 |  | 0 |  | 1.533e-06 |  | -0.00033908 |  | 0 |  | 1.2071e-06 |  | 0 |  | 2.3497e-05 |  | 0 |  | 0.00061802 |  | 0 |  | 7.9621e-07 |  | 0.00036177 |  | 0 |  | 2.7636e-06
| 4.7563e-05 |  | -1.3859e-05 |  | 0.087258 |  | -1.9221e-05 |  | 1.4893e-07 |  | 0 |  | 0 |  | 0.00020895 |  | 0 |  | 0 |  | 7.0534e-07 |  | -0.0003459 |  | 0 |  | 1.3043e-06 |  | 0 |  | 1.882e-05 |  | 0 |  | 0.00072116 |  | 0 |  | 1.327e-06 |  | 0.00036256 |  | 0 |  | 2.7765e-06
| 6.1761e-05 |  | 6.9141e-05 |  | 0.085054 |  | 4.6798e-05 |  | 6.0133e-07 |  | 0 |  | 0 |  | 0.00023374 |  | 0 |  | 0 |  | 7.0544e-07 |  | -0.00052329 |  | 0 |  | 1.334e-06 |  | 0 |  | 1.8822e-05 |  | 0 |  | 0.00069899 |  | 0 |  | 5.3081e-07 |  | 0.00036258 |  | 0 |  | 2.7628e-06
| 2.9255e-05 |  | 2.2287e-05 |  | 0.08319 |  | 0.00013522 |  | 4.2667e-07 |  | 0 |  | 0 |  | 2.4789e-05 |  | 0 |  | 0 |  | 7.118e-07 |  | -0.0005234 |  | 0 |  | 1.2256e-06 |  | 0 |  | 2.523e-05 |  | 0 |  | 0.00061096 |  | 0 |  | 0 |  | 0.00035785 |  | 0 |  | 2.9448e-06
| 8.1258e-06 |  | -7.9703e-05 |  | 0.081007 |  | 8.0763e-06 |  | 1.7211e-07 |  | 0 |  | 0 |  | -0.00014519 |  | 0 |  | 0 |  | 7.119e-07 |  | -0.00014109 |  | 0 |  | 1.1291e-06 |  | 0 |  | 2.5233e-05 |  | 0 |  | 0.00060703 |  | 0 |  | 7.9631e-07 |  | 0.00035866 |  | 0 |  | 3.0366e-06
| 0 |  | -3.0039e-05 |  | 0.078947 |  | -1.6105e-05 |  | -1.434e-07 |  | 0 |  | 0 |  | -0.00018769 |  | 0 |  | 0 |  | 6.7761e-07 |  | -5.2341e-05 |  | 0 |  | 1.1035e-06 |  | 0 |  | 2.1684e-05 |  | 0 |  | 0.0006475 |  | 0 |  | 1.3273e-06 |  | 0.00036263 |  | 0 |  | 2.8979e-06
| 0 |  | -1.3593e-05 |  | 0.076653 |  | 8.8184e-05 |  | -8.1946e-07 |  | 0 |  | 0 |  | -0.00017437 |  | 0 |  | 0 |  | 6.7771e-07 |  | -0.00024079 |  | 0 |  | 1.12e-06 |  | 0 |  | 2.1688e-05 |  | 0 |  | 0.00063881 |  | 0 |  | 5.3091e-07 |  | 0.000369 |  | 0 |  | 2.809e-06
| 3.5553e-05 |  | -6.1744e-05 |  | 0.074177 |  | 9.2706e-06 |  | -4.5539e-07 |  | 0 |  | 0 |  | -3.1869e-05 |  | 0 |  | 0 |  | 1.2811e-06 |  | -0.00031177 |  | 0 |  | 1.1469e-06 |  | 0 |  | 3.5379e-05 |  | 0 |  | 0.00064044 |  | 0 |  | 2.1238e-06 |  | 0.00036664 |  | 0 |  | 2.8043e-06
| 3.555e-05 |  | -5.8061e-05 |  | 0.072021 |  | -2.705e-05 |  | 3.6027e-07 |  | 0 |  | 0 |  | 0.0001877 |  | 0 |  | 0 |  | 1.2813e-06 |  | -0.00012061 |  | 0 |  | 1.1096e-06 |  | 0 |  | 3.5384e-05 |  | 0 |  | 0.00057933 |  | 0 |  | 6.1062e-06 |  | 0.00035633 |  | 0 |  | 2.9295e-06
| 6.2084e-05 |  | -1.7063e-05 |  | 0.069819 |  | 5.0042e-05 |  | 5.869e-07 |  | 0 |  | 0 |  | 9.2751e-05 |  | 0 |  | 0 |  | 6.4629e-07 |  | 7.0331e-05 |  | 0 |  | 1.1221e-06 |  | 0 |  | 2.5011e-05 |  | 0 |  | 0.00049289 |  | 0 |  | 3.9823e-06 |  | 0.00035161 |  | 0 |  | 2.9469e-06
| 6.3943e-05 |  | -4.9772e-05 |  | 0.068158 |  | 7.5921e-05 |  | 5.1251e-07 |  | 0 |  | 0 |  | -0.00020541 |  | 0 |  | 0 |  | 6.4638e-07 |  | 1.5932e-05 |  | 0 |  | 1.113e-06 |  | 0 |  | 2.5013e-05 |  | 0 |  | 0.00056829 |  | 0 |  | 2.3895e-06 |  | 0.00035082 |  | 0 |  | 2.5715e-06
| 1.8594e-06 |  | -3.9583e-05 |  | 0.065956 |  | 3.3897e-05 |  | 2.835e-07 |  | 0 |  | 0 |  | -0.00014874 |  | 0 |  | 0 |  | 1.1801e-06 |  | -0.00018888 |  | 0 |  | 1.092e-06 |  | 0 |  | 1.7103e-05 |  | 0 |  | 0.00069532 |  | 0 |  | 2.3895e-06 |  | 0.00035719 |  | 0 |  | 2.7151e-06
| 6.5465e-05 |  | 6.9226e-05 |  | 0.06358 |  | 2.0767e-05 |  | 6.7138e-07 |  | 0 |  | 0 |  | 6.3746e-05 |  | 0 |  | 0 |  | 1.1803e-06 |  | -0.0001684 |  | 0 |  | 1.023e-06 |  | 0 |  | 1.7105e-05 |  | 0 |  | 0.00071993 |  | 0 |  | 0 |  | 0.00036036 |  | 0 |  | 3.004e-06
| 0.00010915 |  | 6.6381e-05 |  | 0.061401 |  | -1.2275e-05 |  | 7.1081e-07 |  | 0 |  | 0 |  | 9.6461e-05 |  | 0 |  | 0 |  | 6.5999e-07 |  | 7.3902e-05 |  | 0 |  | 1.0059e-06 |  | 0 |  | 2.9452e-05 |  | 0 |  | 0.0007224 |  | 0 |  | 0 |  | 0.0003612 |  | 0 |  | 2.5515e-06
| 5.4662e-05 |  | -3.084e-05 |  | 0.05979 |  | -5.3371e-05 |  | 7.7437e-07 |  | 0 |  | 0 |  | 8.1452e-05 |  | 0 |  | 0 |  | 6.6008e-07 |  | -3.5281e-05 |  | 0 |  | 1.0592e-06 |  | 0 |  | 2.9456e-05 |  | 0 |  | 0.00073114 |  | 0 |  | 0 |  | 0.00035961 |  | 0 |  | 2.621e-06
| 2.4189e-05 |  | -0.00010107 |  | 0.058259 |  | -4.1989e-06 |  | 8.5546e-07 |  | 0 |  | 0 |  | -0.00014874 |  | 0 |  | 0 |  | 9.5643e-07 |  | -0.00022643 |  | 0 |  | 1.1218e-06 |  | 0 |  | 1.523e-05 |  | 0 |  | 0.00070498 |  | 0 |  | 5.3111e-07 |  | 0.00035884 |  | 0 |  | 3.0103e-06
| 1.3205e-05 |  | -5.7256e-05 |  | 0.056031 |  | -1.8139e-06 |  | -2.262e-08 |  | 0 |  | 0 |  | -0.00020405 |  | 0 |  | 0 |  | 9.5657e-07 |  | -0.00028369 |  | 0 |  | 1.1514e-06 |  | 0 |  | 1.5232e-05 |  | 0 |  | 0.00062242 |  | 0 |  | 5.3111e-07 |  | 0.00035487 |  | 0 |  | 2.9959e-06
| 4.3672e-05 |  | 3.3782e-05 |  | 0.054503 |  | 4.0165e-05 |  | -3.1528e-07 |  | 0 |  | 0 |  | -0.00034706 |  | 0 |  | 0 |  | 6.6293e-07 |  | -0.00038344 |  | 0 |  | 1.1212e-06 |  | 0 |  | 2.6666e-05 |  | 0 |  | 0.00058756 |  | 0 |  | 5.3118e-07 |  | 0.00035015 |  | 0 |  | 2.9665e-06
| 5.9727e-05 |  | 1.1996e-05 |  | 0.0529 |  | 4.5294e-05 |  | 1.7723e-07 |  | 0 |  | 0 |  | -0.00018062 |  | 0 |  | 0 |  | 6.6302e-07 |  | -0.00031176 |  | 0 |  | 1.1041e-06 |  | 0 |  | 2.667e-05 |  | 0 |  | 0.00063679 |  | 0 |  | 1.3279e-06 |  | 0.00035174 |  | 0 |  | 2.8901e-06
| 3.0274e-05 |  | -0.00010648 |  | 0.051544 |  | -7.7348e-06 |  | -1.7851e-07 |  | 0 |  | 0 |  | 7.0828e-05 |  | 0 |  | 0 |  | 6.9121e-07 |  | -0.00018205 |  | 0 |  | 1.1102e-06 |  | 0 |  | 3.6966e-05 |  | 0 |  | 0.00052086 |  | 0 |  | 1.3279e-06 |  | 0.00035651 |  | 0 |  | 2.5414e-06
| 4.447e-05 |  | -8.933e-05 |  | 0.050485 |  | 3.3274e-05 |  | -1.5665e-07 |  | 0 |  | 0 |  | -0.00013356 |  | 0 |  | 0 |  | 6.9131e-07 |  | -5.1256e-05 |  | 0 |  | 1.1036e-06 |  | 0 |  | 3.6971e-05 |  | 0 |  | 0.00057413 |  | 0 |  | 1.3281e-06 |  | 0.00035893 |  | 0 |  | 2.8541e-06
| 6.072e-05 |  | 9.5137e-05 |  | 0.049126 |  | 5.9675e-05 |  | 5.1908e-07 |  | 0 |  | 0 |  | -0.00013811 |  | 0 |  | 0 |  | 1.3158e-06 |  | -0.00012402 |  | 0 |  | 9.9976e-07 |  | 0 |  | 2.096e-05 |  | 0 |  | 0.00072184 |  | 0 |  | 1.3281e-06 |  | 0.00035337 |  | 0 |  | 3.0766e-06
| 3.0469e-05 |  | 7.6036e-05 |  | 0.048002 |  | -1.812e-05 |  | -1.6885e-07 |  | 0 |  | 0 |  | -0.00027269 |  | 0 |  | 0 |  | 1.3158e-06 |  | -0.00038344 |  | 0 |  | 8.7413e-07 |  | 0 |  | 2.0961e-05 |  | 0 |  | 0.00062976 |  | 0 |  | 2.9218e-06 |  | 0.0003526 |  | 0 |  | 2.8222e-06
| 2.3359e-05 |  | 2.7063e-05 |  | 0.047097 |  | -1.4255e-05 |  | -8.9229e-08 |  | 0 |  | 0 |  | -0.00020777 |  | 0 |  | 0 |  | 8.0083e-07 |  | -0.00025508 |  | 0 |  | 8.65e-07 |  | 0 |  | 1.3605e-05 |  | 0 |  | 0.0006441 |  | 0 |  | 2.3909e-06 |  | 0.00035501 |  | 0 |  | 2.568e-06
| 8.8816e-05 |  | 0.0001291 |  | 0.045927 |  | 0.00010056 |  | 4.843e-07 |  | 0 |  | 0 |  | -6.7286e-05 |  | 0 |  | 0 |  | 8.0072e-07 |  | 4.6652e-05 |  | 0 |  | 9.3144e-07 |  | 0 |  | 1.3603e-05 |  | 0 |  | 0.00074024 |  | 0 |  | 7.9696e-07 |  | 0.00035741 |  | 0 |  | 2.5656e-06
| 6.5465e-05 |  | 0.0001515 |  | 0.044726 |  | 0.00010117 |  | 4.053e-07 |  | 0 |  | 0 |  | -0.00018061 |  | 0 |  | 0 |  | 6.6206e-07 |  | -6.9407e-05 |  | 0 |  | 1.0841e-06 |  | 0 |  | 3.2998e-05 |  | 0 |  | 0.00076645 |  | 0 |  | 1.3283e-06 |  | 0.00035821 |  | 0 |  | 2.7347e-06
| 2.1123e-05 |  | 0.00011134 |  | 0.043706 |  | 3.3701e-05 |  | 4.3843e-09 |  | 0 |  | 0 |  | -0.00040439 |  | 0 |  | 0 |  | 6.6215e-07 |  | -0.00048395 |  | 0 |  | 1.2098e-06 |  | 0 |  | 3.3003e-05 |  | 0 |  | 0.00073711 |  | 0 |  | 2.9224e-06 |  | 0.00035187 |  | 0 |  | 2.8667e-06
| 2.1125e-05 |  | 0.00011266 |  | 0.042998 |  | -2.0758e-05 |  | -2.6472e-07 |  | 0 |  | 0 |  | -0.00011332 |  | 0 |  | 0 |  | 9.084e-07 |  | -0.00034931 |  | 0 |  | 1.2237e-06 |  | 0 |  | 4.2046e-05 |  | 0 |  | 0.00058067 |  | 0 |  | 2.3912e-06 |  | 0.00034634 |  | 0 |  | 2.8846e-06
| 1.4026e-05 |  | 0.00013597 |  | 0.042319 |  | 6.8048e-06 |  | -4.217e-10 |  | 0 |  | 0 |  | 1.0623e-05 |  | 0 |  | 0 |  | 9.0853e-07 |  | -9.6722e-05 |  | 0 |  | 1.181e-06 |  | 0 |  | 4.205e-05 |  | 0 |  | 0.00058468 |  | 0 |  | 0 |  | 0.00034 |  | 0 |  | 2.3064e-06
| 6.4803e-05 |  | 0.0001193 |  | 0.041329 |  | 2.8945e-05 |  | 5.2195e-07 |  | 0 |  | 0 |  | -0.00026206 |  | 0 |  | 0 |  | 9.6462e-07 |  | -0.00011379 |  | 0 |  | 1.062e-06 |  | 0 |  | 1.9867e-05 |  | 0 |  | 0.00067127 |  | 0 |  | 0 |  | 0.00033841 |  | 0 |  | 2.3437e-06
| 5.0777e-05 |  | 5.122e-05 |  | 0.040706 |  | 2.1587e-05 |  | 8.0204e-07 |  | 0 |  | 0 |  | -0.0002189 |  | 0 |  | 0 |  | 9.6476e-07 |  | -5.8408e-05 |  | 0 |  | 1.0496e-06 |  | 0 |  | 1.987e-05 |  | 0 |  | 0.00063079 |  | 0 |  | 7.9716e-07 |  | 0.00034241 |  | 0 |  | 2.5639e-06
| 1.1171e-05 |  | -1.018e-06 |  | 0.040578 |  | 3.0758e-05 |  | 2.4264e-07 |  | 0 |  | 0 |  | -0.00018062 |  | 0 |  | 0 |  | 8.7291e-07 |  | 2.2758e-06 |  | 0 |  | 1.0298e-06 |  | 0 |  | 1.3538e-05 |  | 0 |  | 0.00069439 |  | 0 |  | 7.9716e-07 |  | 0.00034958 |  | 0 |  | 2.5193e-06
| 3.8377e-05 |  | 6.2601e-06 |  | 0.040069 |  | 3.8861e-05 |  | 2.4351e-07 |  | 0 |  | 0 |  | -9.2076e-05 |  | 0 |  | 0 |  | 8.7303e-07 |  | 6.3718e-05 |  | 0 |  | 1.0278e-06 |  | 0 |  | 1.354e-05 |  | 0 |  | 0.00069201 |  | 0 |  | 2.3916e-06 |  | 0.00035117 |  | 0 |  | 2.6609e-06
| 7.0874e-05 |  | 5.447e-05 |  | 0.039516 |  | 3.7459e-05 |  | 5.5101e-07 |  | 0 |  | 0 |  | -4.452e-05 |  | 0 |  | 0 |  | 1.0563e-06 |  | -0.00019429 |  | 0 |  | 1.0964e-06 |  | 0 |  | 4.628e-05 |  | 0 |  | 0.00057128 |  | 0 |  | 2.3918e-06 |  | 0.00034245 |  | 0 |  | 3.1614e-06
| 6.5805e-05 |  | -2.3743e-05 |  | 0.039297 |  | 2.4104e-05 |  | 2.6052e-07 |  | 0 |  | 0 |  | -0.00014166 |  | 0 |  | 0 |  | 1.0563e-06 |  | -0.00021277 |  | 0 |  | 1.2314e-06 |  | 0 |  | 4.6278e-05 |  | 0 |  | 0.00051096 |  | 0 |  | 2.3918e-06 |  | 0.00033534 |  | 0 |  | 3.0611e-06
| 4.549e-05 |  | -0.00018554 |  | 0.038981 |  | -5.3422e-06 |  | -1.0751e-07 |  | 0 |  | 0 |  | -7.0832e-05 |  | 0 |  | 0 |  | 2.3138e-07 |  | -1.1372e-06 |  | 0 |  | 1.3558e-06 |  | 0 |  | 3.3309e-05 |  | 0 |  | 0.00062297 |  | 0 |  | 2.9235e-06 |  | 0.00033929 |  | 0 |  | 2.6599e-06
| 3.8397e-05 |  | -2.8968e-05 |  | 0.038458 |  | 5.7065e-05 |  | -1.3428e-07 |  | 0 |  | 0 |  | -6.3076e-05 |  | 0 |  | 0 |  | 2.3142e-07 |  | -7.6292e-05 |  | 0 |  | 1.3151e-06 |  | 0 |  | 3.3312e-05 |  | 0 |  | 0.00061192 |  | 0 |  | 1.3289e-06 |  | 0.00035126 |  | 0 |  | 3.0081e-06
| 1.6054e-05 |  | 0.00013651 |  | 0.037773 |  | 9.6487e-05 |  | -2.187e-08 |  | 0 |  | 0 |  | -0.00018416 |  | 0 |  | 0 |  | 1.2074e-06 |  | -0.00029129 |  | 0 |  | 1.1604e-06 |  | 0 |  | 2.9707e-05 |  | 0 |  | 0.00060795 |  | 0 |  | 1.3289e-06 |  | 0.00035841 |  | 0 |  | 3.2299e-06
| 1.0156e-06 |  | 8.2765e-05 |  | 0.0378 |  | 3.645e-05 |  | 1.5258e-07 |  | 0 |  | 0 |  | -3.8955e-05 |  | 0 |  | 0 |  | 1.2076e-06 |  | -0.0002947 |  | 0 |  | 1.0315e-06 |  | 0 |  | 2.971e-05 |  | 0 |  | 0.00081065 |  | 0 |  | 5.3161e-07 |  | 0.00036241 |  | 0 |  | 3.2456e-06
| 5.1788e-05 |  | 0.00027323 |  | 0.037687 |  | 0.00016887 |  | 2.7946e-07 |  | 0 |  | 0 |  | -2.226e-05 |  | 0 |  | 0 |  | 2.8791e-06 |  | 7.3908e-05 |  | 0 |  | 1.0328e-06 |  | 0 |  | 5.5738e-05 |  | 0 |  | 0.00079401 |  | 0 |  | 5.3164e-07 |  | 0.00036402 |  | 0 |  | 3.0534e-06
| 5.7702e-05 |  | 0.00030851 |  | 0.036955 |  | 0.00021583 |  | 3.1037e-07 |  | 0 |  | 0 |  | -6.7287e-05 |  | 0 |  | 0 |  | 2.8795e-06 |  | 0.00017978 |  | 0 |  | 1.0868e-06 |  | 0 |  | 5.5745e-05 |  | 0 |  | 0.00065571 |  | 0 |  | 2.924e-06 |  | 0.00036402 |  | 0 |  | 2.8736e-06
| 2.9269e-05 |  | 7.4102e-05 |  | 0.036347 |  | 3.385e-05 |  | 2.2511e-07 |  | 0 |  | 0 |  | 2.4789e-05 |  | 0 |  | 0 |  | 7.3912e-07 |  | -0.00010013 |  | 0 |  | 1.193e-06 |  | 0 |  | 2.9578e-05 |  | 0 |  | 0.00050314 |  | 0 |  | 2.9242e-06 |  | 0.00035848 |  | 0 |  | 2.7453e-06
| 6.678e-05 |  | 3.217e-05 |  | 0.036078 |  | -2.2404e-05 |  | 5.0177e-07 |  | 0 |  | 0 |  | 0.00022631 |  | 0 |  | 0 |  | 7.3912e-07 |  | 0.00012754 |  | 0 |  | 1.2047e-06 |  | 0 |  | 2.958e-05 |  | 0 |  | 0.00052384 |  | 0 |  | 1.3292e-06 |  | 0.00035135 |  | 0 |  | 2.7028e-06
| 4.3425e-05 |  | 8.3385e-05 |  | 0.035988 |  | -1.1048e-05 |  | 7.0462e-07 |  | 0 |  | 0 |  | 0.00032581 |  | 0 |  | 0 |  | 7.5611e-07 |  | 0.00022074 |  | 0 |  | 1.1621e-06 |  | 0 |  | 3.6231e-05 |  | 0 |  | 0.0007083 |  | 0 |  | 7.9761e-07 |  | 0.00034819 |  | 0 |  | 2.6828e-06
| 0 |  | 0.00012056 |  | 0.03563 |  | 2.0026e-07 |  | 2.9951e-07 |  | 0 |  | 0 |  | 0.00022666 |  | 0 |  | 0 |  | 7.5622e-07 |  | -4.21e-05 |  | 0 |  | 1.1529e-06 |  | 0 |  | 3.6234e-05 |  | 0 |  | 0.0006988 |  | 0 |  | 0 |  | 0.00034423 |  | 0 |  | 2.743e-06
| 0 |  | 0.0001314 |  | 0.034991 |  | 9.371e-05 |  | 3.3496e-07 |  | 0 |  | 0 |  | 0.0001484 |  | 0 |  | 0 |  | 1.0015e-06 |  | -2.9801e-05 |  | 0 |  | 1.1911e-06 |  | 0 |  | 3.7354e-05 |  | 0 |  | 0.00061215 |  | 0 |  | 0 |  | 0.00033946 |  | 0 |  | 2.9695e-06
| 0 |  | 0.00011748 |  | 0.034503 |  | 0.00014239 |  | 5.6557e-07 |  | 0 |  | 0 |  | 0.00019832 |  | 0 |  | 0 |  | 1.0017e-06 |  | 0.00016612 |  | 0 |  | 1.1958e-06 |  | 0 |  | 3.7359e-05 |  | 0 |  | 0.0006583 |  | 0 |  | 7.9766e-07 |  | 0.00033631 |  | 0 |  | 2.8911e-06
| 0 |  | 6.9679e-05 |  | 0.034036 |  | 7.2915e-05 |  | 3.5203e-07 |  | 0 |  | 0 |  | -3.5415e-06 |  | 0 |  | 0 |  | 9.308e-07 |  | 5.6902e-06 |  | 0 |  | 1.0918e-06 |  | 0 |  | 4.586e-05 |  | 0 |  | 0.00070282 |  | 0 |  | 7.9771e-07 |  | 0.0003379 |  | 0 |  | 2.9042e-06
| 3.4301e-05 |  | 7.0964e-05 |  | 0.033285 |  | 3.8778e-05 |  | 1.2134e-07 |  | 0 |  | 0 |  | -0.00024857 |  | 0 |  | 0 |  | 9.3081e-07 |  | -0.00020145 |  | 0 |  | 1.0043e-06 |  | 0 |  | 4.5858e-05 |  | 0 |  | 0.00058444 |  | 0 |  | 7.9771e-07 |  | 0.00034032 |  | 0 |  | 2.7475e-06
| 3.4298e-05 |  | 0.00015408 |  | 0.032656 |  | 3.8387e-05 |  | 2.7876e-07 |  | 0 |  | 0 |  | -6.0206e-05 |  | 0 |  | 0 |  | 1.0701e-06 |  | 7.7367e-05 |  | 0 |  | 9.8981e-07 |  | 0 |  | 4.9056e-05 |  | 0 |  | 0.00053991 |  | 0 |  | 1.3296e-06 |  | 0.00034032 |  | 0 |  | 2.7045e-06
| 0 |  | 0.0001821 |  | 0.032162 |  | 0.00010113 |  | 4.1317e-07 |  | 0 |  | 0 |  | -0.00010624 |  | 0 |  | 0 |  | 1.0702e-06 |  | 0.00032997 |  | 0 |  | 1.0637e-06 |  | 0 |  | 4.9063e-05 |  | 0 |  | 0.00068944 |  | 0 |  | 1.3297e-06 |  | 0.00033716 |  | 0 |  | 2.8295e-06
| 1.8277e-05 |  | 0.00015171 |  | 0.031698 |  | 0.00014248 |  | 4.5309e-07 |  | 0 |  | 0 |  | -0.00026341 |  | 0 |  | 0 |  | 1.1017e-06 |  | 0.00015258 |  | 0 |  | 1.1283e-06 |  | 0 |  | 4.5929e-05 |  | 0 |  | 0.00088824 |  | 0 |  | 4.521e-06 |  | 0.00033319 |  | 0 |  | 2.685e-06
| 1.8277e-05 |  | 0.00011638 |  | 0.031187 |  | 4.4382e-05 |  | 6.8255e-07 |  | 0 |  | 0 |  | 4.6038e-05 |  | 0 |  | 0 |  | 1.1017e-06 |  | -0.00013426 |  | 0 |  | 1.1026e-06 |  | 0 |  | 4.5929e-05 |  | 0 |  | 0.00070066 |  | 0 |  | 3.7234e-06 |  | 0.00033721 |  | 0 |  | 2.756e-06
| 1.1169e-05 |  | 0.00010259 |  | 0.030379 |  | -1.7473e-05 |  | 6.7151e-07 |  | 0 |  | 0 |  | 0.00038955 |  | 0 |  | 0 |  | 4.1813e-07 |  | 7.0543e-05 |  | 0 |  | 9.9591e-07 |  | 0 |  | 3.5231e-05 |  | 0 |  | 0.00055751 |  | 0 |  | 5.3194e-07 |  | 0.00034436 |  | 0 |  | 2.8614e-06
| 1.1169e-05 |  | 0.00017254 |  | 0.02973 |  | 1.6488e-05 |  | 5.0687e-07 |  | 0 |  | 0 |  | 0.00040811 |  | 0 |  | 0 |  | 4.1819e-07 |  | -7.2716e-05 |  | 0 |  | 9.0971e-07 |  | 0 |  | 3.5236e-05 |  | 0 |  | 0.0007699 |  | 0 |  | 5.3194e-07 |  | 0.00034757 |  | 0 |  | 2.8565e-06
| 0 |  | 0.00022332 |  | 0.029201 |  | 9.2369e-05 |  | 6.0474e-07 |  | 0 |  | 0 |  | 9.2076e-05 |  | 0 |  | 0 |  | 1.4888e-06 |  | -0.00022984 |  | 0 |  | 9.4668e-07 |  | 0 |  | 4.0912e-05 |  | 0 |  | 0.00092022 |  | 0 |  | 5.3198e-07 |  | 0.00034121 |  | 0 |  | 2.9639e-06
| 3.8859e-06 |  | 0.00023695 |  | 0.028603 |  | 0.00011496 |  | 3.1101e-07 |  | 0 |  | 0 |  | -0.00026341 |  | 0 |  | 0 |  | 1.4888e-06 |  | 0.00011682 |  | 0 |  | 1.0126e-06 |  | 0 |  | 4.0912e-05 |  | 0 |  | 0.00081131 |  | 0 |  | 5.3198e-07 |  | 0.00033566 |  | 0 |  | 2.8494e-06
| 3.8859e-06 |  | 0.00022771 |  | 0.02801 |  | 8.3697e-05 |  | -3.9128e-09 |  | 0 |  | 0 |  | -0.00016291 |  | 0 |  | 0 |  | 4.9581e-07 |  | 0.00011833 |  | 0 |  | 1.0548e-06 |  | 0 |  | 3.2547e-05 |  | 0 |  | 0.00070875 |  | 0 |  | 0 |  | 0.00033886 |  | 0 |  | 3.1341e-06
| 0 |  | 7.0101e-05 |  | 0.02722 |  | -2.8209e-05 |  | -1.269e-07 |  | 0 |  | 0 |  | 0.00015936 |  | 0 |  | 0 |  | 4.9588e-07 |  | 5.6888e-06 |  | 0 |  | 1.0423e-06 |  | 0 |  | 3.2552e-05 |  | 0 |  | 0.00066822 |  | 0 |  | 0 |  | 0.00034604 |  | 0 |  | 3.0771e-06
| 0 |  | -4.0404e-05 |  | 0.0267 |  | -7.2444e-05 |  | -2.7133e-07 |  | 0 |  | 0 |  | 1.8551e-05 |  | 0 |  | 0 |  | 1.7615e-07 |  | 0.00010251 |  | 0 |  | 1.0239e-06 |  | 0 |  | 1.5028e-05 |  | 0 |  | 0.00064917 |  | 0 |  | 5.3208e-07 |  | 0.00035163 |  | 0 |  | 2.7284e-06
| 2.2133e-05 |  | 0.00016796 |  | 0.0263 |  | 3.9654e-05 |  | -1.6765e-07 |  | 0 |  | 0 |  | -4.6038e-05 |  | 0 |  | 0 |  | 1.7615e-07 |  | 2.617e-05 |  | 0 |  | 1.0839e-06 |  | 0 |  | 1.5028e-05 |  | 0 |  | 0.00068258 |  | 0 |  | 2.9264e-06 |  | 0.00035163 |  | 0 |  | 2.9159e-06
| 3.6348e-05 |  | 0.00022589 |  | 0.025577 |  | 3.8985e-05 |  | 5.3106e-07 |  | 0 |  | 0 |  | 0.00010624 |  | 0 |  | 0 |  | 6.184e-07 |  | -0.0001172 |  | 0 |  | 1.14e-06 |  | 0 |  | 3.7927e-05 |  | 0 |  | 0.00058874 |  | 0 |  | 2.3945e-06 |  | 0.00034768 |  | 0 |  | 2.8359e-06
| 1.4214e-05 |  | 0.00016533 |  | 0.024863 |  | 6.2981e-05 |  | 7.632e-07 |  | 0 |  | 0 |  | -1.8551e-05 |  | 0 |  | 0 |  | 6.1848e-07 |  | -0.00030516 |  | 0 |  | 1.1407e-06 |  | 0 |  | 3.7934e-05 |  | 0 |  | 0.00057525 |  | 0 |  | 7.9816e-07 |  | 0.00034611 |  | 0 |  | 2.5653e-06
| 0 |  | 0.00016481 |  | 0.024217 |  | 0.00012866 |  | 2.1605e-07 |  | 0 |  | 0 |  | -7.083e-06 |  | 0 |  | 0 |  | 6.716e-07 |  | -0.00013427 |  | 0 |  | 1.0913e-06 |  | 0 |  | 3.6776e-05 |  | 0 |  | 0.00063493 |  | 0 |  | 7.9821e-07 |  | 0.00034611 |  | 0 |  | 2.7531e-06
| 5.3558e-05 |  | 0.00014475 |  | 0.023751 |  | 9.5913e-05 |  | 4.4088e-07 |  | 0 |  | 0 |  | 0.00019123 |  | 0 |  | 0 |  | 6.716e-07 |  | -0.0001172 |  | 0 |  | 1.0729e-06 |  | 0 |  | 3.6776e-05 |  | 0 |  | 0.00069465 |  | 0 |  | 7.9826e-07 |  | 0.00034772 |  | 0 |  | 3.1475e-06
| 7.4875e-05 |  | 0.00020838 |  | 0.023001 |  | 4.4882e-05 |  | 4.5956e-07 |  | 0 |  | 0 |  | 0.0001113 |  | 0 |  | 0 |  | 9.5901e-07 |  | -0.00032661 |  | 0 |  | 1.1224e-06 |  | 0 |  | 1.7991e-05 |  | 0 |  | 0.00075517 |  | 0 |  | 7.9826e-07 |  | 0.00034615 |  | 0 |  | 3.1077e-06
| 2.1321e-05 |  | 0.00014386 |  | 0.022228 |  | 1.767e-05 |  | 3.675e-07 |  | 0 |  | 0 |  | -2.8331e-05 |  | 0 |  | 0 |  | 9.5915e-07 |  | -0.00029469 |  | 0 |  | 1.1514e-06 |  | 0 |  | 1.7995e-05 |  | 0 |  | 0.0007958 |  | 0 |  | 7.9831e-07 |  | 0.00033503 |  | 0 |  | 2.9625e-06
| 0 |  | 0.0001091 |  | 0.021741 |  | 8.5508e-06 |  | 9.1703e-07 |  | 0 |  | 0 |  | -2.968e-05 |  | 0 |  | 0 |  | 5.9329e-07 |  | -0.00023721 |  | 0 |  | 1.1515e-06 |  | 0 |  | 2.9644e-05 |  | 0 |  | 0.00086026 |  | 0 |  | 7.9831e-07 |  | 0.00032787 |  | 0 |  | 2.8766e-06
| 0 |  | 8.3868e-05 |  | 0.021293 |  | 1.4966e-05 |  | 5.208e-07 |  | 0 |  | 0 |  | 0.00012395 |  | 0 |  | 0 |  | 5.9346e-07 |  | -7.2821e-05 |  | 0 |  | 1.1482e-06 |  | 0 |  | 2.9652e-05 |  | 0 |  | 0.00075606 |  | 0 |  | 2.3952e-06 |  | 0.00032709 |  | 0 |  | 2.6404e-06
| 0 |  | -2.6105e-05 |  | 0.020822 |  | 3.7855e-05 |  | 3.7235e-07 |  | 0 |  | 0 |  | 5.3121e-05 |  | 0 |  | 0 |  | 1.0801e-06 |  | -4.5516e-06 |  | 0 |  | 1.1464e-06 |  | 0 |  | 3.195e-05 |  | 0 |  | 0.00071711 |  | 0 |  | 2.3951e-06 |  | 0.00033746 |  | 0 |  | 2.5143e-06
| 0 |  | 2.5956e-05 |  | 0.020324 |  | 3.0366e-05 |  | 9.4955e-07 |  | 0 |  | 0 |  | 1.8551e-05 |  | 0 |  | 0 |  | 1.0801e-06 |  | -1.1914e-06 |  | 0 |  | 1.1465e-06 |  | 0 |  | 3.1952e-05 |  | 0 |  | 0.00079197 |  | 0 |  | 2.3954e-06 |  | 0.00034624 |  | 0 |  | 2.592e-06
| 0 |  | 5.6832e-05 |  | 0.019937 |  | 6.4396e-05 |  | 8.022e-07 |  | 0 |  | 0 |  | -0.00012395 |  | 0 |  | 0 |  | 5.5554e-07 |  | -6.9407e-05 |  | 0 |  | 1.0956e-06 |  | 0 |  | 3.2762e-05 |  | 0 |  | 0.00077207 |  | 0 |  | 2.3954e-06 |  | 0.00034703 |  | 0 |  | 2.8328e-06
| 2.8721e-06 |  | 0.00011099 |  | 0.019517 |  | 9.8115e-05 |  | 2.3957e-07 |  | 0 |  | 0 |  | -0.0005135 |  | 0 |  | 0 |  | 5.5554e-07 |  | 0.00012175 |  | 0 |  | 1.0417e-06 |  | 0 |  | 3.2764e-05 |  | 0 |  | 0.00072914 |  | 0 |  | 7.9851e-07 |  | 0.00034228 |  | 0 |  | 3.2116e-06
| 2.8721e-06 |  | 0.0001851 |  | 0.01897 |  | 0.00010763 |  | 1.3316e-07 |  | 0 |  | 0 |  | -0.00034503 |  | 0 |  | 0 |  | 9.8841e-07 |  | -2.6217e-05 |  | 0 |  | 1.0345e-06 |  | 0 |  | 2.9604e-05 |  | 0 |  | 0.00069256 |  | 0 |  | 1.3309e-06 |  | 0.00033354 |  | 0 |  | 3.0416e-06
| 5.4563e-05 |  | 6.847e-05 |  | 0.018341 |  | 5.9607e-05 |  | 1.2916e-07 |  | 0 |  | 0 |  | 3.1872e-05 |  | 0 |  | 0 |  | 9.8855e-07 |  | -4.8921e-05 |  | 0 |  | 1.1241e-06 |  | 0 |  | 2.961e-05 |  | 0 |  | 0.00069973 |  | 0 |  | 4.5252e-06 |  | 0.00033195 |  | 0 |  | 2.9783e-06
| 9.924e-05 |  | 6.2849e-05 |  | 0.017806 |  | 6.952e-05 |  | 5.9588e-07 |  | 0 |  | 0 |  | 4.452e-05 |  | 0 |  | 0 |  | 4.753e-07 |  | 3.4568e-05 |  | 0 |  | 1.2726e-06 |  | 0 |  | 4.1105e-05 |  | 0 |  | 0.00060667 |  | 0 |  | 3.9931e-06 |  | 0.00033199 |  | 0 |  | 3.0255e-06
| 4.6526e-05 |  | 0.00012207 |  | 0.017527 |  | 8.7581e-05 |  | 1.1544e-06 |  | 0 |  | 0 |  | -0.00016998 |  | 0 |  | 0 |  | 4.753e-07 |  | -5.5753e-05 |  | 0 |  | 1.3611e-06 |  | 0 |  | 4.1106e-05 |  | 0 |  | 0.00067752 |  | 0 |  | 2.3958e-06 |  | 0.00033518 |  | 0 |  | 2.8208e-06
| 1.8584e-06 |  | 0.00016228 |  | 0.01716 |  | 8.6771e-05 |  | 5.867e-07 |  | 0 |  | 0 |  | -2.8326e-05 |  | 0 |  | 0 |  | 1.1602e-06 |  | 0.00012516 |  | 0 |  | 1.34e-06 |  | 0 |  | 3.9005e-05 |  | 0 |  | 0.00058517 |  | 0 |  | 2.9284e-06 |  | 0.00033518 |  | 0 |  | 2.7033e-06
| 0 |  | 0.00022523 |  | 0.016566 |  | 0.00010401 |  | -9.7958e-08 |  | 0 |  | 0 |  | -8.9035e-05 |  | 0 |  | 0 |  | 1.1602e-06 |  | 0.00014185 |  | 0 |  | 1.1824e-06 |  | 0 |  | 3.9007e-05 |  | 0 |  | 0.00059639 |  | 0 |  | 2.9286e-06 |  | 0.0003392 |  | 0 |  | 2.4683e-06
| 5.1774e-05 |  | 0.00023938 |  | 0.016014 |  | 0.00012459 |  | -6.5725e-08 |  | 0 |  | 0 |  | -0.00015582 |  | 0 |  | 0 |  | 1.4129e-06 |  | -0.00012061 |  | 0 |  | 1.0117e-06 |  | 0 |  | 4.8656e-05 |  | 0 |  | 0.0008273 |  | 0 |  | 2.3961e-06 |  | 0.00034079 |  | 0 |  | 2.5694e-06
| 0.00011721 |  | 0.00018453 |  | 0.015809 |  | 9.5174e-05 |  | 1.5549e-07 |  | 0 |  | 0 |  | 0.00020034 |  | 0 |  | 0 |  | 1.4129e-06 |  | -0.00031946 |  | 0 |  | 9.2139e-07 |  | 0 |  | 4.8658e-05 |  | 0 |  | 0.00070154 |  | 0 |  | 0 |  | 0.00034161 |  | 0 |  | 2.7898e-06
| 6.9496e-05 |  | 0.00011759 |  | 0.015593 |  | 6.9762e-06 |  | -1.8913e-07 |  | 0 |  | 0 |  | 0.00019478 |  | 0 |  | 0 |  | 8.9271e-07 |  | -5.9169e-05 |  | 0 |  | 9.1744e-07 |  | 0 |  | 1.2736e-05 |  | 0 |  | 0.00063385 |  | 0 |  | 0 |  | 0.00033763 |  | 0 |  | 2.7327e-06
| 4.0608e-06 |  | 0.00014166 |  | 0.015129 |  | 4.6853e-05 |  | -2.0415e-07 |  | 0 |  | 0 |  | -0.00021957 |  | 0 |  | 0 |  | 8.9271e-07 |  | 9.1026e-05 |  | 0 |  | 9.3129e-07 |  | 0 |  | 1.2735e-05 |  | 0 |  | 0.00069685 |  | 0 |  | 7.9881e-07 |  | 0.00032652 |  | 0 |  | 2.6885e-06
| 3.147e-05 |  | 0.00017947 |  | 0.014942 |  | 4.7743e-05 |  | -8.8885e-08 |  | 0 |  | 0 |  | -5.566e-05 |  | 0 |  | 0 |  | 5.9407e-07 |  | -1.192e-05 |  | 0 |  | 9.2477e-07 |  | 0 |  | 2.4208e-05 |  | 0 |  | 0.00056146 |  | 0 |  | 7.9886e-07 |  | 0.00032175 |  | 0 |  | 2.7036e-06
| 3.147e-05 |  | 0.00012144 |  | 0.014601 |  | 9.4982e-06 |  | -1.1582e-07 |  | 0 |  | 0 |  | 0.00029039 |  | 0 |  | 0 |  | 5.9407e-07 |  | -0.00010013 |  | 0 |  | 9.6905e-07 |  | 0 |  | 2.4208e-05 |  | 0 |  | 0.00059813 |  | 0 |  | 3.9946e-06 |  | 0.00031938 |  | 0 |  | 2.6403e-06
| 1.9289e-05 |  | 0.00011641 |  | 0.014013 |  | 3.546e-05 |  | 3.1061e-08 |  | 0 |  | 0 |  | 4.452e-05 |  | 0 |  | 0 |  | 9.4359e-07 |  | -6.1985e-05 |  | 0 |  | 1.0779e-06 |  | 0 |  | 3.6891e-05 |  | 0 |  | 0.00070167 |  | 0 |  | 3.9946e-06 |  | 0.00032177 |  | 0 |  | 2.8346e-06
| 1.9287e-05 |  | 0.00031745 |  | 0.013849 |  | 0.00015528 |  | 9.2058e-08 |  | 0 |  | 0 |  | -3.5414e-05 |  | 0 |  | 0 |  | 9.4359e-07 |  | -4.5513e-05 |  | 0 |  | 1.1519e-06 |  | 0 |  | 3.689e-05 |  | 0 |  | 0.00062609 |  | 0 |  | 7.9891e-07 |  | 0.0003226 |  | 0 |  | 3.2289e-06
| 3.9592e-05 |  | 0.00042611 |  | 0.0137 |  | 0.00023365 |  | 4.3536e-07 |  | 0 |  | 0 |  | 0.0001275 |  | 0 |  | 0 |  | 1.0004e-06 |  | 0.00011833 |  | 0 |  | 1.1677e-06 |  | 0 |  | 2.5656e-05 |  | 0 |  | 0.00061892 |  | 0 |  | 1.3317e-06 |  | 0.00031623 |  | 0 |  | 3.1117e-06
| 6.8816e-05 |  | 0.00029637 |  | 0.013406 |  | 0.00010932 |  | 6.6401e-07 |  | 0 |  | 0 |  | -3.3387e-05 |  | 0 |  | 0 |  | 1.0004e-06 |  | 4.886e-05 |  | 0 |  | 1.138e-06 |  | 0 |  | 2.5656e-05 |  | 0 |  | 0.00056555 |  | 0 |  | 1.3317e-06 |  | 0.00030906 |  | 0 |  | 2.8858e-06
| 2.9222e-05 |  | 0.00024167 |  | 0.013166 |  | 1.5773e-05 |  | 3.4666e-07 |  | 0 |  | 0 |  | -0.00012749 |  | 0 |  | 0 |  | 6.7097e-07 |  | -0.00028105 |  | 0 |  | 1.0934e-06 |  | 0 |  | 2.4108e-05 |  | 0 |  | 0.00051225 |  | 0 |  | 7.9901e-07 |  | 0.00030273 |  | 0 |  | 2.5801e-06
| 8.9529e-06 |  | 0.00015657 |  | 0.012945 |  | -2.4126e-05 |  | 2.7233e-07 |  | 0 |  | 0 |  | -9.2748e-05 |  | 0 |  | 0 |  | 6.7097e-07 |  | -0.00021218 |  | 0 |  | 1.0939e-06 |  | 0 |  | 2.4108e-05 |  | 0 |  | 0.00064688 |  | 0 |  | 7.9906e-07 |  | 0.00030352 |  | 0 |  | 2.6704e-06
| 3.5344e-05 |  | 0.00013111 |  | 0.0127 |  | 1.9806e-06 |  | 3.485e-07 |  | 0 |  | 0 |  | -6.0201e-05 |  | 0 |  | 0 |  | 1.1729e-06 |  | -0.00029129 |  | 0 |  | 1.0835e-06 |  | 0 |  | 2.1344e-05 |  | 0 |  | 0.00074332 |  | 0 |  | 1.3319e-06 |  | 0.00031868 |  | 0 |  | 3.1635e-06
| 2.6392e-05 |  | 0.00027935 |  | 0.012432 |  | 8.1606e-05 |  | 4.6173e-08 |  | 0 |  | 0 |  | -2.8332e-05 |  | 0 |  | 0 |  | 1.1729e-06 |  | -0.00056777 |  | 0 |  | 1.0387e-06 |  | 0 |  | 2.1344e-05 |  | 0 |  | 0.00081502 |  | 0 |  | 4.5286e-06 |  | 0.00033063 |  | 0 |  | 3.145e-06
| 0 |  | 0.00030788 |  | 0.012205 |  | 0.00018685 |  | 3.7332e-08 |  | 0 |  | 0 |  | -5.9361e-05 |  | 0 |  | 0 |  | 1.4231e-06 |  | -0.00040885 |  | 0 |  | 1.0136e-06 |  | 0 |  | 3.5637e-05 |  | 0 |  | 0.00083505 |  | 0 |  | 4.5286e-06 |  | 0.00033466 |  | 0 |  | 2.9069e-06
| 3.3275e-05 |  | 0.00026905 |  | 0.012048 |  | 0.00016855 |  | 3.7034e-07 |  | 0 |  | 0 |  | -6.0204e-05 |  | 0 |  | 0 |  | 1.4231e-06 |  | -0.00011037 |  | 0 |  | 1.0817e-06 |  | 0 |  | 3.5637e-05 |  | 0 |  | 0.00079282 |  | 0 |  | 5.3281e-07 |  | 0.00033227 |  | 0 |  | 2.886e-06
| 3.3275e-05 |  | 0.00020422 |  | 0.011995 |  | 0.00010492 |  | 6.7749e-07 |  | 0 |  | 0 |  | -0.00012243 |  | 0 |  | 0 |  | 1.148e-06 |  | -0.00017999 |  | 0 |  | 1.1741e-06 |  | 0 |  | 1.6793e-05 |  | 0 |  | 0.00082952 |  | 0 |  | 2.1312e-06 |  | 0.0003291 |  | 0 |  | 3.0265e-06
| 2.9222e-05 |  | 9.2077e-05 |  | 0.011986 |  | 0.0001295 |  | 3.8776e-07 |  | 0 |  | 0 |  | -0.00010978 |  | 0 |  | 0 |  | 1.1483e-06 |  | -0.00010354 |  | 0 |  | 1.1234e-06 |  | 0 |  | 1.6799e-05 |  | 0 |  | 0.00084944 |  | 0 |  | 4.5292e-06 |  | 0.0003283 |  | 0 |  | 2.8191e-06
| 2.9222e-05 |  | 0.00018838 |  | 0.011784 |  | 0.00015902 |  | 3.7152e-10 |  | 0 |  | 0 |  | -9.5618e-05 |  | 0 |  | 0 |  | 1.5064e-06 |  | -0.00013426 |  | 0 |  | 1.0284e-06 |  | 0 |  | 1.058e-05 |  | 0 |  | 0.00089816 |  | 0 |  | 2.9308e-06 |  | 0.00032276 |  | 0 |  | 3.0094e-06
| 0 |  | 0.00030931 |  | 0.011474 |  | 0.0001245 |  | 1.5827e-07 |  | 0 |  | 0 |  | -7.791e-05 |  | 0 |  | 0 |  | 1.5066e-06 |  | -0.0003874 |  | 0 |  | 1.0838e-06 |  | 0 |  | 1.0582e-05 |  | 0 |  | 0.00077623 |  | 0 |  | 1.3322e-06 |  | 0.0003148 |  | 0 |  | 3.042e-06
| 1.5227e-05 |  | 6.7183e-05 |  | 0.01133 |  | 9.2033e-06 |  | 4.6573e-08 |  | 0 |  | 0 |  | 4.2497e-05 |  | 0 |  | 0 |  | 1.2018e-06 |  | -0.00026398 |  | 0 |  | 1.1962e-06 |  | 0 |  | 2.8932e-05 |  | 0 |  | 0.00059452 |  | 0 |  | 7.9936e-07 |  | 0.00030523 |  | 0 |  | 2.7133e-06
| 9.0245e-05 |  | 4.4577e-05 |  | 0.011046 |  | 3.2883e-05 |  | -1.5555e-07 |  | 0 |  | 0 |  | -7.4203e-06 |  | 0 |  | 0 |  | 1.2018e-06 |  | -1.1921e-06 |  | 0 |  | 1.2708e-06 |  | 0 |  | 2.8932e-05 |  | 0 |  | 0.00062489 |  | 0 |  | 7.9936e-07 |  | 0.0002965 |  | 0 |  | 2.9382e-06
| 0.00011358 |  | 0.00027417 |  | 0.010939 |  | 0.00011881 |  | 4.008e-07 |  | 0 |  | 0 |  | -0.0003683 |  | 0 |  | 0 |  | 3.7551e-07 |  | 2.2757e-05 |  | 0 |  | 1.2292e-06 |  | 0 |  | 2.4239e-05 |  | 0 |  | 0.00074205 |  | 0 |  | 1.3324e-06 |  | 0.00029252 |  | 0 |  | 3.292e-06
| 3.8573e-05 |  | 0.00041688 |  | 0.010832 |  | 7.7352e-05 |  | 8.5143e-07 |  | 0 |  | 0 |  | -0.00028196 |  | 0 |  | 0 |  | 3.7551e-07 |  | 0.00011324 |  | 0 |  | 1.1309e-06 |  | 0 |  | 2.4239e-05 |  | 0 |  | 0.00070145 |  | 0 |  | 2.9312e-06 |  | 0.00029413 |  | 0 |  | 3.0163e-06
| 3.6543e-05 |  | 0.00037998 |  | 0.010417 |  | 7.7825e-05 |  | 4.4133e-07 |  | 0 |  | 0 |  | -1.0623e-05 |  | 0 |  | 0 |  | 1.365e-06 |  | 0.00016271 |  | 0 |  | 1.0127e-06 |  | 0 |  | 3.8749e-05 |  | 0 |  | 0.00070703 |  | 0 |  | 2.9316e-06 |  | 0.00029732 |  | 0 |  | 2.8201e-06
| 6.7785e-05 |  | 0.00030971 |  | 0.010167 |  | 9.9305e-05 |  | 5.979e-07 |  | 0 |  | 0 |  | -1.0623e-05 |  | 0 |  | 0 |  | 1.3652e-06 |  | 0.00016271 |  | 0 |  | 9.1907e-07 |  | 0 |  | 3.8753e-05 |  | 0 |  | 0.00072147 |  | 0 |  | 1.3325e-06 |  | 0.00029417 |  | 0 |  | 2.6594e-06
| 6.8806e-05 |  | 0.00034333 |  | 0.010096 |  | 5.1524e-05 |  | 6.5924e-07 |  | 0 |  | 0 |  | -7.4188e-06 |  | 0 |  | 0 |  | 3.2849e-07 |  | 0.00024913 |  | 0 |  | 9.402e-07 |  | 0 |  | 2.3477e-05 |  | 0 |  | 0.00076133 |  | 0 |  | 7.9956e-07 |  | 0.00028859 |  | 0 |  | 2.5923e-06
| 5.8667e-05 |  | 0.00025568 |  | 0.010019 |  | 0.00010491 |  | 7.3672e-07 |  | 0 |  | 0 |  | -0.00024081 |  | 0 |  | 0 |  | 3.2849e-07 |  | -3.5267e-05 |  | 0 |  | 9.8387e-07 |  | 0 |  | 2.3477e-05 |  | 0 |  | 0.00077413 |  | 0 |  | 0 |  | 0.0002886 |  | 0 |  | 2.8807e-06
| 2.1114e-05 |  | 0.00018039 |  | 0.0097908 |  | 0.00014365 |  | 1.0481e-06 |  | 0 |  | 0 |  | -0.00021889 |  | 0 |  | 0 |  | 8.9144e-07 |  | -0.00034807 |  | 0 |  | 1.0348e-06 |  | 0 |  | 5.0186e-05 |  | 0 |  | 0.0006378 |  | 0 |  | 5.3308e-07 |  | 0.00030136 |  | 0 |  | 2.7841e-06
| 0 |  | 0.00035731 |  | 0.0094741 |  | 0.00015082 |  | 2.0069e-08 |  | 0 |  | 0 |  | -0.00016645 |  | 0 |  | 0 |  | 8.9157e-07 |  | -0.0003698 |  | 0 |  | 1.0698e-06 |  | 0 |  | 5.0191e-05 |  | 0 |  | 0.00071039 |  | 0 |  | 5.3311e-07 |  | 0.00031174 |  | 0 |  | 2.8612e-06
| 0 |  | 0.00035873 |  | 0.0092662 |  | 0.00014709 |  | -1.0693e-07 |  | 0 |  | 0 |  | -2.5973e-05 |  | 0 |  | 0 |  | 1.1612e-06 |  | -0.0002694 |  | 0 |  | 1.1378e-06 |  | 0 |  | 2.799e-05 |  | 0 |  | 0.00068652 |  | 0 |  | 0 |  | 0.00031495 |  | 0 |  | 2.9361e-06
| 0 |  | 0.00029529 |  | 0.0090855 |  | 9.5013e-05 |  | 9.0509e-07 |  | 0 |  | 0 |  | -0.0001027 |  | 0 |  | 0 |  | 1.1612e-06 |  | -0.00015474 |  | 0 |  | 1.1399e-06 |  | 0 |  | 2.7991e-05 |  | 0 |  | 0.00058609 |  | 0 |  | 0 |  | 0.00031497 |  | 0 |  | 2.9807e-06
| 2.03e-05 |  | 0.00047513 |  | 0.0087736 |  | 5.8562e-05 |  | 8.8304e-07 |  | 0 |  | 0 |  | -0.00030456 |  | 0 |  | 0 |  | 0 |  | 1.5929e-05 |  | 0 |  | 1.0938e-06 |  | 0 |  | 3.747e-05 |  | 0 |  | 0.0006427 |  | 0 |  | 5.3314e-07 |  | 0.00031258 |  | 0 |  | 2.7764e-06
| 2.03e-05 |  | 0.00050855 |  | 0.0084487 |  | 3.7841e-05 |  | 6.0033e-07 |  | 0 |  | 0 |  | 9.275e-05 |  | 0 |  | 0 |  | 0 |  | 0.00015258 |  | 0 |  | 1.0376e-06 |  | 0 |  | 3.7477e-05 |  | 0 |  | 0.00059729 |  | 0 |  | 2.9325e-06 |  | 0.0003134 |  | 0 |  | 2.8879e-06
| 1.624e-05 |  | 0.00066474 |  | 0.0082164 |  | 3.3487e-05 |  | 5.0645e-07 |  | 0 |  | 0 |  | 4.6037e-05 |  | 0 |  | 0 |  | 1.1327e-06 |  | 4.665e-05 |  | 0 |  | 9.6695e-07 |  | 0 |  | 3.0993e-05 |  | 0 |  | 0.00052396 |  | 0 |  | 2.9327e-06 |  | 0.00031102 |  | 0 |  | 3.1236e-06
| 1.624e-05 |  | 0.00087072 |  | 0.0079349 |  | 0.00012255 |  | 4.3616e-07 |  | 0 |  | 0 |  | 2.2259e-05 |  | 0 |  | 0 |  | 1.1327e-06 |  | 5.9597e-06 |  | 0 |  | 9.5383e-07 |  | 0 |  | 3.0994e-05 |  | 0 |  | 0.00059896 |  | 0 |  | 5.3321e-07 |  | 0.00031104 |  | 0 |  | 3.2091e-06
| 1.9285e-05 |  | 0.00096626 |  | 0.0077076 |  | 0.000144 |  | 5.7097e-07 |  | 0 |  | 0 |  | 0.0001629 |  | 0 |  | 0 |  | 1.3031e-06 |  | -0.00024691 |  | 0 |  | 9.6911e-07 |  | 0 |  | 1.7661e-05 |  | 0 |  | 0.00072497 |  | 0 |  | 5.3324e-07 |  | 0.00030865 |  | 0 |  | 3.1808e-06
| 1.9285e-05 |  | 0.0010183 |  | 0.0075824 |  | 0.00010077 |  | 4.7983e-07 |  | 0 |  | 0 |  | -6.3076e-05 |  | 0 |  | 0 |  | 1.3033e-06 |  | -0.00015496 |  | 0 |  | 1.0781e-06 |  | 0 |  | 1.7665e-05 |  | 0 |  | 0.00070508 |  | 0 |  | 1.3332e-06 |  | 0.00030468 |  | 0 |  | 2.7195e-06
| 3.248e-05 |  | 0.0011303 |  | 0.0073794 |  | 6.3212e-05 |  | -1.0143e-08 |  | 0 |  | 0 |  | -0.0002054 |  | 0 |  | 0 |  | 6.6804e-07 |  | 0.00015588 |  | 0 |  | 1.1336e-06 |  | 0 |  | 3.2809e-05 |  | 0 |  | 0.00073783 |  | 0 |  | 1.3332e-06 |  | 0.00030151 |  | 0 |  | 2.7443e-06
| 3.248e-05 |  | 0.0013419 |  | 0.007129 |  | 4.6077e-05 |  | 2.9347e-07 |  | 0 |  | 0 |  | -0.00014098 |  | 0 |  | 0 |  | 6.6814e-07 |  | 2.3842e-06 |  | 0 |  | 1.1106e-06 |  | 0 |  | 3.2815e-05 |  | 0 |  | 0.0008152 |  | 0 |  | 2.9332e-06 |  | 0.00029992 |  | 0 |  | 2.8923e-06
| 2.5375e-05 |  | 0.0015823 |  | 0.0068605 |  | 8.988e-05 |  | 7.1779e-07 |  | 0 |  | 0 |  | -0.00015228 |  | 0 |  | 0 |  | 1.239e-06 |  | -0.00010354 |  | 0 |  | 1.04e-06 |  | 0 |  | 3.8164e-05 |  | 0 |  | 0.00069001 |  | 0 |  | 2.9334e-06 |  | 0.00030472 |  | 0 |  | 2.8135e-06
| 4.0407e-05 |  | 0.0017476 |  | 0.0065526 |  | 9.4334e-05 |  | 3.6413e-07 |  | 0 |  | 0 |  | -0.0001855 |  | 0 |  | 0 |  | 1.2392e-06 |  | -0.00026582 |  | 0 |  | 9.8448e-07 |  | 0 |  | 3.8171e-05 |  | 0 |  | 0.0005664 |  | 0 |  | 1.3334e-06 |  | 0.00031352 |  | 0 |  | 2.7491e-06
| 1.5031e-05 |  | 0.001946 |  | 0.0063952 |  | 0.00012342 |  | 3.244e-07 |  | 0 |  | 0 |  | -0.00014166 |  | 0 |  | 0 |  | 1.5318e-06 |  | 9.0976e-06 |  | 0 |  | 1.0077e-06 |  | 0 |  | 3.5117e-05 |  | 0 |  | 0.00057761 |  | 0 |  | 8.0006e-07 |  | 0.00032072 |  | 0 |  | 2.9234e-06
| 0 |  | 0.0021959 |  | 0.0061403 |  | 0.00020167 |  | 6.3374e-07 |  | 0 |  | 0 |  | -9.5618e-05 |  | 0 |  | 0 |  | 1.5315e-06 |  | -7.9743e-06 |  | 0 |  | 1.1128e-06 |  | 0 |  | 3.5111e-05 |  | 0 |  | 0.0007994 |  | 0 |  | 8.0006e-07 |  | 0.00032151 |  | 0 |  | 3.2461e-06
| 0 |  | 0.002372 |  | 0.0059547 |  | 0.00024833 |  | 1.0645e-06 |  | 0 |  | 0 |  | 4.452e-05 |  | 0 |  | 0 |  | 1.2824e-06 |  | -0.00043747 |  | 0 |  | 1.2092e-06 |  | 0 |  | 3.5698e-05 |  | 0 |  | 0.00086407 |  | 0 |  | 1.3335e-06 |  | 0.00031276 |  | 0 |  | 3.2038e-06
| 4.0362e-05 |  | 0.0025144 |  | 0.0058143 |  | 0.00015737 |  | 1.0782e-06 |  | 0 |  | 0 |  | 4.2497e-05 |  | 0 |  | 0 |  | 1.2824e-06 |  | -0.00044831 |  | 0 |  | 1.1936e-06 |  | 0 |  | 3.5698e-05 |  | 0 |  | 0.0007963 |  | 0 |  | 2.9339e-06 |  | 0.00030959 |  | 0 |  | 3.0199e-06
| 4.0366e-05 |  | 0.0027123 |  | 0.0054494 |  | 0.0001368 |  | 7.8192e-07 |  | 0 |  | 0 |  | 0.00030422 |  | 0 |  | 0 |  | 7.8961e-07 |  | -0.00016211 |  | 0 |  | 1.1399e-06 |  | 0 |  | 3.5628e-05 |  | 0 |  | 0.00078114 |  | 0 |  | 2.9339e-06 |  | 0.00031437 |  | 0 |  | 2.8688e-06
| 0 |  | 0.0027182 |  | 0.005278 |  | 0.00019359 |  | -1.2123e-07 |  | 0 |  | 0 |  | 0.00031518 |  | 0 |  | 0 |  | 7.8972e-07 |  | -0.00013426 |  | 0 |  | 1.0991e-06 |  | 0 |  | 3.5631e-05 |  | 0 |  | 0.00073256 |  | 0 |  | 1.3337e-06 |  | 0.00030643 |  | 0 |  | 3.2374e-06
| 5.8651e-05 |  | 0.0027674 |  | 0.0051596 |  | 9.8836e-05 |  | -6.7321e-08 |  | 0 |  | 0 |  | -7.42e-05 |  | 0 |  | 0 |  | 1.9053e-07 |  | -0.00028012 |  | 0 |  | 1.0793e-06 |  | 0 |  | 2.2792e-05 |  | 0 |  | 0.00071736 |  | 0 |  | 8.0026e-07 |  | 0.00029125 |  | 0 |  | 3.5063e-06
| 5.8656e-05 |  | 0.0033423 |  | 0.0049846 |  | 8.0455e-05 |  | 3.6849e-07 |  | 0 |  | 0 |  | -0.00024436 |  | 0 |  | 0 |  | 1.9056e-07 |  | -0.00015134 |  | 0 |  | 9.8813e-07 |  | 0 |  | 2.2795e-05 |  | 0 |  | 0.0007382 |  | 0 |  | 2.4008e-06 |  | 0.0002865 |  | 0 |  | 3.1504e-06
| 0 |  | 0.003925 |  | 0.0047987 |  | 0.00012459 |  | -1.7849e-07 |  | 0 |  | 0 |  | -0.00020777 |  | 0 |  | 0 |  | 6.5143e-07 |  | -6.199e-05 |  | 0 |  | 8.8179e-07 |  | 0 |  | 1.9406e-05 |  | 0 |  | 0.00070867 |  | 0 |  | 2.401e-06 |  | 0.00029608 |  | 0 |  | 2.7045e-06
| 4.2389e-05 |  | 0.0041904 |  | 0.0045488 |  | 8.9847e-05 |  | -2.3238e-07 |  | 0 |  | 0 |  | 5.3121e-05 |  | 0 |  | 0 |  | 6.5143e-07 |  | 9.1032e-06 |  | 0 |  | 8.1371e-07 |  | 0 |  | 1.9406e-05 |  | 0 |  | 0.00067679 |  | 0 |  | 2.401e-06 |  | 0.00030248 |  | 0 |  | 2.5452e-06
| 5.7618e-05 |  | 0.0044686 |  | 0.0042836 |  | 2.3567e-05 |  | -1.58e-07 |  | 0 |  | 0 |  | -2.968e-05 |  | 0 |  | 0 |  | 8.9458e-07 |  | 1.3112e-05 |  | 0 |  | 7.9858e-07 |  | 0 |  | 2.034e-05 |  | 0 |  | 0.00074388 |  | 0 |  | 6.1365e-06 |  | 0.00029532 |  | 0 |  | 2.7719e-06
| 3.3294e-05 |  | 0.0050212 |  | 0.0041033 |  | 6.7411e-05 |  | 5.6925e-07 |  | 0 |  | 0 |  | -0.00020186 |  | 0 |  | 0 |  | 8.9445e-07 |  | -0.00016157 |  | 0 |  | 8.3097e-07 |  | 0 |  | 2.0337e-05 |  | 0 |  | 0.00069763 |  | 0 |  | 6.1361e-06 |  | 0.00029134 |  | 0 |  | 2.9567e-06
| 1.807e-05 |  | 0.0055215 |  | 0.0039702 |  | 0.00016699 |  | 6.8902e-07 |  | 0 |  | 0 |  | -0.00019292 |  | 0 |  | 0 |  | 5.7242e-07 |  | -0.00018715 |  | 0 |  | 8.9848e-07 |  | 0 |  | 3.2929e-05 |  | 0 |  | 0.00066969 |  | 0 |  | 2.4014e-06 |  | 0.00029533 |  | 0 |  | 3.3362e-06
| 0 |  | 0.0059104 |  | 0.0036871 |  | 0.00011036 |  | 2.349e-07 |  | 0 |  | 0 |  | -0.00023727 |  | 0 |  | 0 |  | 5.725e-07 |  | -0.00012744 |  | 0 |  | 1.0016e-06 |  | 0 |  | 3.2933e-05 |  | 0 |  | 0.00071124 |  | 0 |  | 8.0046e-07 |  | 0.00029376 |  | 0 |  | 3.3461e-06
| 4.0597e-06 |  | 0.0063303 |  | 0.0035331 |  | 3.126e-05 |  | 4.7673e-07 |  | 0 |  | 0 |  | -8.1622e-05 |  | 0 |  | 0 |  | 2.8197e-07 |  | -0.00011205 |  | 0 |  | 1.048e-06 |  | 0 |  | 1.1168e-05 |  | 0 |  | 0.000819 |  | 0 |  | 1.3341e-06 |  | 0.00029136 |  | 0 |  | 2.9109e-06
| 1.7063e-05 |  | 0.0069643 |  | 0.0034925 |  | 8.976e-05 |  | 6.4397e-07 |  | 0 |  | 0 |  | 0.00022311 |  | 0 |  | 0 |  | 2.8201e-07 |  | 0.00029242 |  | 0 |  | 1.0083e-06 |  | 0 |  | 1.117e-05 |  | 0 |  | 0.00079276 |  | 0 |  | 2.9352e-06 |  | 0.00029619 |  | 0 |  | 2.9868e-06
| 1.6048e-05 |  | 0.0077486 |  | 0.0033933 |  | 0.00025916 |  | 6.356e-07 |  | 0 |  | 0 |  | -1.4841e-05 |  | 0 |  | 0 |  | 1.3835e-06 |  | 0.00011324 |  | 0 |  | 9.2707e-07 |  | 0 |  | 3.7223e-05 |  | 0 |  | 0.00070734 |  | 0 |  | 4.5365e-06 |  | 0.00030577 |  | 0 |  | 3.1282e-06
| 3.0448e-06 |  | 0.0083529 |  | 0.00321 |  | 0.00028188 |  | 1.135e-07 |  | 0 |  | 0 |  | -0.00018415 |  | 0 |  | 0 |  | 1.3835e-06 |  | -0.00020595 |  | 0 |  | 9.2707e-07 |  | 0 |  | 3.7223e-05 |  | 0 |  | 0.00070893 |  | 0 |  | 2.135e-06 |  | 0.00031934 |  | 0 |  | 3.2055e-06
| 1.4209e-05 |  | 0.0087799 |  | 0.0031198 |  | 0.0001385 |  | 2.2353e-08 |  | 0 |  | 0 |  | 3.5414e-05 |  | 0 |  | 0 |  | 1.2836e-06 |  | 0.0001354 |  | 0 |  | 9.8403e-07 |  | 0 |  | 4.2556e-05 |  | 0 |  | 0.00067709 |  | 0 |  | 2.135e-06 |  | 0.00032657 |  | 0 |  | 2.9175e-06
| 1.4209e-05 |  | 0.0094997 |  | 0.0030346 |  | 0.00014196 |  | 7.3399e-07 |  | 0 |  | 0 |  | -0.00021518 |  | 0 |  | 0 |  | 1.2834e-06 |  | 8.463e-05 |  | 0 |  | 9.6683e-07 |  | 0 |  | 4.255e-05 |  | 0 |  | 0.0006715 |  | 0 |  | 2.9358e-06 |  | 0.00032577 |  | 0 |  | 2.8398e-06
| 0 |  | 0.010329 |  | 0.0029001 |  | 0.00014731 |  | 1.0461e-06 |  | 0 |  | 0 |  | -0.00040017 |  | 0 |  | 0 |  | 7.7574e-07 |  | -0.00023667 |  | 0 |  | 9.1136e-07 |  | 0 |  | 1.7568e-05 |  | 0 |  | 0.00066595 |  | 0 |  | 2.9358e-06 |  | 0.00031301 |  | 0 |  | 3.1795e-06
| 0 |  | 0.011218 |  | 0.0027972 |  | 0.00013774 |  | 5.6613e-07 |  | 0 |  | 0 |  | -0.00031907 |  | 0 |  | 0 |  | 7.7585e-07 |  | -9.0593e-05 |  | 0 |  | 9.3914e-07 |  | 0 |  | 1.7571e-05 |  | 0 |  | 0.00064363 |  | 0 |  | 2.936e-06 |  | 0.00029546 |  | 0 |  | 2.9152e-06
| 0 |  | 0.01223 |  | 0.0026748 |  | 0.00019089 |  | 7.6028e-08 |  | 0 |  | 0 |  | 5.3115e-05 |  | 0 |  | 0 |  | 1.2973e-06 |  | -0.00012061 |  | 0 |  | 1.0503e-06 |  | 0 |  | 2.8132e-05 |  | 0 |  | 0.00083688 |  | 0 |  | 2.936e-06 |  | 0.00029307 |  | 0 |  | 2.7571e-06
| 2.7187e-05 |  | 0.013238 |  | 0.0027338 |  | 0.00015292 |  | 1.2646e-07 |  | 0 |  | 0 |  | 0.00021147 |  | 0 |  | 0 |  | 1.2973e-06 |  | -0.00021218 |  | 0 |  | 1.092e-06 |  | 0 |  | 2.8132e-05 |  | 0 |  | 0.00084332 |  | 0 |  | 2.1355e-06 |  | 0.00029788 |  | 0 |  | 2.8137e-06
| 5.0532e-05 |  | 0.014426 |  | 0.0025491 |  | 0.00014494 |  | 3.2708e-07 |  | 0 |  | 0 |  | -3.5414e-05 |  | 0 |  | 0 |  | 8.2395e-07 |  | -8.9888e-05 |  | 0 |  | 1.0544e-06 |  | 0 |  | 3.5028e-05 |  | 0 |  | 0.00066368 |  | 0 |  | 5.3388e-07 |  | 0.00030029 |  | 0 |  | 2.8807e-06
| 2.3343e-05 |  | 0.015573 |  | 0.0023037 |  | 0.00017892 |  | 3.304e-07 |  | 0 |  | 0 |  | 0.00018922 |  | 0 |  | 0 |  | 8.2407e-07 |  | -0.00012993 |  | 0 |  | 9.8504e-07 |  | 0 |  | 3.5035e-05 |  | 0 |  | 0.00065409 |  | 0 |  | 1.3347e-06 |  | 0.0002955 |  | 0 |  | 2.9006e-06
| 4.4652e-05 |  | 0.016821 |  | 0.0023035 |  | 0.00010805 |  | 3.5682e-07 |  | 0 |  | 0 |  | 0.00015937 |  | 0 |  | 0 |  | 4.7374e-07 |  | -0.00025715 |  | 0 |  | 9.5188e-07 |  | 0 |  | 2.6392e-05 |  | 0 |  | 0.00071484 |  | 0 |  | 2.9365e-06 |  | 0.00029312 |  | 0 |  | 2.8557e-06
| 4.4656e-05 |  | 0.018363 |  | 0.002297 |  | 0.00015877 |  | 7.1632e-07 |  | 0 |  | 0 |  | 0.00011501 |  | 0 |  | 0 |  | 4.7387e-07 |  | -0.00027297 |  | 0 |  | 8.5876e-07 |  | 0 |  | 2.6399e-05 |  | 0 |  | 0.00072207 |  | 0 |  | 2.1358e-06 |  | 0.00029474 |  | 0 |  | 3.216e-06
| 0 |  | 0.020117 |  | 0.0023419 |  | 0.00035025 |  | 6.5145e-07 |  | 0 |  | 0 |  | 6.7286e-05 |  | 0 |  | 0 |  | 1.4665e-06 |  | -0.00020253 |  | 0 |  | 8.0715e-07 |  | 0 |  | 3.544e-05 |  | 0 |  | 0.00072371 |  | 0 |  | 5.3394e-07 |  | 0.00029795 |  | 0 |  | 3.3523e-06
| 0 |  | 0.021747 |  | 0.0022314 |  | 0.00033342 |  | 5.3761e-07 |  | 0 |  | 0 |  | -0.00024858 |  | 0 |  | 0 |  | 1.4665e-06 |  | -0.00018357 |  | 0 |  | 8.8654e-07 |  | 0 |  | 3.5439e-05 |  | 0 |  | 0.0007317 |  | 0 |  | 2.9369e-06 |  | 0.00030035 |  | 0 |  | 3.0423e-06
| 0 |  | 0.02352 |  | 0.0021413 |  | 0.00032653 |  | 1.6221e-07 |  | 0 |  | 0 |  | 1.0623e-05 |  | 0 |  | 0 |  | 4.03e-07 |  | -0.00016498 |  | 0 |  | 9.5941e-07 |  | 0 |  | 3.2479e-05 |  | 0 |  | 0.00078207 |  | 0 |  | 2.4031e-06 |  | 0.00030276 |  | 0 |  | 3.0869e-06
| 0 |  | 0.025677 |  | 0.002109 |  | 0.00036862 |  | 4.368e-07 |  | 0 |  | 0 |  | -0.00024115 |  | 0 |  | 0 |  | 4.03e-07 |  | 3.8145e-05 |  | 0 |  | 1.0289e-06 |  | 0 |  | 3.2481e-05 |  | 0 |  | 0.00078532 |  | 0 |  | 0 |  | 0.00030518 |  | 0 |  | 3.2056e-06
| 0 |  | 0.028006 |  | 0.0018362 |  | 0.000317 |  | 1.0999e-06 |  | 0 |  | 0 |  | -0.00046039 |  | 0 |  | 0 |  | 1.4301e-06 |  | 6.7132e-05 |  | 0 |  | 9.7934e-07 |  | 0 |  | 2.0737e-05 |  | 0 |  | 0.00064072 |  | 0 |  | 0 |  | 0.00030518 |  | 0 |  | 3.2759e-06
| 3.2254e-05 |  | 0.030247 |  | 0.0017199 |  | 0.00027706 |  | -0.00039726 |  | 0 |  | 0 |  | -9.6461e-05 |  | 0 |  | 0 |  | 1.4303e-06 |  | -0.00028728 |  | 0 |  | 8.9001e-07 |  | 0 |  | 2.0741e-05 |  | 0 |  | 0.00074222 |  | 0 |  | 8.0106e-07 |  | 0.0003068 |  | 0 |  | 0.00073482
| 5.9653e-05 |  | 0.032784 |  | 0.0019359 |  | 0.00034279 |  | 0.00010963 |  | 0 |  | 0 |  | -5.6663e-05 |  | 0 |  | 0 |  | 1.806e-06 |  | -0.00020595 |  | 0 |  | 7.7759e-07 |  | 0 |  | 3.2187e-05 |  | 0 |  | 0.00072389 |  | 0 |  | 8.0111e-07 |  | 0.00030522 |  | 0 |  | 0.0021892
| 2.74e-05 |  | 0.035707 |  | 0.0019218 |  | 0.00037901 |  | 0.00052365 |  | 0 |  | 0 |  | -0.00023001 |  | 0 |  | 0 |  | 1.8065e-06 |  | -0.00017999 |  | 0 |  | 7.0221e-07 |  | 0 |  | 3.2197e-05 |  | 0 |  | 0.0005889 |  | 0 |  | 2.4035e-06 |  | 0.00029725 |  | 0 |  | 0.0022097
| 0 |  | 0.038614 |  | 0.0018372 |  | 0.00032315 |  | 0.00024487 |  | 0 |  | 0 |  | -0.00043204 |  | 0 |  | 0 |  | 8.3678e-07 |  | -0.00033565 |  | 0 |  | 7.6111e-07 |  | 0 |  | 2.5911e-05 |  | 0 |  | 0.00050021 |  | 0 |  | 2.4035e-06 |  | 0.00028686 |  | 0 |  | 0.0023352
| 3.2256e-05 |  | 0.04179 |  | 0.0019355 |  | 0.00036353 |  | 8.5228e-05 |  | 0 |  | 0 |  | -0.00032277 |  | 0 |  | 0 |  | 8.3702e-07 |  | -1.9072e-05 |  | 0 |  | 7.7633e-07 |  | 0 |  | 2.5919e-05 |  | 0 |  | 0.00061691 |  | 0 |  | 2.4037e-06 |  | 0.00028288 |  | 0 |  | 0.0021602
| 3.2254e-05 |  | 0.04507 |  | 0.0017966 |  | 0.00035319 |  | 0.00013042 |  | 0 |  | 0 |  | 5.9355e-05 |  | 0 |  | 0 |  | 4.9344e-07 |  | 2.384e-05 |  | 0 |  | 7.6118e-07 |  | 0 |  | 3.6128e-05 |  | 0 |  | 0.000756 |  | 0 |  | 2.938e-06 |  | 0.00029648 |  | 0 |  | 0.001961
| 3.3267e-05 |  | 0.048841 |  | 0.0016167 |  | 0.00032898 |  | 0.0004927 |  | 0 |  | 0 |  | 0.0002656 |  | 0 |  | 0 |  | 4.9358e-07 |  | -0.00011037 |  | 0 |  | 7.7243e-07 |  | 0 |  | 3.6136e-05 |  | 0 |  | 0.00063612 |  | 0 |  | 1.3354e-06 |  | 0.00031007 |  | 0 |  | 0.0018791
| 3.3267e-05 |  | 0.053219 |  | 0.0015586 |  | 0.0004001 |  | 0.0010108 |  | 0 |  | 0 |  | 0.00010759 |  | 0 |  | 0 |  | 1.2498e-06 |  | 4.8872e-05 |  | 0 |  | 7.95e-07 |  | 0 |  | 3.0765e-05 |  | 0 |  | 0.00046753 |  | 0 |  | 8.0131e-07 |  | 0.00031329 |  | 0 |  | 0.0019225
| 0 |  | 0.057612 |  | 0.0015473 |  | 0.00037875 |  | 0.00056281 |  | 0 |  | 0 |  | -0.00021603 |  | 0 |  | 0 |  | 1.25e-06 |  | -0.0001923 |  | 0 |  | 7.1497e-07 |  | 0 |  | 3.0769e-05 |  | 0 |  | 0.00058985 |  | 0 |  | 4.0068e-06 |  | 0.00030851 |  | 0 |  | 0.0022517
| 0 |  | 0.062251 |  | 0.0014103 |  | 0.00037847 |  | 0.00018851 |  | 0 |  | 0 |  | -0.00025971 |  | 0 |  | 0 |  | 1e-06 |  | -0.00021576 |  | 0 |  | 5.8588e-07 |  | 0 |  | 3.5745e-05 |  | 0 |  | 0.00071937 |  | 0 |  | 4.5411e-06 |  | 0.00029894 |  | 0 |  | 0.0022785
| 0 |  | 0.067203 |  | 0.0013432 |  | 0.00045264 |  | -2.8447e-05 |  | 0 |  | 0 |  | -3.5415e-06 |  | 0 |  | 0 |  | 1e-06 |  | 0.00012516 |  | 0 |  | 5.6139e-07 |  | 0 |  | 3.5746e-05 |  | 0 |  | 0.00073376 |  | 0 |  | 1.3356e-06 |  | 0.00028775 |  | 0 |  | 0.0019794
| 0 |  | 0.072672 |  | 0.0013381 |  | 0.0005267 |  | -1.5683e-05 |  | 0 |  | 0 |  | 0.00023002 |  | 0 |  | 0 |  | 9.1332e-07 |  | -5.1256e-05 |  | 0 |  | 6.4022e-07 |  | 0 |  | 2.707e-05 |  | 0 |  | 0.00075778 |  | 0 |  | 8.0146e-07 |  | 0.00027817 |  | 0 |  | 0.0019143
| 7.5563e-05 |  | 0.078301 |  | 0.0013105 |  | 0.00051517 |  | 0.0003986 |  | 0 |  | 0 |  | 2.4792e-05 |  | 0 |  | 0 |  | 9.1332e-07 |  | -0.0002708 |  | 0 |  | 6.8259e-07 |  | 0 |  | 2.707e-05 |  | 0 |  | 0.00070742 |  | 0 |  | 8.0146e-07 |  | 0.00027498 |  | 0 |  | 0.0018886
| 7.5556e-05 |  | 0.084105 |  | 0.0012506 |  | 0.00050718 |  | 0.00041183 |  | 0 |  | 0 |  | -5.5649e-05 |  | 0 |  | 0 |  | 9.3666e-07 |  | -0.0001335 |  | 0 |  | 6.4822e-07 |  | 0 |  | 3.669e-05 |  | 0 |  | 0.00069072 |  | 0 |  | 1.3358e-06 |  | 0.00027581 |  | 0 |  | 0.0018845
| 8.5149e-05 |  | 0.09041 |  | 0.0012022 |  | 0.0006206 |  | 3.9571e-05 |  | 0 |  | 0 |  | 3.5415e-05 |  | 0 |  | 0 |  | 9.3666e-07 |  | -7.966e-06 |  | 0 |  | 6.2113e-07 |  | 0 |  | 3.6689e-05 |  | 0 |  | 0.00071711 |  | 0 |  | 1.3359e-06 |  | 0.00027741 |  | 0 |  | 0.0018186
| 8.5149e-05 |  | 0.0971 |  | 0.0012259 |  | 0.00065874 |  | 0.00024021 |  | 0 |  | 0 |  | 2.9681e-05 |  | 0 |  | 0 |  | 8.1342e-07 |  | -4.0529e-05 |  | 0 |  | 6.304e-07 |  | 0 |  | 5.4113e-05 |  | 0 |  | 0.00078426 |  | 0 |  | 8.0156e-07 |  | 0.00027981 |  | 0 |  | 0.0014965
| 5.5557e-05 |  | 0.10427 |  | 0.001125 |  | 0.00076156 |  | 0.00023441 |  | 0 |  | 0 |  | 4.2497e-05 |  | 0 |  | 0 |  | 8.1353e-07 |  | -9.3301e-05 |  | 0 |  | 6.5821e-07 |  | 0 |  | 5.4121e-05 |  | 0 |  | 0.00074038 |  | 0 |  | 8.0156e-07 |  | 0.00028624 |  | 0 |  | 0.001464
| 5.5552e-05 |  | 0.11184 |  | 0.0010161 |  | 0.00083277 |  | 0.0002126 |  | 0 |  | 0 |  | -0.00012985 |  | 0 |  | 0 |  | 1.3165e-06 |  | -0.0001943 |  | 0 |  | 6.9602e-07 |  | 0 |  | 2.0252e-05 |  | 0 |  | 0.00078676 |  | 0 |  | 8.0166e-07 |  | 0.00029104 |  | 0 |  | 0.001711
| 4.2385e-05 |  | 0.11962 |  | 0.00097611 |  | 0.00080336 |  | 0.00039326 |  | 0 |  | 0 |  | -0.00033642 |  | 0 |  | 0 |  | 1.3165e-06 |  | -0.00028446 |  | 0 |  | 7.4973e-07 |  | 0 |  | 2.0252e-05 |  | 0 |  | 0.00078441 |  | 0 |  | 2.4049e-06 |  | 0.00029345 |  | 0 |  | 0.0019201
| 4.2385e-05 |  | 0.12742 |  | 0.00099585 |  | 0.00088922 |  | 9.141e-05 |  | 0 |  | 0 |  | -0.00042294 |  | 0 |  | 0 |  | 1.2317e-06 |  | -0.00032661 |  | 0 |  | 7.6827e-07 |  | 0 |  | 3.4921e-05 |  | 0 |  | 0.00070605 |  | 0 |  | 2.405e-06 |  | 0.00028946 |  | 0 |  | 0.0018005
| 6.654e-05 |  | 0.13527 |  | 0.00091183 |  | 0.00097564 |  | 0.00020695 |  | 0 |  | 0 |  | -0.00019123 |  | 0 |  | 0 |  | 1.2319e-06 |  | -0.00012402 |  | 0 |  | 8.0072e-07 |  | 0 |  | 3.4925e-05 |  | 0 |  | 0.00073173 |  | 0 |  | 2.4052e-06 |  | 0.00028469 |  | 0 |  | 0.0016592
| 6.6534e-05 |  | 0.14286 |  | 0.0007206 |  | 0.0010038 |  | 0.00014524 |  | 0 |  | 0 |  | -3.71e-05 |  | 0 |  | 0 |  | 1.1809e-06 |  | -0.00023721 |  | 0 |  | 8.5312e-07 |  | 0 |  | 2.9548e-05 |  | 0 |  | 0.00071173 |  | 0 |  | 2.9398e-06 |  | 0.00028869 |  | 0 |  | 0.0015567
| 2.6174e-05 |  | 0.15027 |  | 0.00071446 |  | 0.00095109 |  | 0.00025059 |  | 0 |  | 0 |  | -2.968e-05 |  | 0 |  | 0 |  | 1.1807e-06 |  | -0.00031589 |  | 0 |  | 9.0752e-07 |  | 0 |  | 2.9544e-05 |  | 0 |  | 0.00072293 |  | 0 |  | 4.5433e-06 |  | 0.00029909 |  | 0 |  | 0.0016094
| 2.6172e-05 |  | 0.15799 |  | 0.00070312 |  | 0.00098104 |  | 0.00058064 |  | 0 |  | 0 |  | 0.00010978 |  | 0 |  | 0 |  | 8.255e-07 |  | -0.00012402 |  | 0 |  | 8.975e-07 |  | 0 |  | 2.0176e-05 |  | 0 |  | 0.00074381 |  | 0 |  | 4.5436e-06 |  | 0.00030552 |  | 0 |  | 0.0015548
| 6.4848e-05 |  | 0.16571 |  | 0.00067217 |  | 0.0010558 |  | 0.00051948 |  | 0 |  | 0 |  | 3.339e-05 |  | 0 |  | 0 |  | 8.255e-07 |  | -1.1928e-06 |  | 0 |  | 8.0955e-07 |  | 0 |  | 2.0176e-05 |  | 0 |  | 0.00070542 |  | 0 |  | 1.3364e-06 |  | 0.00030392 |  | 0 |  | 0.0014249
| 6.4843e-05 |  | 0.17328 |  | 0.00071327 |  | 0.0011965 |  | 0.00012491 |  | 0 |  | 0 |  | -0.00019123 |  | 0 |  | 0 |  | 1.2206e-06 |  | -0.00031859 |  | 0 |  | 7.0223e-07 |  | 0 |  | 4.3436e-05 |  | 0 |  | 0.00063104 |  | 0 |  | 8.0186e-07 |  | 0.00029673 |  | 0 |  | 0.0014174
| 6.8796e-05 |  | 0.1808 |  | 0.00070262 |  | 0.0013562 |  | 4.7425e-05 |  | 0 |  | 0 |  | -0.00017808 |  | 0 |  | 0 |  | 1.2208e-06 |  | -0.00070209 |  | 0 |  | 5.9756e-07 |  | 0 |  | 4.3442e-05 |  | 0 |  | 0.00058473 |  | 0 |  | 8.0191e-07 |  | 0.00028796 |  | 0 |  | 0.0014375
| 6.879e-05 |  | 0.1876 |  | 0.0005599 |  | 0.0014563 |  | 0.00020973 |  | 0 |  | 0 |  | 3.8951e-05 |  | 0 |  | 0 |  | 1.1855e-06 |  | -0.00030493 |  | 0 |  | 5.6779e-07 |  | 0 |  | 3.746e-05 |  | 0 |  | 0.00065672 |  | 0 |  | 1.3365e-06 |  | 0.00028476 |  | 0 |  | 0.0013341
| 3.3267e-05 |  | 0.19356 |  | 0.00043759 |  | 0.0015801 |  | 0.00043225 |  | 0 |  | 0 |  | -9.2761e-05 |  | 0 |  | 0 |  | 1.1857e-06 |  | -0.00026939 |  | 0 |  | 5.6917e-07 |  | 0 |  | 3.7464e-05 |  | 0 |  | 0.00063836 |  | 0 |  | 1.3366e-06 |  | 0.00027998 |  | 0 |  | 0.0014237
| 3.3264e-05 |  | 0.19923 |  | 0.00043078 |  | 0.0015374 |  | 0.00036611 |  | 0 |  | 0 |  | 3.5314e-06 |  | 0 |  | 0 |  | 1.2154e-06 |  | -0.00040393 |  | 0 |  | 5.5724e-07 |  | 0 |  | 3.9933e-05 |  | 0 |  | 0.0006704 |  | 0 |  | 8.0196e-07 |  | 0.0002792 |  | 0 |  | 0.0015195
| 4.2385e-05 |  | 0.20429 |  | 0.00046296 |  | 0.001606 |  | 0.00014897 |  | 0 |  | 0 |  | 0.00010388 |  | 0 |  | 0 |  | 1.2155e-06 |  | -0.00011205 |  | 0 |  | 5.8507e-07 |  | 0 |  | 3.9939e-05 |  | 0 |  | 0.0007168 |  | 0 |  | 8.0201e-07 |  | 0.000284 |  | 0 |  | 0.0014622
| 4.2382e-05 |  | 0.20811 |  | 0.00045954 |  | 0.0018376 |  | 0.00028745 |  | 0 |  | 0 |  | -0.00026206 |  | 0 |  | 0 |  | 1.1095e-06 |  | 5.3478e-05 |  | 0 |  | 6.4476e-07 |  | 0 |  | 4.1462e-05 |  | 0 |  | 0.00070564 |  | 0 |  | 1.3368e-06 |  | 0.00029202 |  | 0 |  | 0.001481
| 0 |  | 0.2112 |  | 0.00042965 |  | 0.0020718 |  | 0.00039723 |  | 0 |  | 0 |  | -0.00020405 |  | 0 |  | 0 |  | 1.1097e-06 |  | -6.9136e-05 |  | 0 |  | 7.0314e-07 |  | 0 |  | 4.147e-05 |  | 0 |  | 0.00074565 |  | 0 |  | 5.3471e-07 |  | 0.00029602 |  | 0 |  | 0.0014746
| 0 |  | 0.21303 |  | 0.00040939 |  | 0.0021872 |  | 0.00033789 |  | 0 |  | 0 |  | -0.0001855 |  | 0 |  | 0 |  | 7.2792e-07 |  | 2.0265e-05 |  | 0 |  | 6.753e-07 |  | 0 |  | 2.0042e-05 |  | 0 |  | 0.00083296 |  | 0 |  | 0 |  | 0.00028965 |  | 0 |  | 0.0013291
| 3.3264e-05 |  | 0.21416 |  | 0.00039639 |  | 0.0021733 |  | 0.00029642 |  | 0 |  | 0 |  | -2.1248e-05 |  | 0 |  | 0 |  | 7.2802e-07 |  | 1.5931e-05 |  | 0 |  | 5.918e-07 |  | 0 |  | 2.0045e-05 |  | 0 |  | 0.00085216 |  | 0 |  | 8.0216e-07 |  | 0.00028805 |  | 0 |  | 0.0013649
| 3.3264e-05 |  | 0.21504 |  | 0.00031594 |  | 0.0022968 |  | 0.00028708 |  | 0 |  | 0 |  | 7.7911e-05 |  | 0 |  | 0 |  | 1.0317e-06 |  | -0.00021218 |  | 0 |  | 5.9716e-07 |  | 0 |  | 2.6499e-05 |  | 0 |  | 0.000785 |  | 0 |  | 2.9413e-06 |  | 0.00029527 |  | 0 |  | 0.0013482
| 2.8708e-06 |  | 0.215 |  | 0.00028101 |  | 0.0025686 |  | 0.00026217 |  | 0 |  | 0 |  | -3.5414e-06 |  | 0 |  | 0 |  | 1.0318e-06 |  | -0.00033907 |  | 0 |  | 6.4228e-07 |  | 0 |  | 2.6501e-05 |  | 0 |  | 0.00072898 |  | 0 |  | 2.9415e-06 |  | 0.00030168 |  | 0 |  | 0.0012937
| 2.8706e-06 |  | 0.21418 |  | 0.00029546 |  | 0.00277 |  | 0.00018362 |  | 0 |  | 0 |  | 8.904e-05 |  | 0 |  | 0 |  | 1.3119e-06 |  | -0.00018 |  | 0 |  | 7.205e-07 |  | 0 |  | 4.4203e-05 |  | 0 |  | 0.00070902 |  | 0 |  | 8.0221e-07 |  | 0.00029449 |  | 0 |  | 0.0012705
| 0.00010037 |  | 0.21284 |  | 0.00028136 |  | 0.0029162 |  | 0.00035484 |  | 0 |  | 0 |  | 5.6661e-05 |  | 0 |  | 0 |  | 1.3119e-06 |  | 6.3717e-05 |  | 0 |  | 7.4635e-07 |  | 0 |  | 4.4201e-05 |  | 0 |  | 0.00071147 |  | 0 |  | 0 |  | 0.00028331 |  | 0 |  | 0.0011141
| 0.00010037 |  | 0.211 |  | 0.00030899 |  | 0.0031561 |  | 0.00034195 |  | 0 |  | 0 |  | 0.00010017 |  | 0 |  | 0 |  | 9.4301e-07 |  | -0.00013709 |  | 0 |  | 7.252e-07 |  | 0 |  | 3.306e-05 |  | 0 |  | 0.00055384 |  | 0 |  | 5.3488e-07 |  | 0.00028092 |  | 0 |  | 0.0010958
| 0 |  | 0.20799 |  | 0.00024755 |  | 0.0033072 |  | 0.00015005 |  | 0 |  | 0 |  | 0.0001484 |  | 0 |  | 0 |  | 9.4315e-07 |  | -8.3497e-06 |  | 0 |  | 6.7157e-07 |  | 0 |  | 3.3066e-05 |  | 0 |  | 0.00056105 |  | 0 |  | 2.9418e-06 |  | 0.00029053 |  | 0 |  | 0.0011761
| 2.3338e-05 |  | 0.20375 |  | 0.00020445 |  | 0.0034988 |  | 0.00034784 |  | 0 |  | 0 |  | 6.3745e-05 |  | 0 |  | 0 |  | 7.5266e-07 |  | 0.00025146 |  | 0 |  | 5.708e-07 |  | 0 |  | 3.3895e-05 |  | 0 |  | 0.00076838 |  | 0 |  | 2.942e-06 |  | 0.00030015 |  | 0 |  | 0.0011991
| 4.8497e-05 |  | 0.19879 |  | 0.00021629 |  | 0.0037399 |  | 0.00030187 |  | 0 |  | 0 |  | -0.00021889 |  | 0 |  | 0 |  | 7.5266e-07 |  | 0.00017046 |  | 0 |  | 5.1975e-07 |  | 0 |  | 3.3893e-05 |  | 0 |  | 0.00078124 |  | 0 |  | 2.9422e-06 |  | 0.00029617 |  | 0 |  | 0.0011968
| 2.5159e-05 |  | 0.19361 |  | 0.00022328 |  | 0.0039628 |  | 6.1418e-05 |  | 0 |  | 0 |  | -0.00018769 |  | 0 |  | 0 |  | 9.8914e-07 |  | -2.5032e-05 |  | 0 |  | 5.0786e-07 |  | 0 |  | 2.252e-05 |  | 0 |  | 0.00074282 |  | 0 |  | 4.547e-06 |  | 0.00028736 |  | 0 |  | 0.0011487
| 2.0093e-05 |  | 0.18919 |  | 0.00023682 |  | 0.0042975 |  | 0.00029989 |  | 0 |  | 0 |  | 0.00018179 |  | 0 |  | 0 |  | 9.8928e-07 |  | -0.00024078 |  | 0 |  | 5.4504e-07 |  | 0 |  | 2.2522e-05 |  | 0 |  | 0.00071725 |  | 0 |  | 4.547e-06 |  | 0.00028098 |  | 0 |  | 0.001136
| 2.0093e-05 |  | 0.18557 |  | 0.00023287 |  | 0.0046306 |  | 0.00038121 |  | 0 |  | 0 |  | 0.00010624 |  | 0 |  | 0 |  | 5.5902e-07 |  | -0.00015474 |  | 0 |  | 5.7421e-07 |  | 0 |  | 2.906e-05 |  | 0 |  | 0.00075252 |  | 0 |  | 2.4076e-06 |  | 0.00028179 |  | 0 |  | 0.0010788
| 0 |  | 0.18156 |  | 0.00024642 |  | 0.0049906 |  | 0.00025741 |  | 0 |  | 0 |  | -0.00035245 |  | 0 |  | 0 |  | 5.5902e-07 |  | -0.00012278 |  | 0 |  | 5.9875e-07 |  | 0 |  | 2.9059e-05 |  | 0 |  | 0.00074131 |  | 0 |  | 8.0251e-07 |  | 0.00028179 |  | 0 |  | 0.0011463
| 0 |  | 0.1772 |  | 0.00020415 |  | 0.0052718 |  | 0.00015035 |  | 0 |  | 0 |  | -0.00038584 |  | 0 |  | 0 |  | 1.1973e-06 |  | -0.00014423 |  | 0 |  | 6.1869e-07 |  | 0 |  | 2.4532e-05 |  | 0 |  | 0.0006669 |  | 0 |  | 1.3375e-06 |  | 0.00028021 |  | 0 |  | 0.0012244
| 2.3132e-05 |  | 0.17214 |  | 0.0001489 |  | 0.0055391 |  | 0.00014114 |  | 0 |  | 0 |  | -0.00017353 |  | 0 |  | 0 |  | 1.1975e-06 |  | -0.00018547 |  | 0 |  | 6.0615e-07 |  | 0 |  | 2.4535e-05 |  | 0 |  | 0.00067415 |  | 0 |  | 2.9427e-06 |  | 0.00028743 |  | 0 |  | 0.0011865
| 2.3132e-05 |  | 0.16594 |  | 0.0001489 |  | 0.0058935 |  | 0.00020783 |  | 0 |  | 0 |  | 2.2258e-05 |  | 0 |  | 0 |  | 1.4027e-06 |  | -0.00012636 |  | 0 |  | 5.7365e-07 |  | 0 |  | 5.3208e-05 |  | 0 |  | 0.00070382 |  | 0 |  | 2.9429e-06 |  | 0.00029546 |  | 0 |  | 0.0011421
| 4.8965e-06 |  | 0.15967 |  | 0.00012634 |  | 0.0063317 |  | 0.00038884 |  | 0 |  | 0 |  | 0.00012749 |  | 0 |  | 0 |  | 1.823e-06 |  | -0.00034932 |  | 0 |  | 5.4646e-07 |  | 0 |  | 5.3225e-05 |  | 0 |  | 0.00070221 |  | 0 |  | 1.3378e-06 |  | 0.00029546 |  | 0 |  | 0.001196
| 4.8965e-06 |  | 0.15356 |  | 0.00011164 |  | 0.0066626 |  | 0.00052574 |  | 0 |  | 0 |  | 0.00015581 |  | 0 |  | 0 |  | 1.2167e-06 |  | -0.00035165 |  | 0 |  | 4.9544e-07 |  | 0 |  | 2.925e-05 |  | 0 |  | 0.00076151 |  | 0 |  | 8.0266e-07 |  | 0.00028987 |  | 0 |  | 0.0012615
| 5.5552e-05 |  | 0.14793 |  | 0.00013758 |  | 0.0069542 |  | 0.00025056 |  | 0 |  | 0 |  | 0.00012984 |  | 0 |  | 0 |  | 7.967e-07 |  | -2.98e-05 |  | 0 |  | 4.663e-07 |  | 0 |  | 2.925e-05 |  | 0 |  | 0.00080235 |  | 0 |  | 8.0266e-07 |  | 0.00028747 |  | 0 |  | 0.0012093
| 5.5552e-05 |  | 0.14282 |  | 0.00016208 |  | 0.0074421 |  | 0.00027595 |  | 0 |  | 0 |  | -7.083e-06 |  | 0 |  | 0 |  | 1.0442e-06 |  | 2.2758e-06 |  | 0 |  | 5.0212e-07 |  | 0 |  | 3.6151e-05 |  | 0 |  | 0.0008473 |  | 0 |  | 8.0271e-07 |  | 0.0002867 |  | 0 |  | 0.0010692
| 2.2119e-05 |  | 0.13753 |  | 0.0001446 |  | 0.0079561 |  | 0.00047929 |  | 0 |  | 0 |  | -0.00015211 |  | 0 |  | 0 |  | 1.0442e-06 |  | 0.00016688 |  | 0 |  | 5.8702e-07 |  | 0 |  | 3.6149e-05 |  | 0 |  | 0.00068553 |  | 0 |  | 4.0138e-06 |  | 0.0002835 |  | 0 |  | 0.0012014
| 2.2119e-05 |  | 0.13257 |  | 0.00012892 |  | 0.0085056 |  | 0.00041422 |  | 0 |  | 0 |  | -0.00020186 |  | 0 |  | 0 |  | 1.053e-06 |  | 5.6888e-06 |  | 0 |  | 6.9254e-07 |  | 0 |  | 2.7097e-05 |  | 0 |  | 0.00048451 |  | 0 |  | 4.0141e-06 |  | 0.0002811 |  | 0 |  | 0.0012201
| 8.1758e-05 |  | 0.12793 |  | 0.00015147 |  | 0.0089866 |  | 0.00024951 |  | 0 |  | 0 |  | -0.00014098 |  | 0 |  | 0 |  | 1.053e-06 |  | -0.00019787 |  | 0 |  | 6.7536e-07 |  | 0 |  | 2.7097e-05 |  | 0 |  | 0.00056227 |  | 0 |  | 0 |  | 0.00028193 |  | 0 |  | 0.001102
| 8.1758e-05 |  | 0.12312 |  | 0.00014265 |  | 0.0094949 |  | 0.00023688 |  | 0 |  | 0 |  | -0.0002968 |  | 0 |  | 0 |  | 5.3087e-07 |  | -2.2647e-05 |  | 0 |  | 5.7314e-07 |  | 0 |  | 4.9827e-05 |  | 0 |  | 0.00070323 |  | 0 |  | 0 |  | 0.00028193 |  | 0 |  | 0.001199
| 1.5028e-05 |  | 0.11858 |  | 9.3599e-05 |  | 0.010128 |  | 0.0003356 |  | 0 |  | 0 |  | -0.00025852 |  | 0 |  | 0 |  | 5.3102e-07 |  | 5.3478e-05 |  | 0 |  | 4.8832e-07 |  | 0 |  | 4.9841e-05 |  | 0 |  | 0.00066483 |  | 0 |  | 2.4086e-06 |  | 0.00028436 |  | 0 |  | 0.0011615
| 1.5028e-05 |  | 0.11409 |  | 9.7519e-05 |  | 0.010717 |  | 0.00023724 |  | 0 |  | 0 |  | -4.081e-05 |  | 0 |  | 0 |  | 1.6029e-06 |  | -7.9864e-05 |  | 0 |  | 5.0092e-07 |  | 0 |  | 2.5607e-05 |  | 0 |  | 0.00056631 |  | 0 |  | 2.4088e-06 |  | 0.00029477 |  | 0 |  | 0.0011424
| 1.7054e-05 |  | 0.10962 |  | 0.00010767 |  | 0.011467 |  | 0.00029539 |  | 0 |  | 0 |  | -4.6038e-05 |  | 0 |  | 0 |  | 1.6031e-06 |  | -0.00031517 |  | 0 |  | 5.4538e-07 |  | 0 |  | 2.561e-05 |  | 0 |  | 0.00074097 |  | 0 |  | 4.0146e-06 |  | 0.00029799 |  | 0 |  | 0.0012429
| 1.7054e-05 |  | 0.10501 |  | 0.00010375 |  | 0.012278 |  | 0.00032411 |  | 0 |  | 0 |  | -0.0002226 |  | 0 |  | 0 |  | 1.1562e-06 |  | -0.00025866 |  | 0 |  | 5.3879e-07 |  | 0 |  | 3.0717e-05 |  | 0 |  | 0.00069696 |  | 0 |  | 4.5501e-06 |  | 0.0002916 |  | 0 |  | 0.0012253
| 0 |  | 0.1006 |  | 0.00012123 |  | 0.013062 |  | 0.00026437 |  | 0 |  | 0 |  | -0.00041553 |  | 0 |  | 0 |  | 1.1562e-06 |  | 2.0265e-05 |  | 0 |  | 5.8529e-07 |  | 0 |  | 3.0717e-05 |  | 0 |  | 0.00059125 |  | 0 |  | 1.3384e-06 |  | 0.0002804 |  | 0 |  | 0.001147
| 0 |  | 0.09664 |  | 0.00012122 |  | 0.013767 |  | 0.00029143 |  | 0 |  | 0 |  | -0.00017353 |  | 0 |  | 0 |  | 4.6915e-07 |  | -8.9888e-05 |  | 0 |  | 6.5961e-07 |  | 0 |  | 1.8943e-05 |  | 0 |  | 0.00065294 |  | 0 |  | 8.0306e-07 |  | 0.00027479 |  | 0 |  | 0.0010241
| 7.8939e-05 |  | 0.092369 |  | 0.0001201 |  | 0.014642 |  | 0.00039714 |  | 0 |  | 0 |  | 0.00019292 |  | 0 |  | 0 |  | 4.6922e-07 |  | -8.344e-05 |  | 0 |  | 6.8615e-07 |  | 0 |  | 1.8945e-05 |  | 0 |  | 0.00075072 |  | 0 |  | 8.0306e-07 |  | 0.00027161 |  | 0 |  | 0.0010617
| 7.8939e-05 |  | 0.088582 |  | 0.0001201 |  | 0.015785 |  | 0.00039662 |  | 0 |  | 0 |  | 6.3745e-05 |  | 0 |  | 0 |  | 1.4233e-06 |  | 0.00022415 |  | 0 |  | 6.3976e-07 |  | 0 |  | 3.3813e-05 |  | 0 |  | 0.00076675 |  | 0 |  | 1.3384e-06 |  | 0.000266 |  | 0 |  | 0.0011855
| 1.8576e-06 |  | 0.085389 |  | 7.4428e-05 |  | 0.01679 |  | 0.00042505 |  | 0 |  | 0 |  | -0.00016325 |  | 0 |  | 0 |  | 1.4233e-06 |  | 0.00028131 |  | 0 |  | 6.4446e-07 |  | 0 |  | 3.3813e-05 |  | 0 |  | 0.00072758 |  | 0 |  | 1.3385e-06 |  | 0.00027164 |  | 0 |  | 0.0011746
| 1.8576e-06 |  | 0.08182 |  | 7.4428e-05 |  | 0.017807 |  | 0.00054354 |  | 0 |  | 0 |  | -8.9045e-05 |  | 0 |  | 0 |  | 9.4932e-07 |  | 4.172e-05 |  | 0 |  | 6.7095e-07 |  | 0 |  | 3.8541e-05 |  | 0 |  | 0.00064825 |  | 0 |  | 8.0316e-07 |  | 0.00028446 |  | 0 |  | 0.0012585
| 7.1609e-05 |  | 0.078389 |  | 0.00016634 |  | 0.019023 |  | 0.00054324 |  | 0 |  | 0 |  | 0.00015936 |  | 0 |  | 0 |  | 9.4945e-07 |  | -1.1378e-05 |  | 0 |  | 6.631e-07 |  | 0 |  | 3.8544e-05 |  | 0 |  | 0.0005577 |  | 0 |  | 8.0321e-07 |  | 0.00029087 |  | 0 |  | 0.0011927
| 7.1609e-05 |  | 0.075343 |  | 0.00016634 |  | 0.020322 |  | 0.00059239 |  | 0 |  | 0 |  | 0.00024115 |  | 0 |  | 0 |  | 1.7406e-06 |  | 3.0991e-05 |  | 0 |  | 6.2925e-07 |  | 0 |  | 4.8774e-05 |  | 0 |  | 0.00061467 |  | 0 |  | 1.3387e-06 |  | 0.00029091 |  | 0 |  | 0.001094
| 8.0067e-05 |  | 0.071999 |  | 9.5855e-05 |  | 0.02158 |  | 0.00035396 |  | 0 |  | 0 |  | 6.0206e-05 |  | 0 |  | 0 |  | 1.7406e-06 |  | 0.00035386 |  | 0 |  | 5.8146e-07 |  | 0 |  | 4.8774e-05 |  | 0 |  | 0.00075572 |  | 0 |  | 4.5516e-06 |  | 0.0002869 |  | 0 |  | 0.0011745
| 8.0067e-05 |  | 0.068916 |  | 9.5854e-05 |  | 0.022846 |  | 0.00015838 |  | 0 |  | 0 |  | -0.00010388 |  | 0 |  | 0 |  | 1.0596e-06 |  | 0.00037072 |  | 0 |  | 6.3395e-07 |  | 0 |  | 3.3526e-05 |  | 0 |  | 0.00073012 |  | 0 |  | 4.0166e-06 |  | 0.00028852 |  | 0 |  | 0.0012026
| 1.8065e-05 |  | 0.065983 |  | 0.00014377 |  | 0.024375 |  | 0.00034454 |  | 0 |  | 0 |  | -0.00013356 |  | 0 |  | 0 |  | 1.0598e-06 |  | -9.4175e-05 |  | 0 |  | 6.7119e-07 |  | 0 |  | 3.3532e-05 |  | 0 |  | 0.00062032 |  | 0 |  | 8.0326e-07 |  | 0.00029012 |  | 0 |  | 0.0011598
| 1.8067e-05 |  | 0.063333 |  | 0.00014378 |  | 0.026113 |  | 0.00039848 |  | 0 |  | 0 |  | -1.0625e-05 |  | 0 |  | 0 |  | 1.4318e-06 |  | -0.00011038 |  | 0 |  | 6.7511e-07 |  | 0 |  | 2.5301e-05 |  | 0 |  | 0.00070933 |  | 0 |  | 1.3389e-06 |  | 0.00029014 |  | 0 |  | 0.0011027
| 3.8329e-05 |  | 0.061201 |  | 5.864e-05 |  | 0.027922 |  | 0.00046861 |  | 0 |  | 0 |  | 0.00012614 |  | 0 |  | 0 |  | 1.432e-06 |  | -0.00017285 |  | 0 |  | 6.407e-07 |  | 0 |  | 2.5304e-05 |  | 0 |  | 0.00077991 |  | 0 |  | 5.3558e-07 |  | 0.00029016 |  | 0 |  | 0.0011826
| 3.8329e-05 |  | 0.059009 |  | 5.864e-05 |  | 0.029801 |  | 0.00049686 |  | 0 |  | 0 |  | 8.4994e-05 |  | 0 |  | 0 |  | 1.192e-06 |  | -0.00023326 |  | 0 |  | 5.9622e-07 |  | 0 |  | 1.5247e-05 |  | 0 |  | 0.00067651 |  | 0 |  | 5.3561e-07 |  | 0.00028535 |  | 0 |  | 0.0011808
| 4.1369e-05 |  | 0.056845 |  | 5.7513e-05 |  | 0.031831 |  | 0.00050821 |  | 0 |  | 0 |  | -1.8549e-05 |  | 0 |  | 0 |  | 1.1922e-06 |  | -0.00014781 |  | 0 |  | 5.8294e-07 |  | 0 |  | 1.5248e-05 |  | 0 |  | 0.00063411 |  | 0 |  | 2.9459e-06 |  | 0.00028218 |  | 0 |  | 0.0011603
| 4.1369e-05 |  | 0.054408 |  | 5.7513e-05 |  | 0.033891 |  | 0.00059538 |  | 0 |  | 0 |  | -0.00011872 |  | 0 |  | 0 |  | 1.3971e-06 |  | -4.0528e-05 |  | 0 |  | 5.3319e-07 |  | 0 |  | 4.7015e-05 |  | 0 |  | 0.0005836 |  | 0 |  | 2.946e-06 |  | 0.00028138 |  | 0 |  | 0.001071
| 6.879e-05 |  | 0.052436 |  | 9.7546e-05 |  | 0.036073 |  | 0.00041426 |  | 0 |  | 0 |  | -1.4166e-05 |  | 0 |  | 0 |  | 1.3973e-06 |  | 0.00010809 |  | 0 |  | 5.405e-07 |  | 0 |  | 4.702e-05 |  | 0 |  | 0.00061166 |  | 0 |  | 5.3564e-07 |  | 0.00028699 |  | 0 |  | 0.00096532
| 6.8784e-05 |  | 0.050921 |  | 9.7537e-05 |  | 0.038662 |  | 0.00050583 |  | 0 |  | 0 |  | -6.3071e-05 |  | 0 |  | 0 |  | 1.5613e-06 |  | -6.1985e-05 |  | 0 |  | 6.0097e-07 |  | 0 |  | 3.819e-05 |  | 0 |  | 0.00084259 |  | 0 |  | 5.3571e-07 |  | 0.00028701 |  | 0 |  | 0.00099799
| 2.3132e-05 |  | 0.049187 |  | 9.7546e-05 |  | 0.041214 |  | 0.00063165 |  | 0 |  | 0 |  | -0.0001484 |  | 0 |  | 0 |  | 1.5613e-06 |  | -0.00029442 |  | 0 |  | 6.8803e-07 |  | 0 |  | 3.8191e-05 |  | 0 |  | 0.00089796 |  | 0 |  | 5.3568e-07 |  | 0.00028462 |  | 0 |  | 0.0010556
| 2.3132e-05 |  | 0.047465 |  | 9.7546e-05 |  | 0.043957 |  | 0.00072196 |  | 0 |  | 0 |  | -0.00015582 |  | 0 |  | 0 |  | 1.6229e-06 |  | -7.9647e-05 |  | 0 |  | 6.8465e-07 |  | 0 |  | 3.1303e-05 |  | 0 |  | 0.00085632 |  | 0 |  | 5.3574e-07 |  | 0.00028063 |  | 0 |  | 0.0011011
| 8.2886e-05 |  | 0.046022 |  | 7.2173e-05 |  | 0.047072 |  | 0.00088176 |  | 0 |  | 0 |  | -0.00018179 |  | 0 |  | 0 |  | 1.6231e-06 |  | -1.5496e-05 |  | 0 |  | 6.2233e-07 |  | 0 |  | 3.1309e-05 |  | 0 |  | 0.00082746 |  | 0 |  | 2.9466e-06 |  | 0.00028304 |  | 0 |  | 0.0010735
| 8.2886e-05 |  | 0.044557 |  | 7.2173e-05 |  | 0.050034 |  | 0.00063296 |  | 0 |  | 0 |  | 7.4203e-06 |  | 0 |  | 0 |  | 8.4291e-07 |  | -0.00012278 |  | 0 |  | 5.6986e-07 |  | 0 |  | 1.8805e-05 |  | 0 |  | 0.00078902 |  | 0 |  | 4.5538e-06 |  | 0.00028145 |  | 0 |  | 0.00099139
| 2.6172e-05 |  | 0.043329 |  | 6.8226e-05 |  | 0.05361 |  | 0.0006564 |  | 0 |  | 0 |  | -9.2069e-05 |  | 0 |  | 0 |  | 8.4303e-07 |  | -0.0004995 |  | 0 |  | 5.2869e-07 |  | 0 |  | 1.8808e-05 |  | 0 |  | 0.00075699 |  | 0 |  | 2.9468e-06 |  | 0.00027746 |  | 0 |  | 0.00099596
| 2.6172e-05 |  | 0.04212 |  | 6.8226e-05 |  | 0.057786 |  | 0.00077316 |  | 0 |  | 0.00051499 |  | -0.00017065 |  | 0.0010656 |  | 0.00061089 |  | 0.00062527 |  | -0.00060195 |  | 0.00046639 |  | 5.0548e-07 |  | 0.0004694 |  | 2.4855e-05 |  | 0 |  | 0.00081794 |  | 0 |  | 8.0371e-07 |  | 0.00027425 |  | 0 |  | 0.0010294
| 2.313e-05 |  | 0.040586 |  | 6.4273e-05 |  | 0.06085 |  | 0.00080741 |  | 0 |  | 0.00051503 |  | -4.6038e-05 |  | 0.001257 |  | 0.00061094 |  | 0.00062527 |  | -0.00021961 |  | 0.00046642 |  | 4.9884e-07 |  | 0.00046943 |  | 2.4854e-05 |  | 0 |  | 0.0007402 |  | 0 |  | 8.0376e-07 |  | 0.00027427 |  | 0 |  | 0.0010445
| 2.3132e-05 |  | 0.038976 |  | 6.4279e-05 |  | 0.063288 |  | 0.00081552 |  | 0 |  | 0.0004974 |  | 0.00012614 |  | 0.0010907 |  | 0.00080298 |  | 0.00044728 |  | 6.3171e-05 |  | 0.00016969 |  | 6.2111e-07 |  | 0.00037642 |  | 2.331e-05 |  | 0 |  | 0.0006424 |  | 0 |  | 8.0376e-07 |  | 0.00027589 |  | 0 |  | 0.001121
| 2.8198e-05 |  | 0.037191 |  | 5.6949e-05 |  | 0.066342 |  | 0.00075263 |  | 0 |  | 0.00049744 |  | 0.00023373 |  | 0.00089939 |  | 0.00080303 |  | 0.00044728 |  | -4.7683e-05 |  | 0.00016971 |  | 7.6062e-07 |  | 0.00037644 |  | 2.331e-05 |  | 0 |  | 0.00068491 |  | 0 |  | 8.0376e-07 |  | 0.00026787 |  | 0 |  | 0.0010395
| 2.8198e-05 |  | 0.036256 |  | 5.9889e-05 |  | 0.070393 |  | 0.00077256 |  | 0 |  | 0.00037141 |  | 0.00018416 |  | 0.00097835 |  | 0.00082476 |  | 0.00050872 |  | -0.00013427 |  | 0.00017464 |  | 8.2247e-07 |  | 0.000361 |  | 6.007e-06 |  | 0 |  | 0.0007844 |  | 0 |  | 8.0381e-07 |  | 0.00026869 |  | 0 |  | 0.00097742
| 4.2382e-05 |  | 0.03603 |  | 6.3836e-05 |  | 0.075682 |  | 0.00080009 |  | 0 |  | 0.00037144 |  | 7.0497e-05 |  | 0.0010386 |  | 0.00082482 |  | 0.00061234 |  | 0.00020264 |  | 0.00017465 |  | 7.8726e-07 |  | 0.00036102 |  | 6.0081e-06 |  | 0 |  | 0.00078044 |  | 0 |  | 8.0386e-07 |  | 0.00027271 |  | 0 |  | 0.0010054
| 4.2382e-05 |  | 0.035621 |  | 6.0896e-05 |  | 0.081388 |  | 0.00085254 |  | 0 |  | 0.00041916 |  | 3.71e-05 |  | 0.0010268 |  | 0.00058542 |  | 0.00044697 |  | 0.00013112 |  | 0.00021361 |  | 7.767e-07 |  | 0.00038757 |  | 1.9816e-05 |  | 0 |  | 0.00070268 |  | 0 |  | 1.3399e-06 |  | 0.00027915 |  | 0 |  | 0.00093124
| 3.3264e-05 |  | 0.035083 |  | 7.7247e-05 |  | 0.086866 |  | 0.00088857 |  | 0 |  | 0.00041919 |  | 0.00018061 |  | 0.0011775 |  | 0.00058546 |  | 0.00039654 |  | 9.1032e-06 |  | 0.00021363 |  | 7.4813e-07 |  | 0.00038759 |  | 1.9822e-05 |  | 0 |  | 0.00065696 |  | 0 |  | 1.3399e-06 |  | 0.00027995 |  | 0 |  | 0.0009172
| 3.3261e-05 |  | 0.034377 |  | 7.7241e-05 |  | 0.092555 |  | 0.0010329 |  | 0 |  | 0.00050419 |  | 0.0001484 |  | 0.00088887 |  | 0.00055734 |  | 0.00028705 |  | 0.00013828 |  | 0.00046346 |  | 6.6912e-07 |  | 8.9172e-05 |  | 6.1339e-06 |  | 0 |  | 0.00062973 |  | 0 |  | 1.3399e-06 |  | 0.00027836 |  | 0 |  | 0.00078044
| 0.0001263 |  | 0.033746 |  | 3.422e-05 |  | 0.098674 |  | 0.0010725 |  | 0 |  | 0.00050422 |  | 2.968e-05 |  | 0.00067804 |  | 0.00055737 |  | 0.00023403 |  | 0.00011682 |  | 0.00046349 |  | 6.0733e-07 |  | 8.9178e-05 |  | 6.1342e-06 |  | 0 |  | 0.00071717 |  | 0 |  | 2.9481e-06 |  | 0.00027596 |  | 0 |  | 0.00082003
| 0.0001263 |  | 0.033339 |  | 3.422e-05 |  | 0.10474 |  | 0.00095543 |  | 0 |  | 0.00042223 |  | 0.00011332 |  | 0.00078301 |  | 0.00046594 |  | 0.00052502 |  | -0.00016498 |  | 0.00035788 |  | 6.0738e-07 |  | 0.00048891 |  | 2.4552e-05 |  | 0 |  | 0.00072443 |  | 0 |  | 2.4119e-06 |  | 0.00027437 |  | 0 |  | 0.00097747
| 7.3864e-05 |  | 0.032754 |  | 0.00011615 |  | 0.111 |  | 0.0010102 |  | 0 |  | 0.00042226 |  | -2.5973e-05 |  | 0.00078308 |  | 0.00046598 |  | 0.00052517 |  | -0.00020145 |  | 0.0003579 |  | 7.2035e-07 |  | 0.00048894 |  | 2.4559e-05 |  | 0 |  | 0.0007686 |  | 0 |  | 0 |  | 0.00027519 |  | 0 |  | 0.0010187
| 7.3864e-05 |  | 0.032113 |  | 0.00011615 |  | 0.11789 |  | 0.0010905 |  | 0 |  | 0.00037963 |  | -0.00011872 |  | 0.00059599 |  | 0.00068805 |  | 0.00018934 |  | 3.0993e-05 |  | 0.00010107 |  | 8.294e-07 |  | 0.00017357 |  | 2.4067e-05 |  | 0 |  | 0.00088339 |  | 0 |  | 5.3604e-07 |  | 0.00027842 |  | 0 |  | 0.00099421
| 3.9342e-05 |  | 0.031643 |  | 8.7961e-05 |  | 0.12542 |  | 0.0012326 |  | 0 |  | 0.00037966 |  | -1.4165e-05 |  | 0.00059602 |  | 0.00068809 |  | 0.00018937 |  | -0.00012743 |  | 0.00010108 |  | 8.6795e-07 |  | 0.00017358 |  | 2.407e-05 |  | 0 |  | 0.00088499 |  | 0 |  | 1.3402e-06 |  | 0.00027842 |  | 0 |  | 0.00092358
| 3.9342e-05 |  | 0.031216 |  | 8.7961e-05 |  | 0.13307 |  | 0.0013265 |  | 0.0012928 |  | 0.00041837 |  | -3.71e-05 |  | 0.0007194 |  | 0.00099236 |  | 0.0003019 |  | -0.00025151 |  | 0.00040384 |  | 7.7763e-07 |  | 0.00053077 |  | 4.2701e-05 |  | 0.00064977 |  | 0.00075907 |  | -0.00010968 |  | 8.0411e-07 |  | 0.00027522 |  | 0.00070815 |  | 0.00086795
| 4.3394e-05 |  | 0.030729 |  | 6.3715e-05 |  | 0.13758 |  | 0.0013144 |  | 0.0017382 |  | 0.0004184 |  | -4.8231e-05 |  | 0.00071943 |  | 0.00099242 |  | 0.0003019 |  | 2.3839e-05 |  | 0.00040387 |  | 6.6465e-07 |  | 0.00053081 |  | 4.2701e-05 |  | -0.00026922 |  | 0.00067245 |  | -7.4089e-05 |  | 8.0416e-07 |  | 0.00027283 |  | 0.00015353 |  | 0.0007971
| 4.3394e-05 |  | 0.030376 |  | 6.3715e-05 |  | 0.13905 |  | 0.0012813 |  | 0.0017954 |  | 0.00026143 |  | 7.083e-06 |  | 0.00048039 |  | 0.00051685 |  | 0.00031723 |  | -6.5994e-05 |  | 0.00035899 |  | 6.0023e-07 |  | 0.00021893 |  | 3.3985e-05 |  | -0.00051145 |  | 0.00066122 |  | 0.0010193 |  | 8.0416e-07 |  | 0.00027685 |  | 0.0002487 |  | 0.0007605
| 8.9489e-06 |  | 0.030215 |  | 9.5855e-05 |  | 0.14367 |  | 0.001318 |  | 0.001864 |  | 0.00026145 |  | -2.968e-05 |  | 0.00048041 |  | 0.00051688 |  | 0.00031723 |  | -5.4831e-05 |  | 0.00035902 |  | 5.9425e-07 |  | 0.00021894 |  | 3.3985e-05 |  | -0.00010165 |  | 0.00067169 |  | 0.00031587 |  | 8.0421e-07 |  | 0.00028248 |  | 0.00055151 |  | 0.00074458
| 8.9489e-06 |  | 0.030162 |  | 9.5855e-05 |  | 0.15159 |  | 0.0013258 |  | 0.0020768 |  | 0.00050342 |  | 2.2261e-05 |  | 0.00052374 |  | 0.00049652 |  | 0.00027868 |  | 0.00011324 |  | 0.00023099 |  | 6.734e-07 |  | 0.00028469 |  | 2.4304e-05 |  | -7.5698e-05 |  | 0.00071984 |  | -0.0003236 |  | 8.0426e-07 |  | 0.00028489 |  | 0.00051366 |  | 0.0007506
| 2.4146e-05 |  | 0.030152 |  | 1.7599e-05 |  | 0.15827 |  | 0.0014408 |  | 0.002295 |  | 0.00050345 |  | 0.00024436 |  | 0.00052376 |  | 0.00049655 |  | 0.00027872 |  | -1.4791e-05 |  | 0.00023101 |  | 7.7445e-07 |  | 0.00028471 |  | 2.4308e-05 |  | -0.00016115 |  | 0.00062763 |  | -0.002098 |  | 2.4128e-06 |  | 0.00028492 |  | 0.00060675 |  | 0.00080469
| 2.4146e-05 |  | 0.030176 |  | 1.7599e-05 |  | 0.1624 |  | 0.0016298 |  | 0.0023933 |  | 0.00018564 |  | 8.162e-05 |  | 0.00076512 |  | 0.00051685 |  | 0.00047446 |  | -0.00015496 |  | 0.00040714 |  | 8.4092e-07 |  | 0.00026783 |  | 2.0641e-05 |  | 0.00010383 |  | 0.0006469 |  | -0.00090945 |  | 2.9492e-06 |  | 0.0002793 |  | 0.00038829 |  | 0.0008313
| 8.4404e-07 |  | 0.029835 |  | 6.146e-05 |  | 0.16351 |  | 0.0017851 |  | 0.0025838 |  | 0.00018566 |  | -0.00015953 |  | 0.00076519 |  | 0.00051689 |  | 0.00047445 |  | -0.00019787 |  | 0.00040717 |  | 8.3775e-07 |  | 0.00026785 |  | 2.0641e-05 |  | 0.00027041 |  | 0.00066857 |  | 0.0013751 |  | 2.9493e-06 |  | 0.00027369 |  | 0.00048304 |  | 0.00083457
| 8.4404e-07 |  | 0.029243 |  | 6.146e-05 |  | 0.16707 |  | 0.0019427 |  | 0.0026026 |  | 0.00027509 |  | -0.00016998 |  | 0.00040588 |  | 0.00048953 |  | 0.0002056 |  | 4.6653e-05 |  | 0.00020971 |  | 7.5191e-07 |  | 0.00022654 |  | 1.5173e-05 |  | -0.00016334 |  | 0.00057875 |  | -0.0006896 |  | 2.9493e-06 |  | 0.0002689 |  | 0.00033921 |  | 0.00080284
| 3.6303e-05 |  | 0.028833 |  | 8.4014e-05 |  | 0.17091 |  | 0.0019385 |  | 0.0028022 |  | 0.00027511 |  | 0.00014841 |  | 0.00040592 |  | 0.00048957 |  | 0.00020563 |  | 0.00034211 |  | 0.00020972 |  | 6.7485e-07 |  | 0.00022655 |  | 1.5175e-05 |  | -4.4356e-05 |  | 0.00067989 |  | -0.00084223 |  | 2.9495e-06 |  | 0.0002681 |  | 0.00023152 |  | 0.00080714
| 3.6303e-05 |  | 0.028185 |  | 8.4014e-05 |  | 0.1733 |  | 0.0019114 |  | 0.0028915 |  | 0.00026111 |  | 0.0002931 |  | 0.00042759 |  | 0.00031285 |  | 0.00018512 |  | 0.0001347 |  | 1.8123e-05 |  | 6.1972e-07 |  | 0.00023999 |  | 1.295e-05 |  | 0.00011901 |  | 0.00069514 |  | 6.2013e-05 |  | 2.4133e-06 |  | 0.00027292 |  | 0.00014389 |  | 0.00077309
| 4.3394e-05 |  | 0.027625 |  | 4.302e-05 |  | 0.17719 |  | 0.0020999 |  | 0.0030226 |  | 0.00026113 |  | -7.0816e-06 |  | 0.00042763 |  | 0.00031625 |  | 0.00018515 |  | 0.00010809 |  | 1.8124e-05 |  | 6.3635e-07 |  | 0.00024 |  | 1.2953e-05 |  | -0.00016662 |  | 0.00070165 |  | 0.00027839 |  | 8.0446e-07 |  | 0.00028098 |  | 0.00022763 |  | 0.0007775
| 4.3394e-05 |  | 0.027194 |  | 4.302e-05 |  | 0.18285 |  | 0.0022037 |  | 0.0031909 |  | 0.00035693 |  | 0.0001484 |  | 0.00047961 |  | 9.4643e-05 |  | 0.00031933 |  | 0.00018118 |  | 1.4106e-05 |  | 7.0556e-07 |  | 0.00026714 |  | 3.0426e-05 |  | -0.00028458 |  | 0.0006888 |  | 0.00076505 |  | 8.0446e-07 |  | 0.00028901 |  | 0.00020493 |  | 0.00070853
| 3.6303e-05 |  | 0.026638 |  | 0.00016803 |  | 0.18845 |  | 0.0022665 |  | 0.0033901 |  | 0.00035695 |  | 0.00020776 |  | 0.00047964 |  | 9.1268e-05 |  | 0.00031937 |  | -0.00024794 |  | 1.4107e-05 |  | 7.8935e-07 |  | 0.00026716 |  | 3.0431e-05 |  | -0.00016557 |  | 0.0006479 |  | 0.00066962 |  | 2.4137e-06 |  | 0.00028983 |  | 0.00014609 |  | 0.00065234
| 3.6303e-05 |  | 0.026218 |  | 0.00016803 |  | 0.19433 |  | 0.0024009 |  | 0.0036879 |  | 0.00028269 |  | 0 |  | 0.00044503 |  | 0.00029065 |  | 0.00035726 |  | -0.0002708 |  | 0.00025486 |  | 8.4189e-07 |  | 0.00031274 |  | 4.1003e-05 |  | -0.00025756 |  | 0.00066235 |  | 2.1862e-05 |  | 2.4136e-06 |  | 0.00028341 |  | 0.00027596 |  | 0.00070867
| 5.0486e-05 |  | 0.025935 |  | 9.4727e-05 |  | 0.19951 |  | 0.0024827 |  | 0.0039189 |  | 0.00028271 |  | -3.339e-05 |  | 0.00044507 |  | 0.00029067 |  | 0.00035731 |  | -0.0001049 |  | 0.00025488 |  | 8.1403e-07 |  | 0.00031277 |  | 4.1011e-05 |  | -0.00024027 |  | 0.00071458 |  | 0.00016885 |  | 8.0461e-07 |  | 0.00027299 |  | -7.035e-05 |  | 0.00070072
| 5.0486e-05 |  | 0.02548 |  | 9.4727e-05 |  | 0.20285 |  | 0.00263 |  | 0.0041827 |  | 0.0004549 |  | -1.8549e-05 |  | 0.00043643 |  | 0.00046288 |  | 0.00029605 |  | 5.9594e-05 |  | 7.5941e-05 |  | 7.1832e-07 |  | 0.00010488 |  | 2.5889e-05 |  | -0.00031821 |  | 0.00072587 |  | -0.00014849 |  | 1.341e-06 |  | 0.00026016 |  | -0.00017967 |  | 0.00065627
| 0 |  | 0.025001 |  | 9.6982e-05 |  | 0.20702 |  | 0.0028198 |  | 0.0045901 |  | 0.00045493 |  | -0.00013104 |  | 0.00043645 |  | 0.00055008 |  | 0.00040486 |  | 9.7847e-05 |  | 7.5946e-05 |  | 6.3917e-07 |  | 0.00010489 |  | 2.5893e-05 |  | -8.6596e-05 |  | 0.00067769 |  | -0.0015803 |  | 1.341e-06 |  | 0.00025855 |  | 0.00010933 |  | 0.00064868
| 0 |  | 0.024527 |  | 9.6982e-05 |  | 0.20983 |  | 0.0029871 |  | 0.0048099 |  | 0.00020691 |  | -0.00024487 |  | 0.00061845 |  | 0.00032382 |  | 0.00045126 |  | 0.00018118 |  | 0.00016776 |  | 6.1656e-07 |  | 0.00039101 |  | 3.7698e-05 |  | -8.4435e-05 |  | 0.00070584 |  | -0.00020745 |  | 1.3411e-06 |  | 0.00026499 |  | 0.00017428 |  | 0.00062502
| 4.8969e-06 |  | 0.023563 |  | 0.00014943 |  | 0.21096 |  | 0.0030896 |  | 0.0049094 |  | 0.00020693 |  | 6.307e-05 |  | 0.00062157 |  | 0.00023666 |  | 0.00034254 |  | 0.00026343 |  | 0.00016777 |  | 6.5054e-07 |  | 0.00039104 |  | 3.7701e-05 |  | -0.00014399 |  | 0.00076531 |  | 0.00050269 |  | 5.3648e-07 |  | 0.00027063 |  | 0.00019379 |  | 0.00064461
| 4.8965e-06 |  | 0.022985 |  | 0.00014942 |  | 0.21158 |  | 0.0032362 |  | 0.0052754 |  | 0.00011817 |  | 0.00019832 |  | 0.0004407 |  | 0.0003929 |  | 0.0002116 |  | -6.258e-05 |  | 5.2179e-05 |  | 7.0315e-07 |  | 0.00032803 |  | 4.7987e-05 |  | -5.6298e-05 |  | 0.00079668 |  | -0.0011874 |  | 0 |  | 0.00026663 |  | 0.00033887 |  | 0.00061258
| 0 |  | 0.022726 |  | 4.4975e-05 |  | 0.21273 |  | 0.0035002 |  | 0.0056688 |  | 0.00011817 |  | -0.00021889 |  | 0.00043765 |  | 0.00039292 |  | 0.0002116 |  | -0.0001943 |  | 5.2183e-05 |  | 7.1246e-07 |  | 0.00032805 |  | 4.7985e-05 |  | -0.00017757 |  | 0.00071717 |  | -0.00093093 |  | 8.0476e-07 |  | 0.00026583 |  | -3.7896e-05 |  | 0.00061577
| 0 |  | 0.022049 |  | 4.4975e-05 |  | 0.21478 |  | 0.0037282 |  | 0.0060244 |  | 0.00047576 |  | -0.00025599 |  | 0.0004637 |  | 0.00046895 |  | 0.00035233 |  | -0.00011205 |  | 0.00010864 |  | 7.6302e-07 |  | 0.00038785 |  | 3.8757e-05 |  | -0.00011369 |  | 0.00070436 |  | -0.00025247 |  | 8.0481e-07 |  | 0.00027709 |  | -9.9618e-05 |  | 0.00064089
| 4.2382e-05 |  | 0.021656 |  | 9.1908e-05 |  | 0.21384 |  | 0.0038588 |  | 0.0063763 |  | 0.00047579 |  | -4.081e-05 |  | 0.00046372 |  | 0.00046898 |  | 0.00035238 |  | 5.2448e-05 |  | 0.00010865 |  | 8.5623e-07 |  | 0.00038787 |  | 3.876e-05 |  | 2.599e-05 |  | 0.00077343 |  | -0.00039678 |  | 2.4145e-06 |  | 0.0002803 |  | -0.00092805 |  | 0.00061953
| 4.2385e-05 |  | 0.021373 |  | 9.1916e-05 |  | 0.20996 |  | 0.0040047 |  | 0.0065462 |  | 0.0002386 |  | -0.00018415 |  | 0.00032722 |  | 0.00025266 |  | 0.00025366 |  | 0.00038117 |  | 0.00020567 |  | 9.2284e-07 |  | 0.0003196 |  | 2.5549e-05 |  | -0.00014079 |  | 0.0007285 |  | -0.0004702 |  | 4.5609e-06 |  | 0.0002763 |  | 4.2237e-05 |  | 0.00056468
| 2.6172e-05 |  | 0.020888 |  | 9.7546e-05 |  | 0.20733 |  | 0.0043203 |  | 0.0069201 |  | 0.00023861 |  | -0.00014469 |  | 0.00032725 |  | 0.00025268 |  | 0.00025366 |  | 0.00056024 |  | 0.00020569 |  | 8.889e-07 |  | 0.00031962 |  | 2.5548e-05 |  | -0.00023286 |  | 0.00068678 |  | -0.00014551 |  | 6.1706e-06 |  | 0.0002715 |  | 0.0014755 |  | 0.00051552
| 2.6172e-05 |  | 0.020474 |  | 9.7546e-05 |  | 0.20602 |  | 0.004624 |  | 0.0072242 |  | 0.00012964 |  | -8.5331e-05 |  | 0.0004042 |  | 2.472e-05 |  | 0.0001492 |  | 0.00010609 |  | 0 |  | 7.9975e-07 |  | 0.0001075 |  | 1.3093e-05 |  | -0.00023828 |  | 0.00078804 |  | -0.00040774 |  | 4.5612e-06 |  | 0.00027152 |  | 0.00041954 |  | 0.00057216
| 2.5161e-05 |  | 0.020083 |  | 9.8683e-05 |  | 0.2011 |  | 0.0048329 |  | 0.0073861 |  | 0.00012964 |  | -0.00037539 |  | 0.00040424 |  | 2.4722e-05 |  | 0.0001492 |  | -7.9646e-06 |  | 0 |  | 7.1332e-07 |  | 0.00010751 |  | 1.3092e-05 |  | 3.4377e-05 |  | 0.00086435 |  | -0.00065906 |  | 1.3416e-06 |  | 0.00026911 |  | 4.3328e-05 |  | 0.00062278
| 2.5159e-05 |  | 0.019521 |  | 9.8674e-05 |  | 0.19499 |  | 0.0050919 |  | 0.007743 |  | 0.00026823 |  | -0.00034874 |  | 0.00037608 |  | 0.00048597 |  | 0.00024442 |  | -7.2709e-05 |  | 7.6939e-05 |  | 6.8537e-07 |  | 0.00012025 |  | 1.5072e-05 |  | 0.00019688 |  | 0.00092546 |  | -9.8896e-05 |  | 8.0496e-07 |  | 0.0002635 |  | 0.00029466 |  | 0.00060902
| 2.9211e-05 |  | 0.019055 |  | 1.5644e-05 |  | 0.19205 |  | 0.0054568 |  | 0.0082551 |  | 0.00026825 |  | 8.162e-05 |  | 0.0003761 |  | 0.00048601 |  | 0.00024442 |  | -0.00036952 |  | 7.6944e-05 |  | 6.8543e-07 |  | 0.00012026 |  | 1.5072e-05 |  | 7.1501e-05 |  | 0.00076158 |  | -0.00034035 |  | 8.0496e-07 |  | 0.00026511 |  | 0.00050592 |  | 0.00064359
| 2.9214e-05 |  | 0.018802 |  | 1.5645e-05 |  | 0.19126 |  | 0.0058053 |  | 0.0088712 |  | 0.00030804 |  | -5.6663e-05 |  | 0.00051379 |  | 0.00041484 |  | 0.00034687 |  | -0.00019912 |  | 0.0002067 |  | 7.4865e-07 |  | 0.00027069 |  | 2.9953e-05 |  | -3.9002e-05 |  | 0.00060496 |  | -0.00092787 |  | 1.3418e-06 |  | 0.00026994 |  | 0.00017226 |  | 0.00066935
| 6.146e-05 |  | 0.018481 |  | 1.1733e-05 |  | 0.18776 |  | 0.0060787 |  | 0.0093382 |  | 0.00030806 |  | -0.00032649 |  | 0.00051384 |  | 0.00041487 |  | 0.00047484 |  | -0.00020861 |  | 0.00020672 |  | 8.1194e-07 |  | 0.00027071 |  | 2.9954e-05 |  | 1.1919e-05 |  | 0.00064999 |  | 0.00011331 |  | 5.3671e-07 |  | 0.00027799 |  | 8.668e-06 |  | 0.00068871
| 6.146e-05 |  | 0.018058 |  | 1.1733e-05 |  | 0.18309 |  | 0.0063544 |  | 0.0096971 |  | 0.00024222 |  | -0.00021519 |  | 0.00037508 |  | 0.0003257 |  | 0.00043878 |  | -0.00039456 |  | 0.00022157 |  | 8.2732e-07 |  | 0.00021167 |  | 1.111e-05 |  | 5.2013e-05 |  | 0.000781 |  | 0.0010697 |  | 0 |  | 0.0002756 |  | 0.00029907 |  | 0.00067547
| 3.124e-05 |  | 0.017489 |  | 6.654e-05 |  | 0.17927 |  | 0.0068204 |  | 0.01021 |  | 0.00024223 |  | -0.00010759 |  | 0.00037513 |  | 0.00032572 |  | 0.00031079 |  | -0.00025866 |  | 0.00022159 |  | 8.4455e-07 |  | 0.00021168 |  | 1.1109e-05 |  | -0.00014413 |  | 0.000781 |  | 0.00081352 |  | 8.0511e-07 |  | 0.00027399 |  | 0.00043346 |  | 0.00059487
| 3.1237e-05 |  | 0.016959 |  | 6.6534e-05 |  | 0.1741 |  | 0.0072184 |  | 0.010793 |  | 0.00032124 |  | -3.8955e-05 |  | 0.0004803 |  | 0.00024299 |  | 0.00015832 |  | 2.617e-05 |  | 0.00018014 |  | 8.2207e-07 |  | 0.00025418 |  | 2.4072e-05 |  | -4.2266e-05 |  | 0.00065007 |  | 0.00031299 |  | 8.0516e-07 |  | 0.00027642 |  | 0.00040099 |  | 0.00056434
| 0 |  | 0.016511 |  | 8.2329e-05 |  | 0.16959 |  | 0.0074691 |  | 0.011403 |  | 0.00032126 |  | -0.00014469 |  | 0.00048034 |  | 0.00024301 |  | 0.00015832 |  | 0.00015615 |  | 0.00018015 |  | 7.9204e-07 |  | 0.0002542 |  | 2.4072e-05 |  | 9.3207e-05 |  | 0.00063565 |  | -2.9414e-06 |  | 8.0521e-07 |  | 0.00027724 |  | 0.00046211 |  | 0.00058257
| 0 |  | 0.016111 |  | 8.2322e-05 |  | 0.16525 |  | 0.0078871 |  | 0.011932 |  | 0.0002366 |  | -0.00017808 |  | 0.00039364 |  | 0.00019022 |  | 0.00020214 |  | 7.0328e-05 |  | 0.00019406 |  | 7.2228e-07 |  | 0.00014924 |  | 4.3925e-05 |  | -7.1537e-05 |  | 0.00049823 |  | -0.00061085 |  | 8.0516e-07 |  | 0.00027805 |  | 9.9044e-05 |  | 0.00057094
| 7.0487e-05 |  | 0.015762 |  | 7.8946e-05 |  | 0.16144 |  | 0.0084035 |  | 0.012611 |  | 0.00023661 |  | -0.00010978 |  | 0.00039366 |  | 0.00019023 |  | 0.00020217 |  | 3.2997e-05 |  | 0.00019408 |  | 6.5433e-07 |  | 0.00014925 |  | 4.3932e-05 |  | -0.00027858 |  | 0.00043477 |  | -0.00048476 |  | 0 |  | 0.00027806 |  | 0.00010704 |  | 0.00055657
| 7.0481e-05 |  | 0.015638 |  | 7.8939e-05 |  | 0.15929 |  | 0.0089991 |  | 0.013625 |  | 0.00041878 |  | -1.1127e-05 |  | 0.00047826 |  | 0.00047887 |  | 0.00038881 |  | -5.1256e-05 |  | 0.00032081 |  | 6.3114e-07 |  | 0.00022343 |  | 7.1297e-05 |  | -0.0001973 |  | 0.00053362 |  | -0.00019129 |  | 5.3684e-07 |  | 0.00028288 |  | 0.00035855 |  | 0.00057545
| 4.5425e-05 |  | 0.015288 |  | 9.1916e-05 |  | 0.15733 |  | 0.0094415 |  | 0.014655 |  | 0.0004188 |  | -0.00015953 |  | 0.00049229 |  | 0.0004789 |  | 0.00038881 |  | -0.00010132 |  | 0.00032083 |  | 6.9499e-07 |  | 0.00022345 |  | 7.1294e-05 |  | 3.9028e-05 |  | 0.00061885 |  | 7.8355e-05 |  | 5.3688e-07 |  | 0.0002829 |  | 0.00042459 |  | 0.00053416
| 4.5425e-05 |  | 0.014788 |  | 9.1916e-05 |  | 0.15475 |  | 0.0099184 |  | 0.015688 |  | 0.00035381 |  | -0.00043778 |  | 0.00049666 |  | 0.00031831 |  | 0.00026788 |  | -0.00019072 |  | 0.00015527 |  | 7.4771e-07 |  | 0.00024758 |  | 1.6321e-05 |  | 6.6136e-05 |  | 0.00080455 |  | -0.00036138 |  | 5.3688e-07 |  | 0.00027247 |  | 9.3948e-05 |  | 0.00050055
| 7.0481e-05 |  | 0.01454 |  | 6.146e-05 |  | 0.15167 |  | 0.010569 |  | 0.016761 |  | 0.00035383 |  | -8.8535e-05 |  | 0.00048271 |  | 0.00031833 |  | 0.00026792 |  | -2.5028e-05 |  | 0.00015528 |  | 6.9572e-07 |  | 0.0002476 |  | 1.6323e-05 |  | -3.6865e-05 |  | 0.00080862 |  | -0.0003505 |  | 2.953e-06 |  | 0.00026525 |  | -8.2403e-05 |  | 0.00055753
| 7.0488e-05 |  | 0.014227 |  | 6.1465e-05 |  | 0.14683 |  | 0.011211 |  | 0.017626 |  | 0.00030823 |  | 0.00022631 |  | 0.00021804 |  | 0.00030332 |  | 0.0002024 |  | 0.00031349 |  | 0.00017837 |  | 6.3658e-07 |  | 0.00018512 |  | 1.9419e-05 |  | -0.00038815 |  | 0.00069529 |  | 0.00017611 |  | 2.4163e-06 |  | 0.00026606 |  | 0.0002353 |  | 0.00058592
| 0 |  | 0.013893 |  | 3.2268e-05 |  | 0.14222 |  | 0.011885 |  | 0.018524 |  | 0.00030825 |  | 6.6784e-05 |  | 0.00021806 |  | 0.00030334 |  | 0.00020237 |  | 0.00010251 |  | 0.00017838 |  | 5.999e-07 |  | 0.00018513 |  | 1.9417e-05 |  | -0.00039467 |  | 0.00076607 |  | -0.00040881 |  | 2.4163e-06 |  | 0.00027009 |  | 0.00047015 |  | 0.0005995
| 0 |  | 0.013536 |  | 3.2265e-05 |  | 0.13785 |  | 0.012476 |  | 0.019417 |  | 0.00029655 |  | -0.00014874 |  | 0.00039818 |  | 0.00031904 |  | 0.00013459 |  | -6.258e-05 |  | 3.6143e-05 |  | 6.3591e-07 |  | 0.00023362 |  | 8.4224e-06 |  | -0.00021834 |  | 0.00081998 |  | -0.00020898 |  | 2.9534e-06 |  | 0.0002685 |  | 0.00023702 |  | 0.00058806
| 8.4411e-07 |  | 0.013258 |  | 7.4435e-05 |  | 0.13154 |  | 0.013171 |  | 0.02022 |  | 0.00029657 |  | -7.7912e-05 |  | 0.00039819 |  | 0.00031906 |  | 0.00013459 |  | -0.0001335 |  | 3.6145e-05 |  | 6.1066e-07 |  | 0.00023363 |  | 8.4224e-06 |  | -0.0001934 |  | 0.00093172 |  | -0.00045962 |  | 1.3424e-06 |  | 0.00026689 |  | 0.00016892 |  | 0.0005675
| 8.4411e-07 |  | 0.012957 |  | 7.4435e-05 |  | 0.126 |  | 0.013951 |  | 0.021122 |  | 0.00028776 |  | -2.2261e-05 |  | 0.000357 |  | 0.00027261 |  | 0.00026671 |  | 0.00011323 |  | 0.00021437 |  | 6.5728e-07 |  | 0.00017925 |  | 4.1671e-05 |  | -0.00021541 |  | 0.00087068 |  | 0.00021281 |  | 1.3425e-06 |  | 0.00027013 |  | 0.00028065 |  | 0.00060437
| 5.7518e-05 |  | 0.012687 |  | 8.2893e-05 |  | 0.1211 |  | 0.014599 |  | 0.021962 |  | 0.00028778 |  | 0.00012985 |  | 0.00035701 |  | 0.00027262 |  | 0.00026675 |  | -1.5502e-05 |  | 0.00021438 |  | 8.0185e-07 |  | 0.00017927 |  | 4.1676e-05 |  | -0.00029245 |  | 0.00063271 |  | 0.00060371 |  | 1.3425e-06 |  | 0.00027254 |  | 0.0001638 |  | 0.0006038
| 5.7513e-05 |  | 0.012405 |  | 8.2886e-05 |  | 0.11574 |  | 0.015397 |  | 0.022914 |  | 0.00033065 |  | 9.2076e-05 |  | 0.00032883 |  | 0.00033877 |  | 0.00024662 |  | -0.00013426 |  | 0.00018352 |  | 9.3639e-07 |  | 0.00018705 |  | 3.9607e-05 |  | -6.0749e-05 |  | 0.00062314 |  | -0.00038406 |  | 8.0556e-07 |  | 0.00027177 |  | 0.00030808 |  | 0.0006003
| 5.8646e-05 |  | 0.012073 |  | 6.4285e-05 |  | 0.11137 |  | 0.01625 |  | 0.024133 |  | 0.00033067 |  | 0.0001484 |  | 0.00032885 |  | 0.0003388 |  | 0.00024662 |  | 1.6688e-05 |  | 0.00018353 |  | 9.7967e-07 |  | 0.00018706 |  | 3.9605e-05 |  | 8.5703e-05 |  | 0.00070435 |  | -1.2693e-05 |  | 0 |  | 0.00026694 |  | 0.00036407 |  | 0.00059423
| 5.8646e-05 |  | 0.011811 |  | 6.4285e-05 |  | 0.10728 |  | 0.017039 |  | 0.025501 |  | 0.0002109 |  | 0.00019663 |  | 0.00025831 |  | 0.00031076 |  | 0.00023342 |  | -0.0002229 |  | 8.0215e-05 |  | 9.5845e-07 |  | 0.00019977 |  | 4.2344e-05 |  | -3.5803e-05 |  | 0.0006561 |  | -2.8294e-05 |  | 0 |  | 0.00026534 |  | 0.00040208 |  | 0.00054475
| 4.7451e-05 |  | 0.011561 |  | 5.1824e-05 |  | 0.10298 |  | 0.017977 |  | 0.026703 |  | 0.00021092 |  | -9.2751e-05 |  | 0.00025834 |  | 0.00031078 |  | 0.00023339 |  | -4.7669e-06 |  | 8.022e-05 |  | 9.3522e-07 |  | 0.00019978 |  | 4.2338e-05 |  | -0.00015299 |  | 0.0007052 |  | -0.00048925 |  | 2.417e-06 |  | 0.00026696 |  | -0.00072156 |  | 0.00056602
| 4.7451e-05 |  | 0.011184 |  | 5.1824e-05 |  | 0.098309 |  | 0.018954 |  | 0.027705 |  | 0.00014775 |  | 1.4165e-05 |  | 0.00037994 |  | 0.00028238 |  | 0.000119 |  | 7.3958e-05 |  | 0.00014799 |  | 8.4329e-07 |  | 7.7219e-05 |  | 2.997e-05 |  | -0.00016494 |  | 0.00073901 |  | -0.00016719 |  | 2.4172e-06 |  | 0.000271 |  | -5.317e-05 |  | 0.00058832
| 7.8946e-05 |  | 0.010834 |  | 9.0788e-05 |  | 0.094304 |  | 0.019968 |  | 0.02886 |  | 0.00014776 |  | -5.1939e-05 |  | 0.00037996 |  | 0.0002824 |  | 0.00011902 |  | -0.00018 |  | 0.000148 |  | 7.94e-07 |  | 7.7224e-05 |  | 2.9974e-05 |  | 7.5961e-06 |  | 0.00071815 |  | -0.00036736 |  | 0 |  | 0.00027664 |  | 0.0011572 |  | 0.00059361
| 0.00013872 |  | 0.010567 |  | 9.0788e-05 |  | 0.08977 |  | 0.021124 |  | 0.029968 |  | 0.00035827 |  | -0.00023002 |  | 0.00031918 |  | 0.00028067 |  | 0.00019433 |  | -6.5567e-05 |  | 0.00017341 |  | 8.3937e-07 |  | 0.00025697 |  | 2.0702e-05 |  | 0.00019209 |  | 0.00072298 |  | -0.00046943 |  | 0 |  | 0.00027906 |  | 0.00024789 |  | 0.00060885
| 5.9773e-05 |  | 0.010271 |  | 7.7254e-05 |  | 0.085414 |  | 0.022187 |  | 0.031116 |  | 0.00035829 |  | -0.00012985 |  | 0.00031921 |  | 0.00028068 |  | 0.00019433 |  | 0.00038144 |  | 0.00017342 |  | 9.6669e-07 |  | 0.00025699 |  | 2.0701e-05 |  | 2.3878e-05 |  | 0.00064662 |  | -0.00018837 |  | 8.0576e-07 |  | 0.0002847 |  | 0.00038964 |  | 0.00061085
| 0 |  | 0.010084 |  | 7.7254e-05 |  | 0.08189 |  | 0.023176 |  | 0.032292 |  | 0.00023633 |  | -0.00014165 |  | 0.00023996 |  | 0.00026297 |  | 0.00017224 |  | 0.00035386 |  | 0.00017754 |  | 1.036e-06 |  | 0.00013469 |  | 5.3762e-05 |  | -0.00025922 |  | 0.00052199 |  | 5.3028e-05 |  | 8.0581e-07 |  | 0.00028874 |  | 0.00061217 |  | 0.00060622
| 4.7451e-05 |  | 0.0099104 |  | 4.4979e-05 |  | 0.078417 |  | 0.024349 |  | 0.033671 |  | 0.00023635 |  | 7.791e-05 |  | 0.00023997 |  | 0.00026299 |  | 0.00017227 |  | -4.0528e-05 |  | 0.00017756 |  | 1.064e-06 |  | 0.0001347 |  | 5.3772e-05 |  | -0.00020387 |  | 0.00052038 |  | -0.0001421 |  | 2.4175e-06 |  | 0.00028553 |  | 0.00049978 |  | 0.0006266
| 6.8769e-05 |  | 0.0097247 |  | 4.4983e-05 |  | 0.075009 |  | 0.0258 |  | 0.035305 |  | 0.00037972 |  | -7.7907e-05 |  | 0.00044524 |  | 0.00052404 |  | 0.00027822 |  | 5.9594e-05 |  | 0 |  | 1.0261e-06 |  | 0.00022602 |  | 4.5682e-05 |  | -0.00017729 |  | 0.0007215 |  | -0.000373 |  | 2.4176e-06 |  | 0.0002775 |  | 0.00035762 |  | 0.00059862
| 6.8763e-05 |  | 0.0094621 |  | 5.1824e-05 |  | 0.072156 |  | 0.027196 |  | 0.037028 |  | 0.00037975 |  | -0.00043036 |  | 0.00044526 |  | 0.00052408 |  | 0.0002783 |  | 6.6745e-05 |  | 0 |  | 9.268e-07 |  | 0.00022604 |  | 4.5694e-05 |  | -0.00014148 |  | 0.00079228 |  | 0.00051764 |  | 8.0591e-07 |  | 0.00027107 |  | 0.00032197 |  | 0.00056505
| 4.7451e-05 |  | 0.0092304 |  | 5.1824e-05 |  | 0.069937 |  | 0.028501 |  | 0.038832 |  | 0.00032167 |  | -0.00042497 |  | 0.0003128 |  | 0.00025132 |  | 0.0002653 |  | 4.6653e-05 |  | 0.00010936 |  | 8.4759e-07 |  | 0.00017447 |  | 3.9665e-05 |  | 0.00013571 |  | 0.00077951 |  | 0.0009879 |  | 1.3432e-06 |  | 0.0002703 |  | 0.00014067 |  | 0.00057931
| 6.9236e-06 |  | 0.0090237 |  | 1.2711e-05 |  | 0.067408 |  | 0.029993 |  | 0.04087 |  | 0.00032169 |  | -0.00016695 |  | 0.00031281 |  | 0.00025134 |  | 0.00026538 |  | 0.00038144 |  | 0.00010937 |  | 8.2567e-07 |  | 0.00017448 |  | 3.9674e-05 |  | 4.1259e-05 |  | 0.00080606 |  | 0.0010681 |  | 2.9552e-06 |  | 0.0002703 |  | 0.00015663 |  | 0.00058116
| 6.9236e-06 |  | 0.0087742 |  | 1.2711e-05 |  | 0.065101 |  | 0.031513 |  | 0.043265 |  | 0.00019977 |  | -0.00019664 |  | 0.00026722 |  | 0.000277 |  | 0.00013268 |  | 5.2434e-05 |  | 0.00023075 |  | 8.7691e-07 |  | 8.1229e-05 |  | 3.4248e-05 |  | -0.00032187 |  | 0.00080204 |  | 0.0004578 |  | 4.5674e-06 |  | 0.0002719 |  | 0.0002761 |  | 0.00062375
| 4.5429e-05 |  | 0.0086714 |  | 9.1924e-05 |  | 0.06314 |  | 0.032877 |  | 0.045463 |  | 0.00019978 |  | -0.00043407 |  | 0.00026723 |  | 0.00037931 |  | 0.00018952 |  | -0.00040529 |  | 0.00023077 |  | 9.717e-07 |  | 8.1234e-05 |  | 3.4256e-05 |  | -0.0002578 |  | 0.00074577 |  | -0.0005102 |  | 4.5674e-06 |  | 0.00027112 |  | 0.00026648 |  | 0.00067754
| 4.5425e-05 |  | 0.0084581 |  | 9.1916e-05 |  | 0.060746 |  | 0.034257 |  | 0.047529 |  | 0.00029659 |  | -0.00031518 |  | 0.00033461 |  | 0.00036261 |  | 0.00029394 |  | -8.6479e-05 |  | 3.932e-05 |  | 1.0456e-06 |  | 0.00016012 |  | 4.297e-05 |  | -0.00012489 |  | 0.00067582 |  | -0.00043129 |  | 2.4181e-06 |  | 0.00026711 |  | 0.00052931 |  | 0.00068703
| 4.1376e-05 |  | 0.0081245 |  | 5.4762e-05 |  | 0.059159 |  | 0.035926 |  | 0.049927 |  | 0.00029661 |  | -0.00036359 |  | 0.00033463 |  | 0.00026034 |  | 0.00023718 |  | 0.00025628 |  | 3.9322e-05 |  | 1.0984e-06 |  | 0.00016013 |  | 4.2974e-05 |  | -0.00024763 |  | 0.00069437 |  | -0.00067409 |  | 0 |  | 0.0002615 |  | 0.00039208 |  | 0.00070632
| 4.1372e-05 |  | 0.0078747 |  | 5.4757e-05 |  | 0.057463 |  | 0.037815 |  | 0.052459 |  | 0.00022291 |  | -0.00028197 |  | 0.00034768 |  | 0.00028339 |  | 0.00023665 |  | 0.00027059 |  | 0.00032127 |  | 1.0317e-06 |  | 0.00011921 |  | 3.7969e-05 |  | -0.00032861 |  | 0.00067104 |  | -0.00071505 |  | 0 |  | 0.00026471 |  | 0.00040405 |  | 0.00069844
| 5.2517e-05 |  | 0.0076556 |  | 1.2711e-05 |  | 0.055169 |  | 0.039664 |  | 0.055098 |  | 0.00022292 |  | -0.00024487 |  | 0.00037577 |  | 0.00028341 |  | 0.00023665 |  | 0.00026344 |  | 0.00032129 |  | 9.6187e-07 |  | 0.00011922 |  | 3.7967e-05 |  | -9.9438e-05 |  | 0.00073625 |  | -0.00013855 |  | 8.0616e-07 |  | 0.00027197 |  | 0.00058829 |  | 0.00065708
| 5.2522e-05 |  | 0.007592 |  | 1.2713e-05 |  | 0.052918 |  | 0.041606 |  | 0.057875 |  | 0.0003428 |  | -0.00011687 |  | 0.00048228 |  | 0.00032853 |  | 0.00020904 |  | 3.9824e-05 |  | 0.0001702 |  | 8.8247e-07 |  | 0.00010029 |  | 4.6791e-05 |  | 7.4955e-05 |  | 0.00073706 |  | 0.00040638 |  | 8.0616e-07 |  | 0.00027439 |  | 0.00046122 |  | 0.00068094
| 4.1376e-05 |  | 0.0074307 |  | 1.4669e-05 |  | 0.051055 |  | 0.043693 |  | 0.060896 |  | 0.00034282 |  | -0.00014469 |  | 0.00045424 |  | 0.00032855 |  | 0.00020904 |  | -0.00011562 |  | 0.00017021 |  | 7.693e-07 |  | 0.00010029 |  | 4.6789e-05 |  | -9.4517e-05 |  | 0.00063334 |  | 0.00037424 |  | 0 |  | 0.00027281 |  | 0.00051053 |  | 0.00070033
| 4.1372e-05 |  | 0.0071748 |  | 1.4667e-05 |  | 0.049778 |  | 0.045807 |  | 0.063867 |  | 0.00027955 |  | -0.00024857 |  | 0.00026735 |  | 0.00031879 |  | 0.00021031 |  | -3.6952e-05 |  | 0 |  | 7.2924e-07 |  | 0.00026549 |  | 3.557e-05 |  | -1.4124e-05 |  | 0.0005826 |  | -0.00022646 |  | 0 |  | 0.0002736 |  | 0.00050404 |  | 0.00072407
| 2.7189e-05 |  | 0.0071128 |  | 6.5418e-05 |  | 0.048155 |  | 0.048064 |  | 0.066846 |  | 0.00027957 |  | -0.00016324 |  | 0.00026738 |  | 0.00031882 |  | 0.00021034 |  | -0.00015496 |  | 0 |  | 7.373e-07 |  | 0.00026551 |  | 3.5574e-05 |  | -0.00023034 |  | 0.00074605 |  | -0.0001149 |  | 2.4187e-06 |  | 0.00027524 |  | 0.000326 |  | 0.00073571
| 2.7187e-05 |  | 0.0070566 |  | 6.5412e-05 |  | 0.046509 |  | 0.050594 |  | 0.070084 |  | 0.00031894 |  | -5.6663e-05 |  | 0.00047174 |  | 0.00023639 |  | 0.00011858 |  | 0.00011152 |  | 9.725e-05 |  | 8.6137e-07 |  | 0.00024407 |  | 2.4158e-05 |  | -0.00041401 |  | 0.00082814 |  | 0.00045667 |  | 4.5691e-06 |  | 0.00027041 |  | 0.00033908 |  | 0.00073745
| 7.6697e-05 |  | 0.0069634 |  | 6.7674e-05 |  | 0.045396 |  | 0.053031 |  | 0.073485 |  | 0.00031896 |  | -2.2261e-05 |  | 0.00047176 |  | 0.00023641 |  | 0.0001186 |  | 0.00012397 |  | 9.7256e-05 |  | 9.3471e-07 |  | 0.00024409 |  | 2.4163e-05 |  | -0.00012605 |  | 0.00068654 |  | 0.00014868 |  | 2.9565e-06 |  | 0.00027365 |  | 0.00040887 |  | 0.0007519
| 7.6697e-05 |  | 0.0068478 |  | 6.7674e-05 |  | 0.043862 |  | 0.055404 |  | 0.076879 |  | 0.00016357 |  | 8.1617e-05 |  | 0.00042832 |  | 0.00030967 |  | 0.00016718 |  | -0.00017999 |  | 8.4125e-05 |  | 9.2879e-07 |  | 0.00025191 |  | 2.7746e-05 |  | 5.108e-05 |  | 0.00067527 |  | -0.0002747 |  | 1.3439e-06 |  | 0.00027928 |  | 0.00038175 |  | 0.00074724
| 7.0494e-05 |  | 0.0066474 |  | 4.7917e-05 |  | 0.041816 |  | 0.058013 |  | 0.080387 |  | 0.00016358 |  | 0.00011501 |  | 0.00042834 |  | 0.00030969 |  | 0.00016716 |  | -2.9801e-05 |  | 8.4131e-05 |  | 9.3946e-07 |  | 0.00025192 |  | 2.7742e-05 |  | -4.0212e-05 |  | 0.00073572 |  | -0.00014909 |  | 1.3439e-06 |  | 0.00028334 |  | 0.00027061 |  | 0.00072572
| 7.0488e-05 |  | 0.0065784 |  | 4.7913e-05 |  | 0.040719 |  | 0.060699 |  | 0.084067 |  | 0.00026932 |  | 4.9578e-05 |  | 0.00029789 |  | 0.00025847 |  | 0.000351 |  | 0.0002105 |  | 0.00016377 |  | 9.3812e-07 |  | 0.00016593 |  | 4.1329e-05 |  | -0.00016521 |  | 0.00068175 |  | 0.00048727 |  | 1.344e-06 |  | 0.0002785 |  | 0.00023151 |  | 0.00071334
| 3.1243e-05 |  | 0.0065426 |  | 9.6999e-05 |  | 0.039811 |  | 0.063451 |  | 0.087567 |  | 0.00026933 |  | -9.2755e-05 |  | 0.00029792 |  | 0.00027403 |  | 0.00035095 |  | 2.7416e-05 |  | 0.00016378 |  | 9.382e-07 |  | 0.00016594 |  | 4.1325e-05 |  | -2.9349e-05 |  | 0.00056752 |  | 0.00081551 |  | 1.344e-06 |  | 0.0002737 |  | 0.00028418 |  | 0.00077328
| 3.1243e-05 |  | 0.0063399 |  | 9.6999e-05 |  | 0.038002 |  | 0.066442 |  | 0.091035 |  | 0.00032994 |  | -0.00012986 |  | 0.00046432 |  | 0.00026454 |  | 0.00029384 |  | -0.00013351 |  | 0.00022223 |  | 8.9894e-07 |  | 0.00017609 |  | 1.9747e-05 |  | 2.8263e-05 |  | 0.00058846 |  | 0.0003925 |  | 1.3441e-06 |  | 0.0002729 |  | 0.00058422 |  | 0.00080096
| 0.00012351 |  | 0.006204 |  | 2.5425e-05 |  | 0.035698 |  | 0.069271 |  | 0.09447 |  | 0.00032996 |  | -1.113e-05 |  | 0.00046434 |  | 0.00024902 |  | 0.0002938 |  | -3.3375e-05 |  | 0.00022225 |  | 8.6493e-07 |  | 0.0001761 |  | 1.9745e-05 |  | -8.5885e-05 |  | 0.00058447 |  | 0.0005052 |  | 4.5703e-06 |  | 0.00026728 |  | -0.0002283 |  | 0.00079591
| 0.00012351 |  | 0.0061247 |  | 2.5425e-05 |  | 0.034309 |  | 0.072322 |  | 0.098244 |  | 0.00027521 |  | 4.452e-05 |  | 0.00042304 |  | 0.00021106 |  | 0.00024442 |  | -0.00023721 |  | 6.8777e-05 |  | 8.7627e-07 |  | 0.00024464 |  | 2.8129e-05 |  | -0.00020548 |  | 0.00053777 |  | -0.00026504 |  | 4.5703e-06 |  | 0.00026486 |  | 0.00070342 |  | 0.00082602
| 6.9242e-06 |  | 0.0058371 |  | 4.6939e-05 |  | 0.033119 |  | 0.075868 |  | 0.10221 |  | 0.00027523 |  | -3.8955e-05 |  | 0.00042306 |  | 0.00021107 |  | 0.00024445 |  | -0.00018546 |  | 6.8782e-05 |  | 9.1303e-07 |  | 0.00024466 |  | 2.8133e-05 |  | -9.3508e-05 |  | 0.00062959 |  | -0.0011222 |  | 2.9574e-06 |  | 0.00026407 |  | 0.001672 |  | 0.00084159
| 6.9242e-06 |  | 0.0056938 |  | 4.6939e-05 |  | 0.031713 |  | 0.079104 |  | 0.10586 |  | 0.00033113 |  | -0.00012985 |  | 0.00027409 |  | 0.00022937 |  | 0.00024944 |  | -0.00014066 |  | 0.00010398 |  | 9.2511e-07 |  | 0.00032896 |  | 3.3793e-05 |  | -0.00011427 |  | 0.00076731 |  | -0.00098939 |  | 2.9574e-06 |  | 0.00026731 |  | 0.00074453 |  | 0.00085194
| 6.1471e-05 |  | 0.0057574 |  | 7.6133e-05 |  | 0.030655 |  | 0.082296 |  | 0.10983 |  | 0.00033115 |  | -7.791e-05 |  | 0.00027411 |  | 0.00022938 |  | 0.00024944 |  | -0.00029085 |  | 0.00010398 |  | 9.2044e-07 |  | 0.00032898 |  | 3.3793e-05 |  | -0.0002513 |  | 0.00078583 |  | -0.00039431 |  | 1.3444e-06 |  | 0.00027134 |  | 0.00079493 |  | 0.00084188
| 6.1476e-05 |  | 0.005648 |  | 7.614e-05 |  | 0.029815 |  | 0.086001 |  | 0.1143 |  | 0.0002139 |  | -2.2259e-05 |  | 0.00031981 |  | 0.00023097 |  | 0.00022678 |  | 0.00016688 |  | 0.00013289 |  | 8.991e-07 |  | 0.00017354 |  | 4.3914e-05 |  | -0.0002349 |  | 0.00077062 |  | -3.6229e-05 |  | 1.3444e-06 |  | 0.00027298 |  | 0.00058834 |  | 0.00079367
| 0 |  | 0.0055039 |  | 6.5418e-05 |  | 0.028771 |  | 0.089649 |  | 0.11874 |  | 0.00021391 |  | 0.00010978 |  | 0.00031983 |  | 0.00023098 |  | 0.00022681 |  | 0.00016954 |  | 0.0001329 |  | 9.0852e-07 |  | 0.00017355 |  | 4.3921e-05 |  | -0.00031975 |  | 0.00070213 |  | -0.00032399 |  | 5.3778e-07 |  | 0.00026813 |  | 0.00075262 |  | 0.00082196
| 0 |  | 0.0054545 |  | 6.5418e-05 |  | 0.027403 |  | 0.093207 |  | 0.12315 |  | 0.00019384 |  | -2.968e-05 |  | 0.00022956 |  | 0.00017807 |  | 0.0001726 |  | 1.3119e-05 |  | 9.8306e-05 |  | 9.2252e-07 |  | 0.00019728 |  | 3.1328e-05 |  | -0.00020339 |  | 0.00063941 |  | -2.6361e-05 |  | 5.3781e-07 |  | 0.00026253 |  | 0.00086686 |  | 0.00088693
| 9.5872e-05 |  | 0.0054298 |  | 0.00011617 |  | 0.026815 |  | 0.097143 |  | 0.12764 |  | 0.00019385 |  | -0.00022631 |  | 0.00022957 |  | 0.00017808 |  | 0.0001726 |  | 0.00022052 |  | 9.8313e-05 |  | 8.9792e-07 |  | 0.00019729 |  | 3.1328e-05 |  | -0.00023495 |  | 0.00066276 |  | 0.00061121 |  | 1.3445e-06 |  | 0.00026172 |  | 0.00068093 |  | 0.00087258
| 9.588e-05 |  | 0.0054394 |  | 0.00011618 |  | 0.026317 |  | 0.10139 |  | 0.13222 |  | 0.00022304 |  | -3.7102e-05 |  | 0.00034491 |  | 0.00022236 |  | 0.00025179 |  | -0.00026581 |  | 0.00020009 |  | 9.1593e-07 |  | 0.00021461 |  | 3.4706e-05 |  | 6.6356e-05 |  | 0.0009728 |  | 0.00040331 |  | 1.3446e-06 |  | 0.00027219 |  | 0.00076037 |  | 0.00084618
| 1.4017e-05 |  | 0.005429 |  | 4.1072e-05 |  | 0.025575 |  | 0.10568 |  | 0.13725 |  | 0.00022305 |  | 3.3391e-05 |  | 0.00034494 |  | 0.00022238 |  | 0.00025179 |  | -0.00053044 |  | 0.0002001 |  | 1.0027e-06 |  | 0.00021462 |  | 3.4706e-05 |  | 0.00042563 |  | 0.00099547 |  | 0.00042409 |  | 5.3788e-07 |  | 0.00028108 |  | 0.00080613 |  | 0.00088719
| 1.4018e-05 |  | 0.0052546 |  | 4.1075e-05 |  | 0.024477 |  | 0.10971 |  | 0.1416 |  | 0.00024605 |  | 3.5415e-06 |  | 0.00017086 |  | 0.00027428 |  | 0.00028298 |  | -0.00021619 |  | 3.9261e-05 |  | 1.0841e-06 |  | 0.00016197 |  | 4.6141e-05 |  | 4.922e-05 |  | 0.00075466 |  | 0.00016959 |  | 5.3788e-07 |  | 0.00028028 |  | 0.00059402 |  | 0.00090197
| 6.993e-05 |  | 0.0048784 |  | 7.4441e-05 |  | 0.023465 |  | 0.11388 |  | 0.14532 |  | 0.00027733 |  | -7.0497e-05 |  | 0.00017086 |  | 0.0002743 |  | 0.00028298 |  | -7.2712e-05 |  | 3.9264e-05 |  | 1.0769e-06 |  | 0.00016198 |  | 4.6141e-05 |  | 0.00010384 |  | 0.00080782 |  | -0.00046533 |  | 5.3788e-07 |  | 0.00027625 |  | 0.00052997 |  | 0.00087658
| 6.9936e-05 |  | 0.0046954 |  | 7.4448e-05 |  | 0.022425 |  | 0.118 |  | 0.14868 |  | 0.00031818 |  | 5.9359e-05 |  | 0.00032215 |  | 0.00021821 |  | 0.00015372 |  | -4.7669e-06 |  | 0.00011494 |  | 1.0315e-06 |  | 0.0001394 |  | 2.0462e-05 |  | 6.2501e-05 |  | 0.00091988 |  | -0.00010138 |  | 5.3791e-07 |  | 0.00027145 |  | 0.00065295 |  | 0.00088347
| 1.807e-05 |  | 0.0048853 |  | 0.00010941 |  | 0.021709 |  | 0.12214 |  | 0.15284 |  | 0.00035515 |  | 7.4294e-06 |  | 0.00032801 |  | 0.00021822 |  | 0.00018627 |  | 2.3842e-06 |  | 0.00011495 |  | 9.6956e-07 |  | 0.00013941 |  | 2.0463e-05 |  | -0.00023723 |  | 0.00086188 |  | 0.00093567 |  | 2.9587e-06 |  | 0.00027226 |  | 0.00085424 |  | 0.00095036
| 1.8072e-05 |  | 0.0048299 |  | 0.00010942 |  | 0.021248 |  | 0.12685 |  | 0.15733 |  | 0.00029513 |  | 2.2258e-05 |  | 0.0003128 |  | 0.00022403 |  | 0.00021179 |  | 2.3842e-06 |  | 0.00011458 |  | 9.7089e-07 |  | 0.0001805 |  | 4.9017e-05 |  | -4.353e-05 |  | 0.00080711 |  | 0.0012404 |  | 2.4209e-06 |  | 0.00027145 |  | 0.0010055 |  | 0.00097652
| 0 |  | 0.0046265 |  | 4.6943e-05 |  | 0.020212 |  | 0.13181 |  | 0.16144 |  | 0.00022693 |  | -4.9584e-05 |  | 0.00030699 |  | 0.00022404 |  | 0.00020401 |  | 0.00014223 |  | 0.00011459 |  | 9.2685e-07 |  | 0.00018051 |  | 4.9017e-05 |  | 0.00014584 |  | 0.00069523 |  | 0.0002734 |  | 0 |  | 0.00027149 |  | 0.00083803 |  | 0.00097908
| 0 |  | 0.0044752 |  | 4.6943e-05 |  | 0.019257 |  | 0.1369 |  | 0.16649 |  | 0.0003834 |  | -0.00020776 |  | 0.000221 |  | 0.00025154 |  | 0.00019637 |  | 0.00033496 |  | 0.00012796 |  | 8.3558e-07 |  | 0.00012429 |  | 2.4822e-05 |  | -4.3536e-05 |  | 0.00054378 |  | -0.00010259 |  | 0 |  | 0.00027793 |  | 0.00054093 |  | 0.0010038
| 6.7674e-05 |  | 0.0044288 |  | 6.5418e-05 |  | 0.018561 |  | 0.14226 |  | 0.1722 |  | 0.00038342 |  | 0.00015582 |  | 0.00022101 |  | 0.00025156 |  | 0.00017162 |  | 0.00020265 |  | 0.00012797 |  | 8.4018e-07 |  | 0.0001243 |  | 2.4827e-05 |  | -0.00023512 |  | 0.00065576 |  | -0.00017723 |  | 8.0701e-07 |  | 0.00028115 |  | 0.00081529 |  | 0.00098618
| 6.768e-05 |  | 0.0043897 |  | 6.5424e-05 |  | 0.018204 |  | 0.14745 |  | 0.17626 |  | 0.0003028 |  | 0.00024115 |  | 0.00028853 |  | 0.00014677 |  | 0.00018222 |  | -2.2647e-05 |  | 6.7612e-05 |  | 9.397e-07 |  | 8.8776e-05 |  | 1.3658e-05 |  | -0.00027004 |  | 0.00073636 |  | -4.306e-05 |  | 1.3451e-06 |  | 0.00028681 |  | 0.0010189 |  | 0.00098393
| 0 |  | 0.0043535 |  | 4.4009e-05 |  | 0.017798 |  | 0.15251 |  | 0.17924 |  | 0.00034216 |  | 7.4143e-06 |  | 0.00028855 |  | 0.00028834 |  | 0.00018222 |  | 4.8872e-05 |  | 6.7617e-05 |  | 1.0599e-06 |  | 8.8782e-05 |  | 1.3658e-05 |  | -0.00014052 |  | 0.0007066 |  | 5.8016e-05 |  | 1.3451e-06 |  | 0.00029247 |  | 0.00095692 |  | 0.0010726
| 0 |  | 0.0043256 |  | 4.4009e-05 |  | 0.017121 |  | 0.15747 |  | 0.18278 |  | 0.00041629 |  | -0.0001027 |  | 0.00023847 |  | 0.00034454 |  | 0.0002663 |  | 8.7612e-05 |  | 0.00010707 |  | 1.0199e-06 |  | 0.00015644 |  | 1.952e-05 |  | -7.6209e-06 |  | 0.00088633 |  | -0.00013577 |  | 8.0711e-07 |  | 0.00029732 |  | 0.0011529 |  | 0.0010944
| 9.024e-05 |  | 0.0043821 |  | 8.9112e-05 |  | 0.01674 |  | 0.16238 |  | 0.18733 |  | 0.00037697 |  | 9.2749e-05 |  | 0.00023849 |  | 0.0002586 |  | 0.00028664 |  | 0.00012754 |  | 0.00010708 |  | 9.4645e-07 |  | 0.00015645 |  | 1.9522e-05 |  | 3.593e-05 |  | 0.00090647 |  | 0.00050816 |  | 2.4214e-06 |  | 0.00028926 |  | 0.0012695 |  | 0.0010788
| 9.024e-05 |  | 0.0044247 |  | 8.9112e-05 |  | 0.016475 |  | 0.16754 |  | 0.19231 |  | 0.00038688 |  | 0.0001113 |  | 0.00033652 |  | 0.00025396 |  | 0.00024995 |  | 3.4568e-05 |  | 0.00029934 |  | 8.9914e-07 |  | 0.00017606 |  | 4.2073e-05 |  | 8.7108e-05 |  | 0.00078727 |  | 0.00010384 |  | 2.4217e-06 |  | 0.00027317 |  | 0.0011999 |  | 0.0011288
| 1.8581e-06 |  | 0.0042281 |  | 7.05e-05 |  | 0.015733 |  | 0.17233 |  | 0.19551 |  | 0.00038691 |  | 3.7102e-06 |  | 0.00033655 |  | 0.00019835 |  | 0.00022968 |  | -0.00013707 |  | 0.00029936 |  | 8.9447e-07 |  | 0.00017607 |  | 4.2081e-05 |  | 3.3756e-05 |  | 0.00075342 |  | -0.00048691 |  | 8.0716e-07 |  | 0.00026994 |  | 0.0011825 |  | 0.0011367
| 1.8581e-06 |  | 0.0041646 |  | 7.05e-05 |  | 0.014839 |  | 0.17675 |  | 0.19887 |  | 0.00041101 |  | -0.0002226 |  | 0.00039647 |  | 0.00032754 |  | 0.00019454 |  | 9.5454e-06 |  | 0.00018276 |  | 9.3727e-07 |  | 0.00018217 |  | 1.6053e-05 |  | -2.8315e-05 |  | 0.00078893 |  | 0.00023066 |  | 8.0721e-07 |  | 0.00027802 |  | 0.0013308 |  | 0.0011465
| 4.341e-05 |  | 0.0041571 |  | 8.0095e-05 |  | 0.01463 |  | 0.18112 |  | 0.20268 |  | 0.00041104 |  | -0.00035987 |  | 0.00039651 |  | 0.00033561 |  | 0.00019457 |  | -0.00028369 |  | 0.00018277 |  | 1.0615e-06 |  | 0.00018219 |  | 1.6056e-05 |  | -4.0295e-05 |  | 0.00076158 |  | 0.00024376 |  | 8.0726e-07 |  | 0.00028368 |  | 0.0014561 |  | 0.0011719
| 4.3406e-05 |  | 0.004141 |  | 8.0088e-05 |  | 0.01459 |  | 0.18569 |  | 0.20608 |  | 0.00025341 |  | -0.00014874 |  | 0.00032572 |  | 0.00022207 |  | 0.0001669 |  | -9.3292e-05 |  | 9.5136e-05 |  | 1.2198e-06 |  | 0.0001211 |  | 9.7594e-06 |  | 9.6934e-05 |  | 0.00075356 |  | -0.0001224 |  | 1.3455e-06 |  | 0.00027805 |  | 0.0015793 |  | 0.0012089
| 9.9645e-06 |  | 0.0041311 |  | 5.3789e-05 |  | 0.014132 |  | 0.19047 |  | 0.20867 |  | 0.00025343 |  | 1.8549e-05 |  | 0.00032573 |  | 0.00021404 |  | 0.0001669 |  | 0.00053521 |  | 9.5142e-05 |  | 1.2171e-06 |  | 0.00012111 |  | 9.7598e-06 |  | 0.0001013 |  | 0.00090669 |  | 0.00052753 |  | 1.3455e-06 |  | 0.00027241 |  | 0.00088883 |  | 0.001253
| 9.9654e-06 |  | 0.0039767 |  | 5.3794e-05 |  | 0.01343 |  | 0.19449 |  | 0.20992 |  | 0.00037333 |  | 4.081e-05 |  | 0.00017977 |  | 0.00024247 |  | 0.00016004 |  | 0.00011681 |  | 0.00010271 |  | 1.1317e-06 |  | 0.00015027 |  | 1.8269e-05 |  | -0.00011002 |  | 0.00076812 |  | 0.00038151 |  | 8.0731e-07 |  | 0.00027565 |  | 0.001696 |  | 0.0013043
| 7.2756e-05 |  | 0.0039016 |  | 7.896e-05 |  | 0.012784 |  | 0.19814 |  | 0.21274 |  | 0.00037336 |  | 7.0491e-05 |  | 0.00017978 |  | 0.00024249 |  | 0.00016002 |  | -4.768e-05 |  | 0.00010272 |  | 1.0256e-06 |  | 0.00015028 |  | 1.8267e-05 |  | -7.5169e-05 |  | 0.00062546 |  | -0.0002842 |  | 8.0736e-07 |  | 0.00027968 |  | 0.0023705 |  | 0.0013706
| 7.2762e-05 |  | 0.0039098 |  | 7.8967e-05 |  | 0.012372 |  | 0.20176 |  | 0.21507 |  | 0.00024447 |  | -0.00015211 |  | 0.00024844 |  | 0.00034169 |  | 0.00016818 |  | 0.00011324 |  | 0.00010907 |  | 1.0176e-06 |  | 0.00020877 |  | 1.7185e-05 |  | -0.0001224 |  | 0.00054731 |  | 0.00023299 |  | 2.9605e-06 |  | 0.00028131 |  | 0.0017704 |  | 0.0014025
| 5.05e-05 |  | 0.0038374 |  | 3.1295e-05 |  | 0.012268 |  | 0.20527 |  | 0.21438 |  | 0.00030775 |  | -0.0003258 |  | 0.00024845 |  | 0.00034171 |  | 0.0001682 |  | 0.00011833 |  | 0.00010908 |  | 1.0183e-06 |  | 0.00020878 |  | 1.7187e-05 |  | -0.00013767 |  | 0.00054573 |  | 0.00058259 |  | 2.9605e-06 |  | 0.00027972 |  | 0.0019122 |  | 0.0014483
| 5.0504e-05 |  | 0.0037951 |  | 3.1298e-05 |  | 0.011875 |  | 0.20824 |  | 0.21419 |  | 0.00031995 |  | -0.00034874 |  | 0.00023321 |  | 0.00018443 |  | 0.00023397 |  | 5.9597e-06 |  | 2.2989e-05 |  | 9.8568e-07 |  | 0.00011608 |  | 4.8594e-05 |  | -7.0824e-05 |  | 0.00060054 |  | 0.00035748 |  | 1.3458e-06 |  | 0.00027004 |  | 0.0019972 |  | 0.0015117
| 2.7194e-05 |  | 0.0037344 |  | 6.0917e-05 |  | 0.011445 |  | 0.21038 |  | 0.216 |  | 0.00028026 |  | 2.2258e-05 |  | 0.00023323 |  | 0.00018445 |  | 0.00023404 |  | -7.9864e-05 |  | 2.2991e-05 |  | 1.0224e-06 |  | 0.00011609 |  | 4.8605e-05 |  | -0.00010679 |  | 0.00066427 |  | 6.031e-06 |  | 2.9609e-06 |  | 0.00025958 |  | 0.002176 |  | 0.0015256
| 2.7192e-05 |  | 0.0037194 |  | 6.0912e-05 |  | 0.011355 |  | 0.21243 |  | 0.21749 |  | 0.0003366 |  | 0.00011872 |  | 0.00028555 |  | 0.00018913 |  | 0.00021425 |  | -1.5496e-05 |  | 0.0001008 |  | 1.1086e-06 |  | 5.1544e-05 |  | 2.4631e-05 |  | -0.00022668 |  | 0.00072558 |  | -0.00043099 |  | 2.4226e-06 |  | 0.00025395 |  | 0.0020618 |  | 0.0015538
| 6.3738e-05 |  | 0.0036865 |  | 6.1481e-05 |  | 0.011028 |  | 0.21436 |  | 0.21696 |  | 0.00032111 |  | -6.6781e-05 |  | 0.00028558 |  | 0.00018915 |  | 0.00021425 |  | -0.0002086 |  | 0.00010081 |  | 1.1868e-06 |  | 5.1547e-05 |  | 2.4631e-05 |  | -0.00015586 |  | 0.00065786 |  | -0.00073319 |  | 8.0756e-07 |  | 0.00025879 |  | 0.0020849 |  | 0.0016134
| 6.3738e-05 |  | 0.0036615 |  | 6.1481e-05 |  | 0.010924 |  | 0.21569 |  | 0.21585 |  | 0.00040183 |  | 7.0491e-05 |  | 0.00037825 |  | 0.00031817 |  | 0.00017211 |  | -0.00021575 |  | 0.00015857 |  | 1.1214e-06 |  | 0.00019553 |  | 3.9635e-05 |  | 4.3596e-06 |  | 0.00058534 |  | -0.0001987 |  | 8.0756e-07 |  | 0.00026929 |  | 0.00211 |  | 0.0016885
| 7.3891e-05 |  | 0.0037525 |  | 0.00010096 |  | 0.010675 |  | 0.21688 |  | 0.21522 |  | 0.0003938 |  | -0.00016291 |  | 0.00037826 |  | 0.00031819 |  | 0.00017211 |  | -5.9168e-05 |  | 0.00015858 |  | 1.0346e-06 |  | 0.00019555 |  | 3.9633e-05 |  | 0.00011028 |  | 0.00059501 |  | 0.00038639 |  | 2.4229e-06 |  | 0.00028057 |  | 0.0020296 |  | 0.0017803
| 7.3891e-05 |  | 0.0037201 |  | 0.00010096 |  | 0.0099975 |  | 0.21754 |  | 0.21473 |  | 0.00043639 |  | -0.000256 |  | 0.00025947 |  | 0.00032497 |  | 0.00020409 |  | 4.1719e-05 |  | 0.00010343 |  | 1.008e-06 |  | 0.00013257 |  | 3.3204e-05 |  | 0.00017787 |  | 0.00066605 |  | 0.00028276 |  | 2.9613e-06 |  | 0.00029029 |  | 0.0022117 |  | 0.0018306
| 2.4154e-05 |  | 0.00367 |  | 2.8364e-05 |  | 0.0097958 |  | 0.21767 |  | 0.21205 |  | 0.00043642 |  | -0.00010017 |  | 0.00025949 |  | 0.00032499 |  | 0.00023412 |  | 0.00011324 |  | 0.00010344 |  | 9.8928e-07 |  | 0.00013258 |  | 3.3204e-05 |  | -1.3081e-05 |  | 0.00072249 |  | 4.7054e-06 |  | 2.9614e-06 |  | 0.0002919 |  | 0.0025966 |  | 0.0018754
| 2.4154e-05 |  | 0.0035284 |  | 2.8364e-05 |  | 0.0095434 |  | 0.21742 |  | 0.20773 |  | 0.00041662 |  | 0.00011129 |  | 0.00031619 |  | 0.00025101 |  | 0.00024416 |  | -0.00015138 |  | 0.00012149 |  | 9.7058e-07 |  | 0.0002003 |  | 1.7697e-05 |  | -7.9585e-05 |  | 0.00065314 |  | -0.00017442 |  | 4.5771e-06 |  | 0.00028625 |  | 0.0026198 |  | 0.0019365
| 1.4019e-05 |  | 0.0033827 |  | 9.5888e-05 |  | 0.0090321 |  | 0.21629 |  | 0.20359 |  | 0.00054068 |  | 3.3387e-05 |  | 0.00031622 |  | 0.00025103 |  | 0.00021418 |  | -0.00018714 |  | 0.0001215 |  | 9.4127e-07 |  | 0.00020032 |  | 1.7702e-05 |  | -3.9251e-05 |  | 0.00057254 |  | 0.00013546 |  | 2.9616e-06 |  | 0.00028385 |  | 0.0026331 |  | 0.0020167
| 1.4019e-05 |  | 0.0034245 |  | 9.5889e-05 |  | 0.0088825 |  | 0.21467 |  | 0.20021 |  | 0.00050535 |  | -6.6777e-05 |  | 0.00033587 |  | 0.00024726 |  | 0.00019911 |  | -2.2647e-05 |  | 0 |  | 1.0522e-06 |  | 0.00017467 |  | 3.3864e-05 |  | -0.00010358 |  | 0.000625 |  | 0.00019797 |  | 4.5773e-06 |  | 0.00027903 |  | 0.0028774 |  | 0.0020673
| 5.5576e-05 |  | 0.0034114 |  | 4.2061e-05 |  | 0.0086419 |  | 0.21269 |  | 0.19662 |  | 0.00044546 |  | 0 |  | 0.00033589 |  | 0.00024727 |  | 0.00019914 |  | -9.6715e-05 |  | 0 |  | 1.2133e-06 |  | 0.00017468 |  | 3.3869e-05 |  | -9.8136e-05 |  | 0.00080489 |  | 0.00049322 |  | 6.1929e-06 |  | 0.00027098 |  | 0.0029179 |  | 0.0021386
| 5.5572e-05 |  | 0.0032317 |  | 4.2057e-05 |  | 0.0081012 |  | 0.21023 |  | 0.19134 |  | 0.00038849 |  | -0.00010388 |  | 0.00018213 |  | 0.00024926 |  | 0.00022218 |  | -9.4169e-05 |  | 3.5729e-05 |  | 1.2688e-06 |  | 0.0001704 |  | 3.4821e-05 |  | -3.1624e-05 |  | 0.00083795 |  | 0.00032468 |  | 2.962e-06 |  | 0.00026453 |  | 0.0028724 |  | 0.0022313
| 5.7538e-05 |  | 0.0031881 |  | 3.717e-05 |  | 0.007915 |  | 0.20737 |  | 0.18656 |  | 0.00037033 |  | -0.00033761 |  | 0.00018215 |  | 0.00024928 |  | 0.00022215 |  | 2.3827e-06 |  | 3.5731e-05 |  | 1.0015e-06 |  | 0.00017041 |  | 3.4818e-05 |  | -2.1812e-05 |  | 0.00073069 |  | -0.00015342 |  | 2.962e-06 |  | 0.00025969 |  | 0.0031071 |  | 0.0023369
| 5.7533e-05 |  | 0.0032905 |  | 3.7167e-05 |  | 0.0074067 |  | 0.20376 |  | 0.18105 |  | 0.00026328 |  | -0.00014469 |  | 9.8424e-06 |  | 0 |  | 1.8149e-05 |  | 0.00011324 |  | 0 |  | 1.3097e-06 |  | 0 |  | 0 |  | -0.00047225 |  | 0.00065093 |  | -0.00048407 |  | 2.4238e-06 |  | 0.0002694 |  | 0.0031291 |  | 0.0023824
| 5.3549e-05 |  | 0.0033597 |  | 6.9384e-05 |  | 0.0073483 |  | 0.19964 |  | 0.17584 |  | 0.00067538 |  | 8.9035e-05 |  | 0.00025855 |  | 0.00016754 |  | 0.00020657 |  | 0.00025628 |  | 6.1222e-05 |  | 1.7125e-06 |  | 0.00012123 |  | 2.1319e-05 |  | -0.00014615 |  | 0.00063399 |  | -0.00047165 |  | 5.654e-06 |  | 0.00027102 |  | 0.0038185 |  | 0.0026505
| 5.3544e-05 |  | 0.0032875 |  | 6.9378e-05 |  | 0.0071222 |  | 0.19537 |  | 0.17041 |  | 0.00052383 |  | -0.00014098 |  | 0.00030438 |  | 0.00016755 |  | 0.00018842 |  | 5.96e-05 |  | 6.1226e-05 |  | 2.3824e-06 |  | 0.00012124 |  | 2.1319e-05 |  | -1.1999e-05 |  | 0.00063161 |  | -0.00032661 |  | 5.6544e-06 |  | 0.00028313 |  | 0.0039683 |  | 0.0027307
| 5.3549e-05 |  | 0.0032031 |  | 6.6564e-05 |  | 0.0070006 |  | 0.19108 |  | 0.16453 |  | 0.00053225 |  | 0.00039697 |  | 0.00039824 |  | 0.00033276 |  | 0.00017953 |  | -5.1257e-05 |  | 0.00013268 |  | 2.4336e-06 |  | 0.00013368 |  | 3.4412e-05 |  | -4.6915e-05 |  | 0.00071953 |  | 0.00028986 |  | 5.6547e-06 |  | 0.00028233 |  | 0.0041169 |  | 0.002846
| 5.3549e-05 |  | 0.0032016 |  | 6.6564e-05 |  | 0.0067129 |  | 0.18631 |  | 0.15978 |  | 0.00070741 |  | 0.00013102 |  | 0.00034257 |  | 0.00033278 |  | 0.00017953 |  | 2.2756e-05 |  | 0.00013269 |  | 2.521e-06 |  | 0.00013369 |  | 3.4411e-05 |  | -0.00028911 |  | 0.00064697 |  | 8.4812e-05 |  | 5.6551e-06 |  | 0.00028073 |  | 0.0043813 |  | 0.0029568
| 6.4866e-05 |  | 0.0032041 |  | 8.5172e-05 |  | 0.0064435 |  | 0.18135 |  | 0.15491 |  | 0.00079336 |  | -2.5973e-05 |  | 0.00024986 |  | 0.00020939 |  | 0.00023118 |  | -2.9801e-05 |  | 0.00016985 |  | 2.5568e-06 |  | 0.00010676 |  | 4.2859e-05 |  | -0.00023239 |  | 0.00063245 |  | -1.1796e-05 |  | 5.6551e-06 |  | 0.00028557 |  | 0.0044537 |  | 0.0030631
| 6.4871e-05 |  | 0.0031677 |  | 8.5179e-05 |  | 0.0061946 |  | 0.17632 |  | 0.14909 |  | 0.00077345 |  | 0.00034503 |  | 0.00024988 |  | 0.00020941 |  | 0.00023118 |  | -0.00029085 |  | 0.00016986 |  | 2.5443e-06 |  | 0.00010676 |  | 4.2859e-05 |  | -0.00011892 |  | 0.00071482 |  | 0.00055975 |  | 5.6551e-06 |  | 0.00029206 |  | 0.0046304 |  | 0.0032184
| 3.7333e-05 |  | 0.0030835 |  | 3.8148e-05 |  | 0.0060444 |  | 0.17128 |  | 0.14403 |  | 0.00069269 |  | -5.5651e-05 |  | 0.00020297 |  | 0.00020761 |  | 0.00019841 |  | -0.00029443 |  | 0.00014472 |  | 2.4958e-06 |  | 9.1834e-05 |  | 2.7759e-05 |  | -0.00015446 |  | 0.00073499 |  | 0.00048106 |  | 5.6554e-06 |  | 0.00029529 |  | 0.0048711 |  | 0.0033639
| 3.7333e-05 |  | 0.0030454 |  | 3.8148e-05 |  | 0.0059573 |  | 0.16668 |  | 0.14038 |  | 0.0006523 |  | -0.00023373 |  | 0.00020298 |  | 0.00020763 |  | 0.00019844 |  | -9.7745e-05 |  | 0.00014473 |  | 2.4804e-06 |  | 9.184e-05 |  | 2.7762e-05 |  | -0.00012719 |  | 0.00060268 |  | -0.00026554 |  | 5.6558e-06 |  | 0.00028641 |  | 0.004437 |  | 0.0034905
| 2.3142e-05 |  | 0.0031171 |  | 5.5755e-05 |  | 0.0058178 |  | 0.16171 |  | 0.13701 |  | 0.00078484 |  | -7.049e-05 |  | 0.00029031 |  | 0.00026167 |  | 0.00019422 |  | -0.0001943 |  | 0.00016225 |  | 2.4978e-06 |  | 0.0001121 |  | 3.2582e-05 |  | -5.4565e-06 |  | 0.00052203 |  | -0.00037063 |  | 4.0406e-06 |  | 0.0002824 |  | 0.0049698 |  | 0.0036552
| 2.3142e-05 |  | 0.0030994 |  | 5.5755e-05 |  | 0.0057011 |  | 0.15676 |  | 0.13361 |  | 0.00090966 |  | -0.00024857 |  | 0.00029033 |  | 0.00026168 |  | 0.00019422 |  | -6.5564e-05 |  | 0.00016226 |  | 2.5943e-06 |  | 0.00011211 |  | 3.2583e-05 |  | 0.00010696 |  | 0.00087307 |  | 0.00027147 |  | 4.0408e-06 |  | 0.00028887 |  | 0.0058237 |  | 0.0038109
| 5.7543e-05 |  | 0.0029832 |  | 0.00012637 |  | 0.0054689 |  | 0.15214 |  | 0.12974 |  | 0.00082717 |  | -0.00038601 |  | 0.00025104 |  | 0.00018244 |  | 0.00011854 |  | 0.00012857 |  | 2.8366e-05 |  | 2.6881e-06 |  | 0.00010351 |  | 2.0227e-05 |  | -5.9211e-05 |  | 0.00090378 |  | 0.00041251 |  | 4.0411e-06 |  | 0.00029292 |  | 0.0058382 |  | 0.0039689
| 5.7538e-05 |  | 0.0029987 |  | 0.00012636 |  | 0.0051458 |  | 0.14726 |  | 0.12481 |  | 0.00089536 |  | -0.00011872 |  | 0.00025107 |  | 0.00018245 |  | 0.00011855 |  | -0.00016926 |  | 2.8368e-05 |  | 2.7115e-06 |  | 0.00010352 |  | 2.023e-05 |  | -0.00022622 |  | 0.00063103 |  | -0.00023868 |  | 4.0411e-06 |  | 0.0002905 |  | 0.0059086 |  | 0.004098
| 3.1251e-05 |  | 0.0031077 |  | 7.7282e-05 |  | 0.0050309 |  | 0.14237 |  | 0.12079 |  | 0.00099247 |  | 9.275e-05 |  | 0.00034716 |  | 0.00022298 |  | 0.00024873 |  | -8.3395e-06 |  | 0.00017109 |  | 2.6413e-06 |  | 0.00021355 |  | 2.9127e-05 |  | -0.00012117 |  | 0.00068833 |  | -0.00024767 |  | 4.0413e-06 |  | 0.0002792 |  | 0.0061261 |  | 0.0042642
| 3.1254e-05 |  | 0.0030301 |  | 7.7289e-05 |  | 0.0051006 |  | 0.13768 |  | 0.11787 |  | 0.00096654 |  | -2.5971e-05 |  | 0.00037678 |  | 0.00022299 |  | 0.00024876 |  | 0.00010251 |  | 0.0001711 |  | 2.4871e-06 |  | 0.00021356 |  | 2.9133e-05 |  | -1.965e-05 |  | 0.00063434 |  | 0.00024988 |  | 4.0413e-06 |  | 0.00027117 |  | 0.0067071 |  | 0.0044931
| 2.3142e-05 |  | 0.0028877 |  | 0.00012692 |  | 0.0050141 |  | 0.13315 |  | 0.11401 |  | 0.00098551 |  | -7.7912e-05 |  | 0.00028838 |  | 0.00022837 |  | 0.00016081 |  | -0.00012635 |  | 6.2116e-05 |  | 2.4051e-06 |  | 0.00010801 |  | 3.5103e-05 |  | -0.00018799 |  | 0.00066501 |  | 0.00060098 |  | 4.0416e-06 |  | 0.00026713 |  | 0.0070214 |  | 0.0046557
| 2.3145e-05 |  | 0.0028966 |  | 0.00012693 |  | 0.0047651 |  | 0.1288 |  | 0.10928 |  | 0.00097794 |  | -4.8231e-05 |  | 0.00026601 |  | 0.00022838 |  | 0.00018685 |  | -4.768e-05 |  | 6.212e-05 |  | 2.3788e-06 |  | 0.00010802 |  | 3.5108e-05 |  | -0.00025022 |  | 0.00071913 |  | 0.00048135 |  | 4.0416e-06 |  | 0.00026634 |  | 0.0072157 |  | 0.0048324
| 0.00013144 |  | 0.0028743 |  | 8.9128e-05 |  | 0.0046017 |  | 0.12453 |  | 0.10545 |  | 0.0010404 |  | 2.2261e-05 |  | 0.00020815 |  | 0.00019513 |  | 0.00013727 |  | -6.9136e-05 |  | 1.4281e-06 |  | 2.4193e-06 |  | 0.00010272 |  | 4.9283e-05 |  | -4.3676e-06 |  | 0.0006481 |  | 1.7109e-05 |  | 5.6575e-06 |  | 0.00027038 |  | 0.0074053 |  | 0.0050258
| 0.00013145 |  | 0.0029024 |  | 8.9136e-05 |  | 0.0044003 |  | 0.12042 |  | 0.10245 |  | 0.0011784 |  | 9.9159e-05 |  | 0.00024707 |  | 0.000236 |  | 0.00011808 |  | 0.00014223 |  | 1.4282e-06 |  | 2.3643e-06 |  | 0.00010272 |  | 4.9288e-05 |  | 0.0001414 |  | 0.0007224 |  | 0.00022989 |  | 5.6575e-06 |  | 0.00027201 |  | 0.0075839 |  | 0.0052636
| 5.5581e-05 |  | 0.0029046 |  | 0.00010775 |  | 0.0041486 |  | 0.11678 |  | 0.098557 |  | 0.0012265 |  | -0.00024116 |  | 0.00037269 |  | 0.00029136 |  | 0.0001625 |  | 0.00020264 |  | 0.00018165 |  | 2.2697e-06 |  | 0.00013608 |  | 4.7903e-05 |  | 1.5074e-05 |  | 0.00069818 |  | -0.00078658 |  | 2.4254e-06 |  | 0.0002712 |  | 0.0078366 |  | 0.0054994
| 5.5581e-05 |  | 0.0027818 |  | 0.00010775 |  | 0.0040294 |  | 0.1131 |  | 0.094386 |  | 0.0011988 |  | -0.00038214 |  | 0.00038987 |  | 0.00025051 |  | 0.0001557 |  | -2.9801e-05 |  | 0.00018166 |  | 2.3397e-06 |  | 0.00013609 |  | 4.7908e-05 |  | -4.9889e-05 |  | 0.00063288 |  | -0.0010402 |  | 2.4253e-06 |  | 0.00027124 |  | 0.0081453 |  | 0.0056766
| 0 |  | 0.0027451 |  | 0.00014386 |  | 0.0040164 |  | 0.10957 |  | 0.091314 |  | 0.0013074 |  | 4.4523e-05 |  | 0.00027741 |  | 3.5932e-05 |  | 0.00011582 |  | -8.3441e-05 |  | 0.000101 |  | 2.5031e-06 |  | 0.0001916 |  | 3.3421e-05 |  | -3.8227e-05 |  | 0.00063288 |  | -0.00017691 |  | 5.6586e-06 |  | 0.00027608 |  | 0.0084001 |  | 0.0058963
| 0 |  | 0.0027696 |  | 0.00014386 |  | 0.0040484 |  | 0.10654 |  | 0.088726 |  | 0.0015159 |  | -0.00019662 |  | 0.00031823 |  | 3.5934e-05 |  | 0.00017471 |  | -0.00025509 |  | 0.000101 |  | 2.5562e-06 |  | 0.00019161 |  | 3.3419e-05 |  | -1.0922e-06 |  | 0.0005562 |  | -0.0003813 |  | 5.6582e-06 |  | 0.00028577 |  | 0.0086189 |  | 0.006186
| 2.4159e-05 |  | 0.0028 |  | 3.5217e-05 |  | 0.0039286 |  | 0.10332 |  | 0.086096 |  | 0.0016636 |  | -0.00042294 |  | 0.00042424 |  | 0.00014519 |  | 0.00023779 |  | -0.00016211 |  | 0.00011413 |  | 2.4458e-06 |  | 0.00019048 |  | 4.5844e-05 |  | 3.714e-05 |  | 0.00060467 |  | -0.00013655 |  | 5.6589e-06 |  | 0.00029224 |  | 0.0089027 |  | 0.0065014
| 2.4159e-05 |  | 0.0026781 |  | 3.5217e-05 |  | 0.0036969 |  | 0.10012 |  | 0.083464 |  | 0.0017031 |  | -4.4521e-05 |  | 0.00032007 |  | 0.0001452 |  | 0.00017888 |  | 4.172e-05 |  | 0.00011414 |  | 2.3965e-06 |  | 0.00019049 |  | 4.5842e-05 |  | 6.5547e-06 |  | 0.00072258 |  | 0.00015704 |  | 5.6589e-06 |  | 0.0002971 |  | 0.0092716 |  | 0.0067572
| 0 |  | 0.0025899 |  | 0.00011339 |  | 0.0036162 |  | 0.09747 |  | 0.080738 |  | 0.0017818 |  | 0.0002189 |  | 0.00026657 |  | 0.00024504 |  | 0.00013307 |  | 0.00010251 |  | 8.6539e-05 |  | 2.4601e-06 |  | 0.00015006 |  | 2.0745e-05 |  | -4.6531e-05 |  | 0.00071531 |  | -0.0001346 |  | 4.0428e-06 |  | 0.0002971 |  | 0.0097163 |  | 0.0070427
| 0 |  | 0.0026956 |  | 0.00011339 |  | 0.003724 |  | 0.094891 |  | 0.078726 |  | 0.0017884 |  | -2.9672e-05 |  | 0.00034671 |  | 0.00024597 |  | 0.00013599 |  | -0.00011204 |  | 8.6544e-05 |  | 2.5116e-06 |  | 0.00015007 |  | 2.0747e-05 |  | -9.1334e-05 |  | 0.00072182 |  | -0.00010915 |  | 4.0433e-06 |  | 0.00029309 |  | 0.010207 |  | 0.0074038
| 3.4298e-05 |  | 0.0027487 |  | 9.7042e-05 |  | 0.0035696 |  | 0.092317 |  | 0.077192 |  | 0.0017652 |  | -0.00014519 |  | 0.0003642 |  | 0.00022736 |  | 0.00015874 |  | -0.00032541 |  | 8.036e-05 |  | 2.4998e-06 |  | 0.00015735 |  | 3.8069e-05 |  | -9.0902e-05 |  | 0.00068795 |  | 0.00029117 |  | 5.6593e-06 |  | 0.0002923 |  | 0.010652 |  | 0.0077671
| 4.5463e-05 |  | 0.0027281 |  | 9.7034e-05 |  | 0.0032681 |  | 0.090109 |  | 0.075071 |  | 0.0018686 |  | -8.1619e-05 |  | 0.0003711 |  | 0.00022645 |  | 0.00017754 |  | -0.0001192 |  | 8.0365e-05 |  | 2.4839e-06 |  | 0.00015736 |  | 3.8079e-05 |  | -1.1139e-05 |  | 0.00056037 |  | 0.00013388 |  | 5.66e-06 |  | 0.00028987 |  | 0.011113 |  | 0.0080679
| 1.1169e-05 |  | 0.0026619 |  | 6.9397e-05 |  | 0.003021 |  | 0.08801 |  | 0.072946 |  | 0.0020095 |  | -1.4844e-05 |  | 0.00037769 |  | 0.00020231 |  | 0.00014293 |  | -8.7017e-05 |  | 0.00011955 |  | 2.479e-06 |  | 7.3227e-05 |  | 3.9971e-05 |  | 1.0928e-05 |  | 0.00052245 |  | -7.2637e-05 |  | 4.0436e-06 |  | 0.00028505 |  | 0.011443 |  | 0.0083912
| 0 |  | 0.002581 |  | 6.939e-05 |  | 0.0029359 |  | 0.085918 |  | 0.071657 |  | 0.0021738 |  | -0.00010759 |  | 0.00033778 |  | 0.00020232 |  | 0.00012129 |  | 4.8872e-05 |  | 0.00011956 |  | 2.4841e-06 |  | 7.3231e-05 |  | 3.9978e-05 |  | 0 |  | 0.00056125 |  | -0.00018257 |  | 4.0436e-06 |  | 0.00027941 |  | 0.011927 |  | 0.0088465
| 8.5758e-05 |  | 0.002619 |  | 6.1498e-05 |  | 0.0029494 |  | 0.083819 |  | 0.070859 |  | 0.0023564 |  | -0.0001484 |  | 0.00042304 |  | 0.00022708 |  | 0.00019034 |  | 0.00031708 |  | 0.00010255 |  | 2.4915e-06 |  | 0.00014351 |  | 3.2307e-05 |  | -2.2938e-05 |  | 0.0006307 |  | -0.00020279 |  | 5.6603e-06 |  | 0.00027457 |  | 0.0127 |  | 0.0092519
| 8.5758e-05 |  | 0.002655 |  | 6.1498e-05 |  | 0.003037 |  | 0.081515 |  | 0.069316 |  | 0.0024507 |  | 0.00018921 |  | 0.00048285 |  | 0.00022709 |  | 0.00019034 |  | 0.0002384 |  | 0.00010256 |  | 2.4514e-06 |  | 0.00014352 |  | 3.2305e-05 |  | -7.6496e-05 |  | 0.00070261 |  | -0.00017856 |  | 5.6607e-06 |  | 0.00027539 |  | 0.01299 |  | 0.0095624
| 1.5037e-05 |  | 0.0026234 |  | 4.5981e-05 |  | 0.0030384 |  | 0.079185 |  | 0.067461 |  | 0.002433 |  | -1.4841e-05 |  | 0.00046429 |  | 0.00015605 |  | 0.00019268 |  | 0.00017761 |  | 7.0137e-05 |  | 2.4128e-06 |  | 0.00010599 |  | 4.9566e-05 |  | -7.4515e-05 |  | 0.00067681 |  | -0.00030188 |  | 5.6607e-06 |  | 0.0002746 |  | 0.01347 |  | 0.0099694
| 1.5036e-05 |  | 0.002599 |  | 4.5977e-05 |  | 0.0027871 |  | 0.077114 |  | 0.066511 |  | 0.0025859 |  | -0.00025229 |  | 0.00035746 |  | 0.00015606 |  | 0.00019271 |  | 8.1056e-05 |  | 7.0142e-05 |  | 2.3987e-06 |  | 0.000106 |  | 4.9573e-05 |  | -1.8768e-05 |  | 0.0006655 |  | -3.969e-05 |  | 5.661e-06 |  | 0.00027945 |  | 0.014413 |  | 0.010464
| 2.5174e-05 |  | 0.0026558 |  | 6.7704e-05 |  | 0.0027344 |  | 0.075348 |  | 0.065639 |  | 0.0027284 |  | 0 |  | 0.0004187 |  | 0.0002897 |  | 0.0001954 |  | -6.5561e-05 |  | 0.00021346 |  | 2.4237e-06 |  | 0.00012722 |  | 4.314e-05 |  | 8.9647e-05 |  | 0.00087878 |  | 2.8343e-05 |  | 5.661e-06 |  | 0.00028835 |  | 0.015014 |  | 0.010961
| 2.5174e-05 |  | 0.0026287 |  | 6.7704e-05 |  | 0.0029415 |  | 0.073735 |  | 0.064107 |  | 0.0027593 |  | 7.4373e-05 |  | 0.0004941 |  | 0.0002898 |  | 0.0001954 |  | -3.1859e-05 |  | 0.00021347 |  | 2.5468e-06 |  | 0.00012723 |  | 4.314e-05 |  | -5.4665e-06 |  | 0.0008707 |  | 5.5906e-05 |  | 5.6614e-06 |  | 0.00028835 |  | 0.014896 |  | 0.011466
| 2.8218e-05 |  | 0.0025764 |  | 8.9151e-05 |  | 0.0029231 |  | 0.072291 |  | 0.062815 |  | 0.0030147 |  | -0.00024115 |  | 0.00050727 |  | 0.00017146 |  | 0.00013512 |  | 2.384e-06 |  | 0.00012458 |  | 2.6452e-06 |  | 7.0755e-05 |  | 3.6977e-05 |  | -0.00012248 |  | 0.00063085 |  | -0.0003129 |  | 5.6614e-06 |  | 0.00028594 |  | 0.016064 |  | 0.012005
| 2.8216e-05 |  | 0.002615 |  | 8.9144e-05 |  | 0.0027653 |  | 0.071018 |  | 0.061737 |  | 0.0031777 |  | -0.00034132 |  | 0.0006134 |  | 0.00017139 |  | 0.00013514 |  | -9.4169e-05 |  | 0.00012458 |  | 2.717e-06 |  | 7.076e-05 |  | 3.698e-05 |  | -7.7653e-05 |  | 0.00070279 |  | -0.00065938 |  | 5.6621e-06 |  | 0.00028354 |  | 0.017388 |  | 0.012582
| 2.6188e-05 |  | 0.0026281 |  | 8.9144e-05 |  | 0.0027957 |  | 0.069393 |  | 0.060501 |  | 0.0034329 |  | -0.00027083 |  | 0.00057518 |  | 0.00024974 |  | 0.00017484 |  | -3.6952e-05 |  | 8.7522e-05 |  | 2.6878e-06 |  | 0.00014113 |  | 4.0928e-05 |  | 4.9208e-05 |  | 0.00069713 |  | 7.0839e-06 |  | 4.0448e-06 |  | 0.00028838 |  | 0.017608 |  | 0.013149
| 2.619e-05 |  | 0.0025119 |  | 8.9151e-05 |  | 0.0026562 |  | 0.06753 |  | 0.058974 |  | 0.0036567 |  | -0.00014098 |  | 0.00052053 |  | 0.00024976 |  | 0.00017487 |  | 0.00016688 |  | 8.7527e-05 |  | 2.6302e-06 |  | 0.00014114 |  | 4.0933e-05 |  | 4.3744e-06 |  | 0.00066163 |  | 0.00040071 |  | 4.0451e-06 |  | 0.00029406 |  | 0.018246 |  | 0.013682
| 3.3284e-05 |  | 0.0024711 |  | 0.00012638 |  | 0.0022762 |  | 0.065345 |  | 0.057079 |  | 0.0036816 |  | 6.307e-05 |  | 0.00055992 |  | 0.00021898 |  | 0.00011088 |  | 0.00017761 |  | 4.5681e-05 |  | 2.6068e-06 |  | 0.00014231 |  | 2.5855e-05 |  | -8.7496e-05 |  | 0.00070449 |  | 0.00016315 |  | 5.6624e-06 |  | 0.00029408 |  | 0.018653 |  | 0.014134
| 3.3287e-05 |  | 0.0025648 |  | 0.00012639 |  | 0.0023493 |  | 0.063317 |  | 0.055544 |  | 0.0038008 |  | -3.7102e-06 |  | 0.00057529 |  | 0.00021899 |  | 0.00011088 |  | -8.7013e-05 |  | 4.5684e-05 |  | 2.5147e-06 |  | 0.00014232 |  | 2.5855e-05 |  | -6.2344e-05 |  | 0.00070772 |  | 0.00021557 |  | 5.6628e-06 |  | 0.00028842 |  | 0.019246 |  | 0.014686
| 7.8988e-05 |  | 0.0027131 |  | 5.0873e-05 |  | 0.0024388 |  | 0.061584 |  | 0.054472 |  | 0.0040172 |  | -0.00021147 |  | 0.00074047 |  | 0.0003357 |  | 0.00025782 |  | -5.4829e-05 |  | 0.0002289 |  | 2.4453e-06 |  | 0.00019926 |  | 4.9772e-05 |  | 0.00012141 |  | 0.00071019 |  | 0.00026553 |  | 2.4274e-06 |  | 0.00028197 |  | 0.020118 |  | 0.015365
| 7.8995e-05 |  | 0.0027 |  | 5.0877e-05 |  | 0.0023732 |  | 0.059678 |  | 0.053028 |  | 0.0042933 |  | -0.00038585 |  | 0.00073725 |  | 0.00033573 |  | 0.00025786 |  | -0.00012278 |  | 0.00022891 |  | 2.3629e-06 |  | 0.00019927 |  | 4.9779e-05 |  | 0.00013236 |  | 0.00075867 |  | 0.00034749 |  | 2.4274e-06 |  | 0.00027955 |  | 0.020677 |  | 0.01591
| 3.2274e-05 |  | 0.0025186 |  | 5.6989e-05 |  | 0.0023045 |  | 0.05806 |  | 0.051512 |  | 0.0043954 |  | -0.00053054 |  | 0.00059727 |  | 0.00011156 |  | 8.2002e-05 |  | -0.00018 |  | 8.4195e-05 |  | 2.3455e-06 |  | 0.00015804 |  | 3.3646e-05 |  | -0.00010456 |  | 0.00075063 |  | 8.2609e-05 |  | 5.6631e-06 |  | 0.00028038 |  | 0.021343 |  | 0.016498
| 3.2274e-05 |  | 0.0024682 |  | 5.6989e-05 |  | 0.002083 |  | 0.056395 |  | 0.050123 |  | 0.0045467 |  | -0.00039308 |  | 0.00056372 |  | 0.00011157 |  | 8.2002e-05 |  | -0.00011379 |  | 8.42e-05 |  | 2.3678e-06 |  | 0.00015805 |  | 3.3646e-05 |  | -0.00020085 |  | 0.00065775 |  | -0.00078535 |  | 5.6635e-06 |  | 0.00028201 |  | 0.022482 |  | 0.017204
| 4.1398e-05 |  | 0.0024443 |  | 2.5439e-05 |  | 0.002154 |  | 0.054655 |  | 0.048614 |  | 0.0049666 |  | -0.00013726 |  | 0.00071475 |  | 0.00034315 |  | 0.00025286 |  | -0.00015854 |  | 0.00021851 |  | 2.4207e-06 |  | 6.3037e-05 |  | 3.5276e-05 |  | -0.00012801 |  | 0.00056806 |  | -0.00038304 |  | 4.0461e-06 |  | 0.00028686 |  | 0.023462 |  | 0.01795
| 4.1398e-05 |  | 0.0024343 |  | 2.5439e-05 |  | 0.0021204 |  | 0.052927 |  | 0.04709 |  | 0.005302 |  | 1.113e-05 |  | 0.00078885 |  | 0.00034317 |  | 0.00025286 |  | -3.3375e-05 |  | 0.00021853 |  | 2.4892e-06 |  | 6.3041e-05 |  | 3.5277e-05 |  | -4.7051e-05 |  | 0.00065941 |  | 4.2763e-05 |  | 4.0463e-06 |  | 0.00028849 |  | 0.024111 |  | 0.018675
| 3.8356e-05 |  | 0.002429 |  | 0.00010156 |  | 0.0019422 |  | 0.051237 |  | 0.045317 |  | 0.0054 |  | 7.0491e-05 |  | 0.00072323 |  | 0.0002548 |  | 0.000176 |  | -8.344e-05 |  | 3.0333e-05 |  | 2.506e-06 |  | 8.1462e-05 |  | 5.5896e-05 |  | -5.2524e-05 |  | 0.00064086 |  | -0.00019325 |  | 4.0463e-06 |  | 0.00028204 |  | 0.024639 |  | 0.019343
| 3.8356e-05 |  | 0.0024212 |  | 0.00010157 |  | 0.002011 |  | 0.049805 |  | 0.043929 |  | 0.0055316 |  | -4.0816e-05 |  | 0.0006332 |  | 0.00025482 |  | 0.000176 |  | -4.0528e-05 |  | 3.0335e-05 |  | 2.4546e-06 |  | 8.1468e-05 |  | 5.5896e-05 |  | 8.7548e-06 |  | 0.00067076 |  | -3.6383e-05 |  | 4.0466e-06 |  | 0.00027315 |  | 0.025423 |  | 0.020077
| 5.5591e-05 |  | 0.0024512 |  | 3.6202e-05 |  | 0.0019452 |  | 0.04808 |  | 0.042889 |  | 0.0058332 |  | -8.5337e-05 |  | 0.00075145 |  | 0.00036078 |  | 0.00025732 |  | -0.00010847 |  | 9.6532e-05 |  | 2.385e-06 |  | 0.00010537 |  | 3.7507e-05 |  | 9.7402e-05 |  | 0.00086397 |  | -7.0486e-05 |  | 7.2833e-06 |  | 0.00027398 |  | 0.0265 |  | 0.020923
| 5.5596e-05 |  | 0.0024645 |  | 3.6205e-05 |  | 0.0019381 |  | 0.046431 |  | 0.041387 |  | 0.0061293 |  | 3.7102e-06 |  | 0.00091597 |  | 0.0003608 |  | 0.00025732 |  | -6.9136e-05 |  | 9.6538e-05 |  | 2.3528e-06 |  | 0.00010537 |  | 3.7507e-05 |  | -2.4079e-05 |  | 0.00070479 |  | -0.00037412 |  | 7.2833e-06 |  | 0.00028208 |  | 0.027377 |  | 0.021706
| 2.0108e-05 |  | 0.0024188 |  | 3.9137e-05 |  | 0.0018398 |  | 0.044752 |  | 0.03962 |  | 0.0064095 |  | 0.00010388 |  | 0.00089088 |  | 0.00017731 |  | 0.00021393 |  | -0.00023721 |  | 3.1096e-05 |  | 2.3792e-06 |  | 0.00014386 |  | 4.9535e-05 |  | -0.00020129 |  | 0.00055446 |  | -0.00018765 |  | 5.6649e-06 |  | 0.00028531 |  | 0.028092 |  | 0.022456
| 2.0109e-05 |  | 0.0024092 |  | 3.914e-05 |  | 0.0015999 |  | 0.043199 |  | 0.038136 |  | 0.0066512 |  | 5.1935e-05 |  | 0.00086251 |  | 0.00017732 |  | 0.00021393 |  | -0.00059123 |  | 3.1098e-05 |  | 2.5053e-06 |  | 0.00014387 |  | 4.9537e-05 |  | -0.00012359 |  | 0.00062805 |  | 1.373e-05 |  | 5.6649e-06 |  | 0.00028614 |  | 0.029068 |  | 0.023316
| 8.4081e-05 |  | 0.0022752 |  | 7.7309e-05 |  | 0.001651 |  | 0.041873 |  | 0.036861 |  | 0.0067587 |  | -0.00041553 |  | 0.00081767 |  | 0.00029128 |  | 0.00016726 |  | -0.00043389 |  | 0.00013648 |  | 2.6071e-06 |  | 0.00024234 |  | 3.4688e-05 |  | -9.5377e-05 |  | 0.00069595 |  | -0.00026952 |  | 4.0473e-06 |  | 0.0002821 |  | 0.030052 |  | 0.024274
| 8.4073e-05 |  | 0.0022543 |  | 7.7302e-05 |  | 0.0017419 |  | 0.040369 |  | 0.035594 |  | 0.0070014 |  | -0.00020035 |  | 0.00093593 |  | 0.0002913 |  | 0.00016728 |  | -0.00025509 |  | 0.00013649 |  | 2.6821e-06 |  | 0.00024235 |  | 3.4693e-05 |  | -0.00010524 |  | 0.00067659 |  | -0.00016075 |  | 4.0473e-06 |  | 0.00027969 |  | 0.030715 |  | 0.025189
| 2.8221e-05 |  | 0.0023083 |  | 0.0001106 |  | 0.0015719 |  | 0.039021 |  | 0.034232 |  | 0.007262 |  | 0.00041924 |  | 0.00095896 |  | 0.00020767 |  | 0.00019626 |  | -0.00012993 |  | 3.1122e-05 |  | 2.6682e-06 |  | 9.0081e-05 |  | 2.4891e-05 |  | -5.5835e-05 |  | 0.00080032 |  | -0.00027205 |  | 5.6656e-06 |  | 0.00027809 |  | 0.031594 |  | 0.026162
| 2.8221e-05 |  | 0.0022232 |  | 0.0001106 |  | 0.0015136 |  | 0.037739 |  | 0.032949 |  | 0.0075578 |  | 0.00056764 |  | 0.00093605 |  | 0.00020768 |  | 0.00019626 |  | -7.2713e-05 |  | 3.1124e-05 |  | 2.6383e-06 |  | 9.0087e-05 |  | 2.489e-05 |  | -2.8469e-05 |  | 0.00083023 |  | -0.00031389 |  | 5.6659e-06 |  | 0.00028051 |  | 0.0328 |  | 0.027231
| 5.3568e-05 |  | 0.0022734 |  | 6.433e-05 |  | 0.001678 |  | 0.0364 |  | 0.031864 |  | 0.0078311 |  | 8.4992e-05 |  | 0.0010007 |  | 0.0002733 |  | 0.00020511 |  | -0.00015133 |  | 0.00013832 |  | 2.6227e-06 |  | 0.00024225 |  | 4.4243e-05 |  | -4.161e-05 |  | 0.00078177 |  | -0.00037237 |  | 4.0478e-06 |  | 0.00028457 |  | 0.033874 |  | 0.028268
| 5.3568e-05 |  | 0.0023208 |  | 6.433e-05 |  | 0.0015531 |  | 0.035112 |  | 0.030801 |  | 0.0079828 |  | -9.2751e-05 |  | 0.0011628 |  | 0.00027332 |  | 0.00020514 |  | -0.00022291 |  | 0.00013833 |  | 2.5722e-06 |  | 0.00024226 |  | 4.4251e-05 |  | 5.1088e-05 |  | 0.00072199 |  | -0.00049767 |  | 4.0478e-06 |  | 0.00028297 |  | 0.035104 |  | 0.02928
| 2.8731e-06 |  | 0.0023328 |  | 4.6972e-05 |  | 0.0014001 |  | 0.033796 |  | 0.029788 |  | 0.0083527 |  | -3.7102e-06 |  | 0.0012297 |  | 0.00043669 |  | 0.00017991 |  | -0.00029801 |  | 0.0001648 |  | 2.5405e-06 |  | 0.00022317 |  | 3.6183e-05 |  | 0.00021646 |  | 0.0005514 |  | -3.1864e-05 |  | 4.0483e-06 |  | 0.00028055 |  | 0.036389 |  | 0.030373
| 2.8729e-06 |  | 0.0023475 |  | 4.6968e-05 |  | 0.0014647 |  | 0.032476 |  | 0.02894 |  | 0.0087117 |  | -0.00035246 |  | 0.0011531 |  | 0.00043672 |  | 0.00017993 |  | -0.00036595 |  | 0.00016481 |  | 2.6093e-06 |  | 0.00022318 |  | 3.6189e-05 |  | 0.00013909 |  | 0.00059509 |  | 5.9162e-05 |  | 4.0483e-06 |  | 0.00027733 |  | 0.037718 |  | 0.031608
| 7.0538e-05 |  | 0.0022985 |  | 6.9409e-05 |  | 0.0015265 |  | 0.031386 |  | 0.028027 |  | 0.0089155 |  | -0.00023003 |  | 0.0012419 |  | 0.00024352 |  | 0.00015529 |  | -5.4831e-05 |  | 0.00015766 |  | 2.6975e-06 |  | 0.00016196 |  | 1.1398e-05 |  | 5.4765e-05 |  | 0.00067191 |  | 0.00028162 |  | 4.0483e-06 |  | 0.00028057 |  | 0.03927 |  | 0.032795
| 7.0544e-05 |  | 0.0023492 |  | 6.9415e-05 |  | 0.0015342 |  | 0.030302 |  | 0.027037 |  | 0.0093008 |  | -2.968e-05 |  | 0.0013033 |  | 0.00024353 |  | 0.00018891 |  | -7.2716e-05 |  | 0.00015767 |  | 2.7259e-06 |  | 0.00016197 |  | 1.14e-05 |  | 2.1907e-05 |  | 0.00070914 |  | 0.0002285 |  | 4.0486e-06 |  | 0.00028867 |  | 0.039866 |  | 0.033951
| 3.7346e-05 |  | 0.0023718 |  | 5.186e-05 |  | 0.0013868 |  | 0.029025 |  | 0.026142 |  | 0.0097773 |  | -7.4188e-06 |  | 0.0012147 |  | 0.0002354 |  | 0.00018084 |  | -0.00011563 |  | 0.00010044 |  | 2.6658e-06 |  | 0.00020165 |  | 4.8766e-05 |  | -5.6961e-05 |  | 0.0007763 |  | -0.00025617 |  | 5.6673e-06 |  | 0.00029273 |  | 0.041754 |  | 0.035173
| 3.7349e-05 |  | 0.0022699 |  | 5.1865e-05 |  | 0.0012947 |  | 0.027875 |  | 0.025364 |  | 0.010282 |  | 0.00015211 |  | 0.0013188 |  | 0.00023542 |  | 0.00014725 |  | 0.00024913 |  | 0.00010045 |  | 2.5037e-06 |  | 0.00020166 |  | 4.8768e-05 |  | -4.7107e-05 |  | 0.00071646 |  | -8.0735e-06 |  | 5.6673e-06 |  | 0.00028788 |  | 0.043537 |  | 0.036537
| 8.8039e-05 |  | 0.0021751 |  | 9.3118e-05 |  | 0.0012684 |  | 0.027116 |  | 0.024628 |  | 0.010717 |  | 5.9361e-05 |  | 0.0012652 |  | 0.00012864 |  | 0.00011501 |  | 0.00020979 |  | 1.483e-05 |  | 2.4007e-06 |  | 0.00017196 |  | 4.0308e-05 |  | -8.7648e-06 |  | 0.00073753 |  | -5.1145e-05 |  | 5.6673e-06 |  | 0.00027738 |  | 0.043935 |  | 0.037971
| 8.8039e-05 |  | 0.0022404 |  | 0.00011273 |  | 0.0012509 |  | 0.026265 |  | 0.023877 |  | 0.011234 |  | -2.597e-05 |  | 0.0013825 |  | 0.00012865 |  | 0.00011501 |  | 0.00011682 |  | 1.4831e-05 |  | 2.4523e-06 |  | 0.00017197 |  | 4.0309e-05 |  | 0.00010725 |  | 0.00071898 |  | -0.00044006 |  | 5.668e-06 |  | 0.00027174 |  | 0.045608 |  | 0.039384
| 6.3772e-05 |  | 0.002311 |  | 0.00011273 |  | 0.0012097 |  | 0.025326 |  | 0.02304 |  | 0.011896 |  | -4.8231e-05 |  | 0.0016072 |  | 0.00029517 |  | 0.00012584 |  | 0.00012754 |  | 0.00018675 |  | 2.6071e-06 |  | 0.00010504 |  | 2.841e-05 |  | 4.2351e-05 |  | 0.00058958 |  | 0.00021082 |  | 5.6677e-06 |  | 0.00027093 |  | 0.047672 |  | 0.040763
| 6.3772e-05 |  | 0.002282 |  | 9.3118e-05 |  | 0.0011847 |  | 0.024508 |  | 0.022356 |  | 0.012269 |  | -0.00036729 |  | 0.0015953 |  | 0.00029519 |  | 0.00012586 |  | -0.00012278 |  | 0.00018676 |  | 2.7568e-06 |  | 0.00010504 |  | 2.8415e-05 |  | -8.1352e-05 |  | 0.0006527 |  | 0.00057414 |  | 5.6684e-06 |  | 0.00027337 |  | 0.049659 |  | 0.042169
| 0.00014899 |  | 0.002284 |  | 9.3118e-05 |  | 0.0012489 |  | 0.023712 |  | 0.021831 |  | 0.012772 |  | -0.00037842 |  | 0.0016841 |  | 0.00026869 |  | 0.00022077 |  | -0.00014423 |  | 0.00010886 |  | 2.7501e-06 |  | 0.00015074 |  | 3.4694e-05 |  | -0.00016429 |  | 0.00073277 |  | 0.00060584 |  | 4.0496e-06 |  | 0.00027984 |  | 0.051415 |  | 0.043671
| 0.00014899 |  | 0.0022195 |  | 9.3118e-05 |  | 0.001168 |  | 0.022856 |  | 0.021464 |  | 0.013571 |  | -0.00019292 |  | 0.0016995 |  | 0.00026871 |  | 0.00022083 |  | -0.00034448 |  | 0.00010887 |  | 2.6384e-06 |  | 0.00015075 |  | 3.4702e-05 |  | -0.00021909 |  | 0.00081937 |  | 0.00048516 |  | 4.0496e-06 |  | 0.00028957 |  | 0.053654 |  | 0.045222
| 5.2559e-05 |  | 0.0021913 |  | 8.2959e-05 |  | 0.0011799 |  | 0.021964 |  | 0.021146 |  | 0.014293 |  | -0.00015211 |  | 0.0018399 |  | 0.000221 |  | 0.00022079 |  | -0.00052328 |  | 0.00013205 |  | 2.5325e-06 |  | 9.2248e-05 |  | 3.4354e-05 |  | -0.00010193 |  | 0.00074095 |  | -6.9095e-05 |  | 5.6687e-06 |  | 0.00029687 |  | 0.056498 |  | 0.046824
| 5.2564e-05 |  | 0.0022915 |  | 8.2967e-05 |  | 0.0012285 |  | 0.021276 |  | 0.020604 |  | 0.015056 |  | 7.42e-06 |  | 0.0020734 |  | 0.00022102 |  | 0.00022082 |  | -0.00024436 |  | 0.00013206 |  | 2.5173e-06 |  | 9.2254e-05 |  | 3.4359e-05 |  | -2.1921e-05 |  | 0.0005274 |  | -0.00015313 |  | 5.6691e-06 |  | 0.00029363 |  | 0.058887 |  | 0.048461
| 0.00013149 |  | 0.002229 |  | 7.0544e-05 |  | 0.0012026 |  | 0.020611 |  | 0.019904 |  | 0.015621 |  | 0.0001113 |  | 0.002284 |  | 0.00018925 |  | 0.000169 |  | -0.00024436 |  | 0.00023578 |  | 2.6111e-06 |  | 0.00014838 |  | 3.1674e-05 |  | -7.8237e-05 |  | 0.00053472 |  | 0.00017711 |  | 7.2891e-06 |  | 0.00028475 |  | 0.060475 |  | 0.050181
| 0.00013151 |  | 0.0021761 |  | 7.055e-05 |  | 0.0011622 |  | 0.019879 |  | 0.01918 |  | 0.016088 |  | 0.0002226 |  | 0.0023828 |  | 0.00018926 |  | 0.000169 |  | -0.00029085 |  | 0.0002358 |  | 2.6576e-06 |  | 0.00014839 |  | 3.1672e-05 |  | -0.00012648 |  | 0.00065125 |  | 0.00011815 |  | 7.2896e-06 |  | 0.00027911 |  | 0.062306 |  | 0.051869
| 4.9521e-05 |  | 0.0023007 |  | 5.8698e-05 |  | 0.0012009 |  | 0.019266 |  | 0.018631 |  | 0.016849 |  | 0.00026341 |  | 0.0023863 |  | 0.00014785 |  | 0.00017176 |  | 0.0001347 |  | 0.00015507 |  | 2.6087e-06 |  | 0.0001586 |  | 3.8718e-05 |  | -5.7008e-05 |  | 0.00073538 |  | -0.00011125 |  | 5.6698e-06 |  | 0.00028072 |  | 0.063861 |  | 0.053607
| 4.9517e-05 |  | 0.0022646 |  | 5.8692e-05 |  | 0.0011442 |  | 0.018744 |  | 0.018093 |  | 0.017609 |  | 3.5415e-06 |  | 0.0023677 |  | 0.00014786 |  | 0.00017178 |  | 0.00024805 |  | 0.00015508 |  | 2.6578e-06 |  | 0.00015861 |  | 3.8724e-05 |  | -7.017e-05 |  | 0.00070145 |  | 3.7041e-05 |  | 5.6698e-06 |  | 0.00027912 |  | 0.065064 |  | 0.055458
| 5.0536e-05 |  | 0.0020117 |  | 7.7323e-05 |  | 0.0010936 |  | 0.018219 |  | 0.017462 |  | 0.018239 |  | -0.00018921 |  | 0.002358 |  | 0.00012363 |  | 6.3392e-05 |  | -1.9072e-05 |  | 3.5874e-05 |  | 2.7517e-06 |  | 8.7526e-05 |  | 4.133e-05 |  | -0.0001813 |  | 0.00079772 |  | -7.2598e-05 |  | 4.0506e-06 |  | 0.00027589 |  | 0.066599 |  | 0.057203
| 5.0536e-05 |  | 0.0019942 |  | 7.7323e-05 |  | 0.0010485 |  | 0.017665 |  | 0.016903 |  | 0.018871 |  | -0.00013727 |  | 0.0024317 |  | 0.00012364 |  | 6.3392e-05 |  | -9.0593e-05 |  | 3.5876e-05 |  | 2.7403e-06 |  | 8.7532e-05 |  | 4.133e-05 |  | -0.00011443 |  | 0.00081072 |  | -0.00013553 |  | 4.5909e-06 |  | 0.0002848 |  | 0.068429 |  | 0.059139
| 6.7728e-05 |  | 0.0022209 |  | 9.4819e-05 |  | 0.00091945 |  | 0.017062 |  | 0.016435 |  | 0.019725 |  | -8.533e-05 |  | 0.0025457 |  | 0.0002472 |  | 0.00020046 |  | 4.5289e-05 |  | 7.9808e-05 |  | 2.6299e-06 |  | 0.00013004 |  | 3.3083e-05 |  | -6.7908e-05 |  | 0.00066755 |  | -4.6734e-05 |  | 6.2106e-06 |  | 0.00029615 |  | 0.07112 |  | 0.061117
| 6.7734e-05 |  | 0.0022608 |  | 9.4828e-05 |  | 0.0011515 |  | 0.016478 |  | 0.016085 |  | 0.020672 |  | 2.597e-05 |  | 0.0026896 |  | 0.00024722 |  | 0.00020048 |  | 0.00014899 |  | 7.9813e-05 |  | 2.3986e-06 |  | 0.00013004 |  | 3.3088e-05 |  | -7.1201e-05 |  | 0.00065217 |  | 0.00013668 |  | 5.6705e-06 |  | 0.00030019 |  | 0.073683 |  | 0.063091
| 3.3296e-05 |  | 0.0022194 |  | 0.00011457 |  | 0.0012416 |  | 0.016019 |  | 0.015787 |  | 0.021564 |  | 0 |  | 0.0030276 |  | 0.00019047 |  | 0.00019005 |  | -1.192e-05 |  | 6.9263e-05 |  | 2.2735e-06 |  | 0.00022371 |  | 1.8426e-05 |  | 5.7031e-05 |  | 0.00056968 |  | -0.00022298 |  | 5.6708e-06 |  | 0.00029131 |  | 0.075953 |  | 0.065225
| 3.3296e-05 |  | 0.0021505 |  | 0.00011457 |  | 0.0010846 |  | 0.015603 |  | 0.015299 |  | 0.022406 |  | -4.452e-05 |  | 0.0030913 |  | 0.00019049 |  | 0.00019005 |  | -0.00018356 |  | 6.9267e-05 |  | 2.3226e-06 |  | 0.00022373 |  | 1.8425e-05 |  | -0.00014368 |  | 0.00055835 |  | -0.00028392 |  | 5.6708e-06 |  | 0.00028403 |  | 0.077963 |  | 0.067294
| 8.1845e-05 |  | 0.0021217 |  | 9.7085e-05 |  | 0.00092931 |  | 0.015135 |  | 0.014726 |  | 0.023547 |  | 0 |  | 0.0030827 |  | 0.00027239 |  | 0.00015258 |  | 4.1727e-05 |  | 9.3594e-05 |  | 2.4974e-06 |  | 0.00021832 |  | 4.8859e-05 |  | -0.00011627 |  | 0.00065068 |  | -0.00039537 |  | 5.6712e-06 |  | 0.00028568 |  | 0.079487 |  | 0.069278
| 8.1845e-05 |  | 0.0022412 |  | 9.7085e-05 |  | 0.00084972 |  | 0.014748 |  | 0.014333 |  | 0.024743 |  | -4.081e-05 |  | 0.0034252 |  | 0.00027241 |  | 0.00021709 |  | 0.00015615 |  | 9.36e-05 |  | 2.6869e-06 |  | 0.00021833 |  | 4.885e-05 |  | 9.5435e-05 |  | 0.00069191 |  | -9.7963e-05 |  | 5.6715e-06 |  | 0.00028405 |  | 0.081341 |  | 0.071379
| 1.5043e-05 |  | 0.002216 |  | 5.8698e-05 |  | 0.0009125 |  | 0.014419 |  | 0.013834 |  | 0.025557 |  | 1.8551e-05 |  | 0.0036063 |  | 0.00017349 |  | 0.00022454 |  | -3.6952e-05 |  | 8.1071e-05 |  | 2.7242e-06 |  | 0.00029413 |  | 3.0526e-05 |  | -2.0844e-05 |  | 0.00091537 |  | 0.00095867 |  | 4.0518e-06 |  | 0.00027923 |  | 0.082747 |  | 0.073591
| 1.5044e-05 |  | 0.0020648 |  | 5.8703e-05 |  | 0.00094026 |  | 0.014064 |  | 0.013164 |  | 0.026174 |  | -1.4839e-05 |  | 0.0037095 |  | 0.0001735 |  | 0.00016 |  | 0.00021336 |  | 8.1076e-05 |  | 2.7059e-06 |  | 0.00029415 |  | 3.0526e-05 |  | -8.4477e-05 |  | 0.00088948 |  | 0.00085362 |  | 4.0518e-06 |  | 0.00026628 |  | 0.083283 |  | 0.075826
| 3.4313e-05 |  | 0.0020501 |  | 7.3378e-05 |  | 0.00090656 |  | 0.013704 |  | 0.012699 |  | 0.027025 |  | -0.00018921 |  | 0.0037998 |  | 0.000204 |  | 0.00017603 |  | 0.00021336 |  | 2.6517e-05 |  | 2.6514e-06 |  | 0.00013341 |  | 2.7165e-05 |  | -0.00013756 |  | 0.00068876 |  | 0.00027579 |  | 8.9135e-06 |  | 0.00025656 |  | 0.084742 |  | 0.078111
| 3.4313e-05 |  | 0.0020452 |  | 7.3378e-05 |  | 0.00088648 |  | 0.013296 |  | 0.012352 |  | 0.028147 |  | -0.00035246 |  | 0.0037638 |  | 0.00020401 |  | 0.00017606 |  | 0.000149 |  | 2.6519e-05 |  | 2.6308e-06 |  | 0.00013341 |  | 2.7169e-05 |  | -0.00011014 |  | 0.0006856 |  | -0.00018344 |  | 8.9141e-06 |  | 0.00026469 |  | 0.086766 |  | 0.080389
| 5.8703e-05 |  | 0.0020553 |  | 3.5236e-05 |  | 0.00090546 |  | 0.013021 |  | 0.01204 |  | 0.029196 |  | -0.00024116 |  | 0.0040174 |  | 0.00030023 |  | 0.00020012 |  | 0.00015973 |  | 0.00015982 |  | 2.6639e-06 |  | 0.00022838 |  | 3.2166e-05 |  | -3.0726e-05 |  | 0.00070418 |  | -0.00015826 |  | 7.2932e-06 |  | 0.00028086 |  | 0.088845 |  | 0.082823
| 5.8703e-05 |  | 0.002112 |  | 3.5236e-05 |  | 0.00081638 |  | 0.01276 |  | 0.011707 |  | 0.030017 |  | -5.1941e-05 |  | 0.0042339 |  | 0.00030025 |  | 0.00020012 |  | 0.00011682 |  | 0.00015983 |  | 2.6472e-06 |  | 0.00022839 |  | 3.2166e-05 |  | -3.1823e-05 |  | 0.00078279 |  | 0.00026464 |  | 7.2936e-06 |  | 0.00029223 |  | 0.089883 |  | 0.085308
| 2.7216e-05 |  | 0.0021019 |  | 5.4816e-05 |  | 0.00075468 |  | 0.012407 |  | 0.011368 |  | 0.030879 |  | -8.5331e-05 |  | 0.0043045 |  | 0.00027984 |  | 0.00015643 |  | 0.00046369 |  | 8.5946e-05 |  | 2.5747e-06 |  | 7.7761e-05 |  | 4.4271e-05 |  | -0.00014379 |  | 0.00061603 |  | 0.00035635 |  | 7.2941e-06 |  | 0.00029223 |  | 0.092436 |  | 0.087684
| 2.7214e-05 |  | 0.0020805 |  | 5.4811e-05 |  | 0.00082809 |  | 0.012037 |  | 0.011243 |  | 0.032419 |  | -0.00020404 |  | 0.0045821 |  | 0.00027986 |  | 0.00015647 |  | 0.00035641 |  | 8.5951e-05 |  | 2.5468e-06 |  | 7.7766e-05 |  | 4.4283e-05 |  | -0.00014269 |  | 0.00052945 |  | 0.00055916 |  | 7.2941e-06 |  | 0.00028982 |  | 0.097037 |  | 0.090161
| 4.8516e-05 |  | 0.0020948 |  | 7.5643e-05 |  | 0.00096054 |  | 0.011673 |  | 0.011067 |  | 0.034028 |  | -0.00025228 |  | 0.0047131 |  | 0.0002886 |  | 0.00015867 |  | 1.6688e-05 |  | 7.5232e-05 |  | 2.5957e-06 |  | 0.00013161 |  | 3.8673e-05 |  | -0.00012645 |  | 0.00064764 |  | 0.00038867 |  | 4.0528e-06 |  | 0.0002882 |  | 0.10027 |  | 0.092731
| 4.8511e-05 |  | 0.0020947 |  | 7.5636e-05 |  | 0.0010527 |  | 0.011364 |  | 0.01074 |  | 0.035105 |  | -0.00018921 |  | 0.0048738 |  | 0.00028862 |  | 0.0001587 |  | 8.1056e-05 |  | 7.5237e-05 |  | 2.6805e-06 |  | 0.00013162 |  | 3.8676e-05 |  | -4.4147e-05 |  | 0.0006323 |  | -7.7744e-05 |  | 4.0533e-06 |  | 0.00029146 |  | 0.10301 |  | 0.095325
| 3.0259e-05 |  | 0.0020159 |  | 6.153e-05 |  | 0.00093362 |  | 0.011134 |  | 0.010448 |  | 0.036006 |  | 0.00012242 |  | 0.0051448 |  | 0.000279 |  | 0.00015776 |  | -0.00012635 |  | 0.00020849 |  | 2.7181e-06 |  | 0.00018265 |  | 1.718e-05 |  | 6.475e-05 |  | 0.00062991 |  | -0.00027896 |  | 4.0531e-06 |  | 0.00029795 |  | 0.10595 |  | 0.097958
| 3.0259e-05 |  | 0.001986 |  | 6.1531e-05 |  | 0.00067434 |  | 0.010957 |  | 0.010256 |  | 0.036993 |  | 0.00028567 |  | 0.005331 |  | 0.00027902 |  | 0.00015776 |  | -0.0001478 |  | 0.0002085 |  | 2.6646e-06 |  | 0.00018266 |  | 1.718e-05 |  | 3.1838e-05 |  | 0.00069063 |  | -0.00060372 |  | 4.0536e-06 |  | 0.00030119 |  | 0.10868 |  | 0.1005
| 2.0116e-05 |  | 0.0019324 |  | 2.4471e-05 |  | 0.0007033 |  | 0.010711 |  | 0.010081 |  | 0.038241 |  | 0.00036358 |  | 0.0054671 |  | 0.00033135 |  | 0.00014978 |  | -7.2712e-05 |  | 0.00013385 |  | 2.5788e-06 |  | 0.00012265 |  | 1.4189e-05 |  | 5.5993e-05 |  | 0.0006591 |  | -0.00059568 |  | 5.6736e-06 |  | 0.00029878 |  | 0.11203 |  | 0.10313
| 2.0116e-05 |  | 0.0019444 |  | 2.4471e-05 |  | 0.00072914 |  | 0.010413 |  | 0.0099076 |  | 0.039548 |  | 0.00044149 |  | 0.0055917 |  | 0.00033137 |  | 0.0001498 |  | -8.3439e-06 |  | 0.00013386 |  | 2.3871e-06 |  | 0.00012266 |  | 1.419e-05 |  | 7.6857e-06 |  | 0.00062671 |  | -0.00046962 |  | 5.6743e-06 |  | 0.00029554 |  | 0.11597 |  | 0.10576
| 1.7073e-05 |  | 0.0020301 |  | 6.6611e-05 |  | 0.00073264 |  | 0.010067 |  | 0.0097158 |  | 0.040776 |  | 0.00020776 |  | 0.0058323 |  | 0.00034913 |  | 0.00012358 |  | 3.0991e-05 |  | 0.00010534 |  | 2.2744e-06 |  | 0.00013732 |  | 3.6338e-05 |  | -9.6613e-05 |  | 0.00057654 |  | -0.00040774 |  | 5.6743e-06 |  | 0.00029313 |  | 0.11924 |  | 0.10837
| 1.7075e-05 |  | 0.0020147 |  | 6.6617e-05 |  | 0.00089427 |  | 0.0098201 |  | 0.0095114 |  | 0.042331 |  | -4.081e-05 |  | 0.0061524 |  | 0.00034915 |  | 0.0001236 |  | 4.1719e-05 |  | 0.00010535 |  | 2.3041e-06 |  | 0.00013733 |  | 3.6345e-05 |  | -0.00014493 |  | 0.00060654 |  | 2.4188e-05 |  | 5.6743e-06 |  | 0.00028667 |  | 0.12251 |  | 0.11119
| 1.7073e-05 |  | 0.0020872 |  | 7.8465e-05 |  | 0.00081526 |  | 0.0096098 |  | 0.0093559 |  | 0.044476 |  | -9.646e-05 |  | 0.0064567 |  | 0.0002787 |  | 0.00018834 |  | 4.1719e-05 |  | 0.00010591 |  | 2.4464e-06 |  | 5.7288e-05 |  | 3.0089e-05 |  | -0.00010653 |  | 0.00064946 |  | 0.00013982 |  | 4.0541e-06 |  | 0.00028424 |  | 0.12688 |  | 0.11407
| 1.7075e-05 |  | 0.0021419 |  | 7.8472e-05 |  | 0.00075459 |  | 0.009372 |  | 0.0092314 |  | 0.046975 |  | -8.162e-05 |  | 0.006826 |  | 0.00027871 |  | 0.00018836 |  | -2.2649e-05 |  | 0.00010592 |  | 2.6295e-06 |  | 5.7292e-05 |  | 3.0094e-05 |  | -1.2081e-05 |  | 0.00053855 |  | 9.2911e-05 |  | 4.0543e-06 |  | 0.00029398 |  | 0.13216 |  | 0.11748
| 7.6772e-05 |  | 0.0021724 |  | 2.6429e-05 |  | 0.00067588 |  | 0.0091971 |  | 0.0090746 |  | 0.049075 |  | -0.00020405 |  | 0.0072175 |  | 0.00026061 |  | 0.00021703 |  | 0.00010966 |  | 0.00017592 |  | 2.6653e-06 |  | 0.00020857 |  | 3.7971e-05 |  | 1.4279e-05 |  | 0.00069971 |  | 0.0001372 |  | 5.675e-06 |  | 0.00030369 |  | 0.13692 |  | 0.12124
| 7.6779e-05 |  | 0.0021697 |  | 2.6431e-05 |  | 0.00060631 |  | 0.0089915 |  | 0.0088876 |  | 0.050916 |  | -0.00013356 |  | 0.0075901 |  | 0.00026063 |  | 0.00021703 |  | 5.96e-05 |  | 0.00017593 |  | 2.7056e-06 |  | 0.00020859 |  | 3.7973e-05 |  | 2.6362e-05 |  | 0.00077512 |  | 0.00018771 |  | 5.6754e-06 |  | 0.00030211 |  | 0.14046 |  | 0.12482
| 6.7746e-05 |  | 0.0021525 |  | 3.0347e-05 |  | 0.0006552 |  | 0.008818 |  | 0.0085464 |  | 0.052507 |  | -0.00030423 |  | 0.0079177 |  | 0.00022931 |  | 0.00020542 |  | -4.7683e-06 |  | 6.0259e-05 |  | 2.7139e-06 |  | 5.5177e-05 |  | 3.1295e-05 |  | -4.3126e-05 |  | 0.00066655 |  | 0.00039038 |  | 4.0546e-06 |  | 0.00029804 |  | 0.14225 |  | 0.12783
| 6.7746e-05 |  | 0.0021261 |  | 3.0347e-05 |  | 0.0006413 |  | 0.008611 |  | 0.0081652 |  | 0.053698 |  | -0.0004415 |  | 0.0082676 |  | 0.00022933 |  | 0.00020545 |  | -6.5559e-05 |  | 6.0263e-05 |  | 2.7313e-06 |  | 5.5181e-05 |  | 3.1301e-05 |  | 1.4489e-05 |  | 0.00065043 |  | 0.0005436 |  | 4.0548e-06 |  | 0.00029646 |  | 0.14301 |  | 0.13006
| 7.0004e-05 |  | 0.0019685 |  | 3.72e-05 |  | 0.00071238 |  | 0.0081969 |  | 0.0078606 |  | 0.055284 |  | -0.00017067 |  | 0.0085023 |  | 0.00021974 |  | 0.00017473 |  | -0.00025867 |  | 4.9189e-05 |  | 2.7389e-06 |  | 9.5608e-05 |  | 4.0814e-05 |  | -1.5509e-05 |  | 0.00060507 |  | -3.1527e-06 |  | 5.6761e-06 |  | 0.00029565 |  | 0.14426 |  | 0.13185
| 7.0004e-05 |  | 0.0018889 |  | 3.72e-05 |  | 0.00083582 |  | 0.0079266 |  | 0.0076287 |  | 0.057089 |  | 7.7911e-05 |  | 0.0087253 |  | 0.00021975 |  | 0.00017473 |  | -0.00026939 |  | 4.9192e-05 |  | 2.651e-06 |  | 9.5614e-05 |  | 4.0816e-05 |  | -0.00020058 |  | 0.00062694 |  | -0.0005786 |  | 5.6761e-06 |  | 0.00029565 |  | 0.14629 |  | 0.13387
| 3.3308e-05 |  | 0.0019537 |  | 9.7111e-05 |  | 0.00085664 |  | 0.0077784 |  | 0.007451 |  | 0.058978 |  | 0.00021518 |  | 0.0090315 |  | 0.000189 |  | 0.0001733 |  | 5.9611e-06 |  | 9.6421e-05 |  | 2.5613e-06 |  | 7.5617e-05 |  | 4.5162e-05 |  | 9.8892e-06 |  | 0.00067396 |  | -0.00038404 |  | 5.6761e-06 |  | 0.00030215 |  | 0.14893 |  | 0.13655
| 3.3305e-05 |  | 0.0020494 |  | 9.7103e-05 |  | 0.00081969 |  | 0.0075429 |  | 0.0072599 |  | 0.061109 |  | 0.0001484 |  | 0.0094295 |  | 0.00020951 |  | 0.0001733 |  | -4.7676e-05 |  | 9.6427e-05 |  | 2.5459e-06 |  | 7.5622e-05 |  | 4.5164e-05 |  | 0.00010548 |  | 0.00073233 |  | -5.137e-05 |  | 5.6768e-06 |  | 0.0003046 |  | 0.15272 |  | 0.13972
| 5.1568e-05 |  | 0.002041 |  | 0.00014171 |  | 0.00071434 |  | 0.0073553 |  | 0.0070675 |  | 0.063534 |  | 0.00019662 |  | 0.0098709 |  | 0.00027174 |  | 7.9318e-05 |  | -0.0002229 |  | 5.8216e-05 |  | 2.6253e-06 |  | 4.8759e-06 |  | 4.4532e-05 |  | -0.00011858 |  | 0.00078909 |  | 8.1702e-05 |  | 4.0553e-06 |  | 0.0002957 |  | 0.15693 |  | 0.14325
| 5.1563e-05 |  | 0.0019818 |  | 0.0001417 |  | 0.00057775 |  | 0.0071851 |  | 0.006925 |  | 0.066039 |  | -4.8231e-05 |  | 0.010316 |  | 0.00025125 |  | 7.9318e-05 |  | -9.7745e-05 |  | 5.8219e-05 |  | 2.6562e-06 |  | 4.8762e-06 |  | 4.453e-05 |  | -0.00023177 |  | 0.00067648 |  | 0.00032769 |  | 4.0558e-06 |  | 0.00028922 |  | 0.16047 |  | 0.14678
| 6.4929e-05 |  | 0.0020033 |  | 3.6224e-05 |  | 0.00060188 |  | 0.0069631 |  | 0.0067659 |  | 0.068454 |  | -0.00038212 |  | 0.010793 |  | 0.00010875 |  | 0.00011217 |  | -2.9801e-05 |  | 6.5812e-05 |  | 2.6079e-06 |  | 0.00010714 |  | 3.2572e-05 |  | -0.00013738 |  | 0.00065784 |  | 0.00056105 |  | 5.6768e-06 |  | 0.00029246 |  | 0.16391 |  | 0.15019
| 6.4929e-05 |  | 0.0020336 |  | 3.6224e-05 |  | 0.00068095 |  | 0.0067336 |  | 0.0065675 |  | 0.071097 |  | 1.8548e-05 |  | 0.011318 |  | 0.000222 |  | 0.00011217 |  | -1.192e-05 |  | 6.5816e-05 |  | 2.5148e-06 |  | 0.00010715 |  | 3.2572e-05 |  | -2.4181e-05 |  | 0.00067652 |  | 0.0001093 |  | 5.6775e-06 |  | 0.00029572 |  | 0.16717 |  | 0.15327
| 3.0264e-05 |  | 0.0020294 |  | 4.4056e-05 |  | 0.0006942 |  | 0.0065658 |  | 0.006332 |  | 0.073287 |  | 0.00030422 |  | 0.011802 |  | 0.00030024 |  | 0.00014052 |  | 2.3842e-06 |  | 0.0001415 |  | 2.4772e-06 |  | 0.00012725 |  | 3.4027e-05 |  | 5.3861e-05 |  | 0.00064415 |  | -0.00025564 |  | 5.6775e-06 |  | 0.0002925 |  | 0.17045 |  | 0.15614
| 3.0264e-05 |  | 0.0019709 |  | 4.4056e-05 |  | 0.000646 |  | 0.0063095 |  | 0.0060915 |  | 0.07453 |  | 0.00038214 |  | 0.012251 |  | 0.000187 |  | 0.00014054 |  | -8.3439e-06 |  | 0.00014151 |  | 2.5069e-06 |  | 0.00012725 |  | 3.4033e-05 |  | 5.6062e-05 |  | 0.00090511 |  | -0.00036745 |  | 5.6775e-06 |  | 0.00028847 |  | 0.17293 |  | 0.15884
| 5.0554e-05 |  | 0.0019767 |  | 6.6623e-05 |  | 0.00070791 |  | 0.0060758 |  | 0.0058696 |  | 0.075419 |  | 0.00031536 |  | 0.012385 |  | 0.00027421 |  | 0.00014787 |  | -0.00014423 |  | 0.00013591 |  | 2.568e-06 |  | 0.00014148 |  | 2.4315e-05 |  | 7.6955e-05 |  | 0.00097803 |  | -0.00025291 |  | 4.0563e-06 |  | 0.00028766 |  | 0.17431 |  | 0.16151
| 5.0558e-05 |  | 0.0019977 |  | 6.6629e-05 |  | 0.00063459 |  | 0.0059331 |  | 0.0056448 |  | 0.07684 |  | -7.7916e-05 |  | 0.012582 |  | 0.00035163 |  | 0.00014789 |  | -0.00015496 |  | 0.00013591 |  | 2.6072e-06 |  | 0.00014149 |  | 2.4318e-05 |  | 9.4548e-05 |  | 0.00082408 |  | 2.3863e-05 |  | 4.0566e-06 |  | 0.00028685 |  | 0.17499 |  | 0.16434
| 1.099e-05 |  | 0.0019911 |  | 5.2867e-05 |  | 0.0005358 |  | 0.0057102 |  | 0.0054466 |  | 0.07891 |  | -5.9367e-05 |  | 0.013121 |  | 0.00038154 |  | 0.00017755 |  | -4.0528e-05 |  | 0.00014501 |  | 2.5897e-06 |  | 0.00013309 |  | 2.2345e-05 |  | -2.9507e-05 |  | 0.00071558 |  | 5.0021e-05 |  | 5.6782e-06 |  | 0.00029012 |  | 0.17805 |  | 0.16702
| 1.0991e-05 |  | 0.0019745 |  | 5.2872e-05 |  | 0.00063616 |  | 0.0055544 |  | 0.0053617 |  | 0.081739 |  | 2.968e-05 |  | 0.0138 |  | 0.00041892 |  | 0.00018771 |  | -0.0003266 |  | 0.00014502 |  | 2.6041e-06 |  | 0.0001331 |  | 2.2347e-05 |  | 3.7356e-05 |  | 0.00057457 |  | -0.0001698 |  | 5.6785e-06 |  | 0.00029742 |  | 0.18316 |  | 0.1698
| 5.5626e-05 |  | 0.0019455 |  | 9.7111e-05 |  | 0.00056048 |  | 0.0054471 |  | 0.0052861 |  | 0.084762 |  | -0.00021889 |  | 0.014414 |  | 0.00026238 |  | 0.00012805 |  | -0.00023363 |  | 3.1515e-05 |  | 2.6343e-06 |  | 9.3283e-05 |  | 6.5318e-06 |  | 1.7738e-05 |  | 0.00060294 |  | -0.00012595 |  | 5.6785e-06 |  | 0.00030066 |  | 0.18791 |  | 0.17254
| 5.5631e-05 |  | 0.0019445 |  | 9.712e-05 |  | 0.00053687 |  | 0.0052505 |  | 0.005124 |  | 0.087359 |  | -0.00010017 |  | 0.014794 |  | 0.00014761 |  | 0.00011793 |  | -7.9869e-05 |  | 3.1517e-05 |  | 2.7406e-06 |  | 9.3289e-05 |  | 6.5327e-06 |  | -0.00013381 |  | 0.00063296 |  | 0.00011416 |  | 5.6789e-06 |  | 0.00029662 |  | 0.19187 |  | 0.17521
| 4.9543e-05 |  | 0.0019866 |  | 8.9215e-05 |  | 0.00052803 |  | 0.0050154 |  | 0.0049687 |  | 0.089768 |  | 0.00014098 |  | 0.01546 |  | 0.00031347 |  | 0.0001796 |  | -7.6293e-05 |  | 6.9941e-05 |  | 2.8185e-06 |  | 0.00013336 |  | 2.1448e-05 |  | -0.00012055 |  | 0.00066137 |  | 0.00042158 |  | 4.0573e-06 |  | 0.00029016 |  | 0.19432 |  | 0.17779
| 4.9543e-05 |  | 0.0019886 |  | 8.9215e-05 |  | 0.00042741 |  | 0.004814 |  | 0.0048328 |  | 0.092386 |  | 0.00012243 |  | 0.016185 |  | 0.0003624 |  | 0.00018315 |  | -4.4098e-05 |  | 6.9946e-05 |  | 2.8749e-06 |  | 0.00013337 |  | 2.1448e-05 |  | -8.7566e-05 |  | 0.00070514 |  | 0.00048887 |  | 4.0573e-06 |  | 0.00028286 |  | 0.19709 |  | 0.18045
| 4.65e-05 |  | 0.0019267 |  | 5.7594e-05 |  | 0.00049911 |  | 0.0047104 |  | 0.0046548 |  | 0.095204 |  | -8.5331e-05 |  | 0.016781 |  | 0.0002672 |  | 0.00015715 |  | -4.7673e-05 |  | 8.0529e-05 |  | 2.849e-06 |  | 0.00012296 |  | 1.7591e-05 |  | -7.6056e-05 |  | 0.00069221 |  | 2.8866e-05 |  | 5.6792e-06 |  | 0.00027559 |  | 0.19971 |  | 0.18306
| 4.6504e-05 |  | 0.0019229 |  | 5.7599e-05 |  | 0.00055828 |  | 0.0045885 |  | 0.004479 |  | 0.097675 |  | -9.6461e-05 |  | 0.017388 |  | 0.00029079 |  | 0.00015361 |  | 0.00010609 |  | 8.0534e-05 |  | 2.7382e-06 |  | 0.00012297 |  | 1.7594e-05 |  | 4.5583e-05 |  | 0.00071657 |  | -0.00040917 |  | 5.6796e-06 |  | 0.00027479 |  | 0.20026 |  | 0.18556
| 5.0558e-05 |  | 0.0019242 |  | 7.7357e-05 |  | 0.00049208 |  | 0.0044353 |  | 0.004314 |  | 0.10024 |  | 0.00020035 |  | 0.018049 |  | 0.00035428 |  | 0.00014427 |  | 0.00016331 |  | 7.5596e-05 |  | 2.6471e-06 |  | 0.00010237 |  | 3.631e-05 |  | 8.7548e-05 |  | 0.00063146 |  | -0.00034136 |  | 4.0578e-06 |  | 0.00027398 |  | 0.20044 |  | 0.18808
| 5.0563e-05 |  | 0.0019428 |  | 7.7364e-05 |  | 0.00053222 |  | 0.0043075 |  | 0.0041952 |  | 0.10319 |  | 0 |  | 0.018782 |  | 0.00033753 |  | 0.00015094 |  | -6.5554e-05 |  | 7.5601e-05 |  | 2.5738e-06 |  | 0.00010237 |  | 3.631e-05 |  | 5.9269e-05 |  | 0.00059826 |  | 2.7753e-05 |  | 4.0578e-06 |  | 0.00027238 |  | 0.20256 |  | 0.19061
| 9.9378e-05 |  | 0.0019385 |  | 3.4269e-05 |  | 0.00052968 |  | 0.0041682 |  | 0.0041008 |  | 0.10571 |  | -8.1625e-05 |  | 0.019419 |  | 0.00039309 |  | 9.9898e-05 |  | -0.00015496 |  | 5.2981e-05 |  | 2.5996e-06 |  | 0.00014573 |  | 3.1585e-05 |  | -3.5941e-06 |  | 0.00067689 |  | -2.9057e-05 |  | 4.0581e-06 |  | 0.00027562 |  | 0.20473 |  | 0.19305
| 9.9387e-05 |  | 0.0019008 |  | 3.4272e-05 |  | 0.00055422 |  | 0.0039957 |  | 0.0039405 |  | 0.10754 |  | 0.00045634 |  | 0.019917 |  | 0.00040882 |  | 9.3222e-05 |  | -8.3439e-06 |  | 5.2984e-05 |  | 2.5855e-06 |  | 0.00014573 |  | 3.1585e-05 |  | -2.8761e-05 |  | 0.00067856 |  | -0.00015606 |  | 4.0581e-06 |  | 0.00028293 |  | 0.20566 |  | 0.19504
| 2.7226e-05 |  | 0.0019066 |  | 8.6399e-05 |  | 0.00068339 |  | 0.0038064 |  | 0.0038074 |  | 0.11036 |  | 0.00039327 |  | 0.020494 |  | 0.0003296 |  | 0.0001389 |  | 2.0263e-05 |  | 0.0001354 |  | 2.5461e-06 |  | 0.00013897 |  | 1.2182e-05 |  | -5.4763e-05 |  | 0.00064292 |  | 3.3998e-05 |  | 5.6806e-06 |  | 0.00028944 |  | 0.20737 |  | 0.19717
| 2.7226e-05 |  | 0.00188 |  | 8.6399e-05 |  | 0.0006469 |  | 0.0036979 |  | 0.0037355 |  | 0.11384 |  | 0.00016695 |  | 0.021289 |  | 0.00031624 |  | 0.00013894 |  | 6.6752e-05 |  | 0.00013541 |  | 2.4493e-06 |  | 0.00013898 |  | 1.2185e-05 |  | -5.4768e-05 |  | 0.00074589 |  | 0.00011957 |  | 5.681e-06 |  | 0.00028538 |  | 0.21025 |  | 0.19943
| 3.1284e-05 |  | 0.0018771 |  | 2.2522e-05 |  | 0.00058635 |  | 0.0035912 |  | 0.0036989 |  | 0.11717 |  | 0.00028939 |  | 0.022233 |  | 0.00050198 |  | 0.0002244 |  | -5.1256e-05 |  | 0.00019739 |  | 2.3875e-06 |  | 0.00012875 |  | 6.2264e-05 |  | 3.7415e-05 |  | 0.00066729 |  | 0.00038581 |  | 4.0586e-06 |  | 0.00028297 |  | 0.2134 |  | 0.20117
| 3.1284e-05 |  | 0.0019152 |  | 2.2522e-05 |  | 0.00047781 |  | 0.0034923 |  | 0.0036563 |  | 0.12092 |  | 0.0005469 |  | 0.023339 |  | 0.00052235 |  | 0.00023645 |  | -0.00010966 |  | 0.0001974 |  | 2.4872e-06 |  | 0.00012876 |  | 6.227e-05 |  | 1.2106e-05 |  | 0.00063972 |  | 0.00037558 |  | 4.0586e-06 |  | 0.00028459 |  | 0.2167 |  | 0.20303
| 2.2155e-05 |  | 0.0019048 |  | 5.8756e-06 |  | 0.00032816 |  | 0.0034091 |  | 0.003509 |  | 0.12453 |  | 0.00051941 |  | 0.024357 |  | 0.00037432 |  | 0.00014693 |  | -0.00026582 |  | 0.00011949 |  | 2.6466e-06 |  | 0.0001304 |  | 3.224e-05 |  | -9.954e-05 |  | 0.00082626 |  | 0.00018066 |  | 4.0591e-06 |  | 0.00028947 |  | 0.21902 |  | 0.20507
| 2.2153e-05 |  | 0.0018619 |  | 5.8751e-06 |  | 0.00053546 |  | 0.0033321 |  | 0.0033493 |  | 0.12782 |  | 0.0002226 |  | 0.025161 |  | 0.00029592 |  | 0.00013492 |  | -0.00026939 |  | 0.0001195 |  | 2.8003e-06 |  | 0.00013041 |  | 3.2244e-05 |  | -6.7343e-05 |  | 0.00076225 |  | 0.00043069 |  | 4.0588e-06 |  | 0.00029598 |  | 0.21886 |  | 0.20698
| 9.2054e-05 |  | 0.0018754 |  | 0.00012029 |  | 0.00065798 |  | 0.0032301 |  | 0.0032715 |  | 0.13102 |  | 0.00037471 |  | 0.026189 |  | 0.00037866 |  | 0.00018984 |  | 8.4627e-05 |  | 9.2624e-05 |  | 2.7974e-06 |  | 0.00011557 |  | 2.1442e-05 |  | 6.1923e-05 |  | 0.00066737 |  | 0.00041552 |  | 4.0593e-06 |  | 0.0002976 |  | 0.21887 |  | 0.20875
| 9.2054e-05 |  | 0.0018679 |  | 0.00012029 |  | 0.00068629 |  | 0.003084 |  | 0.0031677 |  | 0.13368 |  | 0.00079395 |  | 0.027141 |  | 0.00047309 |  | 0.00018981 |  | 0.00014184 |  | 9.263e-05 |  | 2.7777e-06 |  | 0.00011558 |  | 2.144e-05 |  | 2.3118e-05 |  | 0.00058794 |  | 0.00019726 |  | 4.0591e-06 |  | 0.00029762 |  | 0.2195 |  | 0.21032
| 0 |  | 0.001832 |  | 0.00011747 |  | 0.00058361 |  | 0.0029677 |  | 0.0030448 |  | 0.13571 |  | 0.00097945 |  | 0.027812 |  | 0.00049982 |  | 0.00020086 |  | 2.3842e-06 |  | 5.5362e-05 |  | 2.7613e-06 |  | 0.00011848 |  | 3.2252e-05 |  | -2.5322e-05 |  | 0.00060172 |  | 0.00016213 |  | 4.0596e-06 |  | 0.00029519 |  | 0.21819 |  | 0.21185
| 0 |  | 0.001831 |  | 0.00011747 |  | 0.00052794 |  | 0.002887 |  | 0.0029563 |  | 0.13779 |  | 0.0010685 |  | 0.028556 |  | 0.0005098 |  | 0.00020084 |  | -0.00030873 |  | 5.5365e-05 |  | 2.7409e-06 |  | 0.00011848 |  | 3.2248e-05 |  | 1.101e-05 |  | 0.00063582 |  | 0.00014284 |  | 4.0596e-06 |  | 0.00029439 |  | 0.21591 |  | 0.21336
| 8.9632e-06 |  | 0.0017713 |  | 8.9231e-05 |  | 0.00048124 |  | 0.0028324 |  | 0.0028768 |  | 0.14068 |  | 0.0010017 |  | 0.02953 |  | 0.00050024 |  | 0.00016291 |  | -0.00038383 |  | 0.00013235 |  | 2.7298e-06 |  | 9.5619e-05 |  | 1.988e-05 |  | 6.6063e-06 |  | 0.00056611 |  | -7.5251e-05 |  | 7.3062e-06 |  | 0.00029117 |  | 0.21463 |  | 0.21481
| 8.9632e-06 |  | 0.0017719 |  | 8.923e-05 |  | 0.00042809 |  | 0.0027333 |  | 0.002823 |  | 0.14401 |  | 0.001228 |  | 0.030619 |  | 0.00050054 |  | 0.00016293 |  | -0.00021575 |  | 0.00013236 |  | 2.7502e-06 |  | 9.5624e-05 |  | 1.9882e-05 |  | 5.1286e-05 |  | 0.00054908 |  | -0.0001062 |  | 7.3067e-06 |  | 0.00028711 |  | 0.21441 |  | 0.21608
| 1.7083e-05 |  | 0.0018305 |  | 0.00013499 |  | 0.00055879 |  | 0.0026588 |  | 0.0027378 |  | 0.14654 |  | 0.0014543 |  | 0.031592 |  | 0.00055543 |  | 0.00024191 |  | 5.9713e-06 |  | 9.5761e-05 |  | 2.7804e-06 |  | 0.00017514 |  | 4.9358e-05 |  | 0.00018343 |  | 0.00063347 |  | -0.00017307 |  | 5.6831e-06 |  | 0.00028632 |  | 0.21408 |  | 0.21714
| 1.7081e-05 |  | 0.0018101 |  | 0.00013498 |  | 0.00044803 |  | 0.0026225 |  | 0.0026751 |  | 0.14865 |  | 0.0016992 |  | 0.032415 |  | 0.00053971 |  | 0.00024191 |  | -2.9798e-05 |  | 9.5767e-05 |  | 2.8248e-06 |  | 0.00017515 |  | 4.936e-05 |  | 0.00016509 |  | 0.00068786 |  | 0.00025883 |  | 5.6831e-06 |  | 0.0002912 |  | 0.21309 |  | 0.21804
| 3.332e-05 |  | 0.0017959 |  | 0.0001604 |  | 0.00046608 |  | 0.0025408 |  | 0.0025935 |  | 0.15182 |  | 0.002393 |  | 0.033514 |  | 0.00047868 |  | 0.00015876 |  | -0.00024436 |  | 6.0363e-05 |  | 2.8391e-06 |  | 7.6855e-05 |  | 3.2406e-05 |  | 5.8272e-05 |  | 0.0006181 |  | 0.00025972 |  | 5.6834e-06 |  | 0.00029931 |  | 0.21144 |  | 0.2187
| 3.332e-05 |  | 0.0018153 |  | 0.0001604 |  | 0.00049887 |  | 0.0025197 |  | 0.0025849 |  | 0.15516 |  | 0.0026638 |  | 0.034804 |  | 0.00055084 |  | 0.00021387 |  | 0.00019192 |  | 6.0367e-05 |  | 2.7706e-06 |  | 7.686e-05 |  | 3.2407e-05 |  | -4.4058e-06 |  | 0.00054915 |  | -0.00011113 |  | 5.6834e-06 |  | 0.00029769 |  | 0.20893 |  | 0.21906
| 4.7527e-05 |  | 0.0018124 |  | 2.6443e-05 |  | 0.00039783 |  | 0.0024585 |  | 0.0025247 |  | 0.15769 |  | 0.0024152 |  | 0.035835 |  | 0.00063112 |  | 0.00024324 |  | 3.8152e-05 |  | 9.7802e-05 |  | 2.6861e-06 |  | 9.9708e-05 |  | 4.768e-05 |  | -6.6802e-05 |  | 0.0005987 |  | 0.00016633 |  | 7.308e-06 |  | 0.00029367 |  | 0.2078 |  | 0.2195
| 4.7527e-05 |  | 0.0017869 |  | 2.6443e-05 |  | 0.00040537 |  | 0.0023726 |  | 0.002403 |  | 0.16074 |  | 0.0027899 |  | 0.036952 |  | 0.00065205 |  | 0.00018812 |  | -0.00030873 |  | 9.7808e-05 |  | 2.4508e-06 |  | 9.9714e-05 |  | 4.7682e-05 |  | 3.8341e-05 |  | 0.00077875 |  | 0.00016037 |  | 7.308e-06 |  | 0.00028554 |  | 0.20789 |  | 0.2199
| 4.7527e-05 |  | 0.0017157 |  | 3.134e-05 |  | 0.00041692 |  | 0.002339 |  | 0.0023601 |  | 0.16377 |  | 0.0032648 |  | 0.037919 |  | 0.00062381 |  | 0.00013692 |  | -4.0528e-05 |  | 7.7945e-05 |  | 2.3005e-06 |  | 1.1581e-05 |  | 3.3453e-05 |  | 1.6258e-05 |  | 0.00067581 |  | -5.0337e-05 |  | 5.6841e-06 |  | 0.00028233 |  | 0.20578 |  | 0.22012
| 4.7527e-05 |  | 0.0017409 |  | 3.134e-05 |  | 0.00045348 |  | 0.0022676 |  | 0.0023066 |  | 0.16623 |  | 0.0039364 |  | 0.039058 |  | 0.00073216 |  | 0.00017807 |  | -0.00036595 |  | 7.795e-05 |  | 2.3112e-06 |  | 1.1582e-05 |  | 3.3454e-05 |  | -0.00010984 |  | 0.00060604 |  | 5.8084e-05 |  | 5.6845e-06 |  | 0.00027909 |  | 0.20266 |  | 0.21976
| 5.362e-05 |  | 0.0018137 |  | 7.569e-05 |  | 0.00049204 |  | 0.0021934 |  | 0.0022781 |  | 0.16868 |  | 0.0046486 |  | 0.040455 |  | 0.00081712 |  | 0.00026109 |  | -0.00052687 |  | 0.00011144 |  | 2.4889e-06 |  | 0.00010815 |  | 3.3395e-05 |  | -5.9149e-05 |  | 0.00060932 |  | 0.0003166 |  | 5.6845e-06 |  | 0.00028235 |  | 0.20067 |  | 0.21891
| 5.3615e-05 |  | 0.0017644 |  | 7.5683e-05 |  | 0.00040397 |  | 0.0021404 |  | 0.0022774 |  | 0.17212 |  | 0.0049121 |  | 0.041741 |  | 0.00081214 |  | 0.00025113 |  | -0.00018714 |  | 0.00011144 |  | 2.6751e-06 |  | 0.00010816 |  | 3.3396e-05 |  | -0.00010102 |  | 0.00056795 |  | 0.00035012 |  | 5.6845e-06 |  | 0.0002929 |  | 0.19957 |  | 0.21803
| 7.2866e-05 |  | 0.0017448 |  | 5.5829e-05 |  | 0.00039111 |  | 0.0021258 |  | 0.0022219 |  | 0.17634 |  | 0.0051471 |  | 0.043183 |  | 0.00075669 |  | 0.00019464 |  | -0.00025547 |  | 0.00010903 |  | 2.6872e-06 |  | 0.00014144 |  | 4.5374e-05 |  | -0.00012284 |  | 0.00064912 |  | -4.7914e-05 |  | 5.6848e-06 |  | 0.00029941 |  | 0.19868 |  | 0.21709
| 7.2866e-05 |  | 0.0018073 |  | 5.5829e-05 |  | 0.00045386 |  | 0.0021247 |  | 0.0021488 |  | 0.18049 |  | 0.0056059 |  | 0.044918 |  | 0.00080383 |  | 0.00020962 |  | -0.00020145 |  | 0.00010904 |  | 2.711e-06 |  | 0.00014144 |  | 4.5382e-05 |  | -1.4515e-05 |  | 0.00070754 |  | -1.4234e-05 |  | 5.6852e-06 |  | 0.00030671 |  | 0.1976 |  | 0.21523
| 7.7949e-05 |  | 0.0017999 |  | 4.4075e-05 |  | 0.00043461 |  | 0.0020583 |  | 0.0020881 |  | 0.18366 |  | 0.0065815 |  | 0.046464 |  | 0.0008892 |  | 0.00012253 |  | 0.00013827 |  | 8.7139e-05 |  | 2.7254e-06 |  | 0.00015762 |  | 1.9983e-05 |  | -1.5036e-05 |  | 0.00074735 |  | 6.0203e-05 |  | 7.3098e-06 |  | 0.00030754 |  | 0.19504 |  | 0.21149
| 7.7949e-05 |  | 0.0017702 |  | 4.4075e-05 |  | 0.00041691 |  | 0.0019213 |  | 0.0020379 |  | 0.18483 |  | 0.0073718 |  | 0.04736 |  | 0.00083942 |  | 7.6383e-05 |  | 0.00016687 |  | 8.7144e-05 |  | 2.6532e-06 |  | 0.00015763 |  | 1.9985e-05 |  | -1.7745e-05 |  | 0.00066056 |  | -0.00034044 |  | 7.3103e-06 |  | 0.00030837 |  | 0.18934 |  | 0.20583
| 5.565e-05 |  | 0.0017246 |  | 6.6652e-05 |  | 0.00048208 |  | 0.0017529 |  | 0.002012 |  | 0.18467 |  | 0.0082771 |  | 0.047886 |  | 0.00076036 |  | 0.0001332 |  | -0.00011205 |  | 2.7233e-05 |  | 2.5514e-06 |  | 0.00011205 |  | 3.1896e-05 |  | -5.3787e-05 |  | 0.00072223 |  | -0.00014693 |  | 2.4371e-06 |  | 0.00030756 |  | 0.18121 |  | 0.19947
| 5.5655e-05 |  | 0.0016993 |  | 6.6658e-05 |  | 0.00046787 |  | 0.0017452 |  | 0.0019385 |  | 0.18462 |  | 0.00893 |  | 0.048652 |  | 0.00078648 |  | 0.00018272 |  | -0.0001192 |  | 2.7235e-05 |  | 2.5203e-06 |  | 0.00011205 |  | 3.1901e-05 |  | -0.00015613 |  | 0.00062652 |  | 2.5068e-05 |  | 2.4373e-06 |  | 0.00030352 |  | 0.17394 |  | 0.19419
| 5.6485e-05 |  | 0.0017099 |  | 0.00011636 |  | 0.00027789 |  | 0.0017197 |  | 0.0018585 |  | 0.18462 |  | 0.0092899 |  | 0.049483 |  | 0.00090646 |  | 0.00024288 |  | 3.8145e-05 |  | 0.00011432 |  | 2.6086e-06 |  | 5.6942e-05 |  | 4.79e-05 |  | -4.4094e-05 |  | 0.00054702 |  | -0.00023659 |  | 2.4374e-06 |  | 0.00029867 |  | 0.16756 |  | 0.18859
| 5.649e-05 |  | 0.0016714 |  | 0.00011637 |  | 0.00018159 |  | 0.0016259 |  | 0.0017928 |  | 0.18462 |  | 0.010266 |  | 0.050249 |  | 0.00095806 |  | 0.00022001 |  | -2.2647e-05 |  | 0.00011433 |  | 2.6996e-06 |  | 5.6946e-05 |  | 4.7897e-05 |  | -2.2048e-05 |  | 0.00060221 |  | -0.00032889 |  | 2.4374e-06 |  | 0.00029542 |  | 0.16204 |  | 0.18258
| 9.2079e-05 |  | 0.0016451 |  | 3.6243e-05 |  | 0.0002305 |  | 0.0015839 |  | 0.0017455 |  | 0.18491 |  | 0.011575 |  | 0.051219 |  | 0.00096141 |  | 0.00018931 |  | -1.5496e-05 |  | 6.4068e-05 |  | 2.701e-06 |  | 8.6744e-05 |  | 2.7486e-05 |  | -6.174e-05 |  | 0.00056731 |  | -0.0002618 |  | 4.0623e-06 |  | 0.00029218 |  | 0.15886 |  | 0.17819
| 9.2071e-05 |  | 0.00168 |  | 3.624e-05 |  | 0.00026172 |  | 0.0014979 |  | 0.0017459 |  | 0.18717 |  | 0.012414 |  | 0.052666 |  | 0.0010592 |  | 0.00024419 |  | -6.9141e-05 |  | 6.4072e-05 |  | 2.5976e-06 |  | 8.675e-05 |  | 2.7489e-05 |  | 2.1156e-05 |  | 0.00059092 |  | -2.1439e-05 |  | 4.0628e-06 |  | 0.00029465 |  | 0.15892 |  | 0.17566
| 4.1449e-05 |  | 0.0016392 |  | 4.3104e-05 |  | 0.00024405 |  | 0.0014669 |  | 0.0017 |  | 0.18995 |  | 0.012614 |  | 0.054342 |  | 0.001045 |  | 0.00027406 |  | -0.00031946 |  | 0.00015549 |  | 2.4927e-06 |  | 5.4578e-05 |  | 2.657e-05 |  | -4.3983e-05 |  | 0.00063962 |  | 0.00014641 |  | 4.0626e-06 |  | 0.00029789 |  | 0.159 |  | 0.17368
| 4.1446e-05 |  | 0.0016077 |  | 4.31e-05 |  | 0.0003781 |  | 0.0014587 |  | 0.0016683 |  | 0.19138 |  | 0.013319 |  | 0.055747 |  | 0.00095906 |  | 0.00023544 |  | -0.00017999 |  | 0.0001555 |  | 2.4422e-06 |  | 5.4582e-05 |  | 2.657e-05 |  | -0.00010815 |  | 0.00069806 |  | 0.0002019 |  | 4.0631e-06 |  | 0.00029546 |  | 0.15763 |  | 0.17105
| 1.0996e-05 |  | 0.0016434 |  | 9.4903e-05 |  | 0.00044548 |  | 0.0014473 |  | 0.001673 |  | 0.19358 |  | 0.014766 |  | 0.057546 |  | 0.0010533 |  | 0.00019119 |  | 7.748e-05 |  | 0.00011361 |  | 2.4815e-06 |  | 7.8864e-05 |  | 3.7964e-05 |  | -8.7391e-05 |  | 0.00060557 |  | 0.00029494 |  | 5.6869e-06 |  | 0.00028655 |  | 0.15715 |  | 0.16855
| 1.0997e-05 |  | 0.0015695 |  | 9.4912e-05 |  | 0.00034328 |  | 0.0014221 |  | 0.0016269 |  | 0.19711 |  | 0.016546 |  | 0.059773 |  | 0.0011299 |  | 0.00014832 |  | -0.00012836 |  | 0.00011362 |  | 2.5023e-06 |  | 7.8869e-05 |  | 3.7962e-05 |  | -4.6593e-05 |  | 0.00064782 |  | -1.2335e-05 |  | 5.6876e-06 |  | 0.00027926 |  | 0.15656 |  | 0.16661
| 2.4191e-05 |  | 0.0015802 |  | 7.7391e-05 |  | 0.00029391 |  | 0.001397 |  | 0.0015992 |  | 0.20199 |  | 0.016858 |  | 0.062119 |  | 0.0011497 |  | 0.00017398 |  | -0.00039456 |  | 6.0511e-05 |  | 2.4837e-06 |  | 0.00012601 |  | 3.385e-05 |  | 4.191e-05 |  | 0.00075173 |  | -0.00011932 |  | 4.0633e-06 |  | 0.00028169 |  | 0.15385 |  | 0.16494
| 2.4193e-05 |  | 0.0016848 |  | 7.7398e-05 |  | 0.00034988 |  | 0.0014201 |  | 0.0016068 |  | 0.20713 |  | 0.017853 |  | 0.064604 |  | 0.0012345 |  | 0.00023116 |  | 7.0319e-05 |  | 6.0515e-05 |  | 2.4581e-06 |  | 0.00012602 |  | 3.385e-05 |  | 0.000112 |  | 0.00071524 |  | 0.00013381 |  | 4.0633e-06 |  | 0.00028739 |  | 0.15068 |  | 0.16314
| 0 |  | 0.0017065 |  | 8.4178e-05 |  | 0.00047444 |  | 0.0014373 |  | 0.0016116 |  | 0.21049 |  | 0.018876 |  | 0.066817 |  | 0.0012164 |  | 0.000242 |  | 0.00035283 |  | 0.00015334 |  | 2.4676e-06 |  | 9.5747e-05 |  | 2.3722e-05 |  | -1.3929e-05 |  | 0.00069413 |  | 0.00025954 |  | 2.4382e-06 |  | 0.00028821 |  | 0.1476 |  | 0.1608
| 0 |  | 0.001733 |  | 8.4178e-05 |  | 0.00044878 |  | 0.0014181 |  | 0.0015915 |  | 0.21333 |  | 0.020056 |  | 0.069022 |  | 0.0012994 |  | 0.00022582 |  | 7.748e-05 |  | 0.00015335 |  | 2.503e-06 |  | 9.5752e-05 |  | 2.3726e-05 |  | -0.00010498 |  | 0.00065683 |  | -9.1636e-05 |  | 2.4383e-06 |  | 0.00029147 |  | 0.14327 |  | 0.15803
| 3.7389e-05 |  | 0.0018021 |  | 0.00010847 |  | 0.00052834 |  | 0.0013359 |  | 0.0015891 |  | 0.21745 |  | 0.021013 |  | 0.071805 |  | 0.0015335 |  | 0.00032502 |  | -6.1984e-05 |  | 0.00020427 |  | 2.527e-06 |  | 0.0001202 |  | 3.5954e-05 |  | 2.427e-05 |  | 0.00057567 |  | -0.00014713 |  | 5.6883e-06 |  | 0.00029717 |  | 0.13899 |  | 0.15504
| 3.7389e-05 |  | 0.0017701 |  | 0.00010847 |  | 0.0005998 |  | 0.0013376 |  | 0.0015464 |  | 0.22026 |  | 0.021993 |  | 0.07404 |  | 0.001586 |  | 0.00030677 |  | -1.1919e-05 |  | 0.00020428 |  | 2.5427e-06 |  | 0.0001202 |  | 3.5959e-05 |  | 1.9858e-05 |  | 0.00049448 |  | 0.00014877 |  | 5.6883e-06 |  | 0.00029961 |  | 0.1348 |  | 0.1516
| 8.814e-05 |  | 0.0017029 |  | 7.8535e-05 |  | 0.00041448 |  | 0.0013436 |  | 0.0014867 |  | 0.21994 |  | 0.023622 |  | 0.075377 |  | 0.0015677 |  | 0.00025583 |  | 0.00015258 |  | 9.3414e-05 |  | 2.5333e-06 |  | 0.00014919 |  | 3.7025e-05 |  | -2.317e-05 |  | 0.00047421 |  | 0.00031223 |  | 7.3143e-06 |  | 0.00029638 |  | 0.13063 |  | 0.14735
| 8.8132e-05 |  | 0.0017148 |  | 7.8528e-05 |  | 0.00038329 |  | 0.001221 |  | 0.001435 |  | 0.21712 |  | 0.025299 |  | 0.076249 |  | 0.0016225 |  | 0.00030154 |  | 1.6688e-05 |  | 9.342e-05 |  | 2.6075e-06 |  | 0.0001492 |  | 3.702e-05 |  | 5.71e-05 |  | 0.00054404 |  | 0.00035838 |  | 7.3148e-06 |  | 0.00028988 |  | 0.12477 |  | 0.14237
| 1.0998e-05 |  | 0.0015997 |  | 4.7026e-05 |  | 0.00033922 |  | 0.0012215 |  | 0.0013602 |  | 0.21381 |  | 0.026493 |  | 0.076957 |  | 0.001671 |  | 0.00028548 |  | 0.00014543 |  | 0.00010966 |  | 2.6795e-06 |  | 0.00012603 |  | 3.0282e-05 |  | 0.00011227 |  | 0.00068537 |  | 8.7021e-05 |  | 7.3152e-06 |  | 0.00028828 |  | 0.11914 |  | 0.13728
| 1.0998e-05 |  | 0.0015609 |  | 4.7026e-05 |  | 0.0002612 |  | 0.0012114 |  | 0.0013162 |  | 0.2114 |  | 0.02718 |  | 0.077866 |  | 0.0016364 |  | 0.00025661 |  | 0.0001204 |  | 0.00010967 |  | 2.7127e-06 |  | 0.00012604 |  | 3.0285e-05 |  | 9.6161e-05 |  | 0.00076987 |  | -0.00030401 |  | 7.3148e-06 |  | 0.00029073 |  | 0.11469 |  | 0.1323
| 0 |  | 0.0016585 |  | 8.4185e-05 |  | 0.00031275 |  | 0.0011711 |  | 0.0012996 |  | 0.21006 |  | 0.028756 |  | 0.07903 |  | 0.0017289 |  | 0.0002721 |  | -1.2455e-06 |  | 0.00011753 |  | 2.6824e-06 |  | 0.00011834 |  | 2.8036e-05 |  | 5.1071e-06 |  | 0.00075688 |  | -0.0003451 |  | 5.6897e-06 |  | 0.0002956 |  | 0.11003 |  | 0.12782
| 0 |  | 0.0016273 |  | 8.4185e-05 |  | 0.00041038 |  | 0.0011494 |  | 0.0013433 |  | 0.20954 |  | 0.028378 |  | 0.08093 |  | 0.0018142 |  | 0.00030031 |  | -0.0001049 |  | 0.00011754 |  | 2.7325e-06 |  | 0.00011834 |  | 2.804e-05 |  | -4.0297e-05 |  | 0.00066678 |  | 0.00012495 |  | 5.6897e-06 |  | 0.00029887 |  | 0.10663 |  | 0.12388
| 2.8767e-06 |  | 0.0016019 |  | 9.8884e-05 |  | 0.00034826 |  | 0.0010557 |  | 0.0013279 |  | 0.21005 |  | 0.030185 |  | 0.083469 |  | 0.0018731 |  | 0.00025776 |  | -0.00014066 |  | 7.8646e-05 |  | 2.8146e-06 |  | 0.0001042 |  | 1.6436e-05 |  | 4.5254e-05 |  | 0.00061723 |  | 6.7186e-05 |  | 2.4389e-06 |  | 0.00029806 |  | 0.10448 |  | 0.12033
| 2.8764e-06 |  | 0.0016469 |  | 0.00010378 |  | 0.00022222 |  | 0.0010455 |  | 0.0012562 |  | 0.21186 |  | 0.031899 |  | 0.086384 |  | 0.0020592 |  | 0.00027186 |  | 0.00015258 |  | 7.8651e-05 |  | 2.8051e-06 |  | 0.00010421 |  | 1.6436e-05 |  | 8.3473e-05 |  | 0.00064245 |  | -0.00033172 |  | 2.4391e-06 |  | 0.00030133 |  | 0.10235 |  | 0.11715
| 7.2891e-05 |  | 0.0017116 |  | 7.1586e-05 |  | 0.00033712 |  | 0.0011021 |  | 0.0012692 |  | 0.21213 |  | 0.033346 |  | 0.088917 |  | 0.0021429 |  | 0.00036043 |  | 0.00022052 |  | 6.9315e-05 |  | 2.7091e-06 |  | 0.00015564 |  | 4.2529e-05 |  | 1.7243e-05 |  | 0.00066767 |  | -6.266e-05 |  | 5.6904e-06 |  | 0.00030622 |  | 0.099745 |  | 0.11394
| 7.2885e-05 |  | 0.0017047 |  | 6.667e-05 |  | 0.00045504 |  | 0.0010845 |  | 0.0012663 |  | 0.21009 |  | 0.034945 |  | 0.090644 |  | 0.0021914 |  | 0.00034483 |  | 0.00038144 |  | 6.9319e-05 |  | 2.5088e-06 |  | 0.00015565 |  | 4.2529e-05 |  | 7.0779e-05 |  | 0.00050928 |  | 0.00017844 |  | 5.6904e-06 |  | 0.00031109 |  | 0.097426 |  | 0.11033
| 3.3334e-05 |  | 0.0016998 |  | 0.00010679 |  | 0.00052733 |  | 0.00098332 |  | 0.0012607 |  | 0.20813 |  | 0.035598 |  | 0.092454 |  | 0.0022422 |  | 0.00037019 |  | 0.0004029 |  | 0.0002047 |  | 2.3928e-06 |  | 0.00015791 |  | 3.5756e-05 |  | 3.973e-05 |  | 0.00060273 |  | -1.7622e-05 |  | 4.0656e-06 |  | 0.00031274 |  | 0.094652 |  | 0.10659
| 3.3334e-05 |  | 0.00165 |  | 0.00010679 |  | 0.00045562 |  | 0.00093537 |  | 0.0012345 |  | 0.20691 |  | 0.036599 |  | 0.09464 |  | 0.0024192 |  | 0.00038697 |  | 0.00011324 |  | 0.00020471 |  | 2.2942e-06 |  | 0.00015792 |  | 3.5758e-05 |  | -1.0518e-05 |  | 0.00076681 |  | -0.00030732 |  | 4.0656e-06 |  | 0.00031274 |  | 0.092199 |  | 0.10303
| 0.00010624 |  | 0.0015843 |  | 4.8995e-05 |  | 0.00034894 |  | 0.00092458 |  | 0.0011635 |  | 0.20567 |  | 0.038618 |  | 0.096789 |  | 0.0024913 |  | 0.00031895 |  | 2.384e-05 |  | 0.00013187 |  | 2.3082e-06 |  | 0.00012739 |  | 3.4612e-05 |  | -8.5428e-05 |  | 0.00071812 |  | -0.00034137 |  | 5.6911e-06 |  | 0.00031113 |  | 0.090349 |  | 0.099577
| 0.00010623 |  | 0.0016226 |  | 4.899e-05 |  | 0.00036723 |  | 0.00085835 |  | 0.0011166 |  | 0.20351 |  | 0.042305 |  | 0.098892 |  | 0.0024705 |  | 0.00030613 |  | 0.00022681 |  | 0.00013188 |  | 2.4715e-06 |  | 0.0001274 |  | 3.4617e-05 |  | -0.00020757 |  | 0.0007799 |  | -0.00014517 |  | 5.6911e-06 |  | 0.00029896 |  | 0.088295 |  | 0.096309
| 1.709e-05 |  | 0.0016245 |  | 4.997e-05 |  | 0.00037497 |  | 0.0007801 |  | 0.0010971 |  | 0.20088 |  | 0.042261 |  | 0.10098 |  | 0.0025852 |  | 0.00031018 |  | 0.00023125 |  | 9.1818e-06 |  | 2.6201e-06 |  | 0.00010178 |  | 1.3554e-05 |  | -2.54e-05 |  | 0.00067835 |  | 0.00017831 |  | 5.6915e-06 |  | 0.00028515 |  | 0.08613 |  | 0.093373
| 1.7092e-05 |  | 0.0016504 |  | 4.9975e-05 |  | 0.00050247 |  | 0.00078958 |  | 0.0011038 |  | 0.1982 |  | 0.043693 |  | 0.1032 |  | 0.0027057 |  | 0.0003397 |  | 0.0003278 |  | 9.1824e-06 |  | 2.7051e-06 |  | 0.00010178 |  | 1.3554e-05 |  | -7.6204e-05 |  | 0.00061661 |  | -3.507e-05 |  | 5.6915e-06 |  | 0.00027947 |  | 0.084409 |  | 0.090796
| 0 |  | 0.0016571 |  | 3.8216e-05 |  | 0.00055866 |  | 0.00081512 |  | 0.0011201 |  | 0.19597 |  | 0.045432 |  | 0.1056 |  | 0.0027913 |  | 0.00037101 |  | 0.00017046 |  | 0.00013594 |  | 2.6441e-06 |  | 0.00011857 |  | 4.8445e-05 |  | -0.00010382 |  | 0.0006955 |  | -0.0003188 |  | 7.3184e-06 |  | 0.00028763 |  | 0.083099 |  | 0.08833
| 0 |  | 0.0016145 |  | 3.8216e-05 |  | 0.00040143 |  | 0.00077386 |  | 0.0010616 |  | 0.19364 |  | 0.047398 |  | 0.10761 |  | 0.0027197 |  | 0.00034667 |  | -0.0001335 |  | 0.00013595 |  | 2.5404e-06 |  | 0.00011858 |  | 4.8449e-05 |  | -1.3254e-05 |  | 0.00075481 |  | 2.5038e-05 |  | 7.3188e-06 |  | 0.000299 |  | 0.081646 |  | 0.085947
| 2.7245e-05 |  | 0.0014352 |  | 8.1374e-05 |  | 0.00038345 |  | 0.00078722 |  | 0.0010546 |  | 0.19093 |  | 0.048694 |  | 0.11002 |  | 0.0028341 |  | 0.00039659 |  | -0.00016211 |  | 7.6482e-05 |  | 2.5027e-06 |  | 0.00011325 |  | 2.4086e-05 |  | -2.3198e-05 |  | 0.00077756 |  | 0.00015695 |  | 5.6922e-06 |  | 0.00030631 |  | 0.080579 |  | 0.083718
| 2.7245e-05 |  | 0.0012596 |  | 8.1374e-05 |  | 0.00044535 |  | 0.00080041 |  | 0.0010712 |  | 0.18831 |  | 0.050731 |  | 0.11282 |  | 0.0030958 |  | 0.00045588 |  | -0.0003588 |  | 7.6487e-05 |  | 2.4558e-06 |  | 0.00011326 |  | 2.4088e-05 |  | -6.6279e-05 |  | 0.00070854 |  | -6.5696e-05 |  | 5.6925e-06 |  | 0.00030308 |  | 0.079345 |  | 0.081697
| 1.5061e-05 |  | 0.0014293 |  | 3.6256e-05 |  | 0.00047531 |  | 0.0007308 |  | 0.0010449 |  | 0.18519 |  | 0.052875 |  | 0.1149 |  | 0.0032865 |  | 0.00041293 |  | -0.00027297 |  | 0.0001601 |  | 2.4484e-06 |  | 0.00013602 |  | 2.9719e-05 |  | -8.3961e-05 |  | 0.00071102 |  | -0.00039601 |  | 5.6925e-06 |  | 0.00029254 |  | 0.077689 |  | 0.079719
| 2.4216e-05 |  | 0.0016264 |  | 3.6259e-05 |  | 0.00045245 |  | 0.00073319 |  | 0.0010453 |  | 0.18222 |  | 0.056884 |  | 0.11713 |  | 0.0032541 |  | 0.00038963 |  | -0.00014705 |  | 0.00016011 |  | 2.524e-06 |  | 0.00013603 |  | 2.9718e-05 |  | 5.8584e-05 |  | 0.00062814 |  | -0.00029718 |  | 5.6925e-06 |  | 0.0002836 |  | 0.076194 |  | 0.077723
| 7.0755e-05 |  | 0.0016878 |  | 7.3469e-05 |  | 0.00025551 |  | 0.00070513 |  | 0.0010358 |  | 0.17897 |  | 0.055806 |  | 0.1195 |  | 0.0032518 |  | 0.00048693 |  | -0.00020861 |  | 9.4211e-05 |  | 2.6068e-06 |  | 0.00014426 |  | 3.5909e-05 |  | 7.6267e-05 |  | 0.0005843 |  | -5.8548e-05 |  | 4.0673e-06 |  | 0.00028605 |  | 0.075062 |  | 0.075747
| 6.1596e-05 |  | 0.0017206 |  | 7.3463e-05 |  | 0.00018463 |  | 0.00062849 |  | 0.0010416 |  | 0.17507 |  | 0.057828 |  | 0.1216 |  | 0.0034249 |  | 0.00053474 |  | -8.7017e-05 |  | 9.4217e-05 |  | 2.5503e-06 |  | 0.00014427 |  | 3.5912e-05 |  | 2.0994e-05 |  | 0.00061436 |  | -4.1151e-05 |  | 4.0671e-06 |  | 0.00029906 |  | 0.073606 |  | 0.073974
| 5.4665e-05 |  | 0.0016826 |  | 0.00010173 |  | 0.00033963 |  | 0.00068345 |  | 0.00098358 |  | 0.1714 |  | 0.059705 |  | 0.12385 |  | 0.0035672 |  | 0.00043612 |  | -3.6953e-05 |  | 0.00021991 |  | 2.4205e-06 |  | 0.0001232 |  | 3.3257e-05 |  | -9.2356e-05 |  | 0.00053963 |  | -7.6785e-05 |  | 7.3206e-06 |  | 0.00031126 |  | 0.071674 |  | 0.07244
| 5.4669e-05 |  | 0.0016223 |  | 0.00010174 |  | 0.00036875 |  | 0.00072502 |  | 0.00092147 |  | 0.16762 |  | 0.06133 |  | 0.12612 |  | 0.0036449 |  | 0.00040866 |  | -6.1984e-05 |  | 0.00021993 |  | 2.3615e-06 |  | 0.00012321 |  | 3.3257e-05 |  | -7.0707e-05 |  | 0.00065995 |  | -0.00021222 |  | 7.3206e-06 |  | 0.00031616 |  | 0.069633 |  | 0.070808
| 2.1155e-05 |  | 0.0016158 |  | 8.8163e-05 |  | 0.00034921 |  | 0.00069638 |  | 0.00094606 |  | 0.16362 |  | 0.06295 |  | 0.12836 |  | 0.0038387 |  | 0.00046893 |  | 9.5365e-05 |  | 0.0001526 |  | 2.4308e-06 |  | 0.00013987 |  | 1.9875e-05 |  | 7.9126e-05 |  | 0.0007778 |  | -9.0839e-05 |  | 5.6936e-06 |  | 0.00030966 |  | 0.067669 |  | 0.069149
| 2.1155e-05 |  | 0.0016629 |  | 8.8163e-05 |  | 0.0003444 |  | 0.00064373 |  | 0.00095965 |  | 0.15898 |  | 0.06498 |  | 0.12976 |  | 0.0041165 |  | 0.00052733 |  | 0.00037786 |  | 0.00015261 |  | 2.5379e-06 |  | 0.00013988 |  | 1.9876e-05 |  | 0.00016898 |  | 0.00080223 |  | 0.00022656 |  | 5.6939e-06 |  | 0.00030805 |  | 0.065873 |  | 0.067635
| 4.553e-05 |  | 0.0016073 |  | 5.9911e-05 |  | 0.00030699 |  | 0.00061343 |  | 0.00091092 |  | 0.15383 |  | 0.068127 |  | 0.13087 |  | 0.0040342 |  | 0.00048106 |  | 0.00027058 |  | 2.7284e-05 |  | 2.5833e-06 |  | 0.00012682 |  | 2.9602e-05 |  | 0.00014799 |  | 0.00070632 |  | -0.00015965 |  | 2.4409e-06 |  | 0.0003113 |  | 0.063643 |  | 0.066241
| 4.553e-05 |  | 0.0013985 |  | 5.9911e-05 |  | 0.00035741 |  | 0.00065069 |  | 0.00087823 |  | 0.14939 |  | 0.073694 |  | 0.13246 |  | 0.0040697 |  | 0.00046142 |  | 9.2216e-05 |  | 2.7285e-05 |  | 2.6203e-06 |  | 0.00012683 |  | 2.9601e-05 |  | 3.7584e-05 |  | 0.00069499 |  | -0.00029189 |  | 2.4409e-06 |  | 0.00030888 |  | 0.061171 |  | 0.064843
| 9.0997e-05 |  | 0.0014405 |  | 6.2737e-05 |  | 0.00038214 |  | 0.00063307 |  | 0.0008929 |  | 0.14587 |  | 0.072965 |  | 0.13458 |  | 0.0043683 |  | 0.00058846 |  | 0.00018834 |  | 0.00010517 |  | 2.5988e-06 |  | 0.00011443 |  | 3.1106e-05 |  | -5.5273e-06 |  | 0.00078038 |  | -0.00047085 |  | 7.3215e-06 |  | 0.00029996 |  | 0.060285 |  | 0.063434
| 9.0997e-05 |  | 0.0015529 |  | 6.2737e-05 |  | 0.00041731 |  | 0.00056489 |  | 0.0008756 |  | 0.14241 |  | 0.07462 |  | 0.13698 |  | 0.0046488 |  | 0.00062056 |  | 0.00010609 |  | 0.00010518 |  | 2.5911e-06 |  | 0.00011444 |  | 3.111e-05 |  | 2.8917e-05 |  | 0.00076169 |  | -0.00049427 |  | 7.3224e-06 |  | 0.00029102 |  | 0.059592 |  | 0.062056
| 2.8774e-06 |  | 0.0015781 |  | 5.5864e-05 |  | 0.00041585 |  | 0.00054376 |  | 0.00087997 |  | 0.13909 |  | 0.075829 |  | 0.1394 |  | 0.0048461 |  | 0.00063173 |  | 6.6752e-05 |  | 0.00019189 |  | 2.603e-06 |  | 9.816e-05 |  | 4.9785e-05 |  | 7.3141e-05 |  | 0.00074868 |  | -9.9155e-05 |  | 4.0683e-06 |  | 0.0002959 |  | 0.057602 |  | 0.060815
| 2.8774e-06 |  | 0.0015776 |  | 5.5864e-05 |  | 0.00033678 |  | 0.00052748 |  | 0.00085142 |  | 0.13558 |  | 0.078806 |  | 0.1422 |  | 0.0048039 |  | 0.00060194 |  | 0.00012397 |  | 0.00019191 |  | 2.6794e-06 |  | 9.8166e-05 |  | 4.979e-05 |  | 1.2163e-05 |  | 0.00076015 |  | -0.00016477 |  | 4.0688e-06 |  | 0.00031057 |  | 0.056009 |  | 0.059638
| 3.4362e-05 |  | 0.0015714 |  | 8.2526e-05 |  | 0.00031138 |  | 0.00052981 |  | 0.0008174 |  | 0.13208 |  | 0.081762 |  | 0.14473 |  | 0.0049972 |  | 0.0006426 |  | 0.0001633 |  | 0.0001609 |  | 2.7346e-06 |  | 0.00016268 |  | 4.9766e-05 |  | 7.7399e-06 |  | 0.0007691 |  | 0.00011092 |  | 2.4412e-06 |  | 0.00032276 |  | 0.05451 |  | 0.058417
| 3.4359e-05 |  | 0.0016638 |  | 8.2519e-05 |  | 0.00030144 |  | 0.00049264 |  | 0.00084794 |  | 0.12886 |  | 0.084126 |  | 0.14707 |  | 0.0053659 |  | 0.00077928 |  | 0.00013827 |  | 0.00016091 |  | 2.7564e-06 |  | 0.00016269 |  | 4.9773e-05 |  | 0.00012323 |  | 0.00068292 |  | 0.00029078 |  | 2.4415e-06 |  | 0.00032926 |  | 0.053565 |  | 0.057287
| 4.9086e-06 |  | 0.0015595 |  | 9.3266e-05 |  | 0.00037502 |  | 0.00046555 |  | 0.0008164 |  | 0.12474 |  | 0.089815 |  | 0.14873 |  | 0.0054822 |  | 0.00071175 |  | 0.00011091 |  | 8.1765e-05 |  | 2.7214e-06 |  | 7.568e-05 |  | 3.7571e-05 |  | 7.3472e-05 |  | 0.00066182 |  | 0.00038072 |  | 5.6957e-06 |  | 0.00032522 |  | 0.052868 |  | 0.056232
| 4.9086e-06 |  | 0.0014524 |  | 9.3266e-05 |  | 0.00040855 |  | 0.00050737 |  | 0.00077877 |  | 0.1203 |  | 0.088514 |  | 0.15014 |  | 0.0055062 |  | 0.00063736 |  | -0.00013708 |  | 8.177e-05 |  | 2.665e-06 |  | 7.5684e-05 |  | 3.7576e-05 |  | 2.1865e-05 |  | 0.00069195 |  | 5.2161e-05 |  | 5.6957e-06 |  | 0.00031874 |  | 0.051275 |  | 0.055145
| 1.7096e-05 |  | 0.0014858 |  | 6.3873e-05 |  | 0.00042846 |  | 0.00049176 |  | 0.00076545 |  | 0.11707 |  | 0.091514 |  | 0.15268 |  | 0.0055886 |  | 0.00066063 |  | -0.00039097 |  | 0.0001041 |  | 2.6435e-06 |  | 0.00012939 |  | 3.8379e-05 |  | 5.2834e-05 |  | 0.00067569 |  | 9.6782e-05 |  | 5.696e-06 |  | 0.00030979 |  | 0.050123 |  | 0.054079
| 1.7098e-05 |  | 0.0014508 |  | 6.3879e-05 |  | 0.00042969 |  | 0.00048684 |  | 0.00077362 |  | 0.11464 |  | 0.093526 |  | 0.15513 |  | 0.0058033 |  | 0.00071624 |  | -0.00029086 |  | 0.00010411 |  | 2.6504e-06 |  | 0.0001294 |  | 3.8379e-05 |  | -1.6592e-05 |  | 0.00059197 |  | 0.00087288 |  | 5.6964e-06 |  | 0.00030249 |  | 0.049466 |  | 0.053074
| 7.0091e-05 |  | 0.0014568 |  | 8.5353e-05 |  | 0.00033387 |  | 0.00047893 |  | 0.00071291 |  | 0.11199 |  | 0.096112 |  | 0.15747 |  | 0.0059953 |  | 0.00074579 |  | -0.00017285 |  | 0.00015773 |  | 2.6868e-06 |  | 0.00014612 |  | 3.3967e-05 |  | -0.00010644 |  | 0.00059685 |  | 0.00052297 |  | 4.0696e-06 |  | 0.00030412 |  | 0.048608 |  | 0.052075
| 7.0097e-05 |  | 0.0014922 |  | 8.536e-05 |  | 0.00028654 |  | 0.00043019 |  | 0.00066656 |  | 0.10871 |  | 0.099682 |  | 0.15981 |  | 0.0062746 |  | 0.00077309 |  | -0.0002837 |  | 0.00015774 |  | 2.6316e-06 |  | 0.00014613 |  | 3.3971e-05 |  | -8.5437e-05 |  | 0.0006408 |  | -0.000161 |  | 4.0696e-06 |  | 0.00030739 |  | 0.047477 |  | 0.051062
| 7.4054e-05 |  | 0.001493 |  | 4.8032e-05 |  | 0.00017913 |  | 0.00040259 |  | 0.0007126 |  | 0.10569 |  | 0.10277 |  | 0.16185 |  | 0.0066557 |  | 0.00079348 |  | -0.00024794 |  | 7.0922e-05 |  | 2.5449e-06 |  | 0.00015677 |  | 4.9835e-05 |  | 1.3275e-05 |  | 0.00065463 |  | 0.00016616 |  | 2.4419e-06 |  | 0.00030739 |  | 0.046139 |  | 0.050109
| 7.4054e-05 |  | 0.0015318 |  | 4.8032e-05 |  | 0.00016054 |  | 0.00037119 |  | 0.00073725 |  | 0.10359 |  | 0.1103 |  | 0.16492 |  | 0.0068679 |  | 0.00080311 |  | -2.3678e-05 |  | 7.0926e-05 |  | 2.5134e-06 |  | 0.00015678 |  | 4.9842e-05 |  | 6.2455e-05 |  | 0.00068155 |  | 0.00032611 |  | 2.4421e-06 |  | 0.00029767 |  | 0.045617 |  | 0.049283
| 7.8011e-05 |  | 0.0015157 |  | 8.2534e-05 |  | 0.00032722 |  | 0.00038197 |  | 0.00072963 |  | 0.10131 |  | 0.10914 |  | 0.16785 |  | 0.0070212 |  | 0.00078294 |  | 0.00022053 |  | 0.00014188 |  | 2.5684e-06 |  | 0.00010377 |  | 2.5648e-05 |  | -5.5476e-06 |  | 0.00066849 |  | 8.1864e-05 |  | 7.3251e-06 |  | 0.00029358 |  | 0.045191 |  | 0.048484
| 7.8011e-05 |  | 0.0014936 |  | 8.2534e-05 |  | 0.00035701 |  | 0.00038737 |  | 0.00071375 |  | 0.09884 |  | 0.11229 |  | 0.17039 |  | 0.0071854 |  | 0.00079031 |  | 0.00034569 |  | 0.00014189 |  | 2.6558e-06 |  | 0.00010378 |  | 2.5648e-05 |  | -0.0001001 |  | 0.00069785 |  | 0.00047803 |  | 7.3256e-06 |  | 0.00030175 |  | 0.044576 |  | 0.047629
| 5.57e-05 |  | 0.0015121 |  | 8.9325e-05 |  | 0.00021386 |  | 0.00036538 |  | 0.00067247 |  | 0.096459 |  | 0.11463 |  | 0.17286 |  | 0.0074563 |  | 0.00087002 |  | 0.00012754 |  | 0.00014314 |  | 2.6792e-06 |  | 0.00012365 |  | 4.5844e-05 |  | -5.4221e-05 |  | 0.00076694 |  | 0.00056673 |  | 2.4422e-06 |  | 0.00031149 |  | 0.044022 |  | 0.046737
| 5.5695e-05 |  | 0.0014735 |  | 8.9317e-05 |  | 0.00030589 |  | 0.00038236 |  | 0.00064104 |  | 0.093847 |  | 0.11736 |  | 0.17437 |  | 0.0076961 |  | 0.00088013 |  | -0.00026224 |  | 0.00014315 |  | 2.7435e-06 |  | 0.00012366 |  | 4.5844e-05 |  | 4.4266e-06 |  | 0.00085 |  | 8.9696e-06 |  | 2.4424e-06 |  | 0.00031723 |  | 0.043455 |  | 0.04586
| 1.5068e-05 |  | 0.0014137 |  | 5.9927e-05 |  | 0.00046906 |  | 0.00037683 |  | 0.00067282 |  | 0.090942 |  | 0.11953 |  | 0.17532 |  | 0.0078555 |  | 0.00084657 |  | -7.2716e-05 |  | 8.8288e-05 |  | 2.7842e-06 |  | 0.00015097 |  | 3.1083e-05 |  | -4.5487e-05 |  | 0.00087278 |  | -0.00051184 |  | 5.6981e-06 |  | 0.00030747 |  | 0.042613 |  | 0.045033
| 1.5068e-05 |  | 0.0014261 |  | 5.9927e-05 |  | 0.00053502 |  | 0.00036692 |  | 0.00068847 |  | 0.088317 |  | 0.1279 |  | 0.1768 |  | 0.0080771 |  | 0.00087102 |  | 4.7345e-05 |  | 8.8293e-05 |  | 2.7747e-06 |  | 0.00015098 |  | 3.1089e-05 |  | -2.505e-06 |  | 0.00078661 |  | -0.00034473 |  | 5.6981e-06 |  | 0.00030098 |  | 0.041422 |  | 0.04416
| 1.3036e-05 |  | 0.0013751 |  | 1.9606e-05 |  | 0.00042245 |  | 0.00035237 |  | 0.00064997 |  | 0.085884 |  | 0.12602 |  | 0.17832 |  | 0.0083369 |  | 0.0009203 |  | -0.0002694 |  | 0.00011002 |  | 2.7248e-06 |  | 0.00010695 |  | 3.0988e-05 |  | -6.1805e-05 |  | 0.00070201 |  | -0.00024643 |  | 7.3265e-06 |  | 0.00030423 |  | 0.039885 |  | 0.043333
| 1.3036e-05 |  | 0.001357 |  | 1.9606e-05 |  | 0.00020773 |  | 0.0003501 |  | 0.00068067 |  | 0.08407 |  | 0.12866 |  | 0.18066 |  | 0.0086118 |  | 0.00090045 |  | -0.00023722 |  | 0.00011002 |  | 2.5882e-06 |  | 0.00010695 |  | 3.0992e-05 |  | -5.92e-05 |  | 0.00070607 |  | -0.00026973 |  | 7.3269e-06 |  | 0.00031318 |  | 0.038802 |  | 0.042579
| 4.2498e-05 |  | 0.001319 |  | 0.00013739 |  | 0.00013208 |  | 0.0003792 |  | 0.00070333 |  | 0.08239 |  | 0.13221 |  | 0.18364 |  | 0.0088164 |  | 0.00090898 |  | -2.9806e-05 |  | 3.0674e-05 |  | 2.5093e-06 |  | 0.00012478 |  | 5.2116e-05 |  | -4.4798e-05 |  | 0.00070047 |  | 5.3989e-05 |  | 2.4428e-06 |  | 0.00031566 |  | 0.038232 |  | 0.041896
| 4.2494e-05 |  | 0.0013601 |  | 0.00013738 |  | 0.00034201 |  | 0.00039529 |  | 0.00068635 |  | 0.080628 |  | 0.1354 |  | 0.18611 |  | 0.0092101 |  | 0.0010524 |  | 2.384e-05 |  | 3.0676e-05 |  | 2.397e-06 |  | 0.00013666 |  | 5.2118e-05 |  | -0.00011476 |  | 0.00062481 |  | 0.00021691 |  | 2.4428e-06 |  | 0.00030752 |  | 0.037583 |  | 0.041208
| 4.1482e-05 |  | 0.0014964 |  | 6.7848e-05 |  | 0.00035513 |  | 0.00040371 |  | 0.00068504 |  | 0.079271 |  | 0.13754 |  | 0.18916 |  | 0.0096737 |  | 0.0010817 |  | -0.00017284 |  | 2.7607e-05 |  | 2.3612e-06 |  | 0.00014865 |  | 6.4032e-05 |  | 4.65e-05 |  | 0.00064759 |  | 0.00016392 |  | 5.6988e-06 |  | 0.0003002 |  | 0.037221 |  | 0.040392
| 4.1482e-05 |  | 0.0015182 |  | 6.7848e-05 |  | 0.00023766 |  | 0.00036794 |  | 0.00067528 |  | 0.077845 |  | 0.14752 |  | 0.19192 |  | 0.010019 |  | 0.0010855 |  | -0.00026295 |  | 2.7609e-05 |  | 2.4666e-06 |  | 0.00013679 |  | 6.404e-05 |  | 0.0001135 |  | 0.00074933 |  | -0.00014978 |  | 5.6995e-06 |  | 0.0002994 |  | 0.036831 |  | 0.039626
| 4.1482e-05 |  | 0.0015443 |  | 0.00013061 |  | 0.00044485 |  | 0.00034052 |  | 0.00067938 |  | 0.075945 |  | 0.145 |  | 0.19343 |  | 0.010345 |  | 0.0011698 |  | -0.00031946 |  | 9.4469e-05 |  | 2.6143e-06 |  | 0.00012023 |  | 5.5825e-05 |  | -2.6372e-05 |  | 0.00083074 |  | 0.00026163 |  | 5.6992e-06 |  | 0.00030431 |  | 0.036266 |  | 0.038859
| 4.1482e-05 |  | 0.0015491 |  | 0.00013061 |  | 0.00047996 |  | 0.00035307 |  | 0.00068374 |  | 0.073716 |  | 0.14812 |  | 0.19348 |  | 0.010599 |  | 0.0012257 |  | -0.00032303 |  | 9.4475e-05 |  | 2.6689e-06 |  | 0.00012024 |  | 5.5822e-05 |  | -3.0147e-05 |  | 0.00087549 |  | 0.00059347 |  | 5.6999e-06 |  | 0.00030512 |  | 0.035161 |  | 0.038011
| 0 |  | 0.0015085 |  | 4.4122e-05 |  | 0.00033115 |  | 0.00031868 |  | 0.00065943 |  | 0.072021 |  | 0.15118 |  | 0.19425 |  | 0.010902 |  | 0.001255 |  | -0.00026225 |  | 7.4834e-05 |  | 2.568e-06 |  | 7.4298e-05 |  | 3.7686e-05 |  | -3.1852e-05 |  | 0.00084869 |  | 0.0002077 |  | 2.4431e-06 |  | 0.00030514 |  | 0.034801 |  | 0.037179
| 0 |  | 0.0014707 |  | 5.9841e-05 |  | 0.0002352 |  | 0.00028058 |  | 0.00063899 |  | 0.070758 |  | 0.15334 |  | 0.19657 |  | 0.01108 |  | 0.0012133 |  | -0.00021933 |  | 7.4838e-05 |  | 2.4689e-06 |  | 7.4302e-05 |  | 3.7688e-05 |  | -0.00011503 |  | 0.00093581 |  | -0.0002216 |  | 2.4434e-06 |  | 0.00030272 |  | 0.034493 |  | 0.036417
| 6.5592e-05 |  | 0.0014305 |  | 8.5275e-05 |  | 0.00022599 |  | 0.00027336 |  | 0.00068329 |  | 0.069177 |  | 0.15652 |  | 0.19852 |  | 0.011383 |  | 0.0011994 |  | -5.1256e-05 |  | 0.00012726 |  | 2.4832e-06 |  | 0.00012491 |  | 4.3529e-05 |  | -0.00011228 |  | 0.00095691 |  | -9.5751e-05 |  | 5.7002e-06 |  | 0.00030758 |  | 0.033457 |  | 0.035626
| 6.5592e-05 |  | 0.0014685 |  | 6.955e-05 |  | 0.00034051 |  | 0.00028076 |  | 0.00067061 |  | 0.068028 |  | 0.16738 |  | 0.2013 |  | 0.011953 |  | 0.0013198 |  | 0.00037634 |  | 0.00012727 |  | 2.5965e-06 |  | 0.00012492 |  | 4.3531e-05 |  | -5.801e-05 |  | 0.0008195 |  | 0.0001473 |  | 5.7002e-06 |  | 0.00031738 |  | 0.032964 |  | 0.034871
| 8.5948e-05 |  | 0.0014739 |  | 9.2168e-05 |  | 0.00044521 |  | 0.00027681 |  | 0.00063201 |  | 0.067336 |  | 0.1627 |  | 0.20425 |  | 0.012339 |  | 0.0013572 |  | 0.00026343 |  | 4.4535e-05 |  | 2.6925e-06 |  | 5.3594e-05 |  | 5.0431e-05 |  | -2.6008e-05 |  | 0.0008374 |  | -6.5031e-05 |  | 8.9586e-06 |  | 0.0003182 |  | 0.032428 |  | 0.03418
| 8.5948e-05 |  | 0.0014594 |  | 9.2168e-05 |  | 0.00050229 |  | 0.00028767 |  | 0.00062434 |  | 0.066183 |  | 0.16613 |  | 0.20621 |  | 0.012817 |  | 0.0013632 |  | -0.00011562 |  | 4.4537e-05 |  | 2.7458e-06 |  | 5.3597e-05 |  | 5.044e-05 |  | 3.3895e-06 |  | 0.00081141 |  | 4.4711e-05 |  | 8.9592e-06 |  | 0.00031333 |  | 0.03184 |  | 0.033456
| 3.2345e-05 |  | 0.0014917 |  | 8.9349e-05 |  | 0.00043864 |  | 0.00031484 |  | 0.00059961 |  | 0.065127 |  | 0.16936 |  | 0.20899 |  | 0.013229 |  | 0.0014157 |  | -0.00012635 |  | 0 |  | 2.7148e-06 |  | 0.00010133 |  | 4.8578e-05 |  | 5.9315e-05 |  | 0.00085943 |  | 0.00015719 |  | 7.3301e-06 |  | 0.00030764 |  | 0.031568 |  | 0.03266
| 3.2342e-05 |  | 0.0013386 |  | 8.9341e-05 |  | 0.00034641 |  | 0.00032477 |  | 0.00066298 |  | 0.064526 |  | 0.17081 |  | 0.21321 |  | 0.013742 |  | 0.001493 |  | -0.00019429 |  | 0 |  | 2.6381e-06 |  | 0.00010134 |  | 4.8587e-05 |  | 8.8628e-06 |  | 0.00088227 |  | 6.0244e-05 |  | 7.3301e-06 |  | 0.0003101 |  | 0.031299 |  | 0.03191
| 5.3682e-05 |  | 0.001345 |  | 5.8812e-05 |  | 0.00033933 |  | 0.00028379 |  | 0.00071258 |  | 0.063635 |  | 0.18089 |  | 0.21565 |  | 0.014241 |  | 0.0015484 |  | 6.2427e-06 |  | 7.3881e-05 |  | 2.5878e-06 |  | 0.00013904 |  | 4.2034e-05 |  | 2.216e-06 |  | 0.00074635 |  | 9.558e-05 |  | 5.7013e-06 |  | 0.00031172 |  | 0.030678 |  | 0.031239
| 5.3682e-05 |  | 0.0014938 |  | 5.8812e-05 |  | 0.00037081 |  | 0.00030529 |  | 0.0006754 |  | 0.062221 |  | 0.17753 |  | 0.21572 |  | 0.014554 |  | 0.0015752 |  | 0.00017046 |  | 7.3885e-05 |  | 2.5641e-06 |  | 0.00013905 |  | 4.2041e-05 |  | 1.4404e-05 |  | 0.00084569 |  | 0.0002871 |  | 5.7016e-06 |  | 0.00030605 |  | 0.02998 |  | 0.030596
| 2.4216e-05 |  | 0.0014413 |  | 4.1185e-05 |  | 0.00033213 |  | 0.0002887 |  | 0.00064485 |  | 0.060473 |  | 0.18197 |  | 0.21485 |  | 0.014807 |  | 0.0016205 |  | 9.5361e-05 |  | 5.4935e-05 |  | 2.5911e-06 |  | 8.4394e-05 |  | 4.8316e-05 |  | -4.1062e-05 |  | 0.000779 |  | 7.1125e-05 |  | 5.7016e-06 |  | 0.00030606 |  | 0.028978 |  | 0.029938
| 4.9659e-05 |  | 0.0014068 |  | 4.1185e-05 |  | 0.00029391 |  | 0.00023737 |  | 0.0006369 |  | 0.058901 |  | 0.18343 |  | 0.21391 |  | 0.015011 |  | 0.0016075 |  | 9.1784e-05 |  | 5.4938e-05 |  | 2.6417e-06 |  | 8.4399e-05 |  | 4.8325e-05 |  | 4.0561e-05 |  | 0.00071469 |  | -8.8615e-05 |  | 5.702e-06 |  | 0.00030932 |  | 0.027929 |  | 0.029204
| 6.9986e-05 |  | 0.0014349 |  | 0.00010123 |  | 0.00036825 |  | 0.00028094 |  | 0.00060445 |  | 0.057501 |  | 0.18504 |  | 0.21365 |  | 0.015531 |  | 0.0016374 |  | -8.3441e-06 |  | 7.3235e-05 |  | 2.655e-06 |  | 9.2867e-05 |  | 5.8903e-05 |  | 0.00014702 |  | 0.00089627 |  | 6.3308e-05 |  | 5.702e-06 |  | 0.00031422 |  | 0.0271 |  | 0.02843
| 4.4537e-05 |  | 0.0014262 |  | 0.00010122 |  | 0.0004203 |  | 0.00027484 |  | 0.00056206 |  | 0.05624 |  | 0.18898 |  | 0.21444 |  | 0.015953 |  | 0.0016867 |  | 0.00035283 |  | 7.3239e-05 |  | 2.6339e-06 |  | 9.2872e-05 |  | 5.8901e-05 |  | 0.00011769 |  | 0.00091743 |  | 0.00021335 |  | 5.7023e-06 |  | 0.00032155 |  | 0.026294 |  | 0.02777
| 6.7866e-05 |  | 0.0014377 |  | 7.1825e-05 |  | 0.00044088 |  | 0.00024669 |  | 0.0005803 |  | 0.055408 |  | 0.20042 |  | 0.21656 |  | 0.016431 |  | 0.0017722 |  | 0.00019316 |  | 5.7469e-05 |  | 2.5929e-06 |  | 0.00010055 |  | 3.7954e-05 |  | 7.4469e-05 |  | 0.00097041 |  | 0.00023055 |  | 4.0738e-06 |  | 0.00033215 |  | 0.025552 |  | 0.027207
| 6.7866e-05 |  | 0.0014331 |  | 7.1825e-05 |  | 0.00047263 |  | 0.00026641 |  | 0.00061834 |  | 0.054528 |  | 0.19372 |  | 0.21816 |  | 0.017036 |  | 0.0018471 |  | -0.00016211 |  | 5.7473e-05 |  | 2.5869e-06 |  | 0.00010055 |  | 3.7954e-05 |  | 0.0001363 |  | 0.0009493 |  | -0.00012171 |  | 4.0741e-06 |  | 0.00033706 |  | 0.02485 |  | 0.026643
| 0.00010632 |  | 0.0013975 |  | 6.8432e-05 |  | 0.0004289 |  | 0.00026531 |  | 0.00060008 |  | 0.053745 |  | 0.19652 |  | 0.21997 |  | 0.017663 |  | 0.0018731 |  | -0.00015854 |  | 5.5097e-05 |  | 2.633e-06 |  | 0.00011982 |  | 4.9071e-05 |  | 6.0544e-05 |  | 0.00082229 |  | -0.00013551 |  | 5.703e-06 |  | 0.00032566 |  | 0.024328 |  | 0.026154
| 0.00010633 |  | 0.0014274 |  | 6.8438e-05 |  | 0.00031581 |  | 0.00022835 |  | 0.00060923 |  | 0.053052 |  | 0.19956 |  | 0.22118 |  | 0.018389 |  | 0.0019928 |  | -0.00034092 |  | 5.5101e-05 |  | 2.6883e-06 |  | 0.00011983 |  | 4.9068e-05 |  | -1.3404e-05 |  | 0.00088824 |  | 6.952e-05 |  | 5.703e-06 |  | 0.00031345 |  | 0.023996 |  | 0.02574
| 8.9759e-06 |  | 0.0014403 |  | 5.1975e-05 |  | 0.0002407 |  | 0.00022811 |  | 0.000611 |  | 0.051832 |  | 0.20085 |  | 0.22024 |  | 0.01894 |  | 0.0020445 |  | -0.00036952 |  | 0.00014298 |  | 2.7101e-06 |  | 0.00016786 |  | 5.0899e-05 |  | 5.9039e-05 |  | 0.00097948 |  | 0.00016556 |  | 2.4446e-06 |  | 0.00031347 |  | 0.023097 |  | 0.025279
| 8.9767e-06 |  | 0.0013953 |  | 5.198e-05 |  | 0.00036107 |  | 0.00024579 |  | 0.00059128 |  | 0.050218 |  | 0.21148 |  | 0.2186 |  | 0.019227 |  | 0.0020508 |  | -0.00013583 |  | 0.00014299 |  | 2.6312e-06 |  | 0.00016787 |  | 5.0899e-05 |  | 0.00013012 |  | 0.0010577 |  | 0.00039518 |  | 2.4448e-06 |  | 0.0003257 |  | 0.02204 |  | 0.024711
| 2.9302e-05 |  | 0.0013598 |  | 6.2782e-05 |  | 0.00049948 |  | 0.00020092 |  | 0.00054954 |  | 0.048713 |  | 0.20543 |  | 0.21693 |  | 0.019459 |  | 0.0020973 |  | 0.00016688 |  | 7.3347e-05 |  | 2.5308e-06 |  | 0.00016829 |  | 5.2578e-05 |  | 1.2651e-05 |  | 0.0011066 |  | -2.956e-05 |  | 5.7037e-06 |  | 0.00033223 |  | 0.021278 |  | 0.024075
| 2.9302e-05 |  | 0.0013363 |  | 6.2782e-05 |  | 0.00032004 |  | 0.0001536 |  | 0.00054299 |  | 0.047012 |  | 0.20718 |  | 0.2143 |  | 0.019721 |  | 0.0021143 |  | -0.00025508 |  | 7.3352e-05 |  | 2.5093e-06 |  | 0.0001683 |  | 5.2585e-05 |  | -1.087e-05 |  | 0.00099339 |  | -0.0002676 |  | 5.7037e-06 |  | 0.00033221 |  | 0.020731 |  | 0.023401
| 4.3529e-05 |  | 0.0013069 |  | 0.0001086 |  | 0.00018595 |  | 0.00018783 |  | 0.00054432 |  | 0.045438 |  | 0.20867 |  | 0.21144 |  | 0.02009 |  | 0.0021379 |  | -0.00033018 |  | 5.1441e-05 |  | 2.8035e-06 |  | 0.000113 |  | 7.516e-05 |  | 3.234e-05 |  | 0.000965 |  | 0.00010264 |  | 2.4451e-06 |  | 0.00033958 |  | 0.020236 |  | 0.022785
| 4.3529e-05 |  | 0.0013258 |  | 0.0001086 |  | 0.00047423 |  | 0.00026435 |  | 0.00068241 |  | 0.044488 |  | 0.21106 |  | 0.21158 |  | 0.021233 |  | 0.0023362 |  | 8.8208e-05 |  | 8.3044e-05 |  | 2.3698e-06 |  | 0.00019183 |  | 0.00013088 |  | 0.00013043 |  | 0.0010888 |  | 5.4153e-05 |  | 2.4451e-06 |  | 0.00033551 |  | 0.020085 |  | 0.022319
| 0 |  | 0.0013797 |  | 3.5311e-05 |  | 0.00038693 |  | 0.00021199 |  | 0.00054816 |  | 0.043268 |  | 0.22407 |  | 0.21281 |  | 0.022254 |  | 0.0024047 |  | -0.00018444 |  | 3.1602e-05 |  | 1.8851e-06 |  | 7.8826e-05 |  | 5.5718e-05 |  | -6.1448e-05 |  | 0.0010001 |  | -0.00028271 |  | 8.1507e-07 |  | 0.00033553 |  | 0.019807 |  | 0.021806
| 0 |  | 0.0014224 |  | 3.5307e-05 |  | 0.00045697 |  | 0.00022153 |  | 0.00058699 |  | 0.042618 |  | 0.21623 |  | 0.21403 |  | 0.023096 |  | 0.0025393 |  | 3.4564e-05 |  | 5.6402e-05 |  | 1.1941e-06 |  | 0.00015747 |  | 3.9587e-05 |  | 1.1092e-06 |  | 0.00099845 |  | -0.00014062 |  | 1.3584e-06 |  | 0.00032332 |  | 0.019944 |  | 0.021504
| 1.3043e-05 |  | 0.0013869 |  | 4.9042e-05 |  | 0.00045897 |  | 0.00020799 |  | 0.00055138 |  | 0.04191 |  | 0.21636 |  | 0.21485 |  | 0.023821 |  | 0.0025719 |  | 0.00027774 |  | 5.6405e-05 |  | 1.1759e-06 |  | 0.00015748 |  | 3.9587e-05 |  | 3.7547e-05 |  | 0.0010099 |  | -0.00016974 |  | 2.9888e-06 |  | 0.00032087 |  | 0.019583 |  | 0.021195
| 1.3043e-05 |  | 0.0013833 |  | 4.9042e-05 |  | 0.0003977 |  | 0.00020284 |  | 0.00055923 |  | 0.041073 |  | 0.21651 |  | 0.21501 |  | 0.0246 |  | 0.0026622 |  | -8.7017e-05 |  | 4.6121e-05 |  | 1.1064e-06 |  | 6.3602e-05 |  | 7.2369e-05 |  | 7.0826e-05 |  | 0.0012087 |  | -0.00019604 |  | 2.4454e-06 |  | 0.0003201 |  | 0.019604 |  | 0.020881
| 4.4553e-05 |  | 0.0013476 |  | 8.2592e-05 |  | 0.0003702 |  | 0.00020348 |  | 0.00057451 |  | 0.04007 |  | 0.22721 |  | 0.21407 |  | 0.025257 |  | 0.0027656 |  | -0.00021434 |  | 4.6124e-05 |  | 1.018e-06 |  | 6.3606e-05 |  | 7.2379e-05 |  | 3.6609e-05 |  | 0.0013244 |  | -0.00021297 |  | 2.4455e-06 |  | 0.00031766 |  | 0.0197 |  | 0.02059
| 4.4549e-05 |  | 0.0013442 |  | 8.2585e-05 |  | 0.0003588 |  | 0.00019439 |  | 0.00055847 |  | 0.039097 |  | 0.2188 |  | 0.21258 |  | 0.025938 |  | 0.0028609 |  | -0.00015496 |  | 3.1533e-05 |  | 1.0572e-06 |  | 0.00010012 |  | 5.4337e-05 |  | 3.661e-05 |  | 0.0011053 |  | -3.2874e-05 |  | 2.4455e-06 |  | 0.0003144 |  | 0.018969 |  | 0.0203
| 5.2685e-05 |  | 0.001383 |  | 5.1989e-05 |  | 0.00039401 |  | 0.00015709 |  | 0.0005174 |  | 0.038192 |  | 0.21928 |  | 0.21092 |  | 0.026501 |  | 0.0029001 |  | -1.1928e-06 |  | 3.1535e-05 |  | 1.1592e-06 |  | 0.00010012 |  | 5.4329e-05 |  | 5.8376e-05 |  | 0.00097094 |  | 0.0001662 |  | 8.1522e-07 |  | 0.00031279 |  | 0.018586 |  | 0.019974
| 5.2685e-05 |  | 0.0013686 |  | 5.1989e-05 |  | 0.00036333 |  | 0.00015996 |  | 0.00051597 |  | 0.037002 |  | 0.21833 |  | 0.20837 |  | 0.027055 |  | 0.0029332 |  | -5.8408e-05 |  | 3.4939e-06 |  | 1.2557e-06 |  | 7.6522e-05 |  | 3.8635e-05 |  | 3.7297e-05 |  | 0.0010899 |  | 7.6106e-05 |  | 8.1527e-07 |  | 0.00031362 |  | 0.018341 |  | 0.019676
| 1.9143e-05 |  | 0.0013867 |  | 0.00010861 |  | 0.00036266 |  | 0.00017686 |  | 0.0005571 |  | 0.03608 |  | 0.21875 |  | 0.2068 |  | 0.027766 |  | 0.0030048 |  | 5.96e-05 |  | 3.4942e-06 |  | 1.2437e-06 |  | 7.6527e-05 |  | 3.8631e-05 |  | 4.8203e-05 |  | 0.001169 |  | -0.00012994 |  | 2.4458e-06 |  | 0.00031688 |  | 0.018064 |  | 0.019465
| 1.9143e-05 |  | 0.0014115 |  | 0.00010861 |  | 0.00042149 |  | 0.00016234 |  | 0.00055639 |  | 0.035347 |  | 0.22848 |  | 0.20624 |  | 0.028527 |  | 0.0031176 |  | -0.00013957 |  | 8.6017e-05 |  | 1.1978e-06 |  | 0.0001211 |  | 6.1016e-05 |  | -4.8124e-05 |  | 0.0012366 |  | 1.4406e-05 |  | 2.9893e-06 |  | 0.00032016 |  | 0.017913 |  | 0.019273
| 0 |  | 0.0014286 |  | 4.7085e-05 |  | 0.0004485 |  | 0.00016223 |  | 0.00054922 |  | 0.034453 |  | 0.21762 |  | 0.20538 |  | 0.029464 |  | 0.0032816 |  | -0.00062341 |  | 8.6022e-05 |  | 1.127e-06 |  | 0.00012111 |  | 6.1024e-05 |  | 3.8715e-06 |  | 0.0012709 |  | 5.9512e-05 |  | 2.9895e-06 |  | 0.00032342 |  | 0.017804 |  | 0.019046
| 0 |  | 0.0014278 |  | 4.7089e-05 |  | 0.00040423 |  | 0.00020697 |  | 0.00054839 |  | 0.033431 |  | 0.21772 |  | 0.20354 |  | 0.030311 |  | 0.0033548 |  | -0.00029085 |  | 2.8795e-05 |  | 1.1162e-06 |  | 0.00015341 |  | 5.7953e-05 |  | 5.8852e-05 |  | 0.0012066 |  | -0.00035284 |  | 2.9897e-06 |  | 0.00032588 |  | 0.017387 |  | 0.018823
| 0 |  | 0.0013584 |  | 9.7866e-05 |  | 0.00027148 |  | 0.0002271 |  | 0.00054477 |  | 0.032381 |  | 0.2161 |  | 0.20072 |  | 0.030933 |  | 0.0033843 |  | 3.0992e-05 |  | 2.8797e-05 |  | 1.1493e-06 |  | 0.00015342 |  | 5.7953e-05 |  | -3.8033e-05 |  | 0.001222 |  | -0.00060832 |  | 1.3589e-06 |  | 0.00032018 |  | 0.0171 |  | 0.018655
| 0 |  | 0.0013659 |  | 9.7875e-05 |  | 0.00026597 |  | 0.00018856 |  | 0.00054095 |  | 0.0317 |  | 0.22371 |  | 0.199 |  | 0.031721 |  | 0.0034517 |  | 6.9786e-05 |  | 6.3828e-05 |  | 1.1852e-06 |  | 0.0001 |  | 5.2673e-05 |  | -9.6928e-05 |  | 0.0014535 |  | -0.00026929 |  | 1.3589e-06 |  | 0.00030798 |  | 0.01692 |  | 0.018556
| 2.321e-05 |  | 0.0013883 |  | 8.9389e-05 |  | 0.00040439 |  | 0.00017227 |  | 0.00055168 |  | 0.031074 |  | 0.21173 |  | 0.19844 |  | 0.032852 |  | 0.0035439 |  | 0.00023125 |  | 6.3832e-05 |  | 1.2467e-06 |  | 0.00010001 |  | 5.2675e-05 |  | -9.5827e-05 |  | 0.001412 |  | -0.00016058 |  | 1.3591e-06 |  | 0.00030555 |  | 0.016632 |  | 0.018451
| 2.3212e-05 |  | 0.0013857 |  | 8.9396e-05 |  | 0.0003384 |  | 0.00014274 |  | 0.00055338 |  | 0.030332 |  | 0.21099 |  | 0.19686 |  | 0.033811 |  | 0.0036786 |  | 0.00042793 |  | 8.0989e-05 |  | 1.2041e-06 |  | 0.00010367 |  | 4.317e-05 |  | 1.9982e-05 |  | 0.0012988 |  | -0.00028572 |  | 8.1542e-07 |  | 0.00031288 |  | 0.016272 |  | 0.018301
| 8.9791e-06 |  | 0.001414 |  | 9.3915e-05 |  | 0.00026775 |  | 0.0001566 |  | 0.00054419 |  | 0.029586 |  | 0.21168 |  | 0.19535 |  | 0.034577 |  | 0.0037994 |  | 5.9597e-05 |  | 8.0994e-05 |  | 1.2042e-06 |  | 0.00010368 |  | 4.317e-05 |  | 3.1084e-05 |  | 0.0014252 |  | -0.00013698 |  | 8.1552e-07 |  | 0.00032757 |  | 0.016066 |  | 0.018118
| 1.4071e-05 |  | 0.0013959 |  | 9.3923e-05 |  | 0.00033184 |  | 0.00018772 |  | 0.00055977 |  | 0.028949 |  | 0.20969 |  | 0.1949 |  | 0.035672 |  | 0.0039201 |  | -0.00039098 |  | 0.00010959 |  | 1.2299e-06 |  | 0.00010673 |  | 1.9689e-05 |  | -4.2931e-05 |  | 0.0016158 |  | -0.00028184 |  | 8.1547e-07 |  | 0.00033816 |  | 0.016069 |  | 0.017984
| 3.9486e-05 |  | 0.0014039 |  | 6.3935e-05 |  | 0.00031947 |  | 0.00016356 |  | 0.00054953 |  | 0.028384 |  | 0.21727 |  | 0.19383 |  | 0.036938 |  | 0.0040926 |  | -0.00024426 |  | 0.00010959 |  | 1.3306e-06 |  | 0.00010674 |  | 1.9689e-05 |  | 6.6232e-05 |  | 0.0016893 |  | -0.00027722 |  | 0 |  | 0.00033737 |  | 0.015837 |  | 0.017854
| 3.4395e-05 |  | 0.0014149 |  | 6.3935e-05 |  | 0.000353 |  | 0.0001542 |  | 0.0005421 |  | 0.027693 |  | 0.20521 |  | 0.19156 |  | 0.038085 |  | 0.0042359 |  | -1.9073e-05 |  | 3.4193e-05 |  | 1.3664e-06 |  | 0.00015533 |  | 6.3007e-05 |  | 7.0171e-05 |  | 0.0016681 |  | -3.1802e-06 |  | 5.4371e-07 |  | 0.0003284 |  | 0.015601 |  | 0.017771
| 4.9644e-05 |  | 0.0012663 |  | 4.8074e-05 |  | 0.00045985 |  | 0.00015434 |  | 0.00054552 |  | 0.027094 |  | 0.20389 |  | 0.18996 |  | 0.039074 |  | 0.0043396 |  | 3.4567e-05 |  | 3.4195e-05 |  | 1.2577e-06 |  | 0.00015534 |  | 6.3018e-05 |  | 8.4614e-06 |  | 0.0016747 |  | -3.7359e-05 |  | 1.3593e-06 |  | 0.00032028 |  | 0.015465 |  | 0.017723
| 4.9644e-05 |  | 0.0012295 |  | 4.8074e-05 |  | 0.00045621 |  | 0.00013925 |  | 0.00052959 |  | 0.026566 |  | 0.20321 |  | 0.18959 |  | 0.040403 |  | 0.0044554 |  | 5.2448e-05 |  | 1.3402e-05 |  | 1.1349e-06 |  | 9.8304e-05 |  | 4.3285e-05 |  | 9.6036e-07 |  | 0.0016822 |  | -0.00014198 |  | 1.3594e-06 |  | 0.000326 |  | 0.015307 |  | 0.017646
| 0 |  | 0.0013072 |  | 0 |  | 0.00038215 |  | 0.00013543 |  | 0.00053065 |  | 0.025939 |  | 0.21015 |  | 0.18852 |  | 0.041877 |  | 0.0046032 |  | 0.00011839 |  | 1.3403e-05 |  | 1.0504e-06 |  | 9.831e-05 |  | 4.3291e-05 |  | -2.0376e-05 |  | 0.0015803 |  | -0.00019683 |  | 1.3594e-06 |  | 0.00033904 |  | 0.014984 |  | 0.017545
| 0 |  | 0.0013019 |  | 0 |  | 0.00038691 |  | 0.00012381 |  | 0.00051907 |  | 0.025358 |  | 0.19745 |  | 0.18675 |  | 0.043153 |  | 0.0047301 |  | 2.0263e-05 |  | 6.2799e-06 |  | 1.0999e-06 |  | 0.00010283 |  | 3.8841e-05 |  | -2.1266e-06 |  | 0.0015388 |  | -0.00023617 |  | 1.3594e-06 |  | 0.00034395 |  | 0.014698 |  | 0.017456
| 4.9648e-05 |  | 0.0012774 |  | 7.4692e-05 |  | 0.00038883 |  | 0.00011812 |  | 0.00052585 |  | 0.024937 |  | 0.19336 |  | 0.18535 |  | 0.044453 |  | 0.0048489 |  | -5.4833e-05 |  | 6.2803e-06 |  | 1.1464e-06 |  | 0.00010283 |  | 3.8839e-05 |  | -5.6559e-06 |  | 0.0019423 |  | -5.2117e-05 |  | 2.991e-06 |  | 0.00033825 |  | 0.014636 |  | 0.01744
| 4.9653e-05 |  | 0.0012973 |  | 7.4699e-05 |  | 0.00040407 |  | 0.00014839 |  | 0.00052628 |  | 0.024448 |  | 0.19147 |  | 0.18397 |  | 0.045854 |  | 0.0050947 |  | -0.00012993 |  | 0.00012891 |  | 1.2012e-06 |  | 8.9098e-05 |  | 5.5181e-05 |  | 2.261e-05 |  | 0.0020369 |  | 0.00011741 |  | 2.991e-06 |  | 0.00032686 |  | 0.014325 |  | 0.017384
| 8.4703e-07 |  | 0.0013567 |  | 0.00011996 |  | 0.00037647 |  | 0.00013008 |  | 0.00052226 |  | 0.023849 |  | 0.19639 |  | 0.18187 |  | 0.047233 |  | 0.0052864 |  | -0.00031902 |  | 0.00012892 |  | 1.2047e-06 |  | 8.9104e-05 |  | 5.5186e-05 |  | 8.2503e-05 |  | 0.0020826 |  | -9.0178e-05 |  | 1.3596e-06 |  | 0.00031707 |  | 0.01409 |  | 0.017313
| 8.4703e-07 |  | 0.0013303 |  | 0.00011996 |  | 0.00028686 |  | 0.00013248 |  | 0.00049115 |  | 0.023257 |  | 0.18484 |  | 0.17987 |  | 0.048528 |  | 0.0053835 |  | 5.9568e-06 |  | 0.00010791 |  | 1.2107e-06 |  | 9.1732e-05 |  | 5.6132e-05 |  | 5.1516e-05 |  | 0.0019596 |  | -0.00018197 |  | 4.6227e-06 |  | 0.00031546 |  | 0.01414 |  | 0.017276
| 5.7722e-05 |  | 0.0012907 |  | 9.7335e-05 |  | 0.0002738 |  | 0.00016204 |  | 0.00047954 |  | 0.022537 |  | 0.18204 |  | 0.17679 |  | 0.049482 |  | 0.0054695 |  | 8.1053e-05 |  | 0.00010792 |  | 1.2703e-06 |  | 9.1738e-05 |  | 5.6129e-05 |  | 2.0161e-05 |  | 0.0017501 |  | 8.8459e-05 |  | 4.6227e-06 |  | 0.00031709 |  | 0.013951 |  | 0.017248
| 5.7722e-05 |  | 0.0012724 |  | 9.7335e-05 |  | 0.00036284 |  | 0.00017248 |  | 0.00050218 |  | 0.02171 |  | 0.17736 |  | 0.17261 |  | 0.050552 |  | 0.005608 |  | -0.00025866 |  | 0.00010839 |  | 1.2676e-06 |  | 8.6558e-05 |  | 5.6145e-05 |  | -9.5461e-06 |  | 0.0020021 |  | 0.00031103 |  | 8.1582e-07 |  | 0.00031793 |  | 0.013637 |  | 0.017215
| 0 |  | 0.0012698 |  | 0.00012563 |  | 0.00045929 |  | 0.00015859 |  | 0.00050142 |  | 0.021104 |  | 0.18237 |  | 0.16931 |  | 0.051678 |  | 0.0057938 |  | -0.00022181 |  | 0.0001084 |  | 1.2034e-06 |  | 8.6563e-05 |  | 5.6145e-05 |  | 3.0401e-05 |  | 0.0021514 |  | 0.00031772 |  | 2.4476e-06 |  | 0.00032284 |  | 0.012923 |  | 0.017149
| 0 |  | 0.0012678 |  | 0.00012563 |  | 0.00043158 |  | 9.7861e-05 |  | 0.00049068 |  | 0.020489 |  | 0.17204 |  | 0.16638 |  | 0.052766 |  | 0.0059254 |  | 0.00013828 |  | 5.1422e-05 |  | 1.1278e-06 |  | 7.4502e-05 |  | 5.3252e-05 |  | 2.5663e-05 |  | 0.0021139 |  | 3.3076e-05 |  | 2.9915e-06 |  | 0.00033181 |  | 0.013117 |  | 0.017121
| 0 |  | 0.0012602 |  | 3.7292e-05 |  | 0.00032737 |  | 0.00010687 |  | 0.00048386 |  | 0.019821 |  | 0.168 |  | 0.16286 |  | 0.053852 |  | 0.0060684 |  | 0.00024556 |  | 5.1425e-05 |  | 1.0961e-06 |  | 7.4506e-05 |  | 5.3261e-05 |  | -5.1861e-05 |  | 0.0021483 |  | -0.00016834 |  | 1.3599e-06 |  | 0.00033509 |  | 0.013384 |  | 0.017114
| 0 |  | 0.0012879 |  | 3.7289e-05 |  | 0.00034132 |  | 0.00012286 |  | 0.00048945 |  | 0.019444 |  | 0.16296 |  | 0.15977 |  | 0.055264 |  | 0.0062657 |  | -1.5496e-05 |  | 6.9446e-05 |  | 1.1401e-06 |  | 9.3495e-05 |  | 6.4281e-05 |  | 1.5812e-05 |  | 0.0021842 |  | 3.1243e-05 |  | 8.1592e-07 |  | 0.00033101 |  | 0.012792 |  | 0.017037
| 6.9488e-06 |  | 0.0012907 |  | 6.3952e-05 |  | 0.00040933 |  | 0.00013438 |  | 0.00050548 |  | 0.019034 |  | 0.16612 |  | 0.1585 |  | 0.057136 |  | 0.0064892 |  | -0.00030407 |  | 6.945e-05 |  | 1.134e-06 |  | 9.3501e-05 |  | 6.4284e-05 |  | 1.2368e-05 |  | 0.0019992 |  | 5.6685e-05 |  | 0 |  | 0.0003294 |  | 0.012616 |  | 0.016943
| 6.9488e-06 |  | 0.0012476 |  | 6.3952e-05 |  | 0.00029766 |  | 0.00015062 |  | 0.00048514 |  | 0.018457 |  | 0.15588 |  | 0.15682 |  | 0.058789 |  | 0.0066447 |  | -1.5502e-05 |  | 0 |  | 1.103e-06 |  | 0.00012969 |  | 4.7532e-05 |  | -1.5474e-05 |  | 0.0020556 |  | -0.00020694 |  | 0 |  | 0.00033431 |  | 0.012462 |  | 0.016876
| 2.322e-05 |  | 0.0012292 |  | 4.711e-05 |  | 0.0002858 |  | 0.00011284 |  | 0.00048721 |  | 0.018066 |  | 0.15295 |  | 0.15367 |  | 0.060263 |  | 0.0067951 |  | 7.7477e-05 |  | 0 |  | 1.1159e-06 |  | 0.0001297 |  | 4.7538e-05 |  | -1.1947e-05 |  | 0.0021967 |  | -0.00017455 |  | 8.1602e-07 |  | 0.0003335 |  | 0.012479 |  | 0.016886
| 2.3218e-05 |  | 0.0012184 |  | 4.7105e-05 |  | 0.00036402 |  | 0.00010273 |  | 0.00051453 |  | 0.017594 |  | 0.14882 |  | 0.15019 |  | 0.061333 |  | 0.0069493 |  | -6.5559e-05 |  | 8.1964e-05 |  | 1.1443e-06 |  | 0.00012886 |  | 5.8514e-05 |  | -2.5615e-05 |  | 0.0021804 |  | -2.3018e-05 |  | 1.36e-06 |  | 0.00032534 |  | 0.012289 |  | 0.0169
| 0 |  | 0.0012045 |  | 6.2826e-05 |  | 0.00027709 |  | 0.00013849 |  | 0.0004789 |  | 0.017026 |  | 0.15179 |  | 0.14719 |  | 0.062643 |  | 0.0070728 |  | -6.4801e-05 |  | 8.1969e-05 |  | 1.1078e-06 |  | 0.00012887 |  | 5.8517e-05 |  | 1.1116e-05 |  | 0.0022058 |  | -0.00019834 |  | 1.3601e-06 |  | 0.00031639 |  | 0.012008 |  | 0.016894
| 0 |  | 0.0012139 |  | 6.2826e-05 |  | 0.00024401 |  | 0.00012176 |  | 0.00043424 |  | 0.016469 |  | 0.14242 |  | 0.14415 |  | 0.06413 |  | 0.007248 |  | -0.00015496 |  | 6.626e-05 |  | 1.0727e-06 |  | 0.00011116 |  | 6.8177e-05 |  | -2.0216e-05 |  | 0.0022622 |  | -0.00018861 |  | 8.1607e-07 |  | 0.0003156 |  | 0.011852 |  | 0.016868
| 2.7288e-05 |  | 0.0011585 |  | 6.5656e-05 |  | 0.0003029 |  | 0.00011533 |  | 0.00046486 |  | 0.016038 |  | 0.13936 |  | 0.14115 |  | 0.065455 |  | 0.0074134 |  | -0.00016211 |  | 6.6264e-05 |  | 1.1627e-06 |  | 0.00011117 |  | 6.8186e-05 |  | -2.5862e-05 |  | 0.0021391 |  | -0.00014897 |  | 8.1612e-07 |  | 0.00032131 |  | 0.011759 |  | 0.016872
| 2.7288e-05 |  | 0.0011394 |  | 6.5656e-05 |  | 0.00025364 |  | 0.00012053 |  | 0.00048628 |  | 0.015734 |  | 0.13506 |  | 0.13901 |  | 0.067186 |  | 0.0075773 |  | -0.00021932 |  | 8.9505e-05 |  | 1.3e-06 |  | 8.7097e-05 |  | 5.2227e-05 |  | 3.6236e-06 |  | 0.0021147 |  | -0.00012636 |  | 8.1617e-07 |  | 0.00033274 |  | 0.011632 |  | 0.016853
| 2.8306e-05 |  | 0.0012371 |  | 8.6598e-05 |  | 0.00023407 |  | 0.00012847 |  | 0.00047657 |  | 0.015415 |  | 0.13731 |  | 0.1372 |  | 0.069145 |  | 0.0078457 |  | -4.2372e-05 |  | 8.951e-05 |  | 1.3317e-06 |  | 8.7102e-05 |  | 5.2225e-05 |  | 8.9549e-06 |  | 0.0024491 |  | 0.00012714 |  | 8.1617e-07 |  | 0.00034579 |  | 0.011529 |  | 0.016741
| 2.8308e-05 |  | 0.0012464 |  | 8.6606e-05 |  | 0.00033249 |  | 0.00015615 |  | 0.0004737 |  | 0.015081 |  | 0.12819 |  | 0.13505 |  | 0.070987 |  | 0.0080933 |  | 0.00013827 |  | 6.7946e-05 |  | 1.2155e-06 |  | 8.4212e-05 |  | 5.7944e-05 |  | 3.1627e-05 |  | 0.0024492 |  | 0.0001331 |  | 8.1617e-07 |  | 0.00034418 |  | 0.011487 |  | 0.016718
| 9.0568e-05 |  | 0.0012289 |  | 8.3209e-05 |  | 0.00035128 |  | 0.00013545 |  | 0.00048174 |  | 0.014758 |  | 0.12341 |  | 0.13255 |  | 0.07272 |  | 0.0083247 |  | 0.00011682 |  | 6.795e-05 |  | 1.1102e-06 |  | 8.4217e-05 |  | 5.7944e-05 |  | 2.9414e-05 |  | 0.0024208 |  | 8.9712e-05 |  | 8.1627e-07 |  | 0.00033197 |  | 0.011512 |  | 0.0168
| 9.0568e-05 |  | 0.0012415 |  | 8.3209e-05 |  | 0.00034917 |  | 0.00012671 |  | 0.00048863 |  | 0.014548 |  | 0.11983 |  | 0.13037 |  | 0.074519 |  | 0.008552 |  | -1.192e-05 |  | 9.2577e-05 |  | 1.033e-06 |  | 8.6468e-05 |  | 4.9598e-05 |  | 5.0129e-05 |  | 0.0024682 |  | -0.00016508 |  | 1.3604e-06 |  | 0.000323 |  | 0.011576 |  | 0.016852
| 4.153e-05 |  | 0.0012433 |  | 2.1594e-05 |  | 0.00038805 |  | 0.00014602 |  | 0.00047626 |  | 0.014294 |  | 0.1226 |  | 0.12838 |  | 0.076526 |  | 0.0087759 |  | 0.00011839 |  | 9.2582e-05 |  | 1.0155e-06 |  | 8.6473e-05 |  | 4.9598e-05 |  | 6.3467e-05 |  | 0.0024592 |  | -0.00025998 |  | 2.993e-06 |  | 0.00032789 |  | 0.011477 |  | 0.016835
| 4.153e-05 |  | 0.001263 |  | 2.1594e-05 |  | 0.00043865 |  | 0.00011924 |  | 0.000491 |  | 0.013976 |  | 0.11397 |  | 0.12666 |  | 0.078863 |  | 0.0090994 |  | 5.9597e-06 |  | 7.4474e-05 |  | 1.0831e-06 |  | 8.4517e-05 |  | 4.791e-05 |  | 0.00013354 |  | 0.0024292 |  | 0.00010279 |  | 2.449e-06 |  | 0.00033607 |  | 0.011521 |  | 0.016805
| 3.7465e-05 |  | 0.0012765 |  | 6.5668e-05 |  | 0.00033982 |  | 0.00010539 |  | 0.0005217 |  | 0.013712 |  | 0.1108 |  | 0.12491 |  | 0.081102 |  | 0.0093951 |  | -0.00017999 |  | 7.4478e-05 |  | 1.182e-06 |  | 8.4522e-05 |  | 4.7916e-05 |  | 9.462e-05 |  | 0.0024326 |  | 0.0001231 |  | 2.449e-06 |  | 0.00034261 |  | 0.01154 |  | 0.016848
| 3.7465e-05 |  | 0.0012499 |  | 6.5668e-05 |  | 0.00032425 |  | 0.00010295 |  | 0.00051667 |  | 0.013425 |  | 0.11289 |  | 0.12227 |  | 0.082541 |  | 0.0095899 |  | 0.00016326 |  | 0.00012005 |  | 1.1631e-06 |  | 5.1582e-05 |  | 4.8627e-05 |  | -3.4901e-05 |  | 0.0024587 |  | -2.6827e-05 |  | 2.4491e-06 |  | 0.00034098 |  | 0.011489 |  | 0.016946
| 4.2551e-05 |  | 0.0012096 |  | 5.1044e-05 |  | 0.00046792 |  | 8.9342e-05 |  | 0.00049751 |  | 0.012999 |  | 0.10356 |  | 0.11936 |  | 0.083873 |  | 0.0097675 |  | 0.00011682 |  | 0.00012005 |  | 1.088e-06 |  | 5.1585e-05 |  | 4.8633e-05 |  | 1.3297e-05 |  | 0.0024988 |  | -0.00018408 |  | 8.1637e-07 |  | 0.00033285 |  | 0.01144 |  | 0.016971
| 4.2551e-05 |  | 0.0012014 |  | 5.1044e-05 |  | 0.00041496 |  | 0.00010221 |  | 0.0004894 |  | 0.012537 |  | 0.10097 |  | 0.11623 |  | 0.085125 |  | 0.0099556 |  | -3.3377e-05 |  | 7.644e-05 |  | 1.0908e-06 |  | 9.1711e-05 |  | 5.2487e-05 |  | 2.1255e-05 |  | 0.0024947 |  | -7.4797e-05 |  | 8.1642e-07 |  | 0.00032306 |  | 0.011247 |  | 0.016977
| 3.6447e-05 |  | 0.001172 |  | 4.3192e-05 |  | 0.0002495 |  | 0.00011117 |  | 0.00049105 |  | 0.012248 |  | 0.098873 |  | 0.11399 |  | 0.086955 |  | 0.010206 |  | 0.000149 |  | 7.6444e-05 |  | 1.1727e-06 |  | 9.1717e-05 |  | 5.2495e-05 |  | -4.0374e-05 |  | 0.0025275 |  | 0.00021453 |  | 2.4493e-06 |  | 0.00032308 |  | 0.011168 |  | 0.017051
| 3.6451e-05 |  | 0.0011819 |  | 4.3195e-05 |  | 0.0003413 |  | 0.0001312 |  | 0.00048928 |  | 0.012001 |  | 0.10017 |  | 0.11231 |  | 0.089286 |  | 0.010518 |  | 0.00022681 |  | 9.2351e-05 |  | 1.1842e-06 |  | 8.4349e-05 |  | 4.5974e-05 |  | -3.9448e-05 |  | 0.0025203 |  | 0.00023634 |  | 2.4494e-06 |  | 0.0003337 |  | 0.011144 |  | 0.01709
| 6.9512e-06 |  | 0.0012213 |  | 6.6806e-05 |  | 0.00044694 |  | 0.00011252 |  | 0.00047567 |  | 0.011722 |  | 0.092706 |  | 0.11007 |  | 0.091348 |  | 0.010809 |  | -1.9072e-05 |  | 9.2356e-05 |  | 1.0848e-06 |  | 8.4354e-05 |  | 4.5976e-05 |  | -3.1543e-05 |  | 0.0024689 |  | 6.8002e-05 |  | 2.4496e-06 |  | 0.0003386 |  | 0.011059 |  | 0.017123
| 6.9512e-06 |  | 0.0012181 |  | 6.6806e-05 |  | 0.00035931 |  | 0.00010508 |  | 0.00048319 |  | 0.011551 |  | 0.090175 |  | 0.10807 |  | 0.09353 |  | 0.011082 |  | -0.00014066 |  | 4.1554e-05 |  | 1.0186e-06 |  | 9.1233e-05 |  | 6.1426e-05 |  | -2.4523e-05 |  | 0.0024273 |  | 0.00020454 |  | 2.4494e-06 |  | 0.00033452 |  | 0.011054 |  | 0.017147
| 0 |  | 0.0012127 |  | 9.3415e-05 |  | 0.00032673 |  | 0.00013285 |  | 0.00047624 |  | 0.011397 |  | 0.087455 |  | 0.10647 |  | 0.095715 |  | 0.011361 |  | 0.00014185 |  | 4.1556e-05 |  | 1.0538e-06 |  | 9.1238e-05 |  | 6.1426e-05 |  | -8.0741e-07 |  | 0.0024904 |  | 0.00026752 |  | 8.1657e-07 |  | 0.0003313 |  | 0.011011 |  | 0.017155
| 0 |  | 0.0011834 |  | 9.3415e-05 |  | 0.00050678 |  | 0.00013519 |  | 0.00048094 |  | 0.011152 |  | 0.087839 |  | 0.10509 |  | 0.098156 |  | 0.011718 |  | 0.00046607 |  | 3.9407e-05 |  | 1.1749e-06 |  | 6.5339e-05 |  | 6.7454e-05 |  | 8.3981e-06 |  | 0.0025156 |  | 6.9477e-05 |  | 8.1657e-07 |  | 0.00033046 |  | 0.010983 |  | 0.017185
| 5.8885e-05 |  | 0.0012238 |  | 5.5963e-05 |  | 0.00050456 |  | 0.00013015 |  | 0.00051224 |  | 0.010971 |  | 0.081368 |  | 0.1038 |  | 0.10074 |  | 0.012177 |  | 0.00021694 |  | 3.941e-05 |  | 1.2798e-06 |  | 6.5343e-05 |  | 6.7454e-05 |  | 7.7048e-05 |  | 0.0025232 |  | 0.00013646 |  | 2.4497e-06 |  | 0.00033213 |  | 0.010627 |  | 0.017178
| 5.8885e-05 |  | 0.0012384 |  | 5.5963e-05 |  | 0.00034358 |  | 0.00012432 |  | 0.00052455 |  | 0.010847 |  | 0.079035 |  | 0.10256 |  | 0.10335 |  | 0.012628 |  | 9.1788e-05 |  | 9.478e-05 |  | 1.3339e-06 |  | 0.00015978 |  | 6.9023e-05 |  | 7.6723e-05 |  | 0.002528 |  | -3.5552e-05 |  | 2.9943e-06 |  | 0.00033211 |  | 0.010854 |  | 0.017211
| 3.2385e-05 |  | 0.0012026 |  | 1.08e-05 |  | 0.00031427 |  | 0.00010491 |  | 0.00049265 |  | 0.010592 |  | 0.081065 |  | 0.10058 |  | 0.10556 |  | 0.012919 |  | 6.9791e-05 |  | 9.4786e-05 |  | 1.2745e-06 |  | 0.00015979 |  | 6.902e-05 |  | 8.0017e-05 |  | 0.0025087 |  | -0.00033345 |  | 2.9944e-06 |  | 0.00033052 |  | 0.011197 |  | 0.017295
| 3.2385e-05 |  | 0.0012306 |  | 1.08e-05 |  | 0.00024457 |  | 9.571e-05 |  | 0.00047814 |  | 0.010341 |  | 0.074306 |  | 0.098327 |  | 0.10745 |  | 0.013178 |  | -0.0003123 |  | 9.2369e-05 |  | 1.1493e-06 |  | 0.00012037 |  | 6.6744e-05 |  | 3.6604e-05 |  | 0.0025128 |  | -0.0003544 |  | 2.45e-06 |  | 0.00032889 |  | 0.010815 |  | 0.01741
| 3.7472e-05 |  | 0.001191 |  | 4.8108e-05 |  | 0.000292 |  | 0.00010544 |  | 0.00047773 |  | 0.010095 |  | 0.071941 |  | 0.095899 |  | 0.10877 |  | 0.013395 |  | -0.00041958 |  | 9.2375e-05 |  | 1.121e-06 |  | 0.00012038 |  | 6.6753e-05 |  | 3.3569e-05 |  | 0.0024964 |  | -0.00016435 |  | 8.1667e-07 |  | 0.00033297 |  | 0.010699 |  | 0.017472
| 3.7475e-05 |  | 0.0011549 |  | 4.8112e-05 |  | 0.00032044 |  | 9.5497e-05 |  | 0.00048112 |  | 0.0097773 |  | 0.070167 |  | 0.093001 |  | 0.1096 |  | 0.013568 |  | -0.00010847 |  | 4.8668e-05 |  | 1.1433e-06 |  | 9.7773e-05 |  | 6.745e-05 |  | 8.8172e-05 |  | 0.002446 |  | -0.00030765 |  | 8.1677e-07 |  | 0.00034442 |  | 0.010637 |  | 0.017509
| 2.3231e-05 |  | 0.0011724 |  | 3.0439e-05 |  | 0.00034204 |  | 8.514e-05 |  | 0.00046678 |  | 0.0094724 |  | 0.070829 |  | 0.090456 |  | 0.1108 |  | 0.013855 |  | 0.0001296 |  | 4.8671e-05 |  | 1.1401e-06 |  | 9.7779e-05 |  | 6.7456e-05 |  | 4.8992e-05 |  | 0.0024592 |  | -0.00047981 |  | 8.1672e-07 |  | 0.00034852 |  | 0.010731 |  | 0.017584
| 2.3231e-05 |  | 0.0011623 |  | 3.0439e-05 |  | 0.00041321 |  | 7.8841e-05 |  | 0.00044999 |  | 0.0091698 |  | 0.065943 |  | 0.088291 |  | 0.11216 |  | 0.014119 |  | 0.00015974 |  | 0.00011081 |  | 1.065e-06 |  | 0.00014275 |  | 6.8535e-05 |  | 1.2845e-05 |  | 0.0024062 |  | -0.00035024 |  | 8.1677e-07 |  | 0.0003477 |  | 0.010821 |  | 0.017635
| 1.3057e-05 |  | 0.0010976 |  | 6.4552e-05 |  | 0.00044915 |  | 7.4811e-05 |  | 0.00046206 |  | 0.008925 |  | 0.063283 |  | 0.08667 |  | 0.11395 |  | 0.014419 |  | -5.1243e-05 |  | 0.00011082 |  | 1.0162e-06 |  | 0.00014276 |  | 6.8548e-05 |  | -6.8582e-05 |  | 0.0023875 |  | 7.874e-05 |  | 8.1682e-07 |  | 0.00034038 |  | 0.010749 |  | 0.01773
| 1.3057e-05 |  | 0.0011326 |  | 6.4552e-05 |  | 0.00042428 |  | 0.00011301 |  | 0.00047581 |  | 0.008794 |  | 0.063668 |  | 0.085341 |  | 0.11641 |  | 0.014903 |  | -0.00030032 |  | 0.00019982 |  | 1.0887e-06 |  | 0.0001538 |  | 7.134e-05 |  | -3.3632e-05 |  | 0.0023875 |  | 0.00034223 |  | 8.1682e-07 |  | 0.00033548 |  | 0.010729 |  | 0.017927
| 1.3058e-05 |  | 0.0011962 |  | 3.9279e-05 |  | 0.0003385 |  | 0.00011127 |  | 0.00047348 |  | 0.0086873 |  | 0.059364 |  | 0.0843 |  | 0.11928 |  | 0.015401 |  | -1.1919e-05 |  | 0.00019984 |  | 1.1232e-06 |  | 0.00015381 |  | 7.1343e-05 |  | 0.00010048 |  | 0.0023975 |  | 1.8262e-05 |  | 0 |  | 0.00033387 |  | 0.010718 |  | 0.018262
| 1.3058e-05 |  | 0.0011894 |  | 3.9279e-05 |  | 0.00035575 |  | 7.9138e-05 |  | 0.00048045 |  | 0.0085938 |  | 0.057769 |  | 0.083319 |  | 0.12217 |  | 0.015836 |  | 0.00011682 |  | 5.0161e-05 |  | 1.1037e-06 |  | 0.00012507 |  | 5.647e-05 |  | 3.5718e-05 |  | 0.0024179 |  | 9.1298e-06 |  | 0 |  | 0.00033142 |  | 0.010771 |  | 0.018626
| 0 |  | 0.0012305 |  | 3.6333e-05 |  | 0.0004085 |  | 8.7331e-05 |  | 0.00050982 |  | 0.0084982 |  | 0.058378 |  | 0.082029 |  | 0.12455 |  | 0.016271 |  | -0.00024425 |  | 5.0163e-05 |  | 1.0272e-06 |  | 0.00012508 |  | 5.6472e-05 |  | 4.8374e-05 |  | 0.0024082 |  | -1.624e-05 |  | 8.1692e-07 |  | 0.00033062 |  | 0.010859 |  | 0.018969
| 0 |  | 0.0012022 |  | 3.6333e-05 |  | 0.00034882 |  | 8.7271e-05 |  | 0.00048159 |  | 0.0082585 |  | 0.053861 |  | 0.080373 |  | 0.12626 |  | 0.016592 |  | -0.0002086 |  | 1.8074e-05 |  | 1.0483e-06 |  | 7.1892e-05 |  | 5.0102e-05 |  | 9.6844e-05 |  | 0.0023993 |  | -0.0001675 |  | 2.9954e-06 |  | 0.00033225 |  | 0.010903 |  | 0.019308
| 1.5095e-05 |  | 0.0011322 |  | 3.0444e-05 |  | 0.00037577 |  | 8.6371e-05 |  | 0.00045155 |  | 0.008019 |  | 0.052193 |  | 0.078645 |  | 0.12784 |  | 0.016913 |  | -5.8407e-05 |  | 1.8075e-05 |  | 1.0828e-06 |  | 7.1896e-05 |  | 5.0104e-05 |  | 3.2584e-05 |  | 0.0024157 |  | -0.00015996 |  | 2.1786e-06 |  | 0.00033881 |  | 0.01103 |  | 0.019671
| 1.5095e-05 |  | 0.0011538 |  | 3.0444e-05 |  | 0.00036218 |  | 9.264e-05 |  | 0.0004813 |  | 0.0078342 |  | 0.05 |  | 0.076783 |  | 0.12929 |  | 0.017316 |  | -3.6951e-05 |  | 0.00012214 |  | 1.1424e-06 |  | 9.6031e-05 |  | 6.915e-05 |  | -3.5738e-06 |  | 0.0024134 |  | -0.00015953 |  | 5.4465e-07 |  | 0.00034699 |  | 0.011206 |  | 0.020049
| 3.4429e-05 |  | 0.0011916 |  | 7.0794e-05 |  | 0.00037603 |  | 9.6595e-05 |  | 0.00048551 |  | 0.0075914 |  | 0.049867 |  | 0.074838 |  | 0.13038 |  | 0.017645 |  | 8.848e-05 |  | 0.00012215 |  | 1.1533e-06 |  | 9.6037e-05 |  | 6.9153e-05 |  | -1.3717e-05 |  | 0.0023857 |  | -0.00015398 |  | 4.6298e-06 |  | 0.00035352 |  | 0.011194 |  | 0.020296
| 3.4429e-05 |  | 0.001174 |  | 7.0794e-05 |  | 0.00037464 |  | 8.8422e-05 |  | 0.0004741 |  | 0.0072816 |  | 0.046364 |  | 0.073126 |  | 0.13149 |  | 0.017961 |  | 5.2447e-05 |  | 2.1208e-05 |  | 1.2291e-06 |  | 8.3021e-05 |  | 4.2191e-05 |  | 0.00010471 |  | 0.0023727 |  | -0.00014434 |  | 4.0851e-06 |  | 0.00036253 |  | 0.011191 |  | 0.020581
| 7.0227e-05 |  | 0.0010941 |  | 5.7201e-05 |  | 0.00033644 |  | 9.1143e-05 |  | 0.00047209 |  | 0.0070085 |  | 0.044446 |  | 0.071527 |  | 0.13307 |  | 0.018327 |  | -8.7017e-05 |  | 2.1209e-05 |  | 1.3964e-06 |  | 8.3026e-05 |  | 4.2199e-05 |  | 6.2277e-05 |  | 0.0023874 |  | 1.5449e-05 |  | 0 |  | 0.00036498 |  | 0.01136 |  | 0.020983
| 7.0234e-05 |  | 0.0010932 |  | 5.7206e-05 |  | 0.00039098 |  | 0.00012854 |  | 0.00045731 |  | 0.0069062 |  | 0.044084 |  | 0.070007 |  | 0.13446 |  | 0.018743 |  | -0.00019565 |  | 6.0426e-05 |  | 1.3998e-06 |  | 0.00011542 |  | 5.0288e-05 |  | -4.7672e-07 |  | 0.0023891 |  | 6.4065e-05 |  | 5.4475e-07 |  | 0.00035109 |  | 0.011501 |  | 0.021346
| 4.1552e-05 |  | 0.0011557 |  | 7.759e-05 |  | 0.0004266 |  | 0.00012598 |  | 0.00045105 |  | 0.0068098 |  | 0.040884 |  | 0.068528 |  | 0.13586 |  | 0.019195 |  | 0.00014542 |  | 6.043e-05 |  | 1.3382e-06 |  | 0.00011543 |  | 5.0292e-05 |  | 3.0597e-05 |  | 0.0024857 |  | 4.2869e-05 |  | 1.3619e-06 |  | 0.00033072 |  | 0.011615 |  | 0.021673
| 4.1556e-05 |  | 0.0011349 |  | 7.7597e-05 |  | 0.000394 |  | 6.4946e-05 |  | 0.0004538 |  | 0.0065536 |  | 0.040194 |  | 0.067024 |  | 0.13767 |  | 0.019539 |  | 0.00022767 |  | 4.9128e-05 |  | 1.1975e-06 |  | 8.5518e-05 |  | 4.6002e-05 |  | 1.3854e-05 |  | 0.0024825 |  | 0.00010909 |  | 8.1712e-07 |  | 0.00032174 |  | 0.011558 |  | 0.022021
| 0 |  | 0.0011447 |  | 6.4003e-05 |  | 0.00033628 |  | 8.4807e-05 |  | 0.0004583 |  | 0.0063637 |  | 0.040783 |  | 0.065518 |  | 0.13909 |  | 0.019922 |  | -0.00015079 |  | 4.9131e-05 |  | 1.2097e-06 |  | 8.5523e-05 |  | 4.6008e-05 |  | -4.75e-07 |  | 0.0024465 |  | 3.7547e-05 |  | 2.4515e-06 |  | 0.00033317 |  | 0.011585 |  | 0.022399
| 0 |  | 0.0011398 |  | 6.4009e-05 |  | 0.00033248 |  | 8.5266e-05 |  | 0.00047182 |  | 0.0062382 |  | 0.037668 |  | 0.064239 |  | 0.14049 |  | 0.020391 |  | -0.00012278 |  | 2.4271e-05 |  | 1.3154e-06 |  | 0.0001032 |  | 4.3445e-05 |  | 1.0109e-05 |  | 0.0024573 |  | -0.0003802 |  | 4.6309e-06 |  | 0.00034626 |  | 0.011772 |  | 0.022753
| 5.6645e-05 |  | 0.001138 |  | 4.7147e-05 |  | 0.00025588 |  | 7.2668e-05 |  | 0.00047937 |  | 0.0060973 |  | 0.036901 |  | 0.062891 |  | 0.14194 |  | 0.020844 |  | -0.00016568 |  | 2.4272e-05 |  | 1.3554e-06 |  | 0.00010321 |  | 4.3447e-05 |  | 4.3228e-05 |  | 0.0024328 |  | -0.00036887 |  | 4.6309e-06 |  | 0.00034789 |  | 0.01179 |  | 0.023055
| 5.664e-05 |  | 0.0011357 |  | 4.7143e-05 |  | 0.00023636 |  | 0.00010618 |  | 0.0004562 |  | 0.0059838 |  | 0.03746 |  | 0.061653 |  | 0.14322 |  | 0.021355 |  | -0.00022555 |  | 4.1771e-05 |  | 1.3352e-06 |  | 9.4207e-05 |  | 7.1774e-05 |  | 3.0322e-06 |  | 0.0024125 |  | -7.1046e-05 |  | 2.9965e-06 |  | 0.0003422 |  | 0.011792 |  | 0.023355
| 1.7132e-05 |  | 0.0011129 |  | 0.00010706 |  | 0.00032865 |  | 0.00011939 |  | 0.00045309 |  | 0.0057944 |  | 0.034143 |  | 0.060501 |  | 0.14468 |  | 0.021789 |  | -0.00019071 |  | 4.1774e-05 |  | 1.2038e-06 |  | 9.4213e-05 |  | 7.1774e-05 |  | 2.2562e-06 |  | 0.0025156 |  | 1.6882e-06 |  | 1.3621e-06 |  | 0.0003365 |  | 0.011954 |  | 0.023669
| 1.7134e-05 |  | 0.0010923 |  | 0.00010707 |  | 0.00039781 |  | 0.00016766 |  | 0.00047094 |  | 0.0056323 |  | 0.033224 |  | 0.059261 |  | 0.14644 |  | 0.022206 |  | 9.5454e-06 |  | 6.3981e-05 |  | 1.1314e-06 |  | 7.8157e-05 |  | 4.7872e-05 |  | 9.4253e-06 |  | 0.0027051 |  | -3.0154e-05 |  | 8.1732e-07 |  | 0.00033813 |  | 0.012014 |  | 0.024023
| 1.6115e-05 |  | 0.0011032 |  | 2.9467e-05 |  | 0.00033166 |  | 0.00012811 |  | 0.00046677 |  | 0.0055004 |  | 0.033965 |  | 0.058074 |  | 0.14783 |  | 0.022746 |  | -3.4889e-05 |  | 6.3985e-05 |  | 1.1755e-06 |  | 7.8162e-05 |  | 4.787e-05 |  | -3.6448e-06 |  | 0.0027216 |  | 3.8324e-05 |  | 0 |  | 0.00033979 |  | 0.011647 |  | 0.024298
| 1.6116e-05 |  | 0.0011191 |  | 2.947e-05 |  | 0.00030455 |  | 0.0001019 |  | 0.00045074 |  | 0.005392 |  | 0.031115 |  | 0.056854 |  | 0.1491 |  | 0.023205 |  | -0.00038382 |  | 0.0001101 |  | 1.2012e-06 |  | 0.00012185 |  | 5.1325e-05 |  | -6.3476e-06 |  | 0.0025492 |  | -8.442e-05 |  | 5.4491e-07 |  | 0.00033734 |  | 0.011972 |  | 0.024547
| 3.4438e-05 |  | 0.0010906 |  | 8.5541e-05 |  | 0.00030359 |  | 0.00013318 |  | 0.00044576 |  | 0.0052332 |  | 0.029613 |  | 0.055665 |  | 0.15053 |  | 0.023715 |  | -0.00031946 |  | 0.00011011 |  | 1.1959e-06 |  | 0.00012186 |  | 5.1332e-05 |  | 8.8848e-06 |  | 0.0025478 |  | -0.00022475 |  | 5.4491e-07 |  | 0.00033491 |  | 0.012436 |  | 0.024884
| 3.4438e-05 |  | 0.0010723 |  | 8.5541e-05 |  | 0.00030815 |  | 0.00014572 |  | 0.00043702 |  | 0.0050596 |  | 0.030021 |  | 0.054578 |  | 0.15169 |  | 0.024298 |  | -0.00017696 |  | 6.4638e-05 |  | 1.1343e-06 |  | 9.9583e-05 |  | 5.1488e-05 |  | 7.457e-05 |  | 0.0027879 |  | 3.4511e-07 |  | 0 |  | 0.00033818 |  | 0.012331 |  | 0.025206
| 1.2045e-05 |  | 0.0010627 |  | 0 |  | 0.00037467 |  | 0.0001483 |  | 0.00042889 |  | 0.0049653 |  | 0.02781 |  | 0.053434 |  | 0.15296 |  | 0.024822 |  | 5.96e-05 |  | 6.4641e-05 |  | 1.1702e-06 |  | 9.9588e-05 |  | 5.1488e-05 |  | 0.00011351 |  | 0.0027995 |  | 9.8251e-05 |  | 2.4523e-06 |  | 0.00034718 |  | 0.012498 |  | 0.025453
| 1.2046e-05 |  | 0.0010476 |  | 0 |  | 0.0003172 |  | 0.00013985 |  | 0.00043571 |  | 0.0048197 |  | 0.026133 |  | 0.052228 |  | 0.1543 |  | 0.025358 |  | 0.00022409 |  | 5.0289e-05 |  | 1.236e-06 |  | 0.00011824 |  | 5.2063e-05 |  | 0.00013582 |  | 0.0027717 |  | 0.00013772 |  | 2.4524e-06 |  | 0.0003529 |  | 0.012607 |  | 0.025714
| 6.5153e-05 |  | 0.0010511 |  | 8.7249e-05 |  | 0.00023985 |  | 0.00012576 |  | 0.0004191 |  | 0.0047004 |  | 0.026142 |  | 0.051257 |  | 0.15535 |  | 0.025958 |  | 0.00034643 |  | 5.0292e-05 |  | 1.2469e-06 |  | 0.00011824 |  | 5.2063e-05 |  | 5.6331e-05 |  | 0.0024729 |  | 7.8993e-05 |  | 8.1747e-07 |  | 0.00035537 |  | 0.012566 |  | 0.025961
| 6.5153e-05 |  | 0.0010538 |  | 8.7249e-05 |  | 0.00026238 |  | 9.7741e-05 |  | 0.00042157 |  | 0.0046542 |  | 0.024753 |  | 0.05042 |  | 0.15689 |  | 0.026607 |  | 9.1785e-05 |  | 8.2308e-05 |  | 1.2251e-06 |  | 8.1203e-05 |  | 6.2018e-05 |  | 8.199e-05 |  | 0.0026201 |  | -5.111e-06 |  | 8.1752e-07 |  | 0.00034968 |  | 0.012717 |  | 0.026194
| 0 |  | 0.0010518 |  | 6.6853e-05 |  | 0.00028129 |  | 7.044e-05 |  | 0.00041868 |  | 0.0045308 |  | 0.023841 |  | 0.049416 |  | 0.15833 |  | 0.027181 |  | -0.00019787 |  | 8.2312e-05 |  | 1.1752e-06 |  | 8.1208e-05 |  | 6.2026e-05 |  | 0.00019323 |  | 0.0027999 |  | -5.6247e-05 |  | 8.1752e-07 |  | 0.00034314 |  | 0.013019 |  | 0.026478
| 0 |  | 0.0010776 |  | 6.6853e-05 |  | 0.00039835 |  | 8.1494e-05 |  | 0.0004295 |  | 0.0043406 |  | 0.023315 |  | 0.04835 |  | 0.15967 |  | 0.027776 |  | -1.2461e-05 |  | 7.0053e-05 |  | 1.1528e-06 |  | 0.00011361 |  | 5.1262e-05 |  | 8.961e-05 |  | 0.0027753 |  | -4.7551e-05 |  | 8.1757e-07 |  | 0.00033824 |  | 0.013034 |  | 0.026682
| 4.2588e-05 |  | 0.0010824 |  | 3.4387e-05 |  | 0.00031948 |  | 9.1667e-05 |  | 0.00044503 |  | 0.0043259 |  | 0.020976 |  | 0.047335 |  | 0.16104 |  | 0.028343 |  | -1.9072e-05 |  | 7.0058e-05 |  | 1.0878e-06 |  | 0.00011362 |  | 5.1262e-05 |  | 8.8902e-07 |  | 0.0026317 |  | 0.00010842 |  | 2.4527e-06 |  | 0.00033989 |  | 0.013119 |  | 0.026824
| 4.2588e-05 |  | 0.0010398 |  | 3.4387e-05 |  | 0.00020826 |  | 9.4715e-05 |  | 0.00043614 |  | 0.004283 |  | 0.020346 |  | 0.046322 |  | 0.16189 |  | 0.028901 |  | -0.00025867 |  | 4.8069e-05 |  | 1.0263e-06 |  | 6.9374e-05 |  | 4.7689e-05 |  | -2.0302e-05 |  | 0.0025943 |  | 6.7664e-05 |  | 2.9979e-06 |  | 0.00033828 |  | 0.013296 |  | 0.026996
| 4.5643e-05 |  | 0.0010186 |  | 8.7256e-05 |  | 0.00026155 |  | 9.3403e-05 |  | 0.00042834 |  | 0.0040747 |  | 0.021232 |  | 0.045348 |  | 0.16315 |  | 0.029659 |  | -0.00027416 |  | 4.8071e-05 |  | 9.9503e-07 |  | 6.9378e-05 |  | 4.7689e-05 |  | -6.1194e-05 |  | 0.0024766 |  | -0.00011946 |  | 1.3628e-06 |  | 0.00032929 |  | 0.013425 |  | 0.027164
| 4.5643e-05 |  | 0.0010202 |  | 8.7256e-05 |  | 0.00026129 |  | 5.7667e-05 |  | 0.00041213 |  | 0.0039898 |  | 0.019481 |  | 0.044523 |  | 0.16479 |  | 0.0304 |  | -0.00027654 |  | 7.3326e-05 |  | 1.0318e-06 |  | 9.5796e-05 |  | 3.0667e-05 |  | -2.673e-05 |  | 0.0024923 |  | -0.00038919 |  | 8.1762e-07 |  | 0.00032931 |  | 0.013634 |  | 0.02734
| 0 |  | 0.0010099 |  | 1.2773e-05 |  | 0.00032294 |  | 6.0462e-05 |  | 0.00041548 |  | 0.0039795 |  | 0.018235 |  | 0.043633 |  | 0.1661 |  | 0.031035 |  | -0.00031588 |  | 7.333e-05 |  | 1.0439e-06 |  | 9.5802e-05 |  | 3.0667e-05 |  | 1.9177e-05 |  | 0.0025381 |  | -0.0002555 |  | 8.1772e-07 |  | 0.00033503 |  | 0.013819 |  | 0.027464
| 0 |  | 0.0010339 |  | 1.2773e-05 |  | 0.00030972 |  | 8.4775e-05 |  | 0.00042669 |  | 0.0038572 |  | 0.018117 |  | 0.042732 |  | 0.16732 |  | 0.031732 |  | -0.00036389 |  | 7.0201e-05 |  | 1.0277e-06 |  | 0.00014403 |  | 5.5449e-05 |  | 4.1706e-05 |  | 0.0024941 |  | 0.00010697 |  | 8.1772e-07 |  | 0.00034159 |  | 0.014098 |  | 0.02757
| 3.1392e-05 |  | 0.001026 |  | 8.8397e-05 |  | 0.00033577 |  | 8.802e-05 |  | 0.00044374 |  | 0.0037031 |  | 0.016387 |  | 0.041866 |  | 0.16834 |  | 0.032478 |  | -9.0588e-05 |  | 7.0205e-05 |  | 1.08e-06 |  | 0.00014404 |  | 5.5454e-05 |  | 5.5089e-05 |  | 0.0025923 |  | -2.0854e-05 |  | 2.4532e-06 |  | 0.00034243 |  | 0.014284 |  | 0.027679
| 3.1392e-05 |  | 0.0010027 |  | 8.8397e-05 |  | 0.00031559 |  | 9.7615e-05 |  | 0.00044463 |  | 0.0035746 |  | 0.015363 |  | 0.041052 |  | 0.16928 |  | 0.033267 |  | -0.00019787 |  | 8.3131e-05 |  | 1.1748e-06 |  | 9.6401e-05 |  | 7.3124e-05 |  | 6.1576e-05 |  | 0.0026536 |  | -0.00011125 |  | 2.9985e-06 |  | 0.00034406 |  | 0.01436 |  | 0.02771
| 4.361e-05 |  | 0.0010081 |  | 8.4431e-05 |  | 0.00028343 |  | 0.00012567 |  | 0.00043105 |  | 0.0035192 |  | 0.01579 |  | 0.040294 |  | 0.17075 |  | 0.03402 |  | -0.00029285 |  | 8.3136e-05 |  | 1.2284e-06 |  | 9.6406e-05 |  | 7.3134e-05 |  | 5.3084e-05 |  | 0.0025482 |  | -0.00038716 |  | 1.3629e-06 |  | 0.00034978 |  | 0.014684 |  | 0.027777
| 4.3614e-05 |  | 0.0010608 |  | 8.4438e-05 |  | 0.00035221 |  | 0.0001224 |  | 0.0004268 |  | 0.003496 |  | 0.014591 |  | 0.039493 |  | 0.17216 |  | 0.034811 |  | -3.3376e-05 |  | 0.00010239 |  | 1.1431e-06 |  | 7.7631e-05 |  | 6.1814e-05 |  | 7.5411e-05 |  | 0.002313 |  | -0.00026106 |  | 1.363e-06 |  | 0.00035879 |  | 0.014908 |  | 0.027867
| 5.176e-05 |  | 0.0011086 |  | 6.9704e-05 |  | 0.00033598 |  | 8.6977e-05 |  | 0.00042923 |  | 0.0034217 |  | 0.013901 |  | 0.038818 |  | 0.17328 |  | 0.035723 |  | -0.00016569 |  | 0.00010239 |  | 1.034e-06 |  | 7.7636e-05 |  | 6.1825e-05 |  | 9.5987e-05 |  | 0.0022894 |  | 0.00026476 |  | 1.3631e-06 |  | 0.000358 |  | 0.014993 |  | 0.027913
| 5.176e-05 |  | 0.0010984 |  | 6.9704e-05 |  | 0.00029798 |  | 6.7724e-05 |  | 0.00042884 |  | 0.0033291 |  | 0.014052 |  | 0.038114 |  | 0.17441 |  | 0.036634 |  | -3.8632e-05 |  | 4.9599e-05 |  | 1.0158e-06 |  | 8.5447e-05 |  | 6.0779e-05 |  | 7.3432e-06 |  | 0.0023842 |  | 8.263e-05 |  | 2.9988e-06 |  | 0.00034656 |  | 0.015268 |  | 0.027966
| 5.8937e-05 |  | 0.0010495 |  | 0.00010541 |  | 0.00031565 |  | 6.3673e-05 |  | 0.00042743 |  | 0.0032212 |  | 0.012829 |  | 0.03735 |  | 0.17573 |  | 0.037426 |  | -0.00012993 |  | 4.9602e-05 |  | 1.0212e-06 |  | 8.5452e-05 |  | 6.0779e-05 |  | -4.9796e-05 |  | 0.002385 |  | -0.00038352 |  | 2.181e-06 |  | 0.00033511 |  | 0.015419 |  | 0.028091
| 5.8942e-05 |  | 0.00098553 |  | 0.00010542 |  | 0.00029129 |  | 6.2043e-05 |  | 0.00044173 |  | 0.0031531 |  | 0.012425 |  | 0.036571 |  | 0.17707 |  | 0.038276 |  | -0.00023364 |  | 7.3695e-05 |  | 1.0761e-06 |  | 5.5765e-05 |  | 4.6977e-05 |  | 5.8954e-05 |  | 0.0023353 |  | -0.00024863 |  | 5.4528e-07 |  | 0.00033513 |  | 0.01563 |  | 0.028349
| 4.5655e-05 |  | 0.0010232 |  | 6.971e-05 |  | 0.00025274 |  | 5.7123e-05 |  | 0.00042861 |  | 0.00313 |  | 0.012478 |  | 0.035917 |  | 0.17849 |  | 0.039225 |  | -7.2279e-05 |  | 7.3699e-05 |  | 1.1189e-06 |  | 5.5768e-05 |  | 4.6975e-05 |  | 4.1312e-05 |  | 0.002324 |  | 0.00010481 |  | 1.3633e-06 |  | 0.00034742 |  | 0.015805 |  | 0.028608
| 4.5655e-05 |  | 0.0010452 |  | 6.971e-05 |  | 0.00029244 |  | 6.6828e-05 |  | 0.00041067 |  | 0.0030439 |  | 0.011527 |  | 0.035308 |  | 0.17999 |  | 0.040185 |  | -4.0528e-05 |  | 5.3369e-05 |  | 1.1534e-06 |  | 5.1131e-05 |  | 5.4603e-05 |  | 3.5733e-05 |  | 0.0023453 |  | 6.6706e-05 |  | 8.1797e-07 |  | 0.00035069 |  | 0.015941 |  | 0.028803
| 2.2233e-05 |  | 0.0010211 |  | 6.0075e-05 |  | 0.00030351 |  | 7.7414e-05 |  | 0.00043882 |  | 0.0029772 |  | 0.01034 |  | 0.034563 |  | 0.1813 |  | 0.041141 |  | -7.9864e-05 |  | 5.3373e-05 |  | 1.2464e-06 |  | 5.1134e-05 |  | 5.4605e-05 |  | 0.00010389 |  | 0.0023413 |  | 9.4854e-05 |  | 0 |  | 0.00035152 |  | 0.016223 |  | 0.029104
| 2.2233e-05 |  | 0.00092698 |  | 6.0076e-05 |  | 0.00031906 |  | 6.7549e-05 |  | 0.00044906 |  | 0.0029741 |  | 0.0099837 |  | 0.033791 |  | 0.18271 |  | 0.042113 |  | -0.00035268 |  | 5.9215e-05 |  | 1.321e-06 |  | 0.00011036 |  | 5.6377e-05 |  | 6.9284e-05 |  | 0.0022939 |  | -9.7584e-05 |  | 0 |  | 0.00035234 |  | 0.016421 |  | 0.029468
| 0 |  | 0.00092416 |  | 5.5039e-05 |  | 0.00028801 |  | 8.5324e-05 |  | 0.00043807 |  | 0.0029315 |  | 0.0094309 |  | 0.033246 |  | 0.18422 |  | 0.043173 |  | -0.00023721 |  | 5.9218e-05 |  | 1.384e-06 |  | 0.00011037 |  | 5.6379e-05 |  | 9.5655e-05 |  | 0.0023562 |  | -0.00021535 |  | 8.1807e-07 |  | 0.00033029 |  | 0.016187 |  | 0.029804
| 0 |  | 0.0010333 |  | 5.5039e-05 |  | 0.00031904 |  | 8.9745e-05 |  | 0.00043711 |  | 0.0028388 |  | 0.0081694 |  | 0.032623 |  | 0.18532 |  | 0.044136 |  | 0.00022768 |  | 7.949e-05 |  | 1.3129e-06 |  | 0.00013853 |  | 6.1242e-05 |  | 9.7898e-05 |  | 0.0024054 |  | -2.5135e-06 |  | 1.3634e-06 |  | 0.00030824 |  | 0.016541 |  | 0.030227
| 2.9364e-05 |  | 0.0010363 |  | 0.00010146 |  | 0.00043811 |  | 8.967e-05 |  | 0.0004535 |  | 0.0027433 |  | 0.0083081 |  | 0.031858 |  | 0.18595 |  | 0.045096 |  | -4.982e-06 |  | 7.9495e-05 |  | 1.2099e-06 |  | 0.00013853 |  | 6.1253e-05 |  | 8.7232e-05 |  | 0.0027888 |  | -0.00011689 |  | 2.9998e-06 |  | 0.00030251 |  | 0.016983 |  | 0.030726
| 2.9364e-05 |  | 0.0010356 |  | 0.00010146 |  | 0.00032969 |  | 7.8774e-05 |  | 0.00044559 |  | 0.0026837 |  | 0.0080879 |  | 0.031346 |  | 0.1872 |  | 0.046196 |  | -0.00024436 |  | 5.0822e-05 |  | 1.1687e-06 |  | 0.00012126 |  | 4.9406e-05 |  | 9.6171e-05 |  | 0.0037258 |  | -0.00022408 |  | 2.9998e-06 |  | 0.00032622 |  | 0.017021 |  | 0.031206
| 7.199e-05 |  | 0.0010218 |  | 8.276e-05 |  | 0.00022421 |  | 5.0045e-05 |  | 0.0004133 |  | 0.0026393 |  | 0.0075129 |  | 0.03087 |  | 0.18905 |  | 0.047375 |  | -0.00017322 |  | 5.0825e-05 |  | 1.1199e-06 |  | 0.00012127 |  | 4.9415e-05 |  | 0.0001013 |  | 0.0040564 |  | -6.0756e-05 |  | 5.4541e-07 |  | 0.00035077 |  | 0.017326 |  | 0.031747
| 7.199e-05 |  | 0.00099597 |  | 8.276e-05 |  | 0.00022837 |  | 5.8744e-05 |  | 0.00039938 |  | 0.0025449 |  | 0.0067856 |  | 0.03011 |  | 0.19018 |  | 0.048491 |  | -5.1256e-05 |  | 5.2306e-05 |  | 1.1457e-06 |  | 8.7887e-05 |  | 5.8286e-05 |  | 5.1771e-05 |  | 0.0041081 |  | -7.9761e-05 |  | 2.1819e-06 |  | 0.00035243 |  | 0.017386 |  | 0.032336
| 2.5293e-05 |  | 0.00097241 |  | 4.2266e-05 |  | 0.00021207 |  | 8.4669e-05 |  | 0.00040366 |  | 0.0024015 |  | 0.0061958 |  | 0.029425 |  | 0.19081 |  | 0.049484 |  | -1.9072e-05 |  | 5.2309e-05 |  | 1.1179e-06 |  | 8.7892e-05 |  | 5.8289e-05 |  | -1.542e-05 |  | 0.0040264 |  | 0.00011397 |  | 4.6363e-06 |  | 0.00035897 |  | 0.017588 |  | 0.032962
| 2.5293e-05 |  | 0.0010051 |  | 4.2266e-05 |  | 0.00022614 |  | 0.00010819 |  | 0.00042068 |  | 0.0024531 |  | 0.0060391 |  | 0.028911 |  | 0.19151 |  | 0.050488 |  | -1.9939e-05 |  | 8.9568e-05 |  | 1.1335e-06 |  | 0.00015139 |  | 6.5331e-05 |  | 1.5939e-05 |  | 0.0040623 |  | 0.00021373 |  | 4.6366e-06 |  | 0.00036388 |  | 0.017739 |  | 0.033657
| 1.5109e-05 |  | 0.0010199 |  | 3.1456e-05 |  | 0.00031918 |  | 8.7332e-05 |  | 0.00043852 |  | 0.0024755 |  | 0.0056578 |  | 0.028381 |  | 0.19283 |  | 0.051767 |  | 0.00013827 |  | 8.9573e-05 |  | 1.0861e-06 |  | 0.0001514 |  | 6.5328e-05 |  | 4.9541e-05 |  | 0.0038486 |  | 8.6879e-05 |  | 2.182e-06 |  | 0.00035738 |  | 0.017888 |  | 0.034324
| 1.5109e-05 |  | 0.0010069 |  | 3.1456e-05 |  | 0.00032725 |  | 4.8487e-05 |  | 0.0004231 |  | 0.0023375 |  | 0.0054538 |  | 0.027883 |  | 0.19496 |  | 0.053323 |  | -0.00018714 |  | 4.4038e-05 |  | 1.0217e-06 |  | 0.00010916 |  | 2.9951e-05 |  | 4.59e-05 |  | 0.0039236 |  | -3.5797e-05 |  | 2.182e-06 |  | 0.00034754 |  | 0.018203 |  | 0.034922
| 8.9973e-06 |  | 0.0010071 |  | 2.4575e-05 |  | 0.00032346 |  | 5.9438e-05 |  | 0.00040273 |  | 0.0022354 |  | 0.0055969 |  | 0.027422 |  | 0.19705 |  | 0.054743 |  | -0.00039379 |  | 4.404e-05 |  | 1.0625e-06 |  | 0.00010917 |  | 2.995e-05 |  | 1.8064e-05 |  | 0.0042577 |  | -0.00030367 |  | 2.1822e-06 |  | 0.00034431 |  | 0.01855 |  | 0.035529
| 8.9973e-06 |  | 0.00097093 |  | 2.4575e-05 |  | 0.00033637 |  | 7.4207e-05 |  | 0.00041062 |  | 0.0021806 |  | 0.0050159 |  | 0.026923 |  | 0.1979 |  | 0.055773 |  | -0.00019072 |  | 3.113e-05 |  | 1.1581e-06 |  | 0.00010022 |  | 6.5928e-05 |  | -3.4565e-05 |  | 0.0043867 |  | -0.00032686 |  | 5.4555e-07 |  | 0.00035084 |  | 0.018866 |  | 0.036145
| 3.3444e-05 |  | 0.00098836 |  | 5.1116e-05 |  | 0.00026074 |  | 6.7597e-05 |  | 0.00042425 |  | 0.0022186 |  | 0.004794 |  | 0.026336 |  | 0.19772 |  | 0.056755 |  | -0.0001807 |  | 3.1132e-05 |  | 1.253e-06 |  | 0.00010022 |  | 6.5928e-05 |  | 4.5856e-05 |  | 0.0045443 |  | -0.00020015 |  | 1.3639e-06 |  | 0.00036151 |  | 0.019048 |  | 0.036685
| 3.3447e-05 |  | 0.00093733 |  | 5.1121e-05 |  | 0.00023119 |  | 8.5121e-05 |  | 0.00042532 |  | 0.0022103 |  | 0.0041478 |  | 0.025694 |  | 0.19812 |  | 0.057916 |  | -7.9864e-05 |  | 6.1526e-05 |  | 1.1636e-06 |  | 9.8754e-05 |  | 5.9519e-05 |  | 0.00010384 |  | 0.0043125 |  | -2.9027e-05 |  | 8.1837e-07 |  | 0.00036067 |  | 0.019127 |  | 0.037255
| 4.2615e-05 |  | 0.0009236 |  | 7.4837e-05 |  | 0.00023347 |  | 8.0077e-05 |  | 0.00040453 |  | 0.0021169 |  | 0.0035542 |  | 0.025187 |  | 0.19994 |  | 0.059311 |  | 9.1784e-05 |  | 6.1529e-05 |  | 1.0328e-06 |  | 9.876e-05 |  | 5.9524e-05 |  | 5.6669e-05 |  | 0.0042582 |  | -0.00011897 |  | 2.4553e-06 |  | 0.00035335 |  | 0.019304 |  | 0.03784
| 4.2615e-05 |  | 0.00094233 |  | 7.4837e-05 |  | 0.00028908 |  | 5.6245e-05 |  | 0.00040219 |  | 0.002103 |  | 0.0036265 |  | 0.02502 |  | 0.20339 |  | 0.061434 |  | -2.3678e-05 |  | 0.00012337 |  | 9.4876e-07 |  | 7.4549e-05 |  | 4.8301e-05 |  | 5.7916e-05 |  | 0.0045871 |  | 0.00011526 |  | 3.0009e-06 |  | 0.00034681 |  | 0.019855 |  | 0.038433
| 1.3073e-05 |  | 0.00093293 |  | 5.407e-05 |  | 0.00026387 |  | 7.7522e-05 |  | 0.00041211 |  | 0.0021137 |  | 0.0032982 |  | 0.024809 |  | 0.20709 |  | 0.063592 |  | 3.8144e-05 |  | 0.00012337 |  | 1.0132e-06 |  | 7.4553e-05 |  | 4.8308e-05 |  | 6.8487e-05 |  | 0.0048161 |  | 0.00027302 |  | 1.3641e-06 |  | 0.00034681 |  | 0.02024 |  | 0.039004
| 1.3074e-05 |  | 0.00099288 |  | 5.4075e-05 |  | 0.00019517 |  | 5.5905e-05 |  | 0.00041946 |  | 0.0020796 |  | 0.0030682 |  | 0.024231 |  | 0.20844 |  | 0.064996 |  | 5.2449e-05 |  | 5.0965e-05 |  | 1.157e-06 |  | 9.608e-05 |  | 6.9491e-05 |  | 0.0001061 |  | 0.0048311 |  | -1.5788e-05 |  | 3.001e-06 |  | 0.00035338 |  | 0.020473 |  | 0.039491
| 2.9374e-05 |  | 0.00096593 |  | 8.6751e-05 |  | 0.0002222 |  | 3.2124e-05 |  | 0.00042175 |  | 0.0020482 |  | 0.0031068 |  | 0.023516 |  | 0.2074 |  | 0.065934 |  | -0.00010219 |  | 5.0968e-05 |  | 1.2866e-06 |  | 9.6086e-05 |  | 6.95e-05 |  | 6.6231e-05 |  | 0.0048559 |  | 8.636e-05 |  | 4.6383e-06 |  | 0.00035831 |  | 0.02086 |  | 0.03995
| 2.9374e-05 |  | 0.00095203 |  | 8.6751e-05 |  | 0.00032192 |  | 9.7869e-05 |  | 0.00042239 |  | 0.0020198 |  | 0.0028493 |  | 0.022934 |  | 0.20694 |  | 0.066904 |  | 7.748e-05 |  | 0.00010947 |  | 1.341e-06 |  | 0.00010633 |  | 4.5361e-05 |  | 1.3233e-05 |  | 0.004514 |  | 0.00015303 |  | 3.0014e-06 |  | 0.00036321 |  | 0.021131 |  | 0.040343
| 2.5299e-05 |  | 0.0010115 |  | 9.8091e-05 |  | 0.00032116 |  | 0.0001089 |  | 0.00045104 |  | 0.001946 |  | 0.0028275 |  | 0.022579 |  | 0.20769 |  | 0.068255 |  | -8.723e-05 |  | 0.00010948 |  | 1.3395e-06 |  | 0.00012804 |  | 4.5363e-05 |  | 8.2434e-05 |  | 0.004496 |  | -2.706e-05 |  | 1.3642e-06 |  | 0.0003673 |  | 0.021225 |  | 0.040838
| 2.5302e-05 |  | 0.00096753 |  | 9.81e-05 |  | 0.00022781 |  | 7.6003e-05 |  | 0.00044328 |  | 0.0019148 |  | 0.0025414 |  | 0.022135 |  | 0.20886 |  | 0.069775 |  | -0.00023363 |  | 7.6285e-05 |  | 1.2589e-06 |  | 7.0956e-05 |  | 4.6205e-05 |  | 7.204e-05 |  | 0.0045936 |  | -0.00011756 |  | 1.3644e-06 |  | 0.00036569 |  | 0.021499 |  | 0.04153
| 3.0396e-05 |  | 0.00093066 |  | 8.5625e-05 |  | 0.00024338 |  | 0.0001027 |  | 0.00041909 |  | 0.0018627 |  | 0.0023522 |  | 0.021719 |  | 0.21094 |  | 0.071519 |  | -0.00035165 |  | 7.6289e-05 |  | 1.1817e-06 |  | 4.9253e-05 |  | 4.6205e-05 |  | 4.2552e-05 |  | 0.0045456 |  | -0.00018461 |  | 1.3644e-06 |  | 0.00036326 |  | 0.022095 |  | 0.042356
| 3.0396e-05 |  | 0.00099369 |  | 8.5625e-05 |  | 0.00031635 |  | 8.6912e-05 |  | 0.00042934 |  | 0.0018397 |  | 0.0025366 |  | 0.021483 |  | 0.2128 |  | 0.073413 |  | -0.00046109 |  | 6.9225e-05 |  | 1.1138e-06 |  | 0.0001126 |  | 5.4451e-05 |  | 6.5232e-05 |  | 0.0044794 |  | -0.00033254 |  | 8.1862e-07 |  | 0.00036244 |  | 0.022556 |  | 0.043195
| 2.8869e-06 |  | 0.0010159 |  | 5.6047e-05 |  | 0.00030778 |  | 4.8972e-05 |  | 0.00044221 |  | 0.0018824 |  | 0.0019886 |  | 0.021179 |  | 0.21491 |  | 0.075455 |  | -0.00017284 |  | 6.9229e-05 |  | 1.0426e-06 |  | 0.0001126 |  | 5.4451e-05 |  | 7.9219e-05 |  | 0.0051007 |  | -0.00021307 |  | 0 |  | 0.00036083 |  | 0.023029 |  | 0.043924
| 2.8871e-06 |  | 0.0009972 |  | 5.6052e-05 |  | 0.00034524 |  | 3.8752e-05 |  | 0.00043093 |  | 0.0017832 |  | 0.001885 |  | 0.020815 |  | 0.21691 |  | 0.077415 |  | -3.8632e-05 |  | 7.6698e-05 |  | 9.6537e-07 |  | 0.00014821 |  | 4.1653e-05 |  | 8.7531e-05 |  | 0.0051645 |  | -6.2087e-05 |  | 0 |  | 0.00035674 |  | 0.023478 |  | 0.044552
| 0 |  | 0.00094334 |  | 7.6559e-05 |  | 0.00039838 |  | 7.4926e-05 |  | 0.00043175 |  | 0.0016519 |  | 0.0017103 |  | 0.020256 |  | 0.21667 |  | 0.078582 |  | 4.8872e-05 |  | 7.6703e-05 |  | 9.6401e-07 |  | 0.00014822 |  | 4.1659e-05 |  | -4.474e-06 |  | 0.0047205 |  | -0.00024873 |  | 2.4562e-06 |  | 0.00035103 |  | 0.023625 |  | 0.044988
| 0 |  | 0.0008331 |  | 7.6558e-05 |  | 0.00030263 |  | 8.9942e-05 |  | 0.00043298 |  | 0.0016097 |  | 0.0017548 |  | 0.019692 |  | 0.21558 |  | 0.079617 |  | 0.0003421 |  | 7.3655e-05 |  | 1.0889e-06 |  | 0.00010551 |  | 6.4757e-05 |  | 4.9221e-05 |  | 0.0047287 |  | -0.00015151 |  | 2.4563e-06 |  | 0.00034694 |  | 0.023835 |  | 0.045272
| 7.032e-05 |  | 0.00089725 |  | 5.5068e-05 |  | 0.00029253 |  | 6.2394e-05 |  | 0.00043264 |  | 0.0016786 |  | 0.0019005 |  | 0.019291 |  | 0.21553 |  | 0.081129 |  | 0.00054084 |  | 7.366e-05 |  | 1.1703e-06 |  | 0.00010552 |  | 6.4766e-05 |  | 0.00018231 |  | 0.0055415 |  | 0.0002646 |  | 8.1877e-07 |  | 0.00035187 |  | 0.023724 |  | 0.045467
| 7.032e-05 |  | 0.00099416 |  | 5.5068e-05 |  | 0.00028543 |  | 4.6877e-05 |  | 0.00040415 |  | 0.0016505 |  | 0.0015063 |  | 0.01881 |  | 0.21513 |  | 0.082216 |  | 0.00020979 |  | 7.9487e-05 |  | 1.2083e-06 |  | 0.00010132 |  | 5.4893e-05 |  | 0.00011126 |  | 0.0055243 |  | 0.00010933 |  | 8.1877e-07 |  | 0.00036005 |  | 0.024008 |  | 0.045829
| 6.1252e-05 |  | 0.00096568 |  | 7.3729e-05 |  | 0.00024475 |  | 4.7476e-05 |  | 0.00038393 |  | 0.001565 |  | 0.0013381 |  | 0.018182 |  | 0.21296 |  | 0.082651 |  | -2.3678e-05 |  | 7.9491e-05 |  | 1.2627e-06 |  | 0.00010757 |  | 5.4901e-05 |  | 5.7265e-05 |  | 0.0055067 |  | 9.5473e-05 |  | 2.4565e-06 |  | 0.00036335 |  | 0.024182 |  | 0.046356
| 6.1252e-05 |  | 0.00095853 |  | 7.3729e-05 |  | 0.00032511 |  | 5.9862e-05 |  | 0.00039373 |  | 0.0015956 |  | 0.0011983 |  | 0.017584 |  | 0.21157 |  | 0.083419 |  | -8.3453e-06 |  | 3.491e-05 |  | 1.3557e-06 |  | 7.5486e-05 |  | 4.7705e-05 |  | 5.5762e-05 |  | 0.0059154 |  | 0.00025939 |  | 3.0023e-06 |  | 0.00036419 |  | 0.024093 |  | 0.046936
| 9.0013e-06 |  | 0.00094986 |  | 3.5404e-05 |  | 0.00032744 |  | 5.8406e-05 |  | 0.00039934 |  | 0.0015764 |  | 0.0011278 |  | 0.017218 |  | 0.21218 |  | 0.085102 |  | 0.0001347 |  | 3.4912e-05 |  | 1.3036e-06 |  | 6.9246e-05 |  | 4.7703e-05 |  | 2.1579e-05 |  | 0.0059269 |  | 5.3623e-05 |  | 4.6402e-06 |  | 0.00036664 |  | 0.024558 |  | 0.047657
| 9.0021e-06 |  | 0.00098172 |  | 3.5407e-05 |  | 0.0002306 |  | 6.7393e-05 |  | 0.00040319 |  | 0.0015024 |  | 0.0013304 |  | 0.016995 |  | 0.2133 |  | 0.087136 |  | -0.00010218 |  | 0.00012141 |  | 1.1848e-06 |  | 0.00012098 |  | 7.175e-05 |  | -2.2218e-05 |  | 0.0059735 |  | -9.2555e-05 |  | 4.0946e-06 |  | 0.00036828 |  | 0.024713 |  | 0.048351
| 6.5789e-05 |  | 0.00096084 |  | 0.00010719 |  | 0.00022224 |  | 7.4753e-05 |  | 0.00039638 |  | 0.0014424 |  | 0.0010388 |  | 0.016662 |  | 0.21362 |  | 0.088723 |  | -0.000416 |  | 0.00012142 |  | 1.1658e-06 |  | 0.00012418 |  | 7.175e-05 |  | -1.4291e-05 |  | 0.005969 |  | -3.5118e-05 |  | 2.4568e-06 |  | 0.00036257 |  | 0.024781 |  | 0.04891
| 6.5795e-05 |  | 0.00090822 |  | 0.0001072 |  | 0.00026536 |  | 6.7609e-05 |  | 0.00039107 |  | 0.0014122 |  | 0.00057404 |  | 0.016285 |  | 0.21399 |  | 0.090334 |  | -0.00040127 |  | 5.4008e-05 |  | 1.2691e-06 |  | 7.3302e-05 |  | 3.8944e-05 |  | 6.4483e-06 |  | 0.0061518 |  | -0.00010391 |  | 2.4568e-06 |  | 0.00035687 |  | 0.025047 |  | 0.049419
| 1.1042e-05 |  | 0.00090769 |  | 6.1263e-05 |  | 0.0003045 |  | 7.4282e-05 |  | 0.00039965 |  | 0.001372 |  | 0.0008162 |  | 0.016002 |  | 0.21574 |  | 0.092563 |  | -0.0001335 |  | 5.4011e-05 |  | 1.3098e-06 |  | 7.0114e-05 |  | 3.8944e-05 |  | 2.8441e-05 |  | 0.0058064 |  | -0.0001593 |  | 2.4569e-06 |  | 0.00035932 |  | 0.025496 |  | 0.049932
| 1.1041e-05 |  | 0.0009314 |  | 6.1258e-05 |  | 0.00020957 |  | 8.6153e-05 |  | 0.0004138 |  | 0.001395 |  | 0.0010128 |  | 0.015771 |  | 0.21763 |  | 0.094893 |  | -2.6224e-05 |  | 4.2091e-05 |  | 1.2855e-06 |  | 7.7475e-05 |  | 7.1704e-05 |  | 3.0325e-05 |  | 0.0058334 |  | -8.0494e-05 |  | 3.0031e-06 |  | 0.00036833 |  | 0.025784 |  | 0.050413
| 3.4483e-05 |  | 0.00086096 |  | 5.8994e-05 |  | 0.00017937 |  | 8.5382e-05 |  | 0.00041533 |  | 0.0014447 |  | 0.00058956 |  | 0.015616 |  | 0.21901 |  | 0.097212 |  | 3.9879e-05 |  | 4.2094e-05 |  | 1.2665e-06 |  | 7.748e-05 |  | 7.1711e-05 |  | 1.6196e-05 |  | 0.0061121 |  | -0.00024317 |  | 1.365e-06 |  | 0.00036753 |  | 0.026104 |  | 0.050952
| 3.4483e-05 |  | 0.0008504 |  | 5.8994e-05 |  | 0.00027972 |  | 9.8879e-05 |  | 0.0004051 |  | 0.0014217 |  | 0.00048973 |  | 0.015367 |  | 0.21873 |  | 0.098773 |  | -1.5495e-05 |  | 3.7544e-05 |  | 1.2353e-06 |  | 9.537e-05 |  | 6.1186e-05 |  | 3.1212e-05 |  | 0.0061821 |  | -0.00033752 |  | 8.1902e-07 |  | 0.00035773 |  | 0.026275 |  | 0.051436
| 5.5887e-05 |  | 0.00095102 |  | 6.6936e-05 |  | 0.00032608 |  | 9.6041e-05 |  | 0.00042042 |  | 0.0013524 |  | 0.00082615 |  | 0.015011 |  | 0.21803 |  | 0.10007 |  | -0.00028538 |  | 3.7546e-05 |  | 1.1865e-06 |  | 9.5375e-05 |  | 6.1181e-05 |  | 6.032e-05 |  | 0.0058866 |  | -0.00010047 |  | 2.4572e-06 |  | 0.00035364 |  | 0.026289 |  | 0.051927
| 5.5887e-05 |  | 0.00095297 |  | 6.6936e-05 |  | 0.00036551 |  | 8.9339e-05 |  | 0.00041097 |  | 0.0012927 |  | 0.00062328 |  | 0.014717 |  | 0.21884 |  | 0.10232 |  | -8.344e-05 |  | 6.3623e-05 |  | 1.1071e-06 |  | 6.7422e-05 |  | 5.7122e-05 |  | 3.0148e-05 |  | 0.0055529 |  | -0.0001379 |  | 3.0034e-06 |  | 0.00035939 |  | 0.026556 |  | 0.052499
| 3.0409e-05 |  | 0.00089446 |  | 6.8643e-05 |  | 0.00037842 |  | 8.4911e-05 |  | 0.00040297 |  | 0.0013378 |  | 0.00048602 |  | 0.014472 |  | 0.21946 |  | 0.10432 |  | 0.00012754 |  | 6.3626e-05 |  | 1.0583e-06 |  | 6.7426e-05 |  | 5.7114e-05 |  | 3.1874e-05 |  | 0.0055169 |  | -0.000117 |  | 3.0034e-06 |  | 0.00037167 |  | 0.026879 |  | 0.053068
| 3.9598e-05 |  | 0.00084683 |  | 6.8643e-05 |  | 0.00034513 |  | 7.4158e-05 |  | 0.00040765 |  | 0.0013274 |  | 0.00040726 |  | 0.014195 |  | 0.21957 |  | 0.10601 |  | 0.00026045 |  | 4.9865e-05 |  | 1.0583e-06 |  | 7.9308e-05 |  | 5.0962e-05 |  | 5.9659e-05 |  | 0.0055442 |  | 1.5278e-05 |  | 3.0034e-06 |  | 0.00037578 |  | 0.027185 |  | 0.053623
| 3.552e-05 |  | 0.00087824 |  | 0.00010211 |  | 0.00030796 |  | 8.1534e-05 |  | 0.00039751 |  | 0.0012811 |  | 0.00045263 |  | 0.013823 |  | 0.21889 |  | 0.10755 |  | 5.2449e-05 |  | 4.9868e-05 |  | 1.1486e-06 |  | 7.9313e-05 |  | 5.0967e-05 |  | 5.7773e-05 |  | 0.0055025 |  | 2.3822e-05 |  | 3.0036e-06 |  | 0.00037496 |  | 0.027327 |  | 0.05414
| 2.6332e-05 |  | 0.00091519 |  | 0.00010211 |  | 0.00021872 |  | 7.9946e-05 |  | 0.00039751 |  | 0.0012481 |  | 0.00077186 |  | 0.013397 |  | 0.2183 |  | 0.1092 |  | -7.6011e-05 |  | 5.139e-05 |  | 1.2267e-06 |  | 6.6633e-05 |  | 6.8773e-05 |  | 2.4699e-05 |  | 0.0055274 |  | 0.00013356 |  | 3.0038e-06 |  | 0.00037253 |  | 0.027456 |  | 0.054685
| 7.4323e-05 |  | 0.00092623 |  | 7.7727e-05 |  | 0.00021527 |  | 7.4832e-05 |  | 0.00040595 |  | 0.0012037 |  | 0.00056392 |  | 0.013292 |  | 0.21882 |  | 0.11131 |  | 4.1719e-05 |  | 5.1393e-05 |  | 1.1813e-06 |  | 6.6637e-05 |  | 6.8788e-05 |  | 6.6947e-05 |  | 0.0055388 |  | 0.0001043 |  | 3.0038e-06 |  | 0.00037007 |  | 0.028066 |  | 0.055261
| 7.4323e-05 |  | 0.00089413 |  | 7.7727e-05 |  | 0.00024921 |  | 7.8095e-05 |  | 0.00040002 |  | 0.001178 |  | 0.00069749 |  | 0.01317 |  | 0.21889 |  | 0.11337 |  | -5.1257e-05 |  | 1.9868e-05 |  | 1.017e-06 |  | 8.5621e-05 |  | 6.6006e-05 |  | 9.92e-05 |  | 0.0055564 |  | -0.0002344 |  | 2.4578e-06 |  | 0.00036764 |  | 0.028641 |  | 0.055832
| 6.4111e-05 |  | 0.00087544 |  | 4.8206e-05 |  | 0.00027248 |  | 6.3615e-05 |  | 0.0003748 |  | 0.0011364 |  | 0.00076798 |  | 0.012865 |  | 0.21965 |  | 0.11588 |  | -8.7234e-05 |  | 1.9869e-05 |  | 8.9687e-07 |  | 8.5626e-05 |  | 6.6017e-05 |  | 4.2011e-05 |  | 0.0056018 |  | -0.00020861 |  | 8.1927e-07 |  | 0.00036029 |  | 0.02906 |  | 0.056379
| 6.4116e-05 |  | 0.00087222 |  | 4.821e-05 |  | 0.00031859 |  | 5.18e-05 |  | 0.00038563 |  | 0.001072 |  | 0.00040069 |  | 0.012743 |  | 0.22104 |  | 0.11853 |  | -0.0001049 |  | 0 |  | 9.1596e-07 |  | 8.0808e-05 |  | 5.3841e-05 |  | 6.67e-05 |  | 0.0056886 |  | 0.00016895 |  | 1.3654e-06 |  | 0.00035211 |  | 0.029556 |  | 0.056973
| 1.8179e-05 |  | 0.00082731 |  | 9.9286e-05 |  | 0.00025536 |  | 6.0174e-05 |  | 0.00040212 |  | 0.0010603 |  | 0.00044217 |  | 0.012531 |  | 0.22066 |  | 0.12043 |  | -0.00015827 |  | 0 |  | 1.0137e-06 |  | 8.0812e-05 |  | 5.3843e-05 |  | 0.0001011 |  | 0.0057213 |  | -6.8049e-05 |  | 5.4621e-07 |  | 0.00035047 |  | 0.029876 |  | 0.05767
| 1.8181e-05 |  | 0.00087389 |  | 9.9295e-05 |  | 0.00020043 |  | 7.0519e-05 |  | 0.00038919 |  | 0.0010753 |  | 0.00047859 |  | 0.012158 |  | 0.21872 |  | 0.12164 |  | 3.4568e-05 |  | 7.5285e-05 |  | 1.1916e-06 |  | 5.7279e-05 |  | 4.4366e-05 |  | 0.00010471 |  | 0.0057945 |  | -0.00013738 |  | 2.185e-06 |  | 0.00035622 |  | 0.029862 |  | 0.058359
| 6.4116e-05 |  | 0.00090032 |  | 6.979e-05 |  | 0.00028363 |  | 5.4492e-05 |  | 0.00037612 |  | 0.0010722 |  | 0.00065938 |  | 0.01186 |  | 0.21662 |  | 0.12274 |  | 0.0002455 |  | 7.5289e-05 |  | 1.3262e-06 |  | 5.7283e-05 |  | 4.437e-05 |  | 2.5941e-05 |  | 0.0057601 |  | -3.5803e-05 |  | 2.185e-06 |  | 0.00036523 |  | 0.02983 |  | 0.059023
| 6.4122e-05 |  | 0.00086726 |  | 6.9796e-05 |  | 0.00028573 |  | 4.7719e-05 |  | 0.00037078 |  | 0.0010807 |  | 0.00064556 |  | 0.011584 |  | 0.21487 |  | 0.12385 |  | 0.00024556 |  | 6.4565e-05 |  | 1.314e-06 |  | 9.7321e-05 |  | 5.5583e-05 |  | -2.0298e-05 |  | 0.0059726 |  | -0.00016625 |  | 5.4628e-07 |  | 0.00037426 |  | 0.029811 |  | 0.059664
| 8.2273e-05 |  | 0.00086823 |  | 5.5097e-05 |  | 0.00030774 |  | 6.4323e-05 |  | 0.00038717 |  | 0.0010778 |  | 0.00041182 |  | 0.011244 |  | 0.21351 |  | 0.12537 |  | 0.00022052 |  | 6.4569e-05 |  | 1.1443e-06 |  | 9.7326e-05 |  | 6.0654e-05 |  | 2.9397e-05 |  | 0.006326 |  | 7.409e-05 |  | 1.3657e-06 |  | 0.00038165 |  | 0.029968 |  | 0.060344
| 8.228e-05 |  | 0.00086324 |  | 5.5102e-05 |  | 0.00030436 |  | 5.7477e-05 |  | 0.00037504 |  | 0.0010015 |  | 0.00015903 |  | 0.011007 |  | 0.2129 |  | 0.12736 |  | 6.6049e-05 |  | 8.5885e-05 |  | 1.0839e-06 |  | 9.3327e-05 |  | 6.2461e-05 |  | -6.9162e-06 |  | 0.0063432 |  | 0.00020863 |  | 3.0045e-06 |  | 0.00038329 |  | 0.030229 |  | 0.060951
| 5.0813e-05 |  | 0.00086323 |  | 9.08e-05 |  | 0.00022511 |  | 4.9879e-05 |  | 0.00036556 |  | 0.0009852 |  | 0.00030793 |  | 0.010836 |  | 0.21249 |  | 0.12949 |  | -0.00021575 |  | 8.589e-05 |  | 1.1823e-06 |  | 9.3332e-05 |  | 5.7395e-05 |  | -1.2547e-05 |  | 0.0062862 |  | -0.0001259 |  | 2.1854e-06 |  | 0.0003784 |  | 0.030181 |  | 0.061536
| 5.0809e-05 |  | 0.00088919 |  | 9.0792e-05 |  | 0.00022381 |  | 5.4283e-05 |  | 0.00038229 |  | 0.00097472 |  | 0.00038399 |  | 0.010642 |  | 0.212 |  | 0.13167 |  | -0.00036763 |  | 6.0197e-05 |  | 1.2823e-06 |  | 6.9569e-05 |  | 5.946e-05 |  | 3.1134e-05 |  | 0.0065262 |  | -0.00011522 |  | 0 |  | 0.00037021 |  | 0.030858 |  | 0.062182
| 0 |  | 0.00087459 |  | 8.7395e-05 |  | 0.00030514 |  | 4.8902e-05 |  | 0.00039103 |  | 0.00091101 |  | 0.00020034 |  | 0.010383 |  | 0.21064 |  | 0.13313 |  | -6.9136e-05 |  | 6.02e-05 |  | 1.2096e-06 |  | 6.9572e-05 |  | 5.9463e-05 |  | 5.9501e-05 |  | 0.0066572 |  | -9.9123e-05 |  | 8.1952e-07 |  | 0.00035956 |  | 0.031317 |  | 0.062814
| 0 |  | 0.0008572 |  | 8.7395e-05 |  | 0.0003024 |  | 6.3753e-05 |  | 0.00038536 |  | 0.00088712 |  | 1.5515e-05 |  | 0.010217 |  | 0.20928 |  | 0.13475 |  | 8.1002e-05 |  | 4.7228e-05 |  | 1.1343e-06 |  | 8.5647e-05 |  | 5.8665e-05 |  | 3.0744e-05 |  | 0.0065929 |  | -0.00031613 |  | 8.1957e-07 |  | 0.00035303 |  | 0.031228 |  | 0.063336
| 8.9665e-05 |  | 0.00088442 |  | 1.5745e-05 |  | 0.00025066 |  | 8.6209e-05 |  | 0.00039455 |  | 0.00088606 |  | 7.0487e-05 |  | 0.010046 |  | 0.20852 |  | 0.13685 |  | -0.00013707 |  | 4.7231e-05 |  | 1.2117e-06 |  | 8.5651e-05 |  | 5.8665e-05 |  | -9.974e-06 |  | 0.0068497 |  | 5.7102e-05 |  | 2.4587e-06 |  | 0.00035715 |  | 0.031685 |  | 0.063817
| 8.9665e-05 |  | 0.00089354 |  | 1.5745e-05 |  | 0.00024783 |  | 7.1111e-05 |  | 0.00040168 |  | 0.00090442 |  | 0.00022496 |  | 0.0098652 |  | 0.20753 |  | 0.13901 |  | -0.00025546 |  | 7.6564e-05 |  | 1.2858e-06 |  | 7.987e-05 |  | 5.0417e-05 |  | 4.738e-05 |  | 0.0068661 |  | 2.8464e-05 |  | 3.0053e-06 |  | 0.0003678 |  | 0.03206 |  | 0.064444
| 1.4106e-05 |  | 0.00088724 |  | 6.1863e-05 |  | 0.00025504 |  | 5.3447e-05 |  | 0.00039812 |  | 0.00093102 |  | -8.5331e-05 |  | 0.0097488 |  | 0.20663 |  | 0.14118 |  | -0.00025867 |  | 7.6569e-05 |  | 1.3171e-06 |  | 7.9874e-05 |  | 5.0426e-05 |  | 5.8457e-05 |  | 0.0066945 |  | -0.00010743 |  | 1.366e-06 |  | 0.00037356 |  | 0.032386 |  | 0.065144
| 1.4106e-05 |  | 0.0008749 |  | 6.1863e-05 |  | 0.00030101 |  | 6.3371e-05 |  | 0.00038853 |  | 0.00093926 |  | 5.5649e-05 |  | 0.0094854 |  | 0.20481 |  | 0.14242 |  | -0.00021575 |  | 5.0066e-05 |  | 1.3091e-06 |  | 6.7326e-05 |  | 6.3155e-05 |  | 9.6269e-06 |  | 0.0069763 |  | 3.9862e-05 |  | 1.3661e-06 |  | 0.00037028 |  | 0.032621 |  | 0.065881
| 0 |  | 0.00084916 |  | 6.1295e-05 |  | 0.00028422 |  | 6.8646e-05 |  | 0.00037294 |  | 0.00091179 |  | 0.00017842 |  | 0.0092641 |  | 0.20295 |  | 0.14372 |  | -0.00020313 |  | 5.0069e-05 |  | 1.2777e-06 |  | 6.7329e-05 |  | 6.3147e-05 |  | 4.1382e-05 |  | 0.0072217 |  | -0.000125 |  | 5.4645e-07 |  | 0.00036293 |  | 0.032676 |  | 0.066606
| 0 |  | 0.00083996 |  | 6.1301e-05 |  | 0.00017312 |  | 7.1804e-05 |  | 0.00037988 |  | 0.0008924 |  | 0.00033761 |  | 0.0091021 |  | 0.20239 |  | 0.14613 |  | -0.00017999 |  | 4.9648e-05 |  | 1.1922e-06 |  | 4.8352e-05 |  | 4.969e-05 |  | 7.0318e-05 |  | 0.0072864 |  | -0.00025366 |  | 5.4645e-07 |  | 0.00036375 |  | 0.032885 |  | 0.067265
| 2.1245e-05 |  | 0.00083272 |  | 7.2079e-05 |  | 0.0001688 |  | 9.3457e-05 |  | 0.0003816 |  | 0.00084767 |  | 0.00020944 |  | 0.0089383 |  | 0.20158 |  | 0.14849 |  | -0.00019565 |  | 4.9651e-05 |  | 1.1149e-06 |  | 4.8355e-05 |  | 4.9681e-05 |  | 2.4669e-05 |  | 0.0074827 |  | -0.00012427 |  | 1.3663e-06 |  | 0.00037524 |  | 0.03343 |  | 0.067949
| 2.1247e-05 |  | 0.00084389 |  | 7.2085e-05 |  | 0.00024615 |  | 6.9108e-05 |  | 0.00037843 |  | 0.00079976 |  | -2.2262e-05 |  | 0.0088021 |  | 0.20039 |  | 0.15048 |  | -0.00011919 |  | 5.3511e-05 |  | 1.0816e-06 |  | 8.8584e-05 |  | 3.9337e-05 |  | 2.5175e-06 |  | 0.0074524 |  | 0.00015928 |  | 8.1972e-07 |  | 0.00039163 |  | 0.033965 |  | 0.068711
| 1.8187e-05 |  | 0.00086128 |  | 4.5274e-05 |  | 0.00022823 |  | 5.4275e-05 |  | 0.0003857 |  | 0.00077497 |  | 5.8179e-05 |  | 0.0087084 |  | 0.19971 |  | 0.15284 |  | -5.7324e-05 |  | 5.3514e-05 |  | 1.0755e-06 |  | 8.8589e-05 |  | 3.9343e-05 |  | 2.6429e-05 |  | 0.0078649 |  | 0.00013064 |  | 0 |  | 0.00039902 |  | 0.034267 |  | 0.069277
| 1.8189e-05 |  | 0.00086963 |  | 4.5278e-05 |  | 0.00025419 |  | 7.9674e-05 |  | 0.00037468 |  | 0.00075459 |  | 6.678e-05 |  | 0.0085923 |  | 0.19892 |  | 0.15525 |  | -0.00024793 |  | 6.7793e-05 |  | 1.0741e-06 |  | 0.00010063 |  | 4.7147e-05 |  | 3.0473e-05 |  | 0.008155 |  | 7.757e-05 |  | 5.4655e-07 |  | 0.00039247 |  | 0.034671 |  | 0.069771
| 5.1846e-05 |  | 0.00087947 |  | 8.0606e-05 |  | 0.00026455 |  | 9.3158e-05 |  | 0.00036315 |  | 0.00073212 |  | 0.00011636 |  | 0.0084497 |  | 0.19767 |  | 0.15755 |  | -0.00011714 |  | 6.7797e-05 |  | 1.1328e-06 |  | 0.00010063 |  | 4.7159e-05 |  | 2.97e-05 |  | 0.0081776 |  | -9.3903e-06 |  | 3.006e-06 |  | 0.00038348 |  | 0.03515 |  | 0.070458
| 5.1846e-05 |  | 0.00084623 |  | 8.0606e-05 |  | 0.00021803 |  | 8.0767e-05 |  | 0.00037725 |  | 0.00075953 |  | 0.00017438 |  | 0.0082338 |  | 0.196 |  | 0.15941 |  | 0.00010966 |  | 4.5632e-05 |  | 1.2149e-06 |  | 7.8889e-05 |  | 6.8209e-05 |  | 2.8977e-05 |  | 0.0083191 |  | -8.6009e-05 |  | 3.0062e-06 |  | 0.00038104 |  | 0.035446 |  | 0.071049
| 3.5527e-05 |  | 0.0008377 |  | 0 |  | 0.00021696 |  | 9.5962e-05 |  | 0.00038015 |  | 0.00079649 |  | -4.8231e-05 |  | 0.0079855 |  | 0.19353 |  | 0.16055 |  | 0.00013112 |  | 4.5634e-05 |  | 1.2625e-06 |  | 7.8893e-05 |  | 6.8218e-05 |  | 3.1853e-06 |  | 0.0083608 |  | -6.5574e-05 |  | 5.4658e-07 |  | 0.00038104 |  | 0.035633 |  | 0.071556
| 3.5531e-05 |  | 0.0008399 |  | 0 |  | 0.00025094 |  | 8.7532e-05 |  | 0.00037488 |  | 0.0007498 |  | -0.00011637 |  | 0.0078417 |  | 0.19085 |  | 0.16175 |  | 0.00012213 |  | 3.4529e-05 |  | 1.2503e-06 |  | 4.234e-05 |  | 4.985e-05 |  | 4.6633e-05 |  | 0.0082928 |  | -0.00013234 |  | 2.1864e-06 |  | 0.00037777 |  | 0.035933 |  | 0.072097
| 7.2092e-05 |  | 0.00084764 |  | 7.8903e-05 |  | 0.00029301 |  | 6.5032e-05 |  | 0.0003892 |  | 0.00071193 |  | 0.00010759 |  | 0.0076871 |  | 0.18878 |  | 0.16324 |  | 0.00011324 |  | 3.4531e-05 |  | 1.211e-06 |  | 4.2342e-05 |  | 4.985e-05 |  | 4.1997e-05 |  | 0.0080975 |  | -7.007e-05 |  | 2.1864e-06 |  | 0.00037697 |  | 0.036202 |  | 0.072783
| 7.2098e-05 |  | 0.00085565 |  | 7.891e-05 |  | 0.00029831 |  | 6.1546e-05 |  | 0.00037548 |  | 0.00070718 |  | 7.7573e-05 |  | 0.0075578 |  | 0.18718 |  | 0.16512 |  | -0.00012835 |  | 6.5692e-05 |  | 1.1825e-06 |  | 5.7483e-05 |  | 4.4122e-05 |  | 1.2789e-05 |  | 0.0083581 |  | -7.9521e-05 |  | 0 |  | 0.00037943 |  | 0.036472 |  | 0.073506
| 5.3895e-05 |  | 0.00084489 |  | 1.969e-05 |  | 0.00027422 |  | 7.1376e-05 |  | 0.00036588 |  | 0.00072828 |  | 1.8551e-05 |  | 0.007396 |  | 0.18578 |  | 0.16725 |  | -0.000298 |  | 6.5695e-05 |  | 1.1927e-06 |  | 5.7486e-05 |  | 4.4129e-05 |  | 3.4534e-05 |  | 0.0087298 |  | -0.00012709 |  | 8.1997e-07 |  | 0.00038601 |  | 0.036574 |  | 0.074044
| 6.3086e-05 |  | 0.00078807 |  | 1.9688e-05 |  | 0.00026343 |  | 7.0573e-05 |  | 0.00036422 |  | 0.00069883 |  | 5.4302e-05 |  | 0.0072335 |  | 0.18457 |  | 0.16953 |  | 5.1099e-05 |  | 3.3104e-05 |  | 1.2811e-06 |  | 9.8541e-05 |  | 4.0236e-05 |  | 3.0318e-05 |  | 0.0087222 |  | -0.00017362 |  | 1.3666e-06 |  | 0.00038603 |  | 0.036613 |  | 0.074541
| 1.8207e-05 |  | 0.00076893 |  | 3.8395e-05 |  | 0.00026461 |  | 6.1971e-05 |  | 0.00037219 |  | 0.00067051 |  | 0.00012243 |  | 0.0071467 |  | 0.18383 |  | 0.1724 |  | 0.00019192 |  | 3.3106e-05 |  | 1.3832e-06 |  | 9.8546e-05 |  | 4.0236e-05 |  | 5.2896e-05 |  | 0.0087468 |  | -0.00016153 |  | 1.3668e-06 |  | 0.00038357 |  | 0.037055 |  | 0.075083
| 9.0108e-06 |  | 0.0008335 |  | 3.8395e-05 |  | 0.00034014 |  | 6.6502e-05 |  | 0.00038746 |  | 0.00069297 |  | -5.818e-05 |  | 0.0070316 |  | 0.18283 |  | 0.17501 |  | -7.2279e-05 |  | 2.8065e-05 |  | 1.3865e-06 |  | 5.7522e-05 |  | 5.7379e-05 |  | 9.7565e-05 |  | 0.0088795 |  | 9.044e-05 |  | 8.2002e-07 |  | 0.00038029 |  | 0.037715 |  | 0.075578
| 6.189e-05 |  | 0.00084864 |  | 6.189e-05 |  | 0.0003483 |  | 4.9455e-05 |  | 0.00037763 |  | 0.00070163 |  | -3.7102e-06 |  | 0.0069153 |  | 0.18121 |  | 0.17705 |  | -0.00027654 |  | 2.8066e-05 |  | 1.3417e-06 |  | 5.7526e-05 |  | 5.7387e-05 |  | 4.4243e-05 |  | 0.0088383 |  | -2.3279e-05 |  | 8.2007e-07 |  | 0.00037786 |  | 0.038056 |  | 0.075989
| 6.1885e-05 |  | 0.00082486 |  | 6.1885e-05 |  | 0.00025335 |  | 4.4897e-05 |  | 0.00038688 |  | 0.00064038 |  | 0.00027926 |  | 0.0068005 |  | 0.17959 |  | 0.17906 |  | -0.0004237 |  | 5.7326e-05 |  | 1.2575e-06 |  | 0.00010185 |  | 4.9622e-05 |  | -5.3604e-05 |  | 0.0088544 |  | -5.1217e-05 |  | 8.2012e-07 |  | 0.00037624 |  | 0.03832 |  | 0.076477
| 4.5739e-05 |  | 0.00080681 |  | 1.3784e-05 |  | 0.00023715 |  | 6.924e-05 |  | 0.00038628 |  | 0.00058747 |  | 0.00035245 |  | 0.006701 |  | 0.17754 |  | 0.18065 |  | -0.00033019 |  | 5.733e-05 |  | 1.1488e-06 |  | 0.00010186 |  | 4.9638e-05 |  | -8.3931e-06 |  | 0.0090938 |  | 0.000174 |  | 2.4604e-06 |  | 0.00036805 |  | 0.038764 |  | 0.077093
| 4.5739e-05 |  | 0.00078967 |  | 1.3784e-05 |  | 0.00020617 |  | 7.3715e-05 |  | 0.00036761 |  | 0.00058315 |  | 1.4841e-05 |  | 0.006559 |  | 0.1748 |  | 0.18155 |  | 0.000149 |  | 4.5665e-05 |  | 1.0285e-06 |  | 6.4703e-05 |  | 6.751e-05 |  | -1.7607e-05 |  | 0.0094066 |  | 1.9885e-05 |  | 2.4605e-06 |  | 0.00036315 |  | 0.038917 |  | 0.07758
| 0 |  | 0.0008065 |  | 6.7006e-05 |  | 0.00019595 |  | 6.4416e-05 |  | 0.00038184 |  | 0.00060616 |  | -7.7576e-06 |  | 0.0063866 |  | 0.17261 |  | 0.18299 |  | 0.00013708 |  | 4.5667e-05 |  | 9.8233e-07 |  | 6.4707e-05 |  | 6.7519e-05 |  | -1.7785e-06 |  | 0.0095648 |  | -0.00014577 |  | 5.7401e-06 |  | 0.00036889 |  | 0.038691 |  | 0.078059
| 0 |  | 0.00082813 |  | 6.7006e-05 |  | 0.00026322 |  | 6.3184e-05 |  | 0.0003813 |  | 0.00065152 |  | -0.00010758 |  | 0.006237 |  | 0.17024 |  | 0.18423 |  | -7.2712e-05 |  | 2.8697e-05 |  | 1.0204e-06 |  | 6.1972e-05 |  | 4.4422e-05 |  | 3.4919e-05 |  | 0.0095263 |  | -0.00012677 |  | 5.7405e-06 |  | 0.00038528 |  | 0.039009 |  | 0.078555
| 3.9618e-05 |  | 0.00078823 |  | 8.1763e-05 |  | 0.00026346 |  | 4.4556e-05 |  | 0.00036799 |  | 0.00060649 |  | -0.00030641 |  | 0.0061397 |  | 0.16752 |  | 0.1849 |  | 2.4924e-05 |  | 2.8698e-05 |  | 1.0775e-06 |  | 6.1975e-05 |  | 4.4424e-05 |  | -1.3152e-05 |  | 0.0096105 |  | -8.398e-05 |  | 4.1011e-06 |  | 0.0003976 |  | 0.039296 |  | 0.079179
| 3.9625e-05 |  | 0.00078267 |  | 8.1778e-05 |  | 0.00019569 |  | 4.4991e-05 |  | 0.00037068 |  | 0.00056845 |  | -0.00026341 |  | 0.0060435 |  | 0.16532 |  | 0.18629 |  | -8.344e-06 |  | 3.4772e-05 |  | 1.1027e-06 |  | 8.6681e-05 |  | 4.3379e-05 |  | 5.5353e-07 |  | 0.0097308 |  | 1.3391e-05 |  | 4.1013e-06 |  | 0.00039763 |  | 0.039213 |  | 0.079892
| 1.9216e-05 |  | 0.00079453 |  | 8.8585e-05 |  | 0.0001356 |  | 5.5676e-05 |  | 0.00037383 |  | 0.00059819 |  | -0.00017066 |  | 0.0058947 |  | 0.16323 |  | 0.18794 |  | 8.1002e-05 |  | 3.4774e-05 |  | 1.098e-06 |  | 8.6686e-05 |  | 4.3384e-05 |  | 9.334e-06 |  | 0.0097472 |  | -1.2803e-05 |  | 8.2027e-07 |  | 0.00039189 |  | 0.039447 |  | 0.080421
| 1.9217e-05 |  | 0.00079377 |  | 8.8592e-05 |  | 0.00025317 |  | 6.9369e-05 |  | 0.00037085 |  | 0.00054354 |  | 0.00020404 |  | 0.0057819 |  | 0.16103 |  | 0.18903 |  | 8.4632e-05 |  | 3.5496e-05 |  | 1.0668e-06 |  | 6.2037e-05 |  | 4.7229e-05 |  | 3.4971e-05 |  | 0.0098921 |  | -0.00023473 |  | 8.2032e-07 |  | 0.00038453 |  | 0.039677 |  | 0.080841
| 3.6563e-05 |  | 0.00080536 |  | 7.0988e-05 |  | 0.00025791 |  | 8.5345e-05 |  | 0.00036328 |  | 0.00052056 |  | -0.00012025 |  | 0.0056947 |  | 0.15891 |  | 0.19032 |  | 8.4741e-05 |  | 3.5498e-05 |  | 1.0954e-06 |  | 6.204e-05 |  | 4.7227e-05 |  | 8.0248e-05 |  | 0.0099355 |  | -0.00021146 |  | 0 |  | 0.00037387 |  | 0.040048 |  | 0.081396
| 3.6563e-05 |  | 0.00080163 |  | 7.0988e-05 |  | 0.00018936 |  | 7.6376e-05 |  | 0.00035633 |  | 0.0005491 |  | -0.00028196 |  | 0.0055761 |  | 0.15632 |  | 0.19128 |  | 0.00019191 |  | 7.3772e-05 |  | 1.2233e-06 |  | 5.4295e-05 |  | 5.558e-05 |  | 5.0017e-05 |  | 0.0099312 |  | -4.7497e-05 |  | 0 |  | 0.00036406 |  | 0.040207 |  | 0.08194
| 8.86e-05 |  | 0.00081457 |  | 8.1785e-05 |  | 0.00022592 |  | 6.5628e-05 |  | 0.00036583 |  | 0.00052109 |  | -0.0001629 |  | 0.0054406 |  | 0.15378 |  | 0.19191 |  | 0.00012586 |  | 7.3776e-05 |  | 1.2532e-06 |  | 5.4298e-05 |  | 5.5582e-05 |  | 4.4529e-05 |  | 0.010023 |  | 4.5158e-05 |  | 4.1021e-06 |  | 0.00036488 |  | 0.040291 |  | 0.082335
| 8.86e-05 |  | 0.00081613 |  | 8.1785e-05 |  | 0.00031479 |  | 5.9374e-05 |  | 0.00037446 |  | 0.00051092 |  | -0.0001521 |  | 0.0053234 |  | 0.15159 |  | 0.19288 |  | -0.00012278 |  | 5.921e-05 |  | 1.1662e-06 |  | 5.9478e-05 |  | 5.5417e-05 |  | 0.00011033 |  | 0.010044 |  | 7.8259e-05 |  | 4.1018e-06 |  | 0.00037966 |  | 0.040723 |  | 0.082692
| 2.126e-05 |  | 0.00079572 |  | 8.86e-05 |  | 0.00026757 |  | 6.7169e-05 |  | 0.00035991 |  | 0.00054841 |  | 6.2059e-05 |  | 0.0051351 |  | 0.14899 |  | 0.19343 |  | -0.00040501 |  | 5.9214e-05 |  | 1.0854e-06 |  | 5.9481e-05 |  | 5.542e-05 |  | 7.8332e-05 |  | 0.010229 |  | 3.3834e-05 |  | 8.2042e-07 |  | 0.00039196 |  | 0.041016 |  | 0.083065
| 2.126e-05 |  | 0.00078574 |  | 8.86e-05 |  | 0.00019519 |  | 7.1911e-05 |  | 0.00034445 |  | 0.00052356 |  | 0.0002597 |  | 0.0049593 |  | 0.14658 |  | 0.19415 |  | -0.00026582 |  | 3.8241e-05 |  | 1.1663e-06 |  | 5.9895e-05 |  | 6.6585e-05 |  | 8.7323e-05 |  | 0.010288 |  | 0.00020917 |  | 8.2047e-07 |  | 0.00039114 |  | 0.040818 |  | 0.083347
| 3.9121e-06 |  | 0.00078665 |  | 6.8728e-05 |  | 0.00024385 |  | 6.019e-05 |  | 0.00034285 |  | 0.00049242 |  | 4.2656e-05 |  | 0.004898 |  | 0.14432 |  | 0.19489 |  | 6.231e-06 |  | 3.8243e-05 |  | 1.2241e-06 |  | 5.9898e-05 |  | 6.6588e-05 |  | 0.0001023 |  | 0.010068 |  | 7.6974e-05 |  | 8.2047e-07 |  | 0.00038545 |  | 0.040554 |  | 0.083411
| 3.9121e-06 |  | 0.000764 |  | 6.8728e-05 |  | 0.00025567 |  | 6.9896e-05 |  | 0.0003479 |  | 0.00052596 |  | -0.00046746 |  | 0.0048251 |  | 0.14197 |  | 0.19544 |  | -9.7744e-05 |  | 4.9322e-05 |  | 1.2024e-06 |  | 5.9889e-05 |  | 4.5007e-05 |  | 3.8519e-05 |  | 0.010336 |  | -0.00015122 |  | 8.2052e-07 |  | 0.0003846 |  | 0.040524 |  | 0.08357
| 2.8917e-06 |  | 0.00077552 |  | 4.7276e-05 |  | 0.00023915 |  | 6.3278e-05 |  | 0.00034534 |  | 0.00053825 |  | -0.00042665 |  | 0.0047862 |  | 0.1396 |  | 0.19585 |  | -0.00021808 |  | 4.9325e-05 |  | 1.1262e-06 |  | 5.9892e-05 |  | 4.5021e-05 |  | 6.2096e-05 |  | 0.010609 |  | -2.6425e-05 |  | 2.4616e-06 |  | 0.00038383 |  | 0.040601 |  | 0.084042
| 2.8917e-06 |  | 0.00078081 |  | 4.7276e-05 |  | 0.00020803 |  | 7.4611e-05 |  | 0.00034741 |  | 0.00051262 |  | -0.00015953 |  | 0.0046868 |  | 0.13725 |  | 0.19609 |  | -4.0528e-05 |  | 4.5116e-05 |  | 1.0869e-06 |  | 6.6843e-05 |  | 6.0286e-05 |  | 9.0335e-05 |  | 0.010533 |  | 3.0854e-05 |  | 2.4617e-06 |  | 0.00038055 |  | 0.041034 |  | 0.084693
| 6.5894e-05 |  | 0.00074779 |  | 4.925e-05 |  | 0.00022539 |  | 7.597e-05 |  | 0.00033867 |  | 0.00049538 |  | 4.2665e-05 |  | 0.0045196 |  | 0.13552 |  | 0.19757 |  | -1.2461e-05 |  | 4.5119e-05 |  | 1.1297e-06 |  | 6.6846e-05 |  | 6.0299e-05 |  | 2.0495e-05 |  | 0.01073 |  | -2.3826e-05 |  | 8.2057e-07 |  | 0.00037399 |  | 0.041558 |  | 0.085529
| 6.5894e-05 |  | 0.00076648 |  | 4.925e-05 |  | 0.00024345 |  | 7.1012e-05 |  | 0.00033105 |  | 0.00050527 |  | 0 |  | 0.0044841 |  | 0.13436 |  | 0.19982 |  | -0.0001192 |  | 5.3164e-05 |  | 1.1387e-06 |  | 7.3615e-05 |  | 4.8901e-05 |  | -5.1727e-06 |  | 0.010891 |  | -1.0336e-06 |  | 1.3676e-06 |  | 0.00037647 |  | 0.042081 |  | 0.086256
| 1.7181e-05 |  | 0.00076107 |  | 0.00010736 |  | 0.00029853 |  | 7.9503e-05 |  | 0.00036167 |  | 0.00047912 |  | -0.00013575 |  | 0.0044563 |  | 0.133 |  | 0.20169 |  | -0.00035267 |  | 5.3167e-05 |  | 1.1781e-06 |  | 7.3619e-05 |  | 4.8899e-05 |  | -1.2058e-05 |  | 0.010919 |  | 3.0896e-05 |  | 1.3678e-06 |  | 0.00038713 |  | 0.042577 |  | 0.086769
| 1.7182e-05 |  | 0.00075604 |  | 0.00010737 |  | 0.00026849 |  | 8.761e-05 |  | 0.00037119 |  | 0.0004648 |  | 1.8551e-05 |  | 0.0043397 |  | 0.13108 |  | 0.20303 |  | -0.00033018 |  | 4.4134e-05 |  | 1.2074e-06 |  | 4.6949e-05 |  | 5.5742e-05 |  | -1.3597e-05 |  | 0.011008 |  | 3.0351e-05 |  | 8.2062e-07 |  | 0.00039208 |  | 0.042823 |  | 0.087165
| 1.8716e-06 |  | 0.00077989 |  | 5.7946e-05 |  | 0.00025491 |  | 7.5858e-05 |  | 0.00034651 |  | 0.00045545 |  | 0.00010472 |  | 0.0042357 |  | 0.12948 |  | 0.20459 |  | -0.0003751 |  | 4.4136e-05 |  | 1.2448e-06 |  | 4.6952e-05 |  | 5.5727e-05 |  | -1.8653e-05 |  | 0.011156 |  | 0.00010305 |  | 2.462e-06 |  | 0.00038798 |  | 0.043196 |  | 0.087364
| 2.8453e-05 |  | 0.00077451 |  | 5.7946e-05 |  | 0.00026714 |  | 5.5179e-05 |  | 0.00034722 |  | 0.00045653 |  | 4.452e-05 |  | 0.004145 |  | 0.12769 |  | 0.2056 |  | -0.00031946 |  | 6.8087e-05 |  | 1.2164e-06 |  | 0.00012321 |  | 3.0707e-05 |  | -4.3619e-05 |  | 0.011317 |  | 0.00016157 |  | 3.0093e-06 |  | 0.00037734 |  | 0.043268 |  | 0.087602
| 0.00012032 |  | 0.00075807 |  | 8.6919e-05 |  | 0.00026059 |  | 7.5352e-05 |  | 0.00035228 |  | 0.00049483 |  | -8.1452e-05 |  | 0.0040711 |  | 0.12543 |  | 0.20572 |  | 8.1002e-05 |  | 6.8091e-05 |  | 1.1422e-06 |  | 0.00012322 |  | 3.0705e-05 |  | 5.9583e-05 |  | 0.011615 |  | 0.00021807 |  | 5.4715e-07 |  | 0.0003757 |  | 0.043029 |  | 0.087909
| 9.3745e-05 |  | 0.00070136 |  | 8.6927e-05 |  | 0.00020381 |  | 9.0865e-05 |  | 0.00034477 |  | 0.00050213 |  | -0.00010017 |  | 0.004041 |  | 0.1237 |  | 0.20646 |  | -1.1928e-06 |  | 9.6398e-05 |  | 1.1042e-06 |  | 4.057e-05 |  | 7.5051e-05 |  | 6.9245e-05 |  | 0.011646 |  | 0.00020362 |  | 5.4718e-07 |  | 0.000379 |  | 0.042887 |  | 0.088344
| 0 |  | 0.00069318 |  | 8.8668e-06 |  | 0.00018012 |  | 7.6546e-05 |  | 0.00033744 |  | 0.00048955 |  | -1.1636e-05 |  | 0.0039985 |  | 0.12168 |  | 0.20694 |  | -0.00028537 |  | 9.6403e-05 |  | 1.1266e-06 |  | 4.0572e-05 |  | 7.5071e-05 |  | 1.0334e-06 |  | 0.011608 |  | -0.00012136 |  | 5.4718e-07 |  | 0.00038228 |  | 0.042594 |  | 0.088962
| 0 |  | 0.00074131 |  | 8.8668e-06 |  | 0.00020696 |  | 4.4643e-05 |  | 0.00032811 |  | 0.0004854 |  | 2.597e-05 |  | 0.0038889 |  | 0.11999 |  | 0.20798 |  | -0.00021575 |  | 6.8987e-05 |  | 1.1614e-06 |  | 7.9133e-05 |  | 4.3847e-05 |  | 1.6114e-05 |  | 0.01197 |  | -0.00018641 |  | 0 |  | 0.00038805 |  | 0.04262 |  | 0.089644
| 5.496e-05 |  | 0.00073801 |  | 8.0684e-05 |  | 0.00017469 |  | 5.0668e-05 |  | 0.00032604 |  | 0.00045798 |  | 0 |  | 0.0037599 |  | 0.1186 |  | 0.20921 |  | -0.00029286 |  | 6.8991e-05 |  | 1.1818e-06 |  | 7.9138e-05 |  | 4.3833e-05 |  | 4.9517e-05 |  | 0.012222 |  | -4.1532e-05 |  | 2.4626e-06 |  | 0.00039628 |  | 0.04283 |  | 0.090324
| 5.4955e-05 |  | 0.00072064 |  | 8.0677e-05 |  | 0.00020631 |  | 5.3559e-05 |  | 0.0003225 |  | 0.00043743 |  | 0 |  | 0.0037086 |  | 0.11707 |  | 0.21012 |  | -4.4109e-05 |  | 4.5603e-05 |  | 1.1948e-06 |  | 0.00010679 |  | 6.3961e-05 |  | 8.0575e-05 |  | 0.012185 |  | 5.2451e-05 |  | 2.4625e-06 |  | 0.00039956 |  | 0.043395 |  | 0.090994
| 1.9228e-05 |  | 0.00072998 |  | 8.1821e-05 |  | 0.0001637 |  | 5.7692e-05 |  | 0.00032388 |  | 0.000431 |  | 3.8772e-06 |  | 0.0036356 |  | 0.11523 |  | 0.21022 |  | -0.00020312 |  | 4.5605e-05 |  | 1.2126e-06 |  | 0.0001068 |  | 6.3944e-05 |  | 6.0997e-05 |  | 0.01218 |  | 0.00014639 |  | 0 |  | 0.0003971 |  | 0.043544 |  | 0.09149
| 1.9229e-05 |  | 0.00074591 |  | 8.1828e-05 |  | 0.00012857 |  | 6.4351e-05 |  | 0.00034033 |  | 0.00042341 |  | -3.3391e-05 |  | 0.003591 |  | 0.11321 |  | 0.21005 |  | -0.00036952 |  | 8.0369e-05 |  | 1.1746e-06 |  | 0.00012348 |  | 5.2523e-05 |  | 2.192e-05 |  | 0.012463 |  | 9.3279e-05 |  | 0 |  | 0.00039138 |  | 0.043565 |  | 0.091971
| 0.00011307 |  | 0.0007299 |  | 2.0691e-05 |  | 0.00022976 |  | 6.7323e-05 |  | 0.00034469 |  | 0.00043447 |  | -0.00018618 |  | 0.0035687 |  | 0.11176 |  | 0.21086 |  | -9.845e-05 |  | 8.0373e-05 |  | 1.1112e-06 |  | 0.00012349 |  | 5.2537e-05 |  | 2.978e-05 |  | 0.012706 |  | 2.5703e-05 |  | 2.4628e-06 |  | 0.00039302 |  | 0.043951 |  | 0.09249
| 0.00011308 |  | 0.00074651 |  | 2.0692e-05 |  | 0.00026649 |  | 9.7432e-05 |  | 0.00034439 |  | 0.00043069 |  | -0.00027455 |  | 0.0035251 |  | 0.11051 |  | 0.21203 |  | 0.00018833 |  | 6.6232e-05 |  | 1.033e-06 |  | 0.00010361 |  | 5.6417e-05 |  | 0.00010872 |  | 0.012745 |  | 5.0372e-05 |  | 2.4628e-06 |  | 0.00039879 |  | 0.043813 |  | 0.093018
| 3.3523e-05 |  | 0.00068984 |  | 8.6942e-05 |  | 0.00022556 |  | 9.6911e-05 |  | 0.00033056 |  | 0.00044534 |  | -9.3087e-05 |  | 0.0034996 |  | 0.10998 |  | 0.21435 |  | 0.00032774 |  | 6.6235e-05 |  | 9.95e-07 |  | 0.0001181 |  | 5.6417e-05 |  | 0.00014265 |  | 0.012717 |  | 0.00014049 |  | 8.2102e-07 |  | 0.00040538 |  | 0.044072 |  | 0.09356
| 3.3526e-05 |  | 0.00066799 |  | 8.695e-05 |  | 0.00023606 |  | 8.4649e-05 |  | 0.00032829 |  | 0.00046695 |  | 1.113e-05 |  | 0.0033796 |  | 0.10932 |  | 0.21651 |  | -0.0001943 |  | 3.1347e-05 |  | 1.0535e-06 |  | 9.567e-05 |  | 3.5031e-05 |  | 8.0152e-05 |  | 0.012993 |  | 4.0525e-05 |  | 1.3683e-06 |  | 0.00040945 |  | 0.044747 |  | 0.094024
| 0 |  | 0.00069093 |  | 7.8987e-05 |  | 0.00021826 |  | 7.1591e-05 |  | 0.00032854 |  | 0.00046361 |  | -0.00029478 |  | 0.0032955 |  | 0.108 |  | 0.21732 |  | -0.0002779 |  | 3.1349e-05 |  | 1.2039e-06 |  | 8.1189e-05 |  | 3.5041e-05 |  | 7.0177e-05 |  | 0.013167 |  | -0.00013676 |  | 1.3684e-06 |  | 0.00040622 |  | 0.045179 |  | 0.094573
| 0 |  | 0.00071629 |  | 7.8994e-05 |  | 0.00022494 |  | 6.7194e-05 |  | 0.00034658 |  | 0.0004476 |  | -4.8231e-05 |  | 0.0033226 |  | 0.10659 |  | 0.21755 |  | -0.00017999 |  | 7.0145e-05 |  | 1.3149e-06 |  | 0.00011959 |  | 5.1627e-05 |  | 0.0001102 |  | 0.013219 |  | 7.6788e-05 |  | 8.2107e-07 |  | 0.00040458 |  | 0.045294 |  | 0.095239
| 4.272e-05 |  | 0.00076875 |  | 6.3087e-05 |  | 0.00022824 |  | 6.4942e-05 |  | 0.0003504 |  | 0.00041353 |  | 0.00027151 |  | 0.0032689 |  | 0.10506 |  | 0.2176 |  | -0.00021808 |  | 7.0149e-05 |  | 1.2462e-06 |  | 0.0001196 |  | 5.1614e-05 |  | 7.4646e-05 |  | 0.013307 |  | 0.00022844 |  | 8.2107e-07 |  | 0.0004013 |  | 0.045258 |  | 0.095807
| 4.2716e-05 |  | 0.00073536 |  | 6.3081e-05 |  | 0.00021237 |  | 6.3917e-05 |  | 0.00034551 |  | 0.00039548 |  | -0.00015211 |  | 0.0031916 |  | 0.10351 |  | 0.21803 |  | -0.00021575 |  | 5.0564e-05 |  | 1.1517e-06 |  | 9.8188e-05 |  | 4.8705e-05 |  | 3.0093e-05 |  | 0.013338 |  | -8.2685e-05 |  | 1.3684e-06 |  | 0.00039804 |  | 0.045322 |  | 0.096325
| 4.7826e-05 |  | 0.00068439 |  | 6.4224e-05 |  | 0.00017464 |  | 8.2365e-05 |  | 0.00034278 |  | 0.00039087 |  | -0.00031417 |  | 0.0031176 |  | 0.10164 |  | 0.21758 |  | -8.7233e-05 |  | 5.0567e-05 |  | 1.1647e-06 |  | 9.8193e-05 |  | 4.8692e-05 |  | -2.6045e-06 |  | 0.013402 |  | -0.00013039 |  | 5.4741e-07 |  | 0.00039888 |  | 0.045632 |  | 0.096848
| 4.7826e-05 |  | 0.00066738 |  | 6.4224e-05 |  | 0.00014432 |  | 9.5855e-05 |  | 0.00032542 |  | 0.00037748 |  | -0.00010388 |  | 0.0029975 |  | 0.099855 |  | 0.21698 |  | 6.6752e-05 |  | 6.8056e-05 |  | 1.309e-06 |  | 5.5759e-05 |  | 4.8017e-05 |  | -2.0909e-05 |  | 0.013464 |  | 6.2479e-05 |  | 0 |  | 0.00039888 |  | 0.04589 |  | 0.09741
| 2.5362e-05 |  | 0.00069427 |  | 7.6734e-05 |  | 0.00018482 |  | 8.5722e-05 |  | 0.00033278 |  | 0.00040132 |  | -6.9815e-05 |  | 0.002919 |  | 0.098358 |  | 0.21665 |  | 2.8662e-05 |  | 6.806e-05 |  | 1.3532e-06 |  | 5.5762e-05 |  | 4.803e-05 |  | -2.2355e-05 |  | 0.013605 |  | 3.0251e-05 |  | 0 |  | 0.00040217 |  | 0.04595 |  | 0.097916
| 2.536e-05 |  | 0.00072153 |  | 7.6727e-05 |  | 0.00020421 |  | 8.3623e-05 |  | 0.00034788 |  | 0.00043254 |  | 4.8231e-05 |  | 0.0029181 |  | 0.097473 |  | 0.21732 |  | 0.00020621 |  | 8.2666e-05 |  | 1.2784e-06 |  | 5.9979e-05 |  | 6.2057e-05 |  | -6.3063e-06 |  | 0.013545 |  | 1.6595e-06 |  | 5.4745e-07 |  | 0.00040301 |  | 0.046422 |  | 0.098377
| 7.7302e-05 |  | 0.00072991 |  | 6.4798e-05 |  | 0.00020677 |  | 7.466e-05 |  | 0.00035489 |  | 0.00041888 |  | 0.00017842 |  | 0.0028789 |  | 0.096632 |  | 0.21808 |  | -4.2378e-05 |  | 8.2671e-05 |  | 1.2105e-06 |  | 5.9983e-05 |  | 6.2057e-05 |  | -9.4266e-06 |  | 0.01378 |  | -2.0513e-06 |  | 1.3687e-06 |  | 0.00040465 |  | 0.046782 |  | 0.09888
| 7.7309e-05 |  | 0.0007309 |  | 6.4803e-05 |  | 0.00021137 |  | 4.7119e-05 |  | 0.00034076 |  | 0.00038905 |  | 0.00011872 |  | 0.0028601 |  | 0.095439 |  | 0.2185 |  | -0.00012993 |  | 4.6879e-05 |  | 1.1887e-06 |  | 5.3121e-05 |  | 5.7649e-05 |  | 6.468e-06 |  | 0.01409 |  | -0.00021823 |  | 8.2127e-07 |  | 0.00040878 |  | 0.046743 |  | 0.099381
| 0 |  | 0.00071183 |  | 5.9114e-05 |  | 0.00025313 |  | 6.845e-05 |  | 0.00032031 |  | 0.00034893 |  | -0.00021332 |  | 0.002841 |  | 0.094865 |  | 0.22033 |  | -4.9849e-05 |  | 4.6882e-05 |  | 1.1669e-06 |  | 5.3124e-05 |  | 5.7631e-05 |  | 1.0965e-05 |  | 0.014243 |  | -0.00020472 |  | 4.1063e-06 |  | 0.00040142 |  | 0.047253 |  | 0.099801
| 0 |  | 0.00070764 |  | 5.9119e-05 |  | 0.00030699 |  | 0.00010055 |  | 0.00031465 |  | 0.0003231 |  | -0.00029308 |  | 0.0027592 |  | 0.094536 |  | 0.22201 |  | -9.7745e-05 |  | 2.1679e-05 |  | 1.1097e-06 |  | 6.8713e-05 |  | 6.0336e-05 |  | -1.1442e-06 |  | 0.014508 |  | 6.8384e-05 |  | 4.1063e-06 |  | 0.00039321 |  | 0.047684 |  | 0.10031
| 0 |  | 0.00072906 |  | 7.3899e-05 |  | 0.00027124 |  | 7.3915e-05 |  | 0.00032609 |  | 0.00032727 |  | -7.3695e-05 |  | 0.002729 |  | 0.093601 |  | 0.22198 |  | 0.00027541 |  | 2.168e-05 |  | 1.0764e-06 |  | 6.8717e-05 |  | 6.0336e-05 |  | -6.3948e-06 |  | 0.014746 |  | 8.0482e-06 |  | 2.464e-06 |  | 0.00038829 |  | 0.047785 |  | 0.10087
| 0 |  | 0.00071884 |  | 7.3899e-05 |  | 0.00019391 |  | 5.2634e-05 |  | 0.00033793 |  | 0.00035926 |  | -5.5651e-05 |  | 0.0026954 |  | 0.092104 |  | 0.22129 |  | 0.00029562 |  | 0 |  | 1.097e-06 |  | 0.0001135 |  | 3.8635e-05 |  | -1.7989e-05 |  | 0.014695 |  | -0.00019511 |  | 2.4641e-06 |  | 0.00039406 |  | 0.047893 |  | 0.10153
| 2.128e-05 |  | 0.00068545 |  | 2.3659e-05 |  | 0.00019899 |  | 8.4741e-05 |  | 0.0003316 |  | 0.00034411 |  | -0.00014351 |  | 0.0026203 |  | 0.090344 |  | 0.22037 |  | -3.1161e-05 |  | 0 |  | 1.1337e-06 |  | 0.0001135 |  | 3.8644e-05 |  | 3.8941e-05 |  | 0.014574 |  | -0.00010795 |  | 2.4641e-06 |  | 0.00040311 |  | 0.047861 |  | 0.10222
| 2.128e-05 |  | 0.0006964 |  | 2.3659e-05 |  | 0.000186 |  | 8.9573e-05 |  | 0.00034424 |  | 0.00035947 |  | -0.00011501 |  | 0.0026013 |  | 0.089174 |  | 0.22034 |  | -0.00012636 |  | 0.00010616 |  | 1.2039e-06 |  | 0.00011863 |  | 7.4304e-05 |  | 9.4717e-05 |  | 0.014821 |  | 1.9232e-05 |  | 4.6544e-06 |  | 0.00040311 |  | 0.048039 |  | 0.10294
| 8.6412e-05 |  | 0.0007516 |  | 9.7782e-05 |  | 0.00019144 |  | 5.8519e-05 |  | 0.00036189 |  | 0.0003904 |  | 2.7151e-05 |  | 0.0026138 |  | 0.088871 |  | 0.22221 |  | 3.9878e-05 |  | 0.00010617 |  | 1.2795e-06 |  | 0.00011864 |  | 7.4327e-05 |  | 7.7232e-05 |  | 0.015132 |  | 0.00014776 |  | 3.0119e-06 |  | 0.00040393 |  | 0.048643 |  | 0.10375
| 8.642e-05 |  | 0.00073657 |  | 9.7791e-05 |  | 0.00022895 |  | 5.1773e-05 |  | 0.00035131 |  | 0.00033199 |  | 4.823e-05 |  | 0.002588 |  | 0.088209 |  | 0.22285 |  | 3.0993e-05 |  | 4.8527e-05 |  | 1.2986e-06 |  | 8.6472e-05 |  | 3.0514e-05 |  | -4.65e-05 |  | 0.015166 |  | 0.0001533 |  | 8.2142e-07 |  | 0.00040314 |  | 0.049085 |  | 0.10442
| 0 |  | 0.00068161 |  | 0.00010575 |  | 0.00018804 |  | 6.7307e-05 |  | 0.00032958 |  | 0.00029831 |  | -0.00031417 |  | 0.0024859 |  | 0.08676 |  | 0.22203 |  | -0.00015826 |  | 4.853e-05 |  | 1.2279e-06 |  | 8.6477e-05 |  | 3.0514e-05 |  | -7.367e-05 |  | 0.015121 |  | 4.8961e-05 |  | 2.4644e-06 |  | 0.00040724 |  | 0.04911 |  | 0.10482
| 0 |  | 0.00069078 |  | 0.00010575 |  | 0.00022152 |  | 8.042e-05 |  | 0.00034319 |  | 0.00035736 |  | -0.00022109 |  | 0.0024398 |  | 0.085522 |  | 0.22166 |  | 2.8662e-05 |  | 6.4151e-05 |  | 1.1754e-06 |  | 7.4848e-05 |  | 6.4868e-05 |  | 2.3061e-05 |  | 0.015347 |  | 0.00012454 |  | 3.0122e-06 |  | 0.00041137 |  | 0.048993 |  | 0.10497
| 2.8433e-05 |  | 0.0007012 |  | 8.8694e-05 |  | 0.00024783 |  | 6.5209e-05 |  | 0.00034466 |  | 0.00042732 |  | 0.00023002 |  | 0.0024344 |  | 0.084886 |  | 0.22247 |  | 0.00020979 |  | 6.4155e-05 |  | 1.183e-06 |  | 7.4853e-05 |  | 6.4882e-05 |  | 8.461e-05 |  | 0.015668 |  | 0.0001039 |  | 1.3692e-06 |  | 0.00040565 |  | 0.04926 |  | 0.10522
| 2.8436e-05 |  | 0.0006971 |  | 8.8702e-05 |  | 0.00018589 |  | 6.1927e-05 |  | 0.00034449 |  | 0.00042538 |  | 6.2059e-05 |  | 0.0024515 |  | 0.084586 |  | 0.22386 |  | 0.00012213 |  | 6.4786e-05 |  | 1.1436e-06 |  | 0.00010851 |  | 4.7217e-05 |  | 9.8632e-05 |  | 0.015849 |  | 5.1948e-05 |  | 1.3692e-06 |  | 0.00040236 |  | 0.049701 |  | 0.10563
| 1.5154e-05 |  | 0.00070537 |  | 6.8232e-05 |  | 0.00018993 |  | 6.1442e-05 |  | 0.00033498 |  | 0.00035965 |  | -8.162e-05 |  | 0.0024718 |  | 0.083531 |  | 0.22337 |  | 9.5361e-05 |  | 6.479e-05 |  | 8.9428e-07 |  | 0.00010851 |  | 4.7219e-05 |  | 6.2251e-05 |  | 0.016131 |  | -0.00012717 |  | 3.0124e-06 |  | 0.00039415 |  | 0.049517 |  | 0.10612
| 1.5154e-05 |  | 0.00064209 |  | 6.8232e-05 |  | 6.0994e-05 |  | 3.7022e-06 |  | 0.00019274 |  | 0.00015606 |  | -2.715e-05 |  | 0.0021919 |  | 0.080752 |  | 0.22029 |  | -0.00016575 |  | 0 |  | 1.3077e-06 |  | 0 |  | 0 |  | -0.00012577 |  | 0.016436 |  | -0.00033962 |  | 2.4647e-06 |  | 0.000395 |  | 0.049501 |  | 0.10665
| 5.1938e-05 |  | 0.00066663 |  | 3.4512e-05 |  | 0.00020283 |  | 6.1169e-05 |  | 0.00032447 |  | 0.00026983 |  | 0.00012243 |  | 0.0022348 |  | 0.078854 |  | 0.21806 |  | -0.00011205 |  | 9.7671e-05 |  | 1.7839e-06 |  | 0.00010812 |  | 5.5956e-05 |  | -1.3872e-05 |  | 0.016697 |  | -9.5395e-05 |  | 5.7503e-06 |  | 0.00039338 |  | 0.050093 |  | 0.10726
| 5.1938e-05 |  | 0.00070549 |  | 3.4512e-05 |  | 0.00021152 |  | 5.4022e-05 |  | 0.00030019 |  | 0.00033943 |  | 0.0001086 |  | 0.0022203 |  | 0.077742 |  | 0.2169 |  | 0.00013334 |  | 9.7676e-05 |  | 2.5053e-06 |  | 0.00011098 |  | 5.5938e-05 |  | -3.5855e-05 |  | 0.016807 |  | -0.00010375 |  | 5.7503e-06 |  | 0.00040405 |  | 0.049853 |  | 0.10773
| 3.3547e-05 |  | 0.00069906 |  | 0.00012112 |  | 0.0002287 |  | 6.772e-05 |  | 0.00030705 |  | 0.00035072 |  | 4.8231e-05 |  | 0.0021935 |  | 0.076444 |  | 0.21541 |  | 0.00018476 |  | 8.8989e-05 |  | 2.5496e-06 |  | 8.1281e-05 |  | 4.8389e-05 |  | 4.3104e-06 |  | 0.016733 |  | 1.5269e-05 |  | 5.7506e-06 |  | 0.00040734 |  | 0.049593 |  | 0.10817
| 3.3547e-05 |  | 0.00069238 |  | 0.00012112 |  | 0.00025902 |  | 8.0868e-05 |  | 0.00032512 |  | 0.00031893 |  | -0.00015126 |  | 0.0021496 |  | 0.075231 |  | 0.21385 |  | -1.9939e-05 |  | 8.8994e-05 |  | 2.5839e-06 |  | 8.1438e-05 |  | 4.8389e-05 |  | 2.7572e-06 |  | 0.017083 |  | -1.8311e-05 |  | 5.7506e-06 |  | 0.00040983 |  | 0.04966 |  | 0.10865
| 2.3331e-05 |  | 0.00064142 |  | 2.2681e-05 |  | 0.00013555 |  | 7.5607e-05 |  | 0.00030404 |  | 0.00027193 |  | -0.00013356 |  | 0.0020755 |  | 0.073934 |  | 0.21232 |  | -0.00021575 |  | 5.1399e-05 |  | 2.5804e-06 |  | 0.00012739 |  | 5.3975e-05 |  | -9.8577e-05 |  | 0.017484 |  | -0.00033453 |  | 7.3944e-06 |  | 0.00040903 |  | 0.049843 |  | 0.10896
| 2.3331e-05 |  | 0.00065504 |  | 2.2681e-05 |  | 8.8137e-05 |  | 8.1631e-05 |  | 0.00028099 |  | 0.00021858 |  | -7.7576e-06 |  | 0.0020465 |  | 0.072848 |  | 0.21135 |  | -0.00024425 |  | 5.1402e-05 |  | 2.5071e-06 |  | 0.00012675 |  | 5.3991e-05 |  | -3.2208e-05 |  | 0.017683 |  | -0.00030568 |  | 7.3949e-06 |  | 0.00041229 |  | 0.050025 |  | 0.10924
| 6.8244e-05 |  | 0.00069514 |  | 4.2404e-05 |  | 0.00015878 |  | 8.3498e-05 |  | 0.00029663 |  | 0.00030606 |  | 0.00015211 |  | 0.0020802 |  | 0.071916 |  | 0.21024 |  | -0.0001335 |  | 9.3095e-05 |  | 2.4342e-06 |  | 0.00014621 |  | 6.3046e-05 |  | 4.9961e-05 |  | 0.017824 |  | -0.00022133 |  | 5.751e-06 |  | 0.00041809 |  | 0.050092 |  | 0.10969
| 6.825e-05 |  | 0.00067471 |  | 4.2408e-05 |  | 0.00021477 |  | 9.2923e-05 |  | 0.00031684 |  | 0.00033261 |  | 9.3085e-05 |  | 0.0020793 |  | 0.07048 |  | 0.20833 |  | -0.00010593 |  | 9.31e-05 |  | 2.4569e-06 |  | 0.00014386 |  | 6.3066e-05 |  | 4.1653e-05 |  | 0.018094 |  | -0.00026216 |  | 5.7517e-06 |  | 0.00041645 |  | 0.049984 |  | 0.11004
| 4.6837e-05 |  | 0.00063757 |  | 2.5642e-05 |  | 0.00022444 |  | 0.00010748 |  | 0.00032454 |  | 0.00030326 |  | -9.3088e-05 |  | 0.0019995 |  | 0.069302 |  | 0.20672 |  | 0.00012212 |  | 9.0316e-05 |  | 2.5534e-06 |  | 7.5073e-05 |  | 7.1809e-05 |  | 2.4978e-05 |  | 0.0182 |  | -5.1794e-05 |  | 4.1088e-06 |  | 0.00040906 |  | 0.049816 |  | 0.11039
| 4.6837e-05 |  | 0.00063072 |  | 2.5642e-05 |  | 0.00020148 |  | 8.9099e-05 |  | 0.00030567 |  | 0.00025251 |  | -0.00023744 |  | 0.0019298 |  | 0.068416 |  | 0.2055 |  | -6.5568e-05 |  | 9.0321e-05 |  | 2.793e-06 |  | 7.5077e-05 |  | 7.1806e-05 |  | 1.2589e-06 |  | 0.018247 |  | -0.00021439 |  | 4.1093e-06 |  | 0.00040169 |  | 0.049967 |  | 0.11077
| 4.9907e-05 |  | 0.00069206 |  | 9.3852e-05 |  | 0.00015021 |  | 5.2373e-05 |  | 0.00030336 |  | 0.00025252 |  | -9.3079e-05 |  | 0.001931 |  | 0.067296 |  | 0.20426 |  | -0.00039006 |  | 0.00010941 |  | 2.9311e-06 |  | 0.0001039 |  | 4.1487e-05 |  | 2.9228e-05 |  | 0.018517 |  | -0.00032967 |  | 5.7517e-06 |  | 0.00039761 |  | 0.050289 |  | 0.11106
| 4.9903e-05 |  | 0.00069411 |  | 9.3844e-05 |  | 0.00020447 |  | 5.8476e-05 |  | 0.00032388 |  | 0.00029737 |  | 0.00033761 |  | 0.0018569 |  | 0.066204 |  | 0.20276 |  | -0.00027654 |  | 0.00010941 |  | 2.8257e-06 |  | 0.0001039 |  | 4.1487e-05 |  | 7.8733e-05 |  | 0.018875 |  | 9.2404e-05 |  | 5.752e-06 |  | 0.00040087 |  | 0.050285 |  | 0.11134
| 5.5018e-05 |  | 0.0006601 |  | 8.3045e-05 |  | 0.00028035 |  | 8.3058e-05 |  | 0.00030617 |  | 0.00027468 |  | 0.00013187 |  | 0.0018075 |  | 0.064754 |  | 0.1997 |  | -6.4801e-05 |  | 7.3305e-05 |  | 2.5909e-06 |  | 8.8615e-05 |  | 3.409e-05 |  | 4.051e-07 |  | 0.019078 |  | 8.4091e-05 |  | 4.1096e-06 |  | 0.00040749 |  | 0.049873 |  | 0.11148
| 5.5022e-05 |  | 0.00063823 |  | 8.3052e-05 |  | 0.00018823 |  | 0.00010341 |  | 0.000286 |  | 0.00025372 |  | -0.0001484 |  | 0.0017918 |  | 0.063262 |  | 0.19642 |  | 7.0328e-05 |  | 7.331e-05 |  | 2.4891e-06 |  | 8.862e-05 |  | 3.41e-05 |  | -5.5696e-05 |  | 0.019277 |  | -0.0002215 |  | 4.1096e-06 |  | 0.00041488 |  | 0.049556 |  | 0.11162
| 6.2005e-05 |  | 0.00063543 |  | 9.1016e-05 |  | 0.000134 |  | 8.5099e-05 |  | 0.00030465 |  | 0.00025081 |  | 0.00022885 |  | 0.0017457 |  | 0.062179 |  | 0.19465 |  | 0.00012961 |  | 5.6536e-05 |  | 2.6202e-06 |  | 6.0598e-05 |  | 5.3865e-05 |  | -1.5398e-05 |  | 0.019334 |  | -9.5068e-05 |  | 5.7527e-06 |  | 0.00042392 |  | 0.049658 |  | 0.11186
| 6.1999e-05 |  | 0.00065185 |  | 9.1008e-05 |  | 0.00017729 |  | 6.6846e-05 |  | 0.00030276 |  | 0.0002718 |  | 0.00041924 |  | 0.0017459 |  | 0.061301 |  | 0.19362 |  | -1.1914e-05 |  | 5.6539e-05 |  | 2.7104e-06 |  | 6.0601e-05 |  | 5.3851e-05 |  | 6.9126e-06 |  | 0.019336 |  | 3.9263e-05 |  | 5.7527e-06 |  | 0.00042805 |  | 0.049889 |  | 0.11208
| 9.0291e-06 |  | 0.00065602 |  | 0.00010354 |  | 0.00017231 |  | 6.8819e-05 |  | 0.00029235 |  | 0.00027768 |  | 0.00027151 |  | 0.0017268 |  | 0.060349 |  | 0.1921 |  | -0.00026294 |  | 0.00013451 |  | 2.6667e-06 |  | 6.9216e-05 |  | 3.2043e-05 |  | 8.3428e-05 |  | 0.019647 |  | -8.9294e-06 |  | 4.1101e-06 |  | 0.00042395 |  | 0.049927 |  | 0.1122
| 9.0283e-06 |  | 0.00066902 |  | 0.00010353 |  | 0.00012692 |  | 8.2777e-05 |  | 0.00029788 |  | 0.00026194 |  | 6.2059e-05 |  | 0.0016639 |  | 0.059289 |  | 0.19047 |  | -0.00013957 |  | 0.00013451 |  | 2.6524e-06 |  | 7.6285e-05 |  | 3.2043e-05 |  | 5.1959e-05 |  | 0.019692 |  | 6.7081e-05 |  | 4.1101e-06 |  | 0.00041904 |  | 0.050106 |  | 0.11233
| 0 |  | 0.00064729 |  | 4.0446e-05 |  | 9.5098e-05 |  | 0.00010423 |  | 0.00029224 |  | 0.00023425 |  | -0.00018179 |  | 0.0016561 |  | 0.058334 |  | 0.18945 |  | 9.5355e-05 |  | 3.8571e-05 |  | 2.6847e-06 |  | 5.8763e-05 |  | 3.0294e-05 |  | -4.0149e-05 |  | 0.01992 |  | 6.3834e-05 |  | 4.1103e-06 |  | 0.00041825 |  | 0.050484 |  | 0.11251
| 0 |  | 0.0006547 |  | 4.0446e-05 |  | 1.4499e-05 |  | 7.4152e-05 |  | 0.00028848 |  | 0.00025757 |  | -0.00019005 |  | 0.0016382 |  | 0.057298 |  | 0.18733 |  | 0.00022306 |  | 3.8573e-05 |  | 2.6377e-06 |  | 5.1701e-05 |  | 3.0295e-05 |  | 4.0453e-05 |  | 0.020321 |  | -3.3391e-05 |  | 4.1103e-06 |  | 0.00042482 |  | 0.050594 |  | 0.11257
| 4.5832e-05 |  | 0.00068616 |  | 7.3963e-05 |  | 2.4084e-05 |  | 7.6473e-05 |  | 0.0002978 |  | 0.00031028 |  | -3.7102e-06 |  | 0.0016225 |  | 0.056104 |  | 0.18459 |  | 9.8935e-05 |  | 2.9729e-05 |  | 2.5684e-06 |  | 9.7857e-05 |  | 5.8995e-05 |  | 3.8863e-05 |  | 0.020631 |  | 5.6786e-05 |  | 2.4662e-06 |  | 0.000424 |  | 0.050179 |  | 0.11269
| 4.5832e-05 |  | 0.00066559 |  | 7.3963e-05 |  | 0.00014975 |  | 9.5467e-05 |  | 0.00029567 |  | 0.0002881 |  | -0.00010084 |  | 0.0016226 |  | 0.054931 |  | 0.18207 |  | 6.2309e-05 |  | 2.9731e-05 |  | 2.5534e-06 |  | 0.00010619 |  | 5.8979e-05 |  | 2.6432e-05 |  | 0.02062 |  | 0.00031051 |  | 2.4664e-06 |  | 0.00041827 |  | 0.049749 |  | 0.11274
| 4.992e-05 |  | 0.00063741 |  | 8.3067e-05 |  | 0.00023544 |  | 7.8098e-05 |  | 0.00028692 |  | 0.0002352 |  | -0.00013356 |  | 0.0015416 |  | 0.053884 |  | 0.18006 |  | 5.2448e-05 |  | 5.999e-05 |  | 2.6134e-06 |  | 0.00011217 |  | 7.3311e-05 |  | 4.087e-05 |  | 0.02075 |  | 9.2918e-05 |  | 5.7541e-06 |  | 0.00041745 |  | 0.049798 |  | 0.11287
| 4.992e-05 |  | 0.00060749 |  | 8.3067e-05 |  | 0.00025359 |  | 7.6501e-05 |  | 0.00028537 |  | 0.00027953 |  | -0.00016678 |  | 0.0015181 |  | 0.052856 |  | 0.17803 |  | -1.6201e-05 |  | 5.9994e-05 |  | 2.6093e-06 |  | 0.00010385 |  | 7.3311e-05 |  | -4.2825e-05 |  | 0.021085 |  | -0.00021048 |  | 5.7541e-06 |  | 0.00042734 |  | 0.049852 |  | 0.11286
| 2.5389e-05 |  | 0.0005994 |  | 5.8038e-05 |  | 0.00023354 |  | 9.0205e-05 |  | 0.00029369 |  | 0.0002665 |  | -0.00020169 |  | 0.0015 |  | 0.05202 |  | 0.17671 |  | -4.9848e-05 |  | 8.8385e-05 |  | 2.5429e-06 |  | 0.00010329 |  | 4.2464e-05 |  | -2.1745e-05 |  | 0.021418 |  | -0.00011882 |  | 4.1108e-06 |  | 0.00044459 |  | 0.050246 |  | 0.11293
| 2.5389e-05 |  | 0.0006198 |  | 5.8038e-05 |  | 0.00020479 |  | 0.00010002 |  | 0.00030219 |  | 0.00026892 |  | -5.9359e-05 |  | 0.0014562 |  | 0.051397 |  | 0.17534 |  | -3.6952e-05 |  | 8.839e-05 |  | 2.5727e-06 |  | 0.0001033 |  | 4.2452e-05 |  | 8.5005e-06 |  | 0.021638 |  | -0.00021623 |  | 4.1111e-06 |  | 0.00045037 |  | 0.050158 |  | 0.11295
| 0 |  | 0.00062432 |  | 3.8479e-05 |  | 0.00019855 |  | 6.7647e-05 |  | 0.00028724 |  | 0.00029192 |  | -2.715e-05 |  | 0.001453 |  | 0.050335 |  | 0.1728 |  | -3.1156e-05 |  | 7.0207e-05 |  | 2.6602e-06 |  | 0.00012026 |  | 2.8838e-05 |  | 1.6268e-05 |  | 0.021482 |  | -0.00030899 |  | 7.3994e-06 |  | 0.00044216 |  | 0.050122 |  | 0.11289
| 0 |  | 0.00063806 |  | 3.8483e-05 |  | 0.00022299 |  | 5.6051e-05 |  | 0.00030357 |  | 0.00023595 |  | 2.5971e-05 |  | 0.0014316 |  | 0.049266 |  | 0.1708 |  | -0.00012993 |  | 7.0211e-05 |  | 2.6888e-06 |  | 0.00012027 |  | 2.8838e-05 |  | -2.3987e-05 |  | 0.021551 |  | -0.00034097 |  | 7.3994e-06 |  | 0.00043396 |  | 0.050804 |  | 0.11279
| 6.601e-05 |  | 0.00064924 |  | 6.7148e-05 |  | 0.00021899 |  | 5.7497e-05 |  | 0.00032811 |  | 0.00024259 |  | -8.1452e-05 |  | 0.0013517 |  | 0.048596 |  | 0.16994 |  | -0.0002779 |  | 8.6195e-05 |  | 2.6243e-06 |  | 8.1716e-05 |  | 3.9009e-05 |  | -1.865e-05 |  | 0.021828 |  | -0.00035521 |  | 5.7548e-06 |  | 0.00043561 |  | 0.051101 |  | 0.11267
| 6.601e-05 |  | 0.00062502 |  | 6.7148e-05 |  | 6.7208e-05 |  | 8.0119e-05 |  | 0.00029869 |  | 0.00025514 |  | 9.2749e-05 |  | 0.0013135 |  | 0.047964 |  | 0.16886 |  | -0.00026225 |  | 8.62e-05 |  | 2.5527e-06 |  | 8.172e-05 |  | 3.9009e-05 |  | 1.0827e-05 |  | 0.022086 |  | -0.00048226 |  | 5.7552e-06 |  | 0.00044139 |  | 0.051163 |  | 0.11248
| 6.5441e-05 |  | 0.00064351 |  | 9.4462e-05 |  | 0.00010855 |  | 0.00011283 |  | 0.00029035 |  | 0.00028914 |  | 0.00013963 |  | 0.001371 |  | 0.047156 |  | 0.16705 |  | -0.00022183 |  | 7.6997e-05 |  | 2.5458e-06 |  | 8.7789e-05 |  | 4.2033e-05 |  | 1.3196e-05 |  | 0.022277 |  | -0.00021411 |  | 4.1118e-06 |  | 0.00044717 |  | 0.05107 |  | 0.1124
| 6.5446e-05 |  | 0.00063351 |  | 9.4471e-05 |  | 0.0001561 |  | 8.2939e-05 |  | 0.00030349 |  | 0.00030242 |  | -8.533e-05 |  | 0.0013609 |  | 0.04617 |  | 0.16494 |  | -0.00042371 |  | 7.7001e-05 |  | 2.6252e-06 |  | 8.7794e-05 |  | 4.2019e-05 |  | 2.7489e-05 |  | 0.022699 |  | 3.626e-05 |  | 4.1118e-06 |  | 0.00044961 |  | 0.051327 |  | 0.11244
| 5.1979e-05 |  | 0.00062507 |  | 0.00013715 |  | 2.9579e-05 |  | 6.4907e-05 |  | 0.00028058 |  | 0.00025568 |  | -8.162e-05 |  | 0.0012889 |  | 0.04544 |  | 0.16289 |  | -0.00030158 |  | 7.1717e-05 |  | 2.7111e-06 |  | 6.4821e-05 |  | 5.3029e-05 |  | 2.0385e-05 |  | 0.023061 |  | 0.00013523 |  | 5.7555e-06 |  | 0.00044802 |  | 0.051426 |  | 0.11251
| 5.1983e-05 |  | 0.00064919 |  | 0.00013717 |  | 0.00012067 |  | 6.7934e-05 |  | 0.00029045 |  | 0.00021158 |  | -0.00020557 |  | 0.0013115 |  | 0.044562 |  | 0.16084 |  | -0.00015079 |  | 7.1721e-05 |  | 2.754e-06 |  | 6.4824e-05 |  | 5.3029e-05 |  | 6.1987e-05 |  | 0.023138 |  | 8.2063e-05 |  | 5.7559e-06 |  | 0.00044388 |  | 0.0512 |  | 0.11246
| 2.4371e-05 |  | 0.00060909 |  | 9.7885e-05 |  | 0.00011539 |  | 7.3026e-05 |  | 0.00028918 |  | 0.00025955 |  | -0.00016324 |  | 0.00128 |  | 0.043808 |  | 0.15952 |  | -0.00015496 |  | 8.2157e-05 |  | 2.7277e-06 |  | 7.1154e-05 |  | 2.0227e-05 |  | 5.4048e-05 |  | 0.023257 |  | -4.7559e-05 |  | 2.4673e-06 |  | 0.00043897 |  | 0.051236 |  | 0.11254
| 2.4373e-05 |  | 0.00060689 |  | 9.7894e-05 |  | -3.8106e-06 |  | 8.2652e-05 |  | 0.00028172 |  | 0.00023405 |  | -0.00012023 |  | 0.0012249 |  | 0.043359 |  | 0.15859 |  | -0.00023303 |  | 8.2161e-05 |  | 2.7838e-06 |  | 7.1158e-05 |  | 2.0222e-05 |  | -3.9765e-05 |  | 0.023365 |  | 0.00011809 |  | 2.4674e-06 |  | 0.00043325 |  | 0.051645 |  | 0.11258
| 9.1072e-05 |  | 0.0006214 |  | 5.8058e-05 |  | 0.00010095 |  | 8.5578e-05 |  | 0.00028364 |  | 0.00022777 |  | -0.0002366 |  | 0.0012464 |  | 0.042775 |  | 0.15769 |  | -0.00046108 |  | 9.6593e-05 |  | 2.8593e-06 |  | 8.249e-05 |  | 5.5588e-05 |  | -3.6514e-05 |  | 0.023672 |  | 0.00011855 |  | 5.7562e-06 |  | 0.00042914 |  | 0.052106 |  | 0.11256
| 9.4137e-05 |  | 0.00061439 |  | 5.8053e-05 |  | 0.0001995 |  | 7.5473e-05 |  | 0.00028894 |  | 0.00029466 |  | -0.00026713 |  | 0.0011879 |  | 0.04191 |  | 0.1555 |  | -0.00020145 |  | 9.6598e-05 |  | 2.807e-06 |  | 8.2494e-05 |  | 5.5588e-05 |  | 6.6723e-05 |  | 0.023935 |  | 6.4728e-05 |  | 5.7566e-06 |  | 0.00043163 |  | 0.052462 |  | 0.11249
| 9.4145e-05 |  | 0.00063714 |  | 0.00012921 |  | 0.00026093 |  | 5.5241e-05 |  | 0.00029196 |  | 0.00027294 |  | -0.00036848 |  | 0.0011789 |  | 0.041101 |  | 0.15324 |  | -6.1063e-05 |  | 0.00013133 |  | 2.679e-06 |  | 0.00011716 |  | 3.6661e-05 |  | 9.4238e-05 |  | 0.024059 |  | -6.911e-06 |  | 5.7569e-06 |  | 0.00043656 |  | 0.052578 |  | 0.11237
| 9.108e-05 |  | 0.00060124 |  | 0.00012922 |  | 0.00029454 |  | 6.6047e-05 |  | 0.00025448 |  | 0.00028275 |  | -0.00016324 |  | 0.0011812 |  | 0.040349 |  | 0.15159 |  | -0.00014781 |  | 0.00013134 |  | 2.5754e-06 |  | 0.00011717 |  | 3.6662e-05 |  | 8.5322e-05 |  | 0.024411 |  | 1.6988e-05 |  | 5.7566e-06 |  | 0.00044234 |  | 0.052426 |  | 0.11226
| 2.5397e-05 |  | 0.00059874 |  | 6.432e-05 |  | 0.00023634 |  | 9.7268e-05 |  | 0.00026157 |  | 0.0002601 |  | 0.00012024 |  | 0.001179 |  | 0.039555 |  | 0.14977 |  | 0.00016699 |  | 8.0024e-05 |  | 2.5829e-06 |  | 0.0001226 |  | 9.6058e-05 |  | 8.532e-05 |  | 0.025187 |  | 5.6832e-05 |  | 4.1131e-06 |  | 0.00044645 |  | 0.052602 |  | 0.11225
| 2.54e-05 |  | 0.00059925 |  | 6.4325e-05 |  | 0.00015671 |  | 9.0235e-05 |  | 0.00028144 |  | 0.00018343 |  | 4.081e-05 |  | 0.0011814 |  | 0.038796 |  | 0.14777 |  | 0.00010251 |  | 8.0028e-05 |  | 2.5899e-06 |  | 0.0001226 |  | 9.6033e-05 |  | 5.5616e-06 |  | 0.025557 |  | -0.00010888 |  | 4.1128e-06 |  | 0.00045224 |  | 0.052645 |  | 0.11222
| 4.8924e-05 |  | 0.00057302 |  | 3.751e-05 |  | 0.00011839 |  | 7.7992e-05 |  | 0.0002895 |  | 0.00018171 |  | 2.715e-05 |  | 0.0011036 |  | 0.037935 |  | 0.14557 |  | -6.8541e-05 |  | 8.7079e-05 |  | 2.5995e-06 |  | 9.6783e-05 |  | 4.1362e-05 |  | -5.1276e-05 |  | 0.025736 |  | -0.00025343 |  | 5.7573e-06 |  | 0.00045224 |  | 0.052242 |  | 0.11222
| 4.8928e-05 |  | 0.00053898 |  | 3.7513e-05 |  | 7.1282e-05 |  | 7.611e-05 |  | 0.00030872 |  | 0.00027949 |  | -0.00017453 |  | 0.0010958 |  | 0.037096 |  | 0.14301 |  | -0.00020313 |  | 8.7084e-05 |  | 2.6233e-06 |  | 9.6789e-05 |  | 4.136e-05 |  | -4.1799e-05 |  | 0.0257 |  | -0.00038505 |  | 5.7576e-06 |  | 0.00044977 |  | 0.052201 |  | 0.11225
| 8.4826e-05 |  | 0.00054964 |  | 5.5282e-05 |  | 5.5984e-05 |  | 5.6133e-05 |  | 0.00030819 |  | 0.00030445 |  | -2.2258e-05 |  | 0.0010767 |  | 0.036397 |  | 0.14081 |  | -0.00028012 |  | 0.00012641 |  | 2.6379e-06 |  | 8.7015e-05 |  | 7.4586e-05 |  | -3.4228e-05 |  | 0.025682 |  | -6.4841e-05 |  | 7.403e-06 |  | 0.0004572 |  | 0.052371 |  | 0.11238
| 8.4826e-05 |  | 0.00059845 |  | 5.5282e-05 |  | 0.00013892 |  | 6.402e-05 |  | 0.00028995 |  | 0.00027853 |  | 6.9809e-05 |  | 0.0010451 |  | 0.03567 |  | 0.13888 |  | 6.2309e-06 |  | 0.00012641 |  | 2.6427e-06 |  | 8.702e-05 |  | 7.4563e-05 |  | -2.1505e-05 |  | 0.026189 |  | 0.00015988 |  | 7.4034e-06 |  | 0.00046134 |  | 0.052232 |  | 0.11237
| 3.4608e-05 |  | 0.00058564 |  | 0.00011329 |  | 0.00014764 |  | 7.7649e-05 |  | 0.00026146 |  | 0.00026789 |  | 7.0488e-05 |  | 0.0010712 |  | 0.034935 |  | 0.13716 |  | 0.00012397 |  | 6.7124e-05 |  | 2.6333e-06 |  | 0.00014278 |  | 4.6768e-05 |  | -3.6169e-05 |  | 0.026477 |  | 4.4641e-05 |  | 4.1136e-06 |  | 0.0004564 |  | 0.052115 |  | 0.11249
| 3.4611e-05 |  | 0.00058947 |  | 0.0001133 |  | 0.00010724 |  | 7.1198e-05 |  | 0.00026595 |  | 0.00021271 |  | 8.5327e-05 |  | 0.0010825 |  | 0.034235 |  | 0.13525 |  | -7.6011e-05 |  | 6.7128e-05 |  | 2.5692e-06 |  | 0.00014279 |  | 4.6766e-05 |  | -1.7963e-05 |  | 0.026681 |  | 0.0001387 |  | 4.1138e-06 |  | 0.00044656 |  | 0.051948 |  | 0.11257
| 2.3358e-05 |  | 0.00057929 |  | 0.00011273 |  | 0.00014878 |  | 7.6869e-05 |  | 0.00027942 |  | 0.00019007 |  | -0.00010085 |  | 0.00106 |  | 0.033511 |  | 0.13293 |  | -0.00012461 |  | 0.0001033 |  | 2.5112e-06 |  | 0.00012682 |  | 4.6445e-05 |  | 4.2084e-06 |  | 0.027215 |  | 0.00011424 |  | 5.7583e-06 |  | 0.00043998 |  | 0.051819 |  | 0.11253
| 2.3358e-05 |  | 0.0005871 |  | 0.00011273 |  | 0.00010956 |  | 7.3741e-05 |  | 0.00027509 |  | 0.00024402 |  | -5.9359e-05 |  | 0.0010206 |  | 0.03273 |  | 0.13059 |  | 5.96e-05 |  | 0.00010331 |  | 2.4753e-06 |  | 0.00012682 |  | 4.646e-05 |  | 4.5077e-05 |  | 0.027689 |  | -0.00010259 |  | 5.7583e-06 |  | 0.00044739 |  | 0.05175 |  | 0.11259
| 6.605e-05 |  | 0.00057518 |  | 1.0861e-05 |  | 4.1126e-05 |  | 6.5253e-05 |  | 0.00026685 |  | 0.00024102 |  | -0.00015902 |  | 0.0009451 |  | 0.031983 |  | 0.12839 |  | -5.7325e-05 |  | 0.00010186 |  | 2.5005e-06 |  | 9.1953e-05 |  | 5.7838e-05 |  | 1.6392e-05 |  | 0.027769 |  | -2.9372e-05 |  | 5.759e-06 |  | 0.00045646 |  | 0.051731 |  | 0.11265
| 6.605e-05 |  | 0.00055266 |  | 1.0861e-05 |  | 0.00016243 |  | 7.9323e-05 |  | 0.00025688 |  | 0.00017898 |  | -1.855e-05 |  | 0.00093273 |  | 0.03139 |  | 0.12628 |  | -0.00014423 |  | 0.00010187 |  | 2.5756e-06 |  | 9.1958e-05 |  | 5.7851e-05 |  | 3.4259e-05 |  | 0.027989 |  | 0.00013966 |  | 5.7587e-06 |  | 0.00045649 |  | 0.051879 |  | 0.11282
| 1.4152e-05 |  | 0.0005832 |  | 5.2329e-05 |  | 0.00021662 |  | 8.1352e-05 |  | 0.00025356 |  | 0.00018769 |  | -9.6966e-05 |  | 0.00094969 |  | 0.030752 |  | 0.12424 |  | -9.471e-05 |  | 0.00010313 |  | 2.6283e-06 |  | 7.1461e-05 |  | 3.8374e-05 |  | 9.0536e-05 |  | 0.028055 |  | -4.1735e-05 |  | 5.759e-06 |  | 0.00045566 |  | 0.051764 |  | 0.11281
| 1.4154e-05 |  | 0.00058209 |  | 5.2334e-05 |  | 0.00013285 |  | 6.8062e-05 |  | 0.00025434 |  | 0.00021302 |  | -5.8179e-05 |  | 0.0009227 |  | 0.030012 |  | 0.12245 |  | -3.1154e-05 |  | 0.00010609 |  | 2.599e-06 |  | 7.1465e-05 |  | 3.8372e-05 |  | 2.9458e-05 |  | 0.028296 |  | -0.00018031 |  | 5.7594e-06 |  | 0.00045155 |  | 0.051235 |  | 0.11274
| 2.6432e-05 |  | 0.00055688 |  | 8.314e-05 |  | 6.1181e-05 |  | 6.4942e-05 |  | 0.00026549 |  | 0.0002108 |  | 1.8551e-05 |  | 0.00092496 |  | 0.029272 |  | 0.12049 |  | 0.00010609 |  | 6.3847e-05 |  | 2.5119e-06 |  | 9.9389e-05 |  | 4.6214e-05 |  | 1.2618e-05 |  | 0.028668 |  | -0.00021728 |  | 7.4052e-06 |  | 0.00044993 |  | 0.051484 |  | 0.11284
| 2.6432e-05 |  | 0.00055076 |  | 8.314e-05 |  | 8.1945e-05 |  | 4.63e-05 |  | 0.00026896 |  | 0.00020799 |  | -6.9815e-05 |  | 0.00091715 |  | 0.028704 |  | 0.11883 |  | -4.982e-06 |  | 6.0903e-05 |  | 2.576e-06 |  | 9.9395e-05 |  | 4.6226e-05 |  | 2.1642e-05 |  | 0.02874 |  | -0.00010932 |  | 7.4052e-06 |  | 0.00045158 |  | 0.051861 |  | 0.11301
| 3.2574e-05 |  | 0.00055457 |  | 7.0049e-05 |  | 0.00013511 |  | 4.27e-05 |  | 0.00026549 |  | 0.00020115 |  | -0.00012985 |  | 0.00090026 |  | 0.028279 |  | 0.11731 |  | -0.00021575 |  | 0.00010654 |  | 2.7295e-06 |  | 7.3614e-05 |  | 5.6093e-05 |  | 3.9523e-05 |  | 0.029113 |  | -0.00028408 |  | 9.0516e-06 |  | 0.00045243 |  | 0.051783 |  | 0.11301
| 3.2571e-05 |  | 0.00055813 |  | 7.0042e-05 |  | 0.0001048 |  | 7.5746e-05 |  | 0.00025818 |  | 0.00021253 |  | 1.5514e-05 |  | 0.00091501 |  | 0.027965 |  | 0.11605 |  | -0.00023303 |  | 0.00010655 |  | 2.811e-06 |  | 7.3618e-05 |  | 5.608e-05 |  | 1.8201e-05 |  | 0.029955 |  | -0.00022059 |  | 9.0516e-06 |  | 0.00045575 |  | 0.051926 |  | 0.11306
| 5.9698e-06 |  | 0.00055303 |  | 7.8028e-05 |  | 7.9908e-05 |  | 9.1706e-05 |  | 0.00024616 |  | 0.00017141 |  | 0.0002909 |  | 0.00089245 |  | 0.027425 |  | 0.11495 |  | -0.0002293 |  | 0.00013432 |  | 2.7414e-06 |  | 5.015e-05 |  | 5.819e-05 |  | 2.2622e-05 |  | 0.030521 |  | -9.5369e-05 |  | 7.4061e-06 |  | 0.00045657 |  | 0.051883 |  | 0.11333
| 5.9693e-06 |  | 0.00055725 |  | 7.8022e-05 |  | 0.00011804 |  | 0.00010119 |  | 0.0002542 |  | 0.00012898 |  | 0.00011501 |  | 0.00087221 |  | 0.02693 |  | 0.11377 |  | -9.0593e-05 |  | 0.00013432 |  | 2.7273e-06 |  | 5.0153e-05 |  | 5.8172e-05 |  | 6.926e-05 |  | 0.030552 |  | -3.7385e-05 |  | 7.4066e-06 |  | 0.00046151 |  | 0.051961 |  | 0.11341
| 4.588e-05 |  | 0.00055503 |  | 0.0001048 |  | 0.00011394 |  | 9.8948e-05 |  | 0.00025528 |  | 0.00017112 |  | -7.7576e-06 |  | 0.00086548 |  | 0.026653 |  | 0.11275 |  | -7.6017e-05 |  | 0.00012948 |  | 2.7798e-06 |  | 9.8026e-05 |  | 5.3679e-05 |  | 1.427e-05 |  | 0.030608 |  | 0.00023397 |  | 7.4061e-06 |  | 0.00046647 |  | 0.052038 |  | 0.11341
| 4.588e-05 |  | 0.00055278 |  | 0.0001048 |  | 0.00014591 |  | 8.965e-05 |  | 0.00025138 |  | 0.00020665 |  | 1.9394e-05 |  | 0.00082603 |  | 0.026256 |  | 0.11158 |  | 0.00011839 |  | 0.00014611 |  | 2.8187e-06 |  | 9.8031e-05 |  | 5.3694e-05 |  | 2.2202e-05 |  | 0.031005 |  | 0.00027197 |  | 7.407e-06 |  | 0.000464 |  | 0.051783 |  | 0.11334
| 5.1001e-05 |  | 0.00056855 |  | 8.9997e-05 |  | 0.00021968 |  | 8.9199e-05 |  | 0.00026482 |  | 0.00018629 |  | -1.1129e-05 |  | 0.00081933 |  | 0.025744 |  | 0.11007 |  | -8.7013e-05 |  | 0.00016553 |  | 2.8108e-06 |  | 0.0001062 |  | 5.4122e-05 |  | 8.5374e-05 |  | 0.031252 |  | 0.00025144 |  | 5.7608e-06 |  | 0.00046074 |  | 0.051734 |  | 0.11325
| 5.0997e-05 |  | 0.0005661 |  | 8.9989e-05 |  | 0.00013014 |  | 9.0002e-05 |  | 0.0002586 |  | 0.00021031 |  | 0.00029478 |  | 0.00083516 |  | 0.025189 |  | 0.10838 |  | -0.00037884 |  | 0.0001489 |  | 2.7999e-06 |  | 0.0001062 |  | 5.4122e-05 |  | 6.3813e-05 |  | 0.031452 |  | 8.9222e-05 |  | 5.7608e-06 |  | 0.00046485 |  | 0.051895 |  | 0.11317
| 8.2599e-05 |  | 0.00055495 |  | 0.00012247 |  | 6.8049e-05 |  | 8.7198e-05 |  | 0.00023445 |  | 0.00025604 |  | 0.00010017 |  | 0.00078554 |  | 0.024721 |  | 0.10701 |  | -0.00019072 |  | 0.00013164 |  | 2.7951e-06 |  | 0.00010643 |  | 4.2832e-05 |  | 3.8255e-05 |  | 0.031781 |  | 2.6258e-05 |  | 2.4695e-06 |  | 0.00047064 |  | 0.051819 |  | 0.1131
| 8.2592e-05 |  | 0.00057871 |  | 0.00012246 |  | 0.00019117 |  | 6.5252e-05 |  | 0.00024273 |  | 0.00019651 |  | -0.00055464 |  | 0.00078896 |  | 0.024414 |  | 0.10591 |  | -0.000248 |  | 0.00019045 |  | 2.708e-06 |  | 0.00010644 |  | 4.2822e-05 |  | 1.5533e-05 |  | 0.031674 |  | 0.00016271 |  | 2.4695e-06 |  | 0.00047229 |  | 0.051431 |  | 0.11307
| 2.6441e-05 |  | 0.00057126 |  | 0.00011735 |  | 0.00015622 |  | 8.6806e-05 |  | 0.00024333 |  | 0.00015599 |  | -0.00046931 |  | 0.0008127 |  | 0.024147 |  | 0.10519 |  | -0.00037511 |  | 0.00018333 |  | 2.6254e-06 |  | 9.3935e-05 |  | 3.5664e-05 |  | -2.5612e-05 |  | 0.032224 |  | 0.0001591 |  | 5.7615e-06 |  | 0.00046491 |  | 0.051293 |  | 0.11338
| 2.6441e-05 |  | 0.00053502 |  | 0.00011735 |  | 3.7252e-05 |  | 0.00010883 |  | 0.00025072 |  | 0.00016749 |  | -0.00016695 |  | 0.00082745 |  | 0.023763 |  | 0.10429 |  | -0.00029443 |  | 0.00012453 |  | 2.6304e-06 |  | 9.394e-05 |  | 3.5664e-05 |  | -1.6907e-05 |  | 0.032522 |  | 0.00011151 |  | 5.7615e-06 |  | 0.00045997 |  | 0.051487 |  | 0.11375
| 2.4394e-05 |  | 0.00052897 |  | 0.00010766 |  | 7.315e-05 |  | 7.6631e-05 |  | 0.0002643 |  | 0.00021196 |  | -0.00020169 |  | 0.00079136 |  | 0.023359 |  | 0.10301 |  | -0.00026295 |  | 0.00014335 |  | 2.7096e-06 |  | 0.00011869 |  | 6.7435e-05 |  | -5.4181e-05 |  | 0.032647 |  | -5.6875e-05 |  | 5.7615e-06 |  | 0.00045915 |  | 0.051773 |  | 0.11399
| 2.4396e-05 |  | 0.00053835 |  | 0.00010767 |  | 9.2659e-05 |  | 6.8937e-05 |  | 0.00026315 |  | 0.00023949 |  | -0.00035296 |  | 0.00071801 |  | 0.023046 |  | 0.10189 |  | -0.00033025 |  | 0.00014372 |  | 2.6973e-06 |  | 0.0001187 |  | 6.7435e-05 |  | -8.2691e-05 |  | 0.033602 |  | 1.9384e-05 |  | 5.7622e-06 |  | 0.00046003 |  | 0.052272 |  | 0.11417
| 9.6849e-05 |  | 0.00053683 |  | 0.00010084 |  | 9.5337e-05 |  | 7.4169e-05 |  | 0.00026525 |  | 0.00022362 |  | -0.00013356 |  | 0.00073949 |  | 0.022621 |  | 0.10079 |  | -0.00035165 |  | 0.00013758 |  | 2.6197e-06 |  | 6.0525e-05 |  | 6.0137e-05 |  | -9.1684e-06 |  | 0.034115 |  | 0.00027761 |  | 2.4698e-06 |  | 0.00046247 |  | 0.052652 |  | 0.11423
| 9.6849e-05 |  | 0.00054934 |  | 0.00010084 |  | 0.00018774 |  | 7.7414e-05 |  | 0.00027443 |  | 0.00026527 |  | 6.2059e-05 |  | 0.00077904 |  | 0.022307 |  | 0.099655 |  | -0.00036389 |  | 0.00017326 |  | 2.6477e-06 |  | 6.0528e-05 |  | 6.0137e-05 |  | 7.4489e-05 |  | 0.034403 |  | 0.00011021 |  | 2.47e-06 |  | 0.00046414 |  | 0.052839 |  | 0.11423
| 4.5896e-05 |  | 0.00051966 |  | 4.7422e-05 |  | 0.0001922 |  | 9.8343e-05 |  | 0.00026904 |  | 0.00023346 |  | 0 |  | 0.00079605 |  | 0.021984 |  | 0.098508 |  | -0.00010847 |  | 0.00018618 |  | 2.7544e-06 |  | 9.852e-05 |  | 2.9999e-05 |  | 2.9086e-05 |  | 0.034433 |  | -0.00010238 |  | 2.4701e-06 |  | 0.00046746 |  | 0.052994 |  | 0.11422
| 5.3074e-05 |  | 0.00050081 |  | 4.7422e-05 |  | 0.00017926 |  | 8.8387e-05 |  | 0.00025658 |  | 0.0001903 |  | -6.5938e-05 |  | 0.00077689 |  | 0.021668 |  | 0.097759 |  | -0.00017696 |  | 0.00018998 |  | 2.7899e-06 |  | 9.8526e-05 |  | 2.9999e-05 |  | -8.9281e-06 |  | 0.034773 |  | 4.2599e-05 |  | 2.4701e-06 |  | 0.00046582 |  | 0.053367 |  | 0.11423
| 6.6432e-05 |  | 0.00053146 |  | 0.00013332 |  | 0.00015371 |  | 6.325e-05 |  | 0.00023892 |  | 0.00022243 |  | -0.00046157 |  | 0.00073853 |  | 0.021423 |  | 0.096968 |  | -0.00012462 |  | 0.0002173 |  | 2.7168e-06 |  | 6.9008e-05 |  | 5.9273e-05 |  | 2.5249e-05 |  | 0.035386 |  | 0.00019486 |  | 5.7625e-06 |  | 0.00046335 |  | 0.053745 |  | 0.11444
| 5.9259e-05 |  | 0.00052292 |  | 0.00013333 |  | 0.00018544 |  | 7.9486e-05 |  | 0.00023752 |  | 0.00021591 |  | -0.00038585 |  | 0.00070923 |  | 0.021027 |  | 0.095492 |  | -8.3439e-06 |  | 0.0002276 |  | 2.7157e-06 |  | 6.9012e-05 |  | 5.9288e-05 |  | 4.7177e-05 |  | 0.035716 |  | -2.0159e-05 |  | 5.7629e-06 |  | 0.00046749 |  | 0.053801 |  | 0.11465
| 2.7472e-05 |  | 0.00047529 |  | 0.0001037 |  | 0.00021314 |  | 7.285e-05 |  | 0.00024226 |  | 0.00019009 |  | -0.00010472 |  | 0.00071827 |  | 0.020715 |  | 0.094127 |  | -0.00025921 |  | 0.00020471 |  | 2.7717e-06 |  | 5.729e-05 |  | 6.1452e-05 |  | 6.3561e-05 |  | 0.035591 |  | -0.00029158 |  | 2.4704e-06 |  | 0.00047328 |  | 0.053913 |  | 0.11471
| 2.7472e-05 |  | 0.00046943 |  | 0.0001037 |  | 0.00016552 |  | 5.5345e-05 |  | 0.0002455 |  | 0.00020034 |  | 7.7574e-05 |  | 0.00067089 |  | 0.020378 |  | 0.09297 |  | -0.00013583 |  | 0.00021095 |  | 2.7505e-06 |  | 5.7293e-05 |  | 6.1435e-05 |  | 3.6627e-05 |  | 0.035959 |  | -7.3269e-05 |  | 2.4704e-06 |  | 0.0004774 |  | 0.053893 |  | 0.11475
| 5.5119e-05 |  | 0.00052046 |  | 2.9644e-05 |  | 0.00021084 |  | 6.8969e-05 |  | 0.00024317 |  | 0.00020535 |  | -3.7097e-05 |  | 0.00067657 |  | 0.020015 |  | 0.091959 |  | -4.0528e-05 |  | 0.00023335 |  | 2.6729e-06 |  | 0.00010399 |  | 5.9768e-05 |  | 2.6997e-05 |  | 0.036715 |  | 6.6344e-05 |  | 4.1173e-06 |  | 0.00048069 |  | 0.053841 |  | 0.11483
| 5.5119e-05 |  | 0.00052498 |  | 2.9644e-05 |  | 0.00020814 |  | 8.8997e-05 |  | 0.00023571 |  | 0.00020151 |  | -0.00046156 |  | 0.00070823 |  | 0.019676 |  | 0.090833 |  | -0.00017322 |  | 0.00026003 |  | 2.7672e-06 |  | 0.00010399 |  | 5.9752e-05 |  | 2.126e-05 |  | 0.037017 |  | -3.0118e-05 |  | 4.1176e-06 |  | 0.00048319 |  | 0.053844 |  | 0.11477
| 1.4164e-05 |  | 0.00048292 |  | 5.8125e-05 |  | 8.8828e-05 |  | 9.0986e-05 |  | 0.00022615 |  | 0.00020614 |  | -0.00039174 |  | 0.00065181 |  | 0.01924 |  | 0.08954 |  | 0.00014829 |  | 0.00024277 |  | 2.9416e-06 |  | 8.9027e-05 |  | 4.9438e-05 |  | 1.3649e-05 |  | 0.037166 |  | 9.4382e-05 |  | 4.1178e-06 |  | 0.0004824 |  | 0.053647 |  | 0.11486
| 1.4165e-05 |  | 0.00049064 |  | 5.813e-05 |  | 6.4408e-05 |  | 7.4054e-05 |  | 0.00023708 |  | 0.0002194 |  | -0.0001855 |  | 0.00065523 |  | 0.018896 |  | 0.08821 |  | 0.00020979 |  | 0.00021076 |  | 2.8842e-06 |  | 8.9032e-05 |  | 4.9423e-05 |  | 8.736e-06 |  | 0.037414 |  | 0.00017214 |  | 4.1176e-06 |  | 0.00047496 |  | 0.053507 |  | 0.11482
| 2.6453e-05 |  | 0.00051747 |  | 8.4915e-05 |  | 9.1366e-05 |  | 8.3778e-05 |  | 0.00025897 |  | 0.00021074 |  | -4.6544e-05 |  | 0.00066313 |  | 0.018682 |  | 0.087221 |  | -4.237e-05 |  | 0.00025827 |  | 2.6554e-06 |  | 7.282e-05 |  | 6.8507e-05 |  | 1.9264e-05 |  | 0.038212 |  | 6.9902e-05 |  | 2.4709e-06 |  | 0.0004709 |  | 0.053942 |  | 0.11495
| 2.6453e-05 |  | 0.00047374 |  | 8.4915e-05 |  | 9.9293e-05 |  | 9.3587e-05 |  | 0.00025897 |  | 0.00020763 |  | -1.8551e-05 |  | 0.00063837 |  | 0.018434 |  | 0.086279 |  | 8.1056e-05 |  | 0.00028068 |  | 2.5566e-06 |  | 7.2824e-05 |  | 6.8507e-05 |  | -2.208e-06 |  | 0.038734 |  | -4.9164e-05 |  | 2.4707e-06 |  | 0.00046514 |  | 0.054072 |  | 0.11512
| 6.4399e-05 |  | 0.00047483 |  | 0.00010087 |  | 0.00012954 |  | 7.5611e-05 |  | 0.00023516 |  | 0.0001942 |  | -3.4908e-05 |  | 0.00061464 |  | 0.018235 |  | 0.085267 |  | 0.00029036 |  | 0.0002181 |  | 2.6857e-06 |  | 6.9529e-05 |  | 3.7434e-05 |  | -2.3082e-05 |  | 0.038946 |  | -0.00028753 |  | 5.7646e-06 |  | 0.00046349 |  | 0.053747 |  | 0.11515
| 6.4404e-05 |  | 0.00050157 |  | 0.00010088 |  | 0.00010039 |  | 7.8483e-05 |  | 0.00021956 |  | 0.00016301 |  | 9.3088e-05 |  | 0.00058868 |  | 0.017974 |  | 0.084277 |  | -5.3587e-05 |  | 0.00023725 |  | 2.8209e-06 |  | 6.9533e-05 |  | 3.7423e-05 |  | 3.0818e-06 |  | 0.039468 |  | -0.0001477 |  | 5.7643e-06 |  | 0.00046846 |  | 0.053787 |  | 0.11513
| 6.612e-05 |  | 0.0005079 |  | 4.6454e-05 |  | 0.00013813 |  | 9.0682e-05 |  | 0.00023784 |  | 0.00016018 |  | 5.194e-05 |  | 0.00060681 |  | 0.017616 |  | 0.08322 |  | -0.00032303 |  | 0.00030651 |  | 2.8273e-06 |  | 6.7206e-05 |  | 5.9581e-05 |  | 6.593e-06 |  | 0.040092 |  | 6.6605e-05 |  | 4.1186e-06 |  | 0.00047916 |  | 0.053864 |  | 0.11529
| 6.6114e-05 |  | 0.0005014 |  | 4.645e-05 |  | 0.00018209 |  | 9.9855e-05 |  | 0.00025277 |  | 0.00019826 |  | -8.1452e-05 |  | 0.00066108 |  | 0.017282 |  | 0.0818 |  | -0.00032651 |  | 0.00029592 |  | 2.759e-06 |  | 7.777e-05 |  | 5.9581e-05 |  | -2.6845e-05 |  | 0.040459 |  | 9.5573e-05 |  | 4.1183e-06 |  | 0.00048657 |  | 0.053753 |  | 0.11539
| 3.465e-05 |  | 0.00047045 |  | 5.814e-05 |  | 0.00015122 |  | 8.7405e-05 |  | 0.00023752 |  | 0.00019986 |  | -0.00030254 |  | 0.0006532 |  | 0.016938 |  | 0.080492 |  | -0.00020313 |  | 0.00026946 |  | 2.6875e-06 |  | 7.0331e-05 |  | 4.5253e-05 |  | -5.843e-05 |  | 0.041126 |  | 0.00022112 |  | 4.1188e-06 |  | 0.00048251 |  | 0.05347 |  | 0.11549
| 3.465e-05 |  | 0.00047772 |  | 5.814e-05 |  | 0.00018402 |  | 7.9179e-05 |  | 0.00023543 |  | 0.00014549 |  | -0.000256 |  | 0.00060918 |  | 0.016638 |  | 0.07941 |  | -0.00011563 |  | 0.00029959 |  | 2.7415e-06 |  | 5.9774e-05 |  | 4.5251e-05 |  | -1.6204e-05 |  | 0.041158 |  | 0.00012247 |  | 4.1186e-06 |  | 0.00047919 |  | 0.053407 |  | 0.11561
| 5.1042e-05 |  | 0.00049979 |  | 7.0116e-05 |  | 0.00017835 |  | 9.0271e-05 |  | 0.00023802 |  | 0.00014705 |  | 3.8788e-06 |  | 0.0006126 |  | 0.016329 |  | 0.078322 |  | -0.00026669 |  | 0.00035123 |  | 2.8672e-06 |  | 8.1382e-05 |  | 3.8864e-05 |  | 9.7062e-06 |  | 0.041004 |  | -0.00014734 |  | 2.4713e-06 |  | 0.00048087 |  | 0.053446 |  | 0.11571
| 5.1042e-05 |  | 0.00048601 |  | 7.0116e-05 |  | 9.5073e-05 |  | 7.8827e-05 |  | 0.00023498 |  | 0.00017605 |  | -0.0001086 |  | 0.00061938 |  | 0.016023 |  | 0.077096 |  | -0.00034894 |  | 0.00033784 |  | 2.9173e-06 |  | 8.1387e-05 |  | 3.8866e-05 |  | -2.9716e-05 |  | 0.041745 |  | -0.0002053 |  | 2.4715e-06 |  | 0.00048419 |  | 0.053577 |  | 0.1159
| 5.309e-05 |  | 0.00046784 |  | 0.00013624 |  | 0.00012398 |  | 5.4656e-05 |  | 0.00024547 |  | 0.00020551 |  | -0.00020034 |  | 0.00054935 |  | 0.015777 |  | 0.075864 |  | -0.00031589 |  | 0.00031936 |  | 2.8442e-06 |  | 7.9684e-05 |  | 6.0459e-05 |  | -6.3496e-05 |  | 0.042541 |  | -4.2825e-06 |  | 2.4715e-06 |  | 0.00048666 |  | 0.053807 |  | 0.11588
| 5.309e-05 |  | 0.00047265 |  | 0.00013624 |  | 0.00018879 |  | 6.7645e-05 |  | 0.00024729 |  | 0.00019736 |  | -0.0003646 |  | 0.00053357 |  | 0.015465 |  | 0.074627 |  | -0.00032649 |  | 0.00033664 |  | 2.7977e-06 |  | 7.9688e-05 |  | 6.0462e-05 |  | 1.1614e-06 |  | 0.043109 |  | 0.00012873 |  | 2.4715e-06 |  | 0.00048834 |  | 0.053704 |  | 0.11562
| 6.6132e-05 |  | 0.00050628 |  | 0.00013226 |  | 0.00018917 |  | 7.619e-05 |  | 0.00022999 |  | 0.00020215 |  | -0.00029478 |  | 0.00057766 |  | 0.015159 |  | 0.073452 |  | -0.00053959 |  | 0.00043949 |  | 2.8192e-06 |  | 9.809e-05 |  | 6.2122e-05 |  | 5.5958e-06 |  | 0.043543 |  | 0.00010777 |  | 5.766e-06 |  | 0.00049245 |  | 0.053476 |  | 0.11543
| 6.6137e-05 |  | 0.00045753 |  | 0.00013227 |  | 0.00017966 |  | 7.2449e-05 |  | 0.00022076 |  | 0.00024261 |  | -2.597e-05 |  | 0.00056641 |  | 0.014919 |  | 0.072575 |  | -0.00016211 |  | 0.00043059 |  | 2.8369e-06 |  | 9.8095e-05 |  | 6.2142e-05 |  | -3.183e-05 |  | 0.043346 |  | -7.1111e-05 |  | 5.7664e-06 |  | 0.00049822 |  | 0.053843 |  | 0.1154
| 2.134e-05 |  | 0.00044147 |  | 3.8554e-05 |  | 0.00013786 |  | 7.0527e-05 |  | 0.00023335 |  | 0.00021302 |  | -0.00015515 |  | 0.00055512 |  | 0.01472 |  | 0.071671 |  | -8.7234e-05 |  | 0.00037054 |  | 2.8433e-06 |  | 7.0969e-05 |  | 6.538e-05 |  | 8.925e-06 |  | 0.043403 |  | 5.2023e-05 |  | 5.7664e-06 |  | 0.00050072 |  | 0.054186 |  | 0.11546
| 2.1342e-05 |  | 0.00050077 |  | 3.8557e-05 |  | 0.00011026 |  | 6.2705e-05 |  | 0.0002477 |  | 0.00015175 |  | -0.00013575 |  | 0.00055176 |  | 0.014533 |  | 0.070825 |  | -0.00041996 |  | 0.00039806 |  | 2.7599e-06 |  | 7.0973e-05 |  | 6.54e-05 |  | 1.3974e-05 |  | 0.044193 |  | 0.00021648 |  | 5.7664e-06 |  | 0.00050401 |  | 0.054375 |  | 0.11559
| 2.0318e-05 |  | 0.00050261 |  | 9.0084e-05 |  | 0.00015533 |  | 7.2532e-05 |  | 0.00024166 |  | 0.00014334 |  | -1.113e-05 |  | 0.00055517 |  | 0.014303 |  | 0.07012 |  | -0.000416 |  | 0.00042553 |  | 2.6691e-06 |  | 9.1443e-05 |  | 7.7672e-05 |  | 6.8056e-06 |  | 0.044693 |  | 0.00025628 |  | 9.0626e-06 |  | 0.00050322 |  | 0.054814 |  | 0.11588
| 2.032e-05 |  | 0.00047881 |  | 9.0092e-05 |  | 0.00023446 |  | 6.2823e-05 |  | 0.00023314 |  | 0.0001531 |  | 1.1636e-05 |  | 0.00055183 |  | 0.014079 |  | 0.069432 |  | -0.00049473 |  | 0.00049175 |  | 2.6105e-06 |  | 9.1448e-05 |  | 7.7655e-05 |  | -1.4255e-05 |  | 0.044948 |  | 0.00016188 |  | 9.0626e-06 |  | 0.00050325 |  | 0.05496 |  | 0.11617
| 3.1589e-05 |  | 0.00046723 |  | 4.2516e-05 |  | 0.00016658 |  | 6.1054e-05 |  | 0.0002393 |  | 0.00019124 |  | 0.00013187 |  | 0.00050323 |  | 0.013864 |  | 0.068556 |  | -0.00040127 |  | 0.00048232 |  | 2.6502e-06 |  | 0.00010519 |  | 6.6024e-05 |  | -3.942e-06 |  | 0.045288 |  | 5.688e-05 |  | 5.7671e-06 |  | 0.00050404 |  | 0.05497 |  | 0.11617
| 3.1589e-05 |  | 0.00047643 |  | 4.2516e-05 |  | 7.0758e-05 |  | 6.9608e-05 |  | 0.00023453 |  | 0.0001815 |  | 2.968e-05 |  | 0.00050212 |  | 0.013667 |  | 0.067649 |  | -7.2712e-05 |  | 0.0004578 |  | 2.6764e-06 |  | 0.0001052 |  | 6.6044e-05 |  | 2.1353e-05 |  | 0.045598 |  | 1.2492e-05 |  | 5.7674e-06 |  | 0.00050081 |  | 0.055081 |  | 0.11604
| 0 |  | 0.00044272 |  | 0.00011176 |  | 7.0468e-05 |  | 6.4007e-05 |  | 0.0002373 |  | 0.00015501 |  | -0.00015127 |  | 0.00055417 |  | 0.013507 |  | 0.066903 |  | 0.00011091 |  | 0.000486 |  | 2.6654e-06 |  | 6.7261e-05 |  | 7.7454e-05 |  | 5.6699e-06 |  | 0.046186 |  | -0.00012426 |  | 5.7671e-06 |  | 0.00049751 |  | 0.054991 |  | 0.1157
| 0 |  | 0.00044452 |  | 0.00011177 |  | 0.00013915 |  | 8.1394e-05 |  | 0.00024059 |  | 0.00019021 |  | -0.00017066 |  | 0.0005474 |  | 0.013279 |  | 0.065951 |  | 0.00011465 |  | 0.00052603 |  | 2.6572e-06 |  | 7.2412e-05 |  | 7.7451e-05 |  | 5.0741e-05 |  | 0.046996 |  | 5.6365e-05 |  | 5.7678e-06 |  | 0.00049422 |  | 0.054855 |  | 0.11534
| 8.0983e-05 |  | 0.00044899 |  | 0.00010494 |  | 0.000203 |  | 8.5443e-05 |  | 0.00024689 |  | 0.00016549 |  | -8.9041e-05 |  | 0.00051465 |  | 0.013011 |  | 0.064845 |  | 6.6752e-05 |  | 0.00053712 |  | 2.6729e-06 |  | 7.1831e-05 |  | 5.1573e-05 |  | 4.648e-05 |  | 0.047246 |  | 0.00021547 |  | 5.7674e-06 |  | 0.00049587 |  | 0.054739 |  | 0.11514
| 8.0976e-05 |  | 0.00044699 |  | 0.00010493 |  | 0.00019769 |  | 7.307e-05 |  | 0.00024752 |  | 0.00016391 |  | -0.00012024 |  | 0.0005011 |  | 0.012871 |  | 0.063998 |  | -0.00017322 |  | 0.00053226 |  | 2.6397e-06 |  | 6.6686e-05 |  | 5.1559e-05 |  | 2.3055e-05 |  | 0.04724 |  | -1.6643e-05 |  | 5.7678e-06 |  | 0.00049758 |  | 0.054559 |  | 0.11495
| 0.0001249 |  | 0.00044762 |  | 9.8092e-05 |  | 0.00020014 |  | 7.5673e-05 |  | 0.0002179 |  | 0.0001604 |  | -7.3694e-05 |  | 0.00050791 |  | 0.012666 |  | 0.063311 |  | -0.00019565 |  | 0.00053508 |  | 2.5832e-06 |  | 7.156e-05 |  | 7.2353e-05 |  | -9.1547e-06 |  | 0.047651 |  | -0.00026786 |  | 5.7681e-06 |  | 0.0004959 |  | 0.054616 |  | 0.11504
| 0.0001249 |  | 0.00044899 |  | 9.8092e-05 |  | 0.00013697 |  | 9.4566e-05 |  | 0.00022606 |  | 0.00013028 |  | 7.4201e-05 |  | 0.00050567 |  | 0.012463 |  | 0.062605 |  | 6.3176e-05 |  | 0.00059625 |  | 2.5962e-06 |  | 7.1564e-05 |  | 7.2357e-05 |  | -7.8057e-06 |  | 0.0483 |  | -0.00013977 |  | 5.7681e-06 |  | 0.00050252 |  | 0.054735 |  | 0.11521
| 4.9529e-06 |  | 0.00043027 |  | 0.00010666 |  | 6.3695e-05 |  | 9.9332e-05 |  | 0.00022474 |  | 0.0001329 |  | 0.00012024 |  | 0.00046725 |  | 0.012331 |  | 0.061863 |  | -8.3495e-05 |  | 0.00062874 |  | 2.6672e-06 |  | 9.4827e-05 |  | 6.0086e-05 |  | 2.2408e-05 |  | 0.048911 |  | 6.9374e-06 |  | 4.1211e-06 |  | 0.00050667 |  | 0.054834 |  | 0.11534
| 4.9529e-06 |  | 0.0004134 |  | 0.00010666 |  | 7.569e-05 |  | 7.7203e-05 |  | 0.00021238 |  | 0.00014883 |  | 3.4908e-05 |  | 0.00050458 |  | 0.012082 |  | 0.060942 |  | -0.00025173 |  | 0.00060227 |  | 2.8183e-06 |  | 9.4833e-05 |  | 6.0084e-05 |  | 9.7751e-06 |  | 0.049276 |  | -5.0512e-05 |  | 4.1211e-06 |  | 0.00050255 |  | 0.054667 |  | 0.11543
| 4.3895e-05 |  | 0.00043162 |  | 5.8176e-05 |  | 7.2755e-05 |  | 7.1946e-05 |  | 0.00021782 |  | 0.00011183 |  | -5.9361e-05 |  | 0.00051707 |  | 0.011797 |  | 0.059835 |  | -0.00020145 |  | 0.00062914 |  | 2.8855e-06 |  | 8.0699e-05 |  | 6.5361e-05 |  | 1.8623e-05 |  | 0.049704 |  | -0.0001483 |  | 4.1211e-06 |  | 0.00049596 |  | 0.054714 |  | 0.11548
| 4.3899e-05 |  | 0.00041528 |  | 5.8181e-05 |  | 0.00011004 |  | 8.2066e-05 |  | 0.00021489 |  | 0.00013051 |  | 6.9815e-05 |  | 0.00047636 |  | 0.011605 |  | 0.058843 |  | -3.4892e-05 |  | 0.00063655 |  | 2.7297e-06 |  | 8.0703e-05 |  | 6.5344e-05 |  | 4.776e-05 |  | 0.050123 |  | -0.00016769 |  | 4.1213e-06 |  | 0.00049269 |  | 0.054821 |  | 0.11556
| 6.5596e-05 |  | 0.00042461 |  | 0.00014545 |  | 0.00010542 |  | 8.296e-05 |  | 0.00022458 |  | 0.00015342 |  | 0.00015127 |  | 0.00046735 |  | 0.01141 |  | 0.058007 |  | -1.2455e-06 |  | 0.00063021 |  | 2.5118e-06 |  | 5.8988e-05 |  | 5.1128e-05 |  | 6.2119e-05 |  | 0.050544 |  | -0.00023885 |  | 4.1216e-06 |  | 0.00049602 |  | 0.054519 |  | 0.11573
| 6.5596e-05 |  | 0.00044884 |  | 0.00014545 |  | 8.897e-05 |  | 8.3152e-05 |  | 0.00022227 |  | 0.00013569 |  | -7.4196e-05 |  | 0.00046848 |  | 0.011226 |  | 0.057133 |  | 0.00010967 |  | 0.00068219 |  | 2.3922e-06 |  | 5.8991e-05 |  | 5.1128e-05 |  | 2.4707e-05 |  | 0.051619 |  | -0.00020203 |  | 4.1216e-06 |  | 0.00049849 |  | 0.054509 |  | 0.1158
| 7.2447e-05 |  | 0.00043604 |  | 0.00010268 |  | 0.00013499 |  | 8.4733e-05 |  | 0.00019706 |  | 0.00012103 |  | -0.00037623 |  | 0.00044589 |  | 0.01102 |  | 0.05624 |  | 0.00018195 |  | 0.00071995 |  | 2.4831e-06 |  | 6.9708e-05 |  | 5.8137e-05 |  | 2.4396e-05 |  | 0.052616 |  | -2.7963e-05 |  | 2.473e-06 |  | 0.00050508 |  | 0.054528 |  | 0.11574
| 7.2447e-05 |  | 0.00041864 |  | 0.00010268 |  | 0.00010794 |  | 7.1116e-05 |  | 0.00020622 |  | 0.00011889 |  | -0.00045381 |  | 0.00042441 |  | 0.010836 |  | 0.055375 |  | -0.0005396 |  | 0.00073511 |  | 2.6009e-06 |  | 6.9712e-05 |  | 5.8119e-05 |  | -1.0157e-05 |  | 0.052808 |  | 7.9359e-05 |  | 2.4731e-06 |  | 0.00051582 |  | 0.054651 |  | 0.11573
| 4.5953e-05 |  | 0.00043114 |  | 3.2642e-05 |  | 9.911e-05 |  | 7.8276e-05 |  | 0.00022292 |  | 0.00013812 |  | -0.00023744 |  | 0.00046404 |  | 0.01066 |  | 0.054608 |  | -0.00077004 |  | 0.00076575 |  | 2.6249e-06 |  | 5.6728e-05 |  | 4.5484e-05 |  | -2.6107e-05 |  | 0.05255 |  | 6.9657e-05 |  | 7.4183e-06 |  | 0.00052077 |  | 0.054541 |  | 0.11592
| 4.5957e-05 |  | 0.00045866 |  | 3.2645e-05 |  | 0.00012376 |  | 7.4305e-05 |  | 0.00022256 |  | 0.00018041 |  | -0.00013575 |  | 0.0004867 |  | 0.010457 |  | 0.053712 |  | -0.00054708 |  | 0.00083707 |  | 2.5964e-06 |  | 5.6731e-05 |  | 4.5484e-05 |  | 3.7353e-05 |  | 0.053207 |  | 0.00012014 |  | 7.4187e-06 |  | 0.00052492 |  | 0.054389 |  | 0.116
| 2.7505e-05 |  | 0.00044435 |  | 7.987e-05 |  | 0.00011108 |  | 8.1103e-05 |  | 0.00021646 |  | 0.00019718 |  | 0.00015515 |  | 0.00048108 |  | 0.010307 |  | 0.052807 |  | -1.2455e-06 |  | 0.00081002 |  | 2.5485e-06 |  | 5.368e-05 |  | 5.1046e-05 |  | 3.8882e-05 |  | 0.053504 |  | 0.00025108 |  | 8.2442e-07 |  | 0.00052986 |  | 0.054436 |  | 0.11611
| 2.7505e-05 |  | 0.00043271 |  | 7.987e-05 |  | 0.00011138 |  | 0.0001075 |  | 0.00022314 |  | 0.0001791 |  | 0.00015211 |  | 0.00049468 |  | 0.010133 |  | 0.052106 |  | 0.00028847 |  | 0.00077586 |  | 2.476e-06 |  | 5.3683e-05 |  | 5.1046e-05 |  | 7.3377e-06 |  | 0.054474 |  | 0.00020699 |  | 8.2447e-07 |  | 0.00053319 |  | 0.054545 |  | 0.11625
| 1.3156e-05 |  | 0.00042955 |  | 6.6184e-05 |  | 0.00013222 |  | 9.6583e-05 |  | 0.00022437 |  | 0.00017503 |  | -0.00028314 |  | 0.00049357 |  | 0.01 |  | 0.051604 |  | 0.00013708 |  | 0.00082325 |  | 2.4446e-06 |  | 7.2849e-05 |  | 6.4666e-05 |  | 2.1754e-05 |  | 0.056331 |  | 3.4479e-05 |  | 4.1223e-06 |  | 0.0005266 |  | 0.054678 |  | 0.11647
| 1.3156e-05 |  | 0.00041258 |  | 6.6184e-05 |  | 0.00016946 |  | 9.1012e-05 |  | 0.0002239 |  | 0.00016794 |  | -0.00042277 |  | 0.00044718 |  | 0.0098836 |  | 0.051001 |  | -8.7231e-06 |  | 0.00084194 |  | 2.5508e-06 |  | 7.2853e-05 |  | 6.4649e-05 |  | 1.0059e-05 |  | 0.056891 |  | -4.1495e-05 |  | 4.1226e-06 |  | 0.00051674 |  | 0.054677 |  | 0.11652
| 1.1106e-05 |  | 0.00041108 |  | 6.5043e-05 |  | 0.00014941 |  | 8.8868e-05 |  | 0.00022447 |  | 0.00012511 |  | -0.00012614 |  | 0.00041097 |  | 0.0097174 |  | 0.05043 |  | -0.00018714 |  | 0.00090935 |  | 2.6967e-06 |  | 8.0657e-05 |  | 4.5957e-05 |  | 7.9624e-06 |  | 0.057122 |  | 6.5906e-06 |  | 2.4736e-06 |  | 0.00051592 |  | 0.054825 |  | 0.1166
| 1.1107e-05 |  | 0.00042118 |  | 6.5048e-05 |  | 0.00013075 |  | 8.8971e-05 |  | 0.00021806 |  | 0.00012236 |  | 1.1636e-05 |  | 0.00046083 |  | 0.0096033 |  | 0.049848 |  | -6.1063e-05 |  | 0.00097036 |  | 2.8006e-06 |  | 8.0662e-05 |  | 4.5957e-05 |  | 4.7439e-05 |  | 0.057256 |  | 0.00012288 |  | 2.4737e-06 |  | 0.00051839 |  | 0.054951 |  | 0.11666