## Graph
Product Raw Data
Collimated LEDs for Zeiss Axioskop Microscopes
DISCLAIMER: The data presented here are typical. Slight variations in performance data will occur from lot to lot. Please contact Technical Support with any questions regarding the use or reliability of this data.
This data may be used in publications. However, please cite Thorlabs as the source.
Additional Information:
Each Collimated LED consists of a Mounted LED attached to a microscope-port-compatible collimation package. The data presented on the Normalized Spectra tab are for the bare (uncollimated) LEDs. The data in the graph to the left and on the the Normalized Output Spectrum tab has been scaled to the approximate total beam power of the LED through the collimation package for Zeiss Axioskop Microscopes.
Due to variations in the manufacturing process and operating parameters such as temperature and current, the actual spectral output of any given LED will vary. Output plots are only intended to be used as a guideline.

## Spectra Scaled to Beam Power
LED Item # |  | M365L3-C4 |  | M365LP1-C4 |  | M385L2-C4 |  | M385L3-C4 |  | M385LP1-C4 |  | M405L4-C4 |  | M405LP1-C4 |  | M455L4-C4 |  | M470L5-C4 |  | M505L3-C4 |  | M505L4-C4 |  | M530L4-C4 |  | M590L3-C4 |  | M590L4-C4 |  | M617L3-C4 |  | M617L4-C4 |  | M625L4-C4 |  | M660L4-C4 |  | M780L3-C4 |  | M810L3-C4 |  | M850L3-C4 |  | M940L3-C4 |  | MCWHL8-C4
Approximate Total Beam Power with Collimation Adapter for Zeiss Axioskop Microscopes (mW) |  | 430 |  | 615 |  | 110 |  | 570 |  | 660 |  | 410 |  | 580 |  | 690 |  | 521 |  | 180 |  | 240 |  | 220 |  | 70 |  | 140 |  | 280 |  | 400 |  | 690 |  | 570 |  | 180 |  | 230 |  | 400 |  | 380 |  | 596
| Scaling Constant | 35.7109 |  | 45.8504 |  | 8.7566 |  | 45.2483 |  | 49.1319 |  | 25.5788 |  | 35.4109 |  | 30.3577 |  | 16.0142 |  | 4.7017 |  | 5.8557 |  | 5.3243 |  | 4.7071 |  | 7.1028 |  | 15.1871 |  | 19.2987 |  | 27.0196 |  | 22.3205 |  | 4.8055 |  | 6.3225 |  | 11.5934 |  | 5.1917 |  | 6.5541
Spectra |  | Wavelength (nm) | Spectral Flux (mW/nm) | Wavelength (nm) | Spectral Flux (mW/nm) | Wavelength (nm) | Spectral Flux (mW/nm) | Wavelength (nm) | Spectral Flux (mW/nm) | Wavelength (nm) | Spectral Flux (mW/nm) | Wavelength (nm) | Spectral Flux (mW/nm) | Wavelength (nm) | Spectral Flux (mW/nm) | Wavelength (nm) | Spectral Flux (mW/nm) | Wavelength (nm) | Spectral Flux (mW/nm) | Wavelength (nm) | Spectral Flux (mW/nm) | Wavelength (nm) | Spectral Flux (mW/nm) | Wavelength (nm) | Spectral Flux (mW/nm) | Wavelength (nm) | Spectral Flux (mW/nm) | Wavelength (nm) | Spectral Flux (mW/nm) | Wavelength (nm) | Spectral Flux (mW/nm) | Wavelength (nm) | Spectral Flux (mW/nm) | Wavelength (nm) | Spectral Flux (mW/nm) | Wavelength (nm) | Spectral Flux (mW/nm) | Wavelength (nm) | Spectral Flux (mW/nm) | Wavelength (nm) | Spectral Flux (mW/nm) | Wavelength (nm) | Spectral Flux (mW/nm) | Wavelength (nm) | Spectral Flux (mW/nm) | Wavelength (nm) | Spectral Flux (mW/nm)
|  | 200.0376 | 0.045024 | 199.9755 | -0.043916 | 319.0612 | 0.00030442 | 200.0376 | 0.044389 | 199.9755 | 0 | 192.9252 | 0 | 199.9755 | 0 | 200.0376 | 0 | 200.0376 | 0 | 319.0612 | 0.00396 | 200.0376 | 0 | 200.0376 | 0 | 194.11 | 0.0051009 | 200.0376 | 0 | 320.1482 | 0.00018372 | 200.0376 | 0 | 200.0376 | 0.0091991 | 199.9755 | 0 | 498.5586 | 0.0074485 | 199.9755 | 0 | 497.0539 | 7.7296e-05 | 498.5586 | 0.020507 | 199.7603 | 0
|  | 200.2403 | 0.013674 | 200.1769 | -0.023225 | 319.1756 | 0 | 200.2403 | -0.030439 | 200.1769 | 0 | 193.13 | 0 | 200.1769 | 0 | 200.2403 | 0 | 200.2403 | 0 | 319.1756 | 0.01025 | 200.2403 | 0 | 200.2403 | 7.0325e-05 | 194.31 | -0.0043867 | 200.2403 | 0 | 320.2569 | 0.00017305 | 200.2403 | 0 | 200.2403 | 0 | 200.1769 | 0 | 498.7121 | 0.0098031 | 200.1769 | 0 | 497.2087 | 0.00034783 | 498.7121 | 0.020611 | 199.9619 | 0
|  | 200.443 | 0.0042743 | 200.3784 | 0.0045449 | 319.2899 | 0 | 200.443 | -0.017152 | 200.3784 | 0 | 193.3348 | 0 | 200.3784 | 0 | 200.443 | 0 | 200.443 | 0 | 319.2899 | 0.005407 | 200.443 | 0 | 200.443 | 0 | 194.52 | 0.0031115 | 200.443 | 0 | 320.3656 | 0.00016238 | 200.443 | 0 | 200.443 | 0.00685 | 200.3784 | 0 | 498.8657 | 0.0083615 | 200.3784 | 0 | 497.3637 | 0 | 498.8657 | 0.019469 | 200.1636 | 0
|  | 200.6458 | 0.018194 | 200.5799 | -0.0060244 | 319.4043 | 0.007592 | 200.6458 | -0.0074936 | 200.5799 | 0 | 193.5396 | 0 | 200.5799 | 0 | 200.6458 | 0 | 200.6458 | 0 | 319.4043 | 0.0035809 | 200.6458 | 0 | 200.6458 | 8.7118e-05 | 194.72 | -0.0031625 | 200.6458 | 0 | 320.4742 | 0.00016807 | 200.6458 | 0 | 200.6458 | 0 | 200.5799 | 0 | 499.0192 | 0.0094668 | 200.5799 | 0 | 497.5186 | 0 | 499.0192 | 0.020559 | 200.3652 | 0
|  | 200.8485 | 0.013761 | 200.7814 | 0.038479 | 319.5186 | 0 | 200.8485 | 0.0073594 | 200.7814 | 0 | 193.7444 | 0 | 200.7814 | 0 | 200.8485 | 0 | 200.8485 | 0 | 319.5186 | 0.0019577 | 200.8485 | 0 | 200.8485 | 0 | 194.92 | -0.0042337 | 200.8485 | 0 | 320.583 | 0.00014317 | 200.8485 | 0 | 200.8485 | 0.013178 | 200.7814 | 0 | 499.1728 | 0.0089382 | 200.7814 | 0 | 497.6735 | 0 | 499.1728 | 0.019781 | 200.5669 | 0
|  | 201.0513 | 0.012933 | 200.9829 | 0.0080666 | 319.633 | 0.0033405 | 201.0513 | 0.00037475 | 200.9829 | 0 | 193.9493 | 0 | 200.9829 | 0 | 201.0513 | 0 | 201.0513 | 0 | 319.633 | 0.0073347 | 201.0513 | 0 | 201.0513 | 6.7092e-05 | 195.12 | 0.0031115 | 201.0513 | 0 | 320.6917 | 0.00012343 | 201.0513 | 0 | 201.0513 | 0 | 200.9829 | 0 | 499.3263 | 0.00338 | 200.9829 | 0 | 497.8284 | 0.00034783 | 499.3263 | 0.020559 | 200.7686 | 0
|  | 201.2541 | -0.0098479 | 201.1845 | 0.024672 | 319.7473 | 0 | 201.2541 | -0.0019925 | 201.1845 | 0 | 194.1542 | 0 | 201.1845 | 0 | 201.2541 | 0 | 201.2541 | 0 | 319.7473 | 0.00048945 | 201.2541 | 0 | 201.2541 | 0 | 195.33 | -0.0027035 | 201.2541 | 0 | 320.8004 | 0.00010938 | 201.2541 | 0 | 201.2541 | 0.0056646 | 201.1845 | 0 | 499.4799 | 0.0064393 | 201.1845 | 0 | 497.9833 | 0 | 499.4799 | 0.019417 | 200.9703 | 0
|  | 201.4569 | 0.011741 | 201.3861 | -0.029528 | 319.8616 | 0.0028849 | 201.4569 | -0.03707 | 201.3861 | 0 | 194.359 | 0 | 201.3861 | 0 | 201.4569 | 0 | 201.4569 | 0 | 319.8616 | 0.0025133 | 201.4569 | 0 | 201.4569 | 9.5503e-05 | 195.53 | -0.0054579 | 201.4569 | 0 | 320.9091 | 0.00011934 | 201.4569 | 0 | 201.4569 | 0 | 201.3861 | 0 | 499.6335 | 0.0062471 | 201.3861 | 0 | 498.1383 | 0.00034783 | 499.6335 | 0.0203 | 201.1721 | 0
|  | 201.6597 | 0.046473 | 201.5876 | 0.039399 | 319.976 | 0 | 201.6597 | 0.011325 | 201.5876 | 0 | 194.5639 | 0 | 201.5876 | 0 | 201.6597 | 0 | 201.6597 | 0 | 319.976 | 0.0044939 | 201.6597 | 0 | 201.6597 | 0 | 195.73 | 0.0067842 | 201.6597 | 0 | 321.0178 | 0.00011667 | 201.6597 | 0 | 201.6597 | 0.012586 | 201.5876 | 0 | 499.7871 | 0.01062 | 201.5876 | 0 | 498.2932 | 0 | 499.7871 | 0.019417 | 201.3738 | 0
|  | 201.8626 | -0.0036917 | 201.7892 | -0.02102 | 320.0903 | 0 | 201.8626 | -0.020344 | 201.7892 | 0 | 194.7688 | 0 | 201.7892 | 0 | 201.8626 | 0 | 201.8626 | 0 | 320.0903 | 0.0071936 | 201.8626 | 0 | 201.8626 | 0.00015581 | 195.93 | -0.012803 | 201.8626 | 0 | 321.1266 | 0.00011294 | 201.8626 | 0 | 201.8626 | 0 | 201.7893 | 0 | 499.9407 | 0.0088901 | 201.7892 | 0 | 498.4482 | 0.00011594 | 499.9407 | 0.020507 | 201.5756 | 0
|  | 202.0655 | 0.048328 | 201.9909 | 0.10488 | 320.2046 | 0.0012176 | 202.0655 | 0.057382 | 201.9909 | 0 | 194.9738 | 0 | 201.9909 | 0 | 202.0655 | 0 | 202.0655 | 0 | 320.2046 | 0.0016908 | 202.0655 | 0 | 202.0655 | 0 | 196.13 | 0.0015813 | 202.0655 | 0 | 321.2353 | 0.00012343 | 202.0655 | 0 | 202.0655 | 0.016806 | 201.9909 | 0 | 500.0942 | 0.0049016 | 201.9909 | 0 | 498.6032 | 7.7296e-05 | 500.0942 | 0.019677 | 201.7774 | 0
|  | 202.2683 | -0.008767 | 202.1925 | -0.010857 | 320.3189 | 0.0039478 | 202.2683 | 0.01043 | 202.1925 | 0 | 195.1787 | 0 | 202.1925 | 0 | 202.2683 | 0 | 202.2683 | 0 | 320.3189 | 0.0093094 | 202.2683 | 0 | 202.2683 | 8.2563e-05 | 196.34 | -0.0083652 | 202.2683 | 0 | 321.3441 | 0.00011383 | 202.2683 | 0 | 202.2683 | 0 | 202.1925 | 0 | 500.2479 | 0.0051418 | 202.1925 | 0 | 498.7581 | 0.00057972 | 500.2479 | 0.021027 | 201.9792 | 0
|  | 202.4713 | 0.050907 | 202.3942 | 0.020122 | 320.4332 | 0.0024351 | 202.4713 | 0.020325 | 202.3942 | 0 | 195.3836 | 0 | 202.3942 | 0 | 202.4712 | 0 | 202.4712 | 0 | 320.4332 | 0.0067705 | 202.4712 | 0 | 202.4713 | 0 | 196.54 | 0.0093854 | 202.4712 | 0 | 321.4528 | 0.00011258 | 202.4712 | 0 | 202.4712 | 0.0072922 | 202.3942 | 0 | 500.4015 | 0.0092745 | 202.3942 | 0 | 498.9131 | 0 | 500.4015 | 0.020092 | 202.181 | 0
|  | 202.6742 | -0.00075071 | 202.5959 | -0.023368 | 320.5475 | 0 | 202.6742 | -0.031373 | 202.5959 | 0 | 195.5886 | 0 | 202.5959 | 0 | 202.6742 | 0 | 202.6742 | 0 | 320.5475 | 0 | 202.6742 | 0 | 202.6742 | 0.00010504 | 196.74 | -0.012344 | 202.6742 | 0 | 321.5616 | 0.00010689 | 202.6742 | 0 | 202.6742 | 0 | 202.5959 | 0 | 500.5551 | 0.007016 | 202.5959 | 0 | 499.0681 | 0.00034783 | 500.5551 | 0.021286 | 202.3828 | 0
|  | 202.8771 | 0.024712 | 202.7976 | 0.020772 | 320.6619 | 0 | 202.8771 | -0.00077709 | 202.7976 | 0 | 195.7936 | 0 | 202.7976 | 0 | 202.8771 | 0 | 202.8771 | 0 | 320.6619 | 0.0031591 | 202.8771 | 0 | 202.8771 | 0 | 196.94 | -0.0013262 | 202.8771 | 0 | 321.6704 | 0.00013126 | 202.8771 | 0 | 202.8771 | 0.013442 | 202.7976 | 0 | 500.7088 | 0.010476 | 202.7976 | 0 | 499.2231 | 0 | 500.7088 | 0.019884 | 202.5846 | 0
|  | 203.08 | -0.0084776 | 202.9993 | -0.020389 | 320.7761 | 0.0028849 | 203.08 | 0.0017705 | 202.9993 | 0 | 195.9986 | 0 | 202.9993 | 0 | 203.0801 | 0 | 203.0801 | 0 | 320.7761 | 0.0058301 | 203.0801 | 0 | 203.08 | 6.1702e-05 | 197.15 | -0.015404 | 203.0801 | 0 | 321.7791 | 0.00014157 | 203.0801 | 0 | 203.08 | 0 | 202.9993 | 0 | 500.8624 | 0.0092265 | 202.9993 | 0 | 499.3781 | 0.00011594 | 500.8624 | 0.021027 | 202.7865 | 0
|  | 203.283 | 0.025519 | 203.201 | 0.0020688 | 320.8904 | 0 | 203.283 | 0.012738 | 203.201 | 0 | 196.2036 | 0 | 203.201 | 0 | 203.283 | 0 | 203.283 | 0 | 320.8904 | 0.0028921 | 203.283 | 0 | 203.283 | 0 | 197.35 | -0.0033155 | 203.283 | 0 | 321.8879 | 0.0001558 | 203.283 | 0 | 203.283 | 0.0092365 | 203.201 | 0 | 501.0161 | 0.015522 | 203.201 | 0 | 499.5331 | 0 | 501.0161 | 0.020144 | 202.9884 | 0
|  | 203.486 | 0.023661 | 203.4028 | -0.033242 | 321.0047 | 0.0019739 | 203.486 | -0.014286 | 203.4028 | 0 | 196.4086 | 0 | 203.4028 | 0 | 203.486 | 0 | 203.486 | 0 | 321.0047 | 0.0095915 | 203.486 | 0 | 203.486 | 9.5617e-05 | 197.55 | -0.0007141 | 203.486 | 0 | 321.9967 | 0.00015278 | 203.486 | 0 | 203.486 | 0 | 203.4028 | 0 | 501.1698 | 0.0082654 | 203.4028 | 0 | 499.6881 | 0.00011594 | 501.1698 | 0.021546 | 203.1902 | 0
|  | 203.689 | 0.03679 | 203.6046 | 0.012176 | 321.119 | 0 | 203.689 | 0.014312 | 203.6046 | 0 | 196.6136 | 0 | 203.6046 | 0 | 203.689 | 0 | 203.689 | 0 | 321.119 | 0.0090273 | 203.689 | 0 | 203.689 | 0 | 197.75 | -0.0030095 | 203.689 | 0 | 322.1055 | 0.00015491 | 203.689 | 0 | 203.689 | 0.01173 | 203.6045 | 0 | 501.3234 | 0.01062 | 203.6046 | 0 | 499.8432 | 7.7296e-05 | 501.3234 | 0.020715 | 203.3921 | 0
|  | 203.892 | -0.0137 | 203.8063 | 0.004883 | 321.2333 | 0.0027331 | 203.892 | -0.036368 | 203.8063 | 0 | 196.8187 | 0 | 203.8063 | 0 | 203.892 | 0 | 203.892 | 0 | 321.2333 | 0.005454 | 203.892 | 0 | 203.892 | 9.7989e-05 | 197.96 | 0.00081613 | 203.892 | 0 | 322.2143 | 0.00016149 | 203.892 | 0 | 203.892 | 0 | 203.8064 | 0 | 501.4771 | 0.0088901 | 203.8063 | 0 | 499.9982 | 0.00011594 | 501.4771 | 0.021961 | 203.594 | 0
|  | 204.0951 | 0.041359 | 204.0082 | 0.021599 | 321.3476 | 0 | 204.0951 | 0.01617 | 204.0082 | 0 | 197.0237 | 0 | 204.0082 | 0 | 204.0951 | 0 | 204.0951 | 0 | 321.3476 | 0.0088862 | 204.0951 | 0 | 204.0951 | 0 | 198.16 | 0.0078554 | 204.0951 | 0 | 322.3231 | 0.00014815 | 204.0951 | 0 | 204.0951 | 0.012444 | 204.0082 | 0 | 501.6308 | 0.011581 | 204.0082 | 0 | 500.1532 | 7.7296e-05 | 501.6308 | 0.021078 | 203.796 | 0
|  | 204.2981 | -0.010551 | 204.21 | -0.025751 | 321.4619 | 0.011208 | 204.2981 | -0.032396 | 204.21 | 0 | 197.2288 | 0 | 204.21 | 0 | 204.2981 | 0 | 204.2981 | 0 | 321.4619 | 0 | 204.2981 | 0 | 204.2981 | 5.7684e-05 | 198.36 | -0.0036216 | 204.2981 | 0 | 322.4319 | 0.00015206 | 204.2981 | 0 | 204.2981 | 0 | 204.21 | 0 | 501.7845 | 0.0085537 | 204.21 | 0 | 500.3083 | 0.00034783 | 501.7845 | 0.021961 | 203.9979 | 0
|  | 204.5012 | 0.038453 | 204.4118 | -0.0040984 | 321.5762 | 0.0042614 | 204.5012 | 0.002869 | 204.4118 | 0 | 197.4339 | 0 | 204.4118 | 0 | 204.5012 | 0 | 204.5012 | 0 | 321.5762 | 0 | 204.5012 | 0 | 204.5012 | 0 | 198.56 | 0.0077024 | 204.5012 | 0 | 322.5407 | 0.00013961 | 204.5012 | 0 | 204.5012 | 0.0068705 | 204.4118 | 0 | 501.9382 | 0.014128 | 204.4118 | 0 | 500.4633 | 0 | 501.9382 | 0.020455 | 204.1998 | 0
|  | 204.7043 | 0.0033361 | 204.6137 | -0.010628 | 321.6904 | 0 | 204.7043 | -0.02991 | 204.6137 | 0 | 197.639 | 0 | 204.6137 | 0 | 204.7043 | 0 | 204.7043 | 0 | 321.6904 | 0.0065354 | 204.7043 | 0 | 204.7043 | 0.00015243 | 198.76 | -0.0007141 | 204.7043 | 0 | 322.6495 | 0.0001478 | 204.7043 | 0 | 204.7043 | 0 | 204.6137 | 0 | 502.092 | 0.0064874 | 204.6137 | 0 | 500.6184 | 0.00034783 | 502.092 | 0.021027 | 204.4018 | 0
|  | 204.9074 | 0.037156 | 204.8156 | 0.039361 | 321.8047 | 0.0066965 | 204.9074 | 0.046595 | 204.8156 | 0 | 197.8441 | 0 | 204.8156 | 0 | 204.9074 | 0 | 204.9074 | 0 | 321.8047 | 0.0034261 | 204.9074 | 0 | 204.9074 | 0 | 198.97 | -0.0022444 | 204.9074 | 0 | 322.7584 | 0.00014833 | 204.9074 | 0 | 204.9074 | 0.012629 | 204.8156 | 0 | 502.2457 | 0.0092745 | 204.8156 | 0 | 500.7735 | 0 | 502.2457 | 0.019832 | 204.6038 | 0
|  | 205.1105 | -0.012632 | 205.0175 | -0.03041 | 321.919 | 0.0045552 | 205.1105 | -0.032816 | 205.0175 | 0 | 198.0493 | 0 | 205.0175 | 0 | 205.1105 | 0 | 205.1105 | 0 | 321.919 | 0.005595 | 205.1105 | 0 | 205.1105 | 8.3718e-05 | 199.17 | -0.011885 | 205.1105 | 0 | 322.8672 | 0.00013463 | 205.1105 | 0 | 205.1105 | 0 | 205.0175 | 0 | 502.3995 | 0.01038 | 205.0175 | 0 | 500.9286 | 0.00034783 | 502.3995 | 0.02139 | 204.8058 | 0
|  | 205.3136 | 0.010778 | 205.2194 | 0.027583 | 322.0332 | 0 | 205.3136 | 0.0088391 | 205.2194 | 0 | 198.2544 | 0 | 205.2194 | 0 | 205.3136 | 0 | 205.3136 | 0 | 322.0332 | 0.0098266 | 205.3136 | 0 | 205.3136 | 0 | 199.37 | 0.0047948 | 205.3136 | 0 | 322.976 | 0.00012681 | 205.3136 | 0 | 205.3136 | 0.0071716 | 205.2194 | 0 | 502.5532 | 0.011677 | 205.2194 | 0 | 501.0836 | 0 | 502.5532 | 0.020144 | 205.0078 | 0
|  | 205.5168 | 0.012829 | 205.4214 | -0.0087204 | 322.1475 | 0.0036442 | 205.5168 | 0.013582 | 205.4214 | 0 | 198.4595 | 0 | 205.4214 | 0 | 205.5168 | 0 | 205.5168 | 0 | 322.1475 | 0.00091188 | 205.5168 | 0 | 205.5168 | 6.4069e-05 | 199.57 | -0.0089776 | 205.5168 | 0 | 323.0849 | 0.00010671 | 205.5168 | 0 | 205.5168 | 0 | 205.4214 | 0 | 502.707 | 0.0050938 | 205.4214 | 0 | 501.2387 | 0 | 502.707 | 0.021286 | 205.2098 | 0
|  | 205.72 | 0.031103 | 205.6233 | -0.020364 | 322.2617 | 0 | 205.72 | 0.0081491 | 205.6233 | 0 | 198.6647 | 0 | 205.6233 | 0 | 205.72 | 0 | 205.72 | 0 | 322.2617 | 0.0098266 | 205.72 | 0 | 205.72 | 0 | 199.78 | -0.0030095 | 205.72 | 0 | 323.1938 | 9.5685e-05 | 205.72 | 0 | 205.72 | 0.010025 | 205.6233 | 0 | 502.8607 | 0.014849 | 205.6233 | 0 | 501.3938 | 0 | 502.8607 | 0.019884 | 205.4118 | 0
|  | 205.9232 | 0.0006243 | 205.8253 | -0.0043314 | 322.376 | 0 | 205.9232 | -0.01329 | 205.8253 | 0 | 198.8699 | 0 | 205.8253 | 0 | 205.9232 | 0 | 205.9232 | 0 | 322.376 | 0.0074287 | 205.9232 | 0 | 205.9232 | 0.00013313 | 199.98 | -0.007141 | 205.9232 | 0 | 323.3026 | 9.0705e-05 | 205.9232 | 0 | 205.9232 | 0 | 205.8253 | 0 | 503.0145 | 0.0072562 | 205.8253 | 0 | 501.5489 | 0.00034783 | 503.0145 | 0.021286 | 205.6139 | 0
|  | 206.1264 | 0.0237 | 206.0273 | 0.067416 | 322.4902 | 0 | 206.1264 | 0.012102 | 206.0273 | 0 | 199.0751 | 0 | 206.0273 | 0 | 206.1264 | 0 | 206.1264 | 0 | 322.4902 | 0.0028921 | 206.1264 | 0 | 206.1264 | 0 | 200.18 | 0.0015813 | 206.1264 | 0 | 323.4115 | 0.00010529 | 206.1264 | 0 | 206.1264 | 0.010141 | 206.0273 | 0 | 503.1683 | 0.0090343 | 206.0273 | 0 | 501.7041 | 0 | 503.1683 | 0.020144 | 205.816 | 0
|  | 206.3296 | -0.0013082 | 206.2293 | 0.008919 | 322.6045 | 0.012259 | 206.3296 | 0.0061805 | 206.2293 | 0 | 199.2803 | 0 | 206.2293 | 0 | 206.3296 | 0 | 206.3296 | 0 | 322.6045 | 0.0035809 | 206.3296 | 0 | 206.3296 | 5.6707e-05 | 200.39 | -0.0016323 | 206.3296 | 0 | 323.5204 | 0.00013161 | 206.3296 | 0 | 206.3296 | 0 | 206.2293 | 0 | 503.3221 | 0.0053341 | 206.2293 | 0 | 501.8592 | 0.00011594 | 503.3221 | 0.020923 | 206.018 | 0
|  | 206.5328 | 0.040543 | 206.4314 | 0.017852 | 322.7187 | 0.0028917 | 206.5328 | 0.008088 | 206.4314 | 0 | 199.4856 | 0 | 206.4314 | 0 | 206.5328 | 0 | 206.5328 | 0 | 322.7187 | 0 | 206.5328 | 0 | 206.5328 | 0 | 200.59 | -0.0049988 | 206.5328 | 0 | 323.6292 | 0.00013446 | 206.5328 | 0 | 206.5328 | 0.0092911 | 206.4314 | 0 | 503.4759 | 0.008794 | 206.4314 | 0 | 502.0143 | 7.7296e-05 | 503.4759 | 0.019677 | 206.2201 | 0
|  | 206.7361 | -0.032269 | 206.6334 | 0.0035451 | 322.833 | 0.0034924 | 206.7361 | 0.010322 | 206.6334 | 0 | 199.6908 | 0 | 206.6334 | 0 | 206.7361 | 0 | 206.7361 | 0 | 322.833 | 0.0026468 | 206.7361 | 0 | 206.7361 | 8.9941e-05 | 200.79 | -0.0054579 | 206.7361 | 0 | 323.7381 | 0.00012005 | 206.7361 | 0 | 206.7361 | 0 | 206.6334 | 0 | 503.6298 | 0.0051418 | 206.6334 | 0 | 502.1695 | 0.00034783 | 503.6298 | 0.021078 | 206.4223 | 0
|  | 206.9394 | 0.026789 | 206.8355 | 0.045003 | 322.9472 | 0 | 206.9394 | 0.0086922 | 206.8355 | 0 | 199.8961 | 0 | 206.8355 | 0 | 206.9394 | 0 | 206.9394 | 0 | 322.9472 | 0.003693 | 206.9394 | 0 | 206.9394 | 0 | 200.99 | 0.013517 | 206.9394 | 0 | 323.847 | 0.00011756 | 206.9394 | 0 | 206.9394 | 0.0076305 | 206.8355 | 0 | 503.7836 | 0.011581 | 206.8355 | 0 | 502.3246 | 0 | 503.7836 | 0.0203 | 206.6244 | 0
|  | 207.1427 | -0.0061227 | 207.0376 | 0.00025604 | 323.0614 | 0.003796 | 207.1427 | 0.0076658 | 207.0376 | 0 | 200.1013 | 0 | 207.0376 | 0 | 207.1427 | 0 | 207.1427 | 0 | 323.0614 | 0.0010454 | 207.1427 | 0 | 207.1427 | 6.3606e-05 | 201.2 | 0.0067842 | 207.1427 | 0 | 323.9559 | 0.00013339 | 207.1427 | 0 | 207.1427 | 0 | 207.0376 | 0 | 503.9374 | 0.0074965 | 207.0376 | 0 | 502.4798 | 0.00011594 | 503.9374 | 0.021494 | 206.8265 | 0
|  | 207.346 | 0.046077 | 207.2397 | 0.019528 | 323.1756 | 0 | 207.346 | 0.01961 | 207.2397 | 0 | 200.3066 | 0 | 207.2397 | 0 | 207.346 | 0 | 207.346 | 0 | 323.1756 | 0 | 207.346 | 0 | 207.346 | 0 | 201.4 | 0.0024994 | 207.346 | 0 | 324.0648 | 0.00015313 | 207.346 | 0 | 207.346 | 0.0043256 | 207.2397 | 0 | 504.0913 | 0.01384 | 207.2397 | 0 | 502.6349 | 7.7296e-05 | 504.0913 | 0.019988 | 207.0287 | 0
|  | 207.5493 | -0.010206 | 207.4418 | -0.036712 | 323.2899 | 0.009895 | 207.5493 | 0.0016435 | 207.4418 | 0 | 200.5119 | 0 | 207.4418 | 0 | 207.5493 | 0 | 207.5493 | 0 | 323.2899 | 0.0079929 | 207.5493 | 0 | 207.5493 | 4.7515e-05 | 201.6 | -0.0092835 | 207.5493 | 0 | 324.1737 | 0.00015811 | 207.5493 | 0 | 207.5493 | 0 | 207.4418 | 0 | 504.2451 | 0.0055743 | 207.4418 | 0 | 502.7901 | 0.00011594 | 504.2451 | 0.020975 | 207.2308 | 0
|  | 207.7526 | 0.015504 | 207.644 | -0.014429 | 323.4041 | 0 | 207.7526 | 0.015827 | 207.644 | 0 | 200.7172 | 0 | 207.644 | 0 | 207.7526 | 0 | 207.7526 | 0 | 323.4041 | 0.0071466 | 207.7526 | 0 | 207.7526 | 0 | 201.8 | 0.012752 | 207.7526 | 0 | 324.2826 | 0.00016238 | 207.7526 | 0 | 207.7526 | 0.0096451 | 207.644 | 0 | 504.399 | 0.009707 | 207.644 | 0 | 502.9453 | 0.00030918 | 504.399 | 0.020248 | 207.433 | 0
|  | 207.956 | 0.022806 | 207.8462 | -0.0094403 | 323.5183 | 0.0030368 | 207.956 | -0.035683 | 207.8462 | 0 | 200.9226 | 0 | 207.8462 | 0 | 207.956 | 0 | 207.956 | 0 | 323.5183 | 0.0069115 | 207.956 | 0 | 207.956 | 5.3446e-05 | 202.01 | 0.0015813 | 207.956 | 0 | 324.3916 | 0.00018016 | 207.956 | 0 | 207.956 | 0 | 207.8462 | 0 | 504.5529 | 0.010908 | 207.8462 | 0 | 503.1005 | 0.00034783 | 504.5529 | 0.021598 | 207.6352 | 0
|  | 208.1594 | 0.046248 | 208.0483 | 0.0081521 | 323.6325 | 0 | 208.1594 | 0.005292 | 208.0483 | 0 | 201.1279 | 0 | 208.0483 | 0 | 208.1594 | 0 | 208.1594 | 0 | 323.6325 | 0.0077108 | 208.1594 | 0 | 208.1594 | 0 | 202.21 | 0.0037236 | 208.1594 | 0 | 324.5005 | 0.00017181 | 208.1594 | 0 | 208.1594 | 0.0098267 | 208.0483 | 0 | 504.7067 | 0.0076887 | 208.0483 | 0 | 503.2557 | 0.00077296 | 504.7067 | 0.020611 | 207.8374 | 0
|  | 208.3628 | 0.012862 | 208.2506 | -0.01556 | 323.7467 | 0.0025813 | 208.3628 | -0.0083585 | 208.2506 | 0 | 201.3333 | 0 | 208.2506 | 0 | 208.3628 | 0 | 208.3628 | 0 | 323.7467 | 0.0023799 | 208.3628 | 0 | 208.3628 | 0.0001007 | 202.41 | 0.00020403 | 208.3628 | 0 | 324.6094 | 0.00018105 | 208.3628 | 0 | 208.3628 | 0 | 208.2506 | 0 | 504.8606 | 0.0049977 | 208.2506 | 0 | 503.4109 | 0.00034783 | 504.8606 | 0.021546 | 208.0397 | 0
|  | 208.5662 | 0.01425 | 208.4528 | 0.0021923 | 323.8609 | 0 | 208.5662 | 0.016454 | 208.4528 | 0 | 201.5386 | 0 | 208.4528 | 0 | 208.5662 | 0 | 208.5662 | 0 | 323.8609 | 0.0019577 | 208.5662 | 0 | 208.5662 | 0 | 202.62 | -0.0030095 | 208.5662 | 0 | 324.7184 | 0.00016522 | 208.5662 | 0 | 208.5662 | 0.0062977 | 208.4528 | 0 | 505.0145 | 0.014368 | 208.4528 | 0 | 503.5661 | 7.7296e-05 | 505.0145 | 0.020507 | 208.2419 | 0
|  | 208.7696 | -0.020238 | 208.655 | -0.037654 | 323.9751 | 0.00075918 | 208.7696 | -0.026102 | 208.655 | 0 | 201.744 | 0 | 208.655 | 0 | 208.7696 | 0 | 208.7696 | 0 | 323.9751 | 0.0031806 | 208.7696 | 0 | 208.7696 | 7.4244e-05 | 202.82 | -0.0046928 | 208.7696 | 0 | 324.8273 | 0.00017358 | 208.7696 | 0 | 208.7696 | 0 | 208.655 | 0 | 505.1684 | 0.011485 | 208.655 | 0 | 503.7213 | 0 | 505.1684 | 0.021598 | 208.4442 | 0
|  | 208.9731 | 0.027879 | 208.8573 | 0.02158 | 324.0893 | 0.0036527 | 208.9731 | 0.0074978 | 208.8573 | 0 | 201.9494 | 0 | 208.8573 | 0 | 208.9731 | 0 | 208.9731 | 0 | 324.0893 | 0.0034261 | 208.9731 | 0 | 208.9731 | 0 | 203.02 | 0.0026524 | 208.9731 | 0 | 324.9363 | 0.00015616 | 208.9731 | 0 | 208.9731 | 0.01132 | 208.8573 | 0 | 505.3224 | 0.012494 | 208.8573 | 0 | 503.8765 | 7.7296e-05 | 505.3224 | 0.020663 | 208.6464 | 0
|  | 209.1765 | 0.014749 | 209.0596 | -0.034917 | 324.2035 | 0.0059217 | 209.1765 | -0.023251 | 209.0596 | 0 | 202.1548 | 0 | 209.0596 | 0 | 209.1765 | 0 | 209.1765 | 0 | 324.2035 | 0.0053129 | 209.1765 | 0 | 209.1765 | 0.00010297 | 203.22 | -0.0046928 | 209.1765 | 0 | 325.0452 | 0.00016932 | 209.1765 | 0 | 209.1765 | 0 | 209.0596 | 0 | 505.4763 | 0.007016 | 209.0596 | 0 | 504.0317 | 0.00034783 | 505.4763 | 0.021442 | 208.8487 | 0
|  | 209.38 | 0.036193 | 209.2619 | -0.0045699 | 324.3177 | 0.0024351 | 209.38 | 0.027416 | 209.2619 | 0 | 202.3603 | 0 | 209.2619 | 0 | 209.38 | 0 | 209.38 | 0 | 324.3177 | 0.00075644 | 209.38 | 0 | 209.38 | 0 | 203.43 | -0.0057639 | 209.38 | 0 | 325.1542 | 0.00015189 | 209.38 | 0 | 209.38 | 0.010245 | 209.2619 | 0 | 505.6302 | 0.013167 | 209.2619 | 0 | 504.187 | 0 | 505.6302 | 0.020611 | 209.051 | 0
|  | 209.5835 | -0.0025099 | 209.4642 | -0.059437 | 324.4319 | 0.006681 | 209.5835 | -0.016933 | 209.4642 | 0 | 202.5657 | 0 | 209.4642 | 0 | 209.5835 | 0 | 209.5835 | 0 | 324.4319 | 0.0079929 | 209.5835 | 0 | 209.5835 | 9.2056e-05 | 203.63 | -0.0091305 | 209.5835 | 0 | 325.2632 | 0.00014744 | 209.5835 | 0 | 209.5835 | 0 | 209.4642 | 0 | 505.7842 | 0.0081212 | 209.4642 | 0 | 504.3422 | 0 | 505.7842 | 0.021702 | 209.2533 | 0
|  | 209.787 | 0.024224 | 209.6665 | 0.031763 | 324.5461 | 0 | 209.787 | 0.025853 | 209.6665 | 0 | 202.7712 | 0 | 209.6665 | 0 | 209.787 | 0 | 209.787 | 0 | 324.5461 | 0.0024917 | 209.787 | 0 | 209.787 | 0 | 203.83 | -0.0045398 | 209.787 | 0 | 325.3721 | 0.00011383 | 209.787 | 0 | 209.787 | 0.0079986 | 209.6665 | 0 | 505.9381 | 0.0063432 | 209.6665 | 0 | 504.4975 | 0.00030918 | 505.9381 | 0.020923 | 209.4556 | 0
|  | 209.9905 | -0.030449 | 209.8689 | -0.047266 | 324.6603 | 0.00060732 | 209.9905 | -0.022853 | 209.8689 | 0 | 202.9766 | 0 | 209.8689 | 0 | 209.9905 | 0 | 209.9905 | 0 | 324.6603 | 0.00011123 | 209.9905 | 0 | 209.9905 | 0.00010071 | 204.04 | -0.0033155 | 209.9905 | 0 | 325.4811 | 0.00010938 | 209.9905 | 0 | 209.9905 | 0 | 209.8689 | 0 | 506.0921 | 0.011389 | 209.8689 | 0 | 504.6527 | 0.00011594 | 506.0921 | 0.021598 | 209.658 | 0
|  | 210.1941 | 0.021759 | 210.0712 | 0.057382 | 324.7744 | 0 | 210.1941 | 0.0045741 | 210.0712 | 0 | 203.1821 | 0 | 210.0712 | 0 | 210.1941 | 0 | 210.1941 | 0 | 324.7744 | 0 | 210.1941 | 0 | 210.1941 | 0 | 204.24 | 0.0067842 | 210.1941 | 0 | 325.5901 | 0.00010031 | 210.1941 | 0 | 210.1941 | 0.010887 | 210.0712 | 0 | 506.2461 | 0.014032 | 210.0712 | 0 | 504.808 | 0 | 506.2461 | 0.020404 | 209.8603 | 0
|  | 210.3977 | -0.0037793 | 210.2736 | -0.026605 | 324.8886 | 0.0015184 | 210.3977 | -0.012642 | 210.2736 | 0 | 203.3876 | 0 | 210.2736 | 0 | 210.3977 | 0 | 210.3977 | 0 | 324.8886 | 0.0066294 | 210.3977 | 0 | 210.3977 | 0.00011453 | 204.44 | -0.0034686 | 210.3977 | 0 | 325.6991 | 9.3906e-05 | 210.3977 | 0 | 210.3977 | 0 | 210.2736 | 0 | 506.4001 | 0.0048055 | 210.2736 | 0 | 504.9633 | 0.00034783 | 506.4001 | 0.021598 | 210.0627 | 0
|  | 210.6012 | 0.026224 | 210.476 | 0.044634 | 325.0028 | 0 | 210.6012 | 0.010576 | 210.476 | 0 | 203.5931 | 0 | 210.476 | 0 | 210.6012 | 0 | 210.6012 | 0 | 325.0028 | 0.008228 | 210.6012 | 0 | 210.6012 | 0 | 204.64 | -0.0031625 | 210.6012 | 0 | 325.8081 | 9.7819e-05 | 210.6012 | 0 | 210.6012 | 0.011357 | 210.476 | 0 | 506.5541 | 0.0041393 | 210.476 | 0 | 505.1186 | 0 | 506.5541 | 0.020871 | 210.2651 | 0
|  | 210.8048 | 0.012138 | 210.6785 | 0.0055231 | 325.1169 | 0.0048589 | 210.8048 | -0.026192 | 210.6785 | 0 | 203.7986 | 0 | 210.6785 | 0 | 210.8048 | 0 | 210.8048 | 0 | 325.1169 | 0.0015792 | 210.8048 | 0 | 210.8048 | 0.00011948 | 204.85 | -0.0095893 | 210.8048 | 0 | 325.9171 | 0.00010813 | 210.8048 | 0 | 210.8048 | 0 | 210.6785 | 0 | 506.7081 | 0.0073524 | 210.6785 | 0 | 505.2738 | 0.00011594 | 506.7081 | 0.021961 | 210.4675 | 0
|  | 211.0085 | 0.022915 | 210.8809 | 0.066276 | 325.2311 | 0 | 211.0085 | 0.030276 | 210.8809 | 0 | 204.0042 | 0 | 210.8809 | 0 | 211.0085 | 0 | 211.0085 | 0 | 325.2311 | 8.897e-05 | 211.0085 | 0 | 211.0085 | 0 | 205.05 | -0.0027035 | 211.0085 | 0 | 326.0261 | 0.00013037 | 211.0085 | 0 | 211.0085 | 0.015191 | 210.8809 | 0 | 506.8621 | 0.01235 | 210.8809 | 0 | 505.4291 | 0 | 506.8621 | 0.020611 | 210.6699 | 0
|  | 211.2121 | -0.012435 | 211.0834 | -0.051042 | 325.3453 | 0.0099825 | 211.2121 | -0.050245 | 211.0834 | 0 | 204.2097 | 0 | 211.0834 | 0 | 211.2121 | 0 | 211.2121 | 0 | 325.3453 | 0.0073347 | 211.2121 | 0 | 211.2121 | 6.6671e-05 | 205.25 | -0.016935 | 211.2121 | 0 | 326.1352 | 0.00015829 | 211.2121 | 0 | 211.2121 | 0 | 211.0834 | 0 | 507.0161 | 0.0010985 | 211.0834 | 0 | 505.5845 | 0.00011594 | 507.0161 | 0.021909 | 210.8723 | 0
|  | 211.4157 | 0.058586 | 211.2859 | 0.017496 | 325.4594 | 0 | 211.4157 | -0.00070731 | 211.2859 | 0 | 204.4153 | 0 | 211.2859 | 0 | 211.4157 | 0 | 211.4157 | 0 | 325.4594 | 0 | 211.4157 | 0 | 211.4157 | 0 | 205.46 | 0.0034176 | 211.4157 | 0 | 326.2442 | 0.00015242 | 211.4157 | 0 | 211.4157 | 0.0096178 | 211.2859 | 0 | 507.1701 | 0.007929 | 211.2859 | 0 | 505.7398 | 7.7296e-05 | 507.1701 | 0.021286 | 211.0747 | 0
|  | 211.6194 | 0.0052694 | 211.4884 | -0.028394 | 325.5736 | 0 | 211.6194 | -0.010051 | 211.4884 | 0 | 204.6209 | 0 | 211.4884 | 0 | 211.6194 | 0 | 211.6194 | 0 | 325.5736 | 0.0011788 | 211.6194 | 0 | 211.6194 | 4.618e-05 | 205.66 | -0.0053048 | 211.6194 | 0 | 326.3532 | 0.00014691 | 211.6194 | 0 | 211.6194 | 0 | 211.4884 | 0 | 507.3241 | 0.009707 | 211.4884 | 0 | 505.8951 | 0 | 507.3241 | 0.022376 | 211.2772 | 0
|  | 211.8231 | 0.029885 | 211.6909 | 0.011473 | 325.6877 | 0 | 211.8231 | 0.0051248 | 211.6909 | 0 | 204.8265 | 0 | 211.6909 | 0 | 211.8231 | 0 | 211.8231 | 0 | 325.6877 | 0.003693 | 211.8231 | 0 | 211.8231 | 1.2787e-06 | 205.86 | 0.0067842 | 211.8231 | 0 | 326.4623 | 0.00014335 | 211.8231 | 0 | 211.8231 | 0.0047585 | 211.6909 | 0 | 507.4782 | 0.012014 | 211.6909 | 0 | 506.0504 | 0 | 507.4782 | 0.021027 | 211.4797 | 0
|  | 212.0268 | 0.022148 | 211.8934 | 0.013588 | 325.8018 | 0.0042515 | 212.0268 | -0.00077448 | 211.8934 | 0 | 205.0321 | 0 | 211.8934 | 0 | 212.0268 | 0 | 212.0268 | 0 | 325.8018 | 0.005595 | 212.0268 | 0 | 212.0268 | 5.1044e-05 | 206.07 | -0.0065293 | 212.0268 | 0 | 326.5713 | 0.00016718 | 212.0268 | 0 | 212.0268 | 0 | 211.8934 | 0 | 507.6322 | 0.012158 | 211.8934 | 0 | 506.2058 | 0.00011594 | 507.6322 | 0.021961 | 211.6822 | 0
|  | 212.2305 | 0.019285 | 212.096 | 0.0073 | 325.916 | 0 | 212.2305 | 0.0068665 | 212.096 | 0 | 205.2377 | 0 | 212.096 | 0 | 212.2305 | 0 | 212.2305 | 0 | 325.916 | 0 | 212.2305 | 0 | 212.2305 | 0 | 206.27 | 0.0041827 | 212.2305 | 0 | 326.6804 | 0.00016985 | 212.2305 | 0 | 212.2305 | 0.0081591 | 212.096 | 0 | 507.7863 | 0.0055743 | 212.096 | 0 | 506.3611 | 7.7296e-05 | 507.7863 | 0.021494 | 211.8847 | 0
|  | 212.4342 | -0.0098232 | 212.2986 | -0.025112 | 326.0301 | 0 | 212.4342 | -0.031511 | 212.2986 | 0 | 205.4434 | 0 | 212.2986 | 0 | 212.4342 | 0 | 212.4342 | 0 | 326.0301 | 0.008134 | 212.4342 | 0 | 212.4342 | 5.4149e-05 | 206.47 | -0.0042337 | 212.4342 | 0 | 326.7894 | 0.0001743 | 212.4342 | 0 | 212.4342 | 0 | 212.2986 | 0 | 507.9404 | 0.0062471 | 212.2986 | 0 | 506.5165 | 0.00011594 | 507.9404 | 0.022273 | 212.0872 | 0
|  | 212.638 | 0.015256 | 212.5012 | -8.9175e-05 | 326.1442 | 0 | 212.638 | 0.015571 | 212.5012 | 0 | 205.649 | 0 | 212.5012 | 0 | 212.638 | 0 | 212.638 | 0 | 326.1442 | 0.0056891 | 212.638 | 0 | 212.638 | 0 | 206.68 | -0.0048458 | 212.638 | 0 | 326.8985 | 0.0001702 | 212.638 | 0 | 212.638 | 0.012161 | 212.5012 | 0 | 508.0945 | 0.0083615 | 212.5012 | 0 | 506.6718 | 7.7296e-05 | 508.0945 | 0.021027 | 212.2897 | 0
|  | 212.8418 | -0.016239 | 212.7038 | -0.0040544 | 326.2584 | 0.0025813 | 212.8418 | -0.016141 | 212.7038 | 0 | 205.8547 | 0 | 212.7038 | 0 | 212.8418 | 0 | 212.8418 | 0 | 326.2584 | 0.0071936 | 212.8418 | 0 | 212.8418 | 3.0636e-05 | 206.88 | -0.0065293 | 212.8418 | 0 | 327.0076 | 0.00017679 | 212.8418 | 0 | 212.8417 | 0 | 212.7038 | 0 | 508.2486 | 0.011149 | 212.7038 | 0 | 506.8272 | 0.00034783 | 508.2486 | 0.021805 | 212.4922 | 0
|  | 213.0455 | 0.013074 | 212.9064 | -0.05321 | 326.3725 | 0 | 213.0455 | -0.0016822 | 212.9064 | 0 | 206.0603 | 0 | 212.9064 | 0 | 213.0455 | 0 | 213.0455 | 0 | 326.3725 | 0 | 213.0455 | 0 | 213.0455 | 0 | 207.08 | -0.013109 | 213.0455 | 0 | 327.1166 | 0.00015687 | 213.0455 | 0 | 213.0455 | 0.0013279 | 212.9064 | 0 | 508.4027 | 0.011245 | 212.9064 | 0 | 506.9826 | 0 | 508.4027 | 0.021234 | 212.6948 | 0
|  | 213.2493 | 0.0019256 | 213.1091 | -0.0202 | 326.4866 | 0.0027331 | 213.2493 | -0.025043 | 213.1091 | 0 | 206.2661 | 0 | 213.1091 | 0 | 213.2493 | 0 | 213.2493 | 0 | 326.4866 | 0.0010454 | 213.2493 | 0 | 213.2493 | 0.00014153 | 207.29 | -0.00607 | 213.2493 | 0 | 327.2257 | 0.0001622 | 213.2493 | 0 | 213.2493 | 0 | 213.1091 | 0 | 508.5568 | 0.006151 | 213.1091 | 0 | 507.1379 | 0.00057972 | 508.5568 | 0.021805 | 212.8973 | 0
|  | 213.4532 | 0.030968 | 213.3117 | 0.10733 | 326.6008 | 0.0010654 | 213.4532 | -0.007383 | 213.3117 | 0 | 206.4718 | 0 | 213.3117 | 0 | 213.4532 | 0 | 213.4532 | 0 | 326.6008 | 0.0064884 | 213.4532 | 0 | 213.4532 | 0 | 207.49 | -0.00086717 | 213.4532 | 0 | 327.3348 | 0.00013286 | 213.4532 | 0 | 213.4532 | 0.0088104 | 213.3117 | 0 | 508.7109 | 0.011149 | 213.3117 | 0 | 507.2933 | 0 | 508.7109 | 0.020352 | 213.1 | 0
|  | 213.657 | 0.00072436 | 213.5144 | -0.029061 | 326.7149 | 0.0088442 | 213.657 | -0.015273 | 213.5144 | 0 | 206.6775 | 0 | 213.5144 | 0 | 213.657 | 0 | 213.657 | 0 | 326.7149 | 0.008134 | 213.657 | 0 | 213.657 | 3.4279e-05 | 207.69 | -0.0091305 | 213.657 | 0 | 327.4439 | 0.00013712 | 213.657 | 0 | 213.657 | 0 | 213.5144 | 0 | 508.865 | 0.004563 | 213.5144 | 0 | 507.4487 | 0.00011594 | 508.865 | 0.021286 | 213.3025 | 0
|  | 213.8608 | 0.019567 | 213.7171 | 0.010135 | 326.829 | 0.0059356 | 213.8608 | -0.01875 | 213.7171 | 0 | 206.8832 | 0 | 213.7171 | 0 | 213.8608 | 0 | 213.8608 | 0 | 326.829 | 0.0044939 | 213.8608 | 0 | 213.8608 | 0 | 207.89 | -0.00010202 | 213.8608 | 0 | 327.553 | 0.0001229 | 213.8608 | 0 | 213.8608 | 0.0063125 | 213.7171 | 0 | 509.0192 | 0.008794 | 213.7171 | 0 | 507.6041 | 7.7296e-05 | 509.0192 | 0.020663 | 213.5052 | 0
|  | 214.0647 | 0.0062237 | 213.9199 | -0.024479 | 326.9431 | 0.0022776 | 214.0647 | -0.0020427 | 213.9199 | 0 | 207.089 | 0 | 213.9199 | 0 | 214.0647 | 0 | 214.0647 | 0 | 326.9431 | 0 | 214.0647 | 0 | 214.0647 | 8.5609e-05 | 208.1 | -0.0046928 | 214.0647 | 0 | 327.6621 | 0.00015153 | 214.0647 | 0 | 214.0647 | 0 | 213.9199 | 0 | 509.1733 | 0.011149 | 213.9199 | 0 | 507.7595 | 0.00034783 | 509.1733 | 0.021857 | 213.7078 | 0
|  | 214.2686 | 0.022871 | 214.1226 | 0.055083 | 327.0572 | 0 | 214.2686 | 0.041851 | 214.1226 | 0 | 207.2947 | 0 | 214.1226 | 0 | 214.2686 | 0 | 214.2686 | 0 | 327.0572 | 0.0012903 | 214.2686 | 0 | 214.2686 | 0 | 208.3 | -0.0048458 | 214.2686 | 0 | 327.7712 | 0.00013873 | 214.2686 | 0 | 214.2686 | 0.0073487 | 214.1226 | 0 | 509.3275 | 0.010236 | 214.1226 | 0 | 507.915 | 0 | 509.3275 | 0.020507 | 213.9104 | 0
|  | 214.4725 | -0.018076 | 214.3254 | 0.0096202 | 327.1713 | 0.0069846 | 214.4725 | -0.0012719 | 214.3254 | 0 | 207.5005 | 0 | 214.3254 | 0 | 214.4725 | 0 | 214.4725 | 0 | 327.1713 | 0.0097326 | 214.4725 | 0 | 214.4725 | 5.3022e-05 | 208.5 | -0.010202 | 214.4725 | 0 | 327.8803 | 0.00014744 | 214.4725 | 0 | 214.4725 | 0 | 214.3254 | 0 | 509.4816 | 0.011004 | 214.3254 | 0 | 508.0704 | 0 | 509.4816 | 0.021234 | 214.1131 | 0
|  | 214.6764 | 0.028337 | 214.5281 | 0.011533 | 327.2854 | 0.0025873 | 214.6764 | 0.00070678 | 214.5281 | 0 | 207.7063 | 0 | 214.5281 | 0 | 214.6764 | 0 | 214.6764 | 0 | 327.2854 | 0.0032926 | 214.6764 | 0 | 214.6764 | 0 | 208.71 | 0.0054069 | 214.6764 | 0 | 327.9895 | 0.00013588 | 214.6764 | 0 | 214.6764 | 0.0076593 | 214.5282 | 0 | 509.6358 | 0.01062 | 214.5281 | 0 | 508.2258 | 7.7296e-05 | 509.6358 | 0.019832 | 214.3158 | 0
|  | 214.8804 | -0.033854 | 214.7309 | -0.043516 | 327.3995 | 0.0027331 | 214.8804 | -0.018269 | 214.7309 | 0 | 207.9121 | 0 | 214.7309 | 0 | 214.8804 | 0 | 214.8804 | 0 | 327.3995 | 0.0079929 | 214.8804 | 0 | 214.8804 | 5.2194e-05 | 208.91 | -0.0011732 | 214.8804 | 0 | 328.0986 | 0.00014815 | 214.8804 | 0 | 214.8804 | 0 | 214.731 | 0 | 509.79 | 0.012398 | 214.7309 | 0 | 508.3813 | 0.00011594 | 509.79 | 0.020975 | 214.5184 | 0
|  | 215.0843 | 0.021964 | 214.9338 | 0.018533 | 327.5136 | 0.0013697 | 215.0843 | -0.0031554 | 214.9338 | 0 | 208.1179 | 0 | 214.9338 | 0 | 215.0843 | 0 | 215.0843 | 0 | 327.5136 | 0 | 215.0843 | 0 | 215.0843 | 0 | 209.12 | 0.00096913 | 215.0843 | 0 | 328.2077 | 0.00013908 | 215.0843 | 0 | 215.0843 | 0.0060654 | 214.9338 | 0 | 509.9442 | 0.013599 | 214.9338 | 0 | 508.5367 | 0 | 509.9442 | 0.020352 | 214.7211 | 0
|  | 215.2883 | 0.017422 | 215.1366 | -0.05548 | 327.6277 | 0 | 215.2883 | -0.0015776 | 215.1366 | 0 | 208.3238 | 0 | 215.1366 | 0 | 215.2883 | 0 | 215.2883 | 0 | 327.6277 | 0.0050308 | 215.2883 | 0 | 215.2883 | 5.794e-05 | 209.32 | -0.0034686 | 215.2883 | 0 | 328.3169 | 0.00015491 | 215.2883 | 0 | 215.2883 | 0 | 215.1366 | 0 | 510.0984 | 0.013023 | 215.1366 | 0 | 508.6922 | 0 | 510.0984 | 0.022065 | 214.9238 | 0
|  | 215.4923 | 0.030384 | 215.3395 | 0.00017157 | 327.7418 | 0.0044136 | 215.4923 | 0.0086272 | 215.3395 | 0 | 208.5296 | 0 | 215.3395 | 0 | 215.4923 | 0 | 215.4923 | 0 | 327.7418 | 0.0064884 | 215.4923 | 0 | 215.4923 | 0 | 209.52 | 0.01061 | 215.4923 | 0 | 328.426 | 0.00016967 | 215.4923 | 0 | 215.4923 | 0.0066139 | 215.3395 | 0 | 510.2526 | 0.011389 | 215.3395 | 0 | 508.8476 | 7.7296e-05 | 510.2526 | 0.021234 | 215.1266 | 0
|  | 215.6963 | -0.026557 | 215.5423 | -0.01116 | 327.8558 | 0.00577 | 215.6963 | -0.012532 | 215.5423 | 0 | 208.7355 | 0 | 215.5423 | 0 | 215.6963 | 0 | 215.6963 | 0 | 327.8558 | 0.008134 | 215.6963 | 0 | 215.6963 | 3.3919e-05 | 209.73 | -0.00025504 | 215.6963 | 0 | 328.5352 | 0.0001823 | 215.6963 | 0 | 215.6963 | 0 | 215.5423 | 0 | 510.4068 | 0.011341 | 215.5423 | 0 | 509.0031 | 0.00011594 | 510.4068 | 0.02248 | 215.3293 | 0
|  | 215.9003 | 0.029306 | 215.7452 | 0.0019794 | 327.9699 | 0 | 215.9003 | 0.00079792 | 215.7452 | 0 | 208.9413 | 0 | 215.7452 | 0 | 215.9003 | 0 | 215.9003 | 0 | 327.9699 | 0.0034261 | 215.9003 | 0 | 215.9003 | 0 | 209.93 | -0.010202 | 215.9003 | 0 | 328.6443 | 0.00017216 | 215.9003 | 0 | 215.9003 | 0.0058518 | 215.7452 | 0 | 510.5611 | 0 | 215.7452 | 0 | 509.1586 | 7.7296e-05 | 510.5611 | 0.021286 | 215.5321 | 0
|  | 216.1043 | -0.0025848 | 215.9481 | -0.021317 | 328.084 | 0.0031887 | 216.1043 | 0.013141 | 215.9481 | 0 | 209.1472 | 0 | 215.9481 | 0 | 216.1043 | 0 | 216.1043 | 0 | 328.084 | 0.0059712 | 216.1043 | 0 | 216.1043 | 6.1699e-05 | 210.13 | 0.0023464 | 216.1043 | 0 | 328.7535 | 0.00016487 | 216.1043 | 0 | 216.1043 | 0 | 215.9481 | 0 | 510.7153 | 0.0064874 | 215.9481 | 0 | 509.3141 | 0.00034783 | 510.7153 | 0.022688 | 215.7348 | 0
|  | 216.3084 | 0.0083066 | 216.1511 | 0.0034034 | 328.1981 | 0.00624 | 216.3084 | 0.033799 | 216.1511 | 0 | 209.3531 | 0 | 216.1511 | 0 | 216.3084 | 0 | 216.3084 | 0 | 328.1981 | 0.0072877 | 216.3084 | 0 | 216.3084 | 0 | 210.34 | 0.0029585 | 216.3084 | 0 | 328.8627 | 0.00015936 | 216.3084 | 0 | 216.3084 | 0.013231 | 216.1511 | 0 | 510.8695 | 0.0099473 | 216.1511 | 0 | 509.4696 | 0 | 510.8695 | 0.021546 | 215.9376 | 0
|  | 216.5125 | 0.011098 | 216.354 | 0.0034237 | 328.3121 | 0.0047071 | 216.5125 | -0.0092317 | 216.354 | 0 | 209.5591 | 0 | 216.354 | 0 | 216.5125 | 0 | 216.5125 | 0 | 328.3121 | 0 | 216.5125 | 0 | 216.5125 | 7.2989e-05 | 210.54 | -0.010202 | 216.5125 | 0 | 328.9719 | 0.0001743 | 216.5125 | 0 | 216.5125 | 0 | 216.354 | 0 | 511.0238 | 0.0091304 | 216.354 | 0 | 509.6251 | 0.00057972 | 511.0238 | 0.023207 | 216.1404 | 0
|  | 216.7166 | 0.0095696 | 216.557 | 0.0088055 | 328.4262 | 0 | 216.7166 | 0.0029098 | 216.557 | 0 | 209.765 | 0 | 216.557 | 0 | 216.7166 | 0 | 216.7166 | 0 | 328.4262 | 0.0066294 | 216.7166 | 0 | 216.7166 | 0 | 210.74 | 0.007243 | 216.7166 | 0 | 329.0811 | 0.00016522 | 216.7166 | 0 | 216.7166 | 0.0075334 | 216.557 | 0 | 511.1781 | 0.011341 | 216.557 | 0 | 509.7806 | 7.7296e-05 | 511.1781 | 0.021805 | 216.3432 | 0
|  | 216.9207 | 0.0020241 | 216.76 | -0.03159 | 328.5403 | 0 | 216.9207 | -0.011509 | 216.76 | 0 | 209.9709 | 0 | 216.76 | 0 | 216.9207 | 0 | 216.9207 | 0 | 328.5403 | 0.0043816 | 216.9207 | 0 | 216.9207 | 8.6247e-05 | 210.95 | -0.0049988 | 216.9207 | 0 | 329.1903 | 0.00015206 | 216.9207 | 0 | 216.9206 | 0 | 216.76 | 0 | 511.3323 | 0.0085537 | 216.76 | 0 | 509.9361 | 0 | 511.3323 | 0.02274 | 216.5461 | 0
|  | 217.1248 | 0.054749 | 216.963 | 0.012683 | 328.6543 | 0 | 217.1248 | -0.0036474 | 216.963 | 0 | 210.1769 | 0 | 216.963 | 0 | 217.1248 | 0 | 217.1248 | 0 | 328.6543 | 0.0074287 | 217.1248 | 0 | 217.1248 | 0 | 211.15 | 0.0080083 | 217.1248 | 0 | 329.2995 | 0.00013784 | 217.1248 | 0 | 217.1248 | 0.010161 | 216.963 | 0 | 511.4866 | 0.0077848 | 216.963 | 0 | 510.0916 | 0.00030918 | 511.4866 | 0.020923 | 216.7489 | 0
|  | 217.3289 | -0.022343 | 217.166 | 0.0013465 | 328.7684 | 0.0089317 | 217.3289 | 0.013046 | 217.166 | 0 | 210.3829 | 0 | 217.166 | 0 | 217.3289 | 0 | 217.3289 | 0 | 328.7684 | 0.0067705 | 217.3289 | 0 | 217.3289 | 7.4186e-05 | 211.35 | 0.0015813 | 217.3289 | 0 | 329.4087 | 0.00014904 | 217.3289 | 0 | 217.3289 | 0 | 217.166 | 0 | 511.6409 | 0.003211 | 217.166 | 0 | 510.2471 | 0.00034783 | 511.6409 | 0.021961 | 216.9518 | 0
|  | 217.5331 | 0.028688 | 217.369 | 0.037575 | 328.8824 | 0.00045654 | 217.5331 | 0.024076 | 217.369 | 0 | 210.5889 | 0 | 217.369 | 0 | 217.5331 | 0 | 217.5331 | 0 | 328.8824 | 0.0026252 | 217.5331 | 0 | 217.5331 | 0 | 211.56 | -0.00025504 | 217.5331 | 0 | 329.5179 | 0.00016185 | 217.5331 | 0 | 217.5331 | 0.0093349 | 217.369 | 0 | 511.7952 | 0.0092745 | 217.369 | 0 | 510.4027 | 0 | 511.7952 | 0.021078 | 217.1546 | 0
|  | 217.7372 | 0.011763 | 217.5721 | -0.036975 | 328.9965 | 0.0040997 | 217.7372 | -0.012941 | 217.5721 | 0 | 210.7948 | 0 | 217.5721 | 0 | 217.7372 | 0 | 217.7372 | 0 | 328.9965 | 0.0069115 | 217.7372 | 0 | 217.7372 | 7.6368e-05 | 211.76 | -0.0023974 | 217.7372 | 0 | 329.6271 | 0.00017216 | 217.7372 | 0 | 217.7372 | 0 | 217.5721 | 0 | 511.9495 | 0 | 217.5721 | 0 | 510.5582 | 0 | 511.9495 | 0.021961 | 217.3575 | 0
|  | 217.9414 | 0.033095 | 217.7752 | 0.040794 | 329.1105 | 0 | 217.9414 | -0.01056 | 217.7752 | 0 | 211.0009 | 0 | 217.7752 | 0 | 217.9414 | 0 | 217.9414 | 0 | 329.1105 | 0.008228 | 217.9414 | 0 | 217.9414 | 0 | 211.96 | 0.0038766 | 217.9414 | 0 | 329.7363 | 0.00015776 | 217.9414 | 0 | 217.9414 | 0.0070864 | 217.7752 | 0 | 512.1038 | 0.0075926 | 217.7752 | 0 | 510.7138 | 0.00030918 | 512.1038 | 0.020715 | 217.5604 | 0
|  | 218.1456 | 0.0084021 | 217.9783 | -0.038305 | 329.2246 | 0.0015184 | 218.1456 | 0.0010276 | 217.9783 | 0 | 211.2069 | 0 | 217.9783 | 0 | 218.1456 | 0 | 218.1456 | 0 | 329.2246 | 0.008275 | 218.1456 | 0 | 218.1456 | 5.4123e-05 | 212.17 | -0.0074475 | 218.1456 | 0 | 329.8455 | 0.0001558 | 218.1456 | 0 | 218.1456 | 0 | 217.9783 | 0 | 512.2582 | 0.0081212 | 217.9783 | 0 | 510.8693 | 0.00011594 | 512.2582 | 0.02165 | 217.7633 | 0
|  | 218.3499 | 0.00016378 | 218.1814 | 0.0087499 | 329.3386 | 0 | 218.3499 | 0.012256 | 218.1814 | 0 | 211.4129 | 0 | 218.1814 | 0 | 218.3499 | 0 | 218.3499 | 0 | 329.3386 | 0 | 218.3499 | 0 | 218.3499 | 0 | 212.37 | 0.0069371 | 218.3499 | 0 | 329.9548 | 0.00014157 | 218.3499 | 0 | 218.3499 | 0.0082584 | 218.1814 | 0 | 512.4125 | 0.014128 | 218.1814 | 0 | 511.0249 | 7.7296e-05 | 512.4125 | 0.020871 | 217.9662 | 0
|  | 218.5541 | 0.0053585 | 218.3845 | -0.050069 | 329.4526 | 0 | 218.5541 | -0.046431 | 218.3845 | 0 | 211.619 | 0 | 218.3845 | 0 | 218.5541 | 0 | 218.5541 | 0 | 329.4526 | 0.0074287 | 218.5541 | 0 | 218.5541 | 8.5959e-05 | 212.58 | -0.0056109 | 218.5541 | 0 | 330.064 | 0.00014655 | 218.5541 | 0 | 218.5541 | 0 | 218.3845 | 0 | 512.5669 | 0.0099473 | 218.3845 | 0 | 511.1805 | 0.00011594 | 512.5669 | 0.022065 | 218.1692 | 0
|  | 218.7584 | 0.023412 | 218.5877 | 0.0095975 | 329.5667 | 0 | 218.7584 | 0.032132 | 218.5877 | 0 | 211.8251 | 0 | 218.5877 | 0 | 218.7584 | 0 | 218.7584 | 0 | 329.5667 | 0.011707 | 218.7584 | 0 | 218.7584 | 0 | 212.78 | 0.0014282 | 218.7584 | 0 | 330.1733 | 0.00013908 | 218.7584 | 0 | 218.7584 | 0.0061379 | 218.5877 | 0 | 512.7212 | 0.014464 | 218.5877 | 0 | 511.3361 | 0 | 512.7212 | 0.021234 | 218.3721 | 0
|  | 218.9626 | -0.0030871 | 218.7908 | -0.021454 | 329.6807 | 0.0031887 | 218.9626 | -0.014907 | 218.7908 | 0 | 212.0311 | 0 | 218.7908 | 0 | 218.9626 | 0 | 218.9626 | 0 | 329.6807 | 0.00051156 | 218.9626 | 0 | 218.9626 | 7.6766e-05 | 212.98 | -0.0046928 | 218.9626 | 0 | 330.2825 | 0.00015313 | 218.9626 | 0 | 218.9626 | 0 | 218.7908 | 0 | 512.8756 | 0.012494 | 218.7908 | 0 | 511.4917 | 0.00011594 | 512.8756 | 0.022169 | 218.5751 | 0
|  | 219.1669 | 0.05487 | 218.994 | 0.011446 | 329.7947 | 0 | 219.1669 | 0.0098619 | 218.994 | 0 | 212.2372 | 0 | 218.994 | 0 | 219.1669 | 0 | 219.1669 | 0 | 329.7947 | 0.0047487 | 219.1669 | 0 | 219.1669 | 0 | 213.19 | -0.0022444 | 219.1669 | 0 | 330.3918 | 0.00014815 | 219.1669 | 0 | 219.1669 | 0.0098858 | 218.994 | 0 | 513.0299 | 0.018741 | 218.994 | 0 | 511.6473 | 0 | 513.0299 | 0.020767 | 218.7781 | 0
|  | 219.3712 | 0.0090942 | 219.1972 | -0.069572 | 329.9087 | 0.006681 | 219.3712 | -0.02392 | 219.1972 | 0 | 212.4434 | 0 | 219.1972 | 0 | 219.3712 | 0 | 219.3712 | 0 | 329.9087 | 0.0053129 | 219.3712 | 0 | 219.3712 | 0.00010152 | 213.39 | -0.0057639 | 219.3712 | 0 | 330.5011 | 0.00015117 | 219.3712 | 0 | 219.3713 | 0 | 219.1972 | 0 | 513.1843 | 0.0060068 | 219.1972 | 0 | 511.8029 | 0 | 513.1843 | 0.022013 | 218.9811 | 0
|  | 219.5756 | 0.02734 | 219.4004 | 0.034068 | 330.0227 | 0 | 219.5756 | 0.023091 | 219.4004 | 0 | 212.6495 | 0 | 219.4004 | 0 | 219.5756 | 0 | 219.5756 | 0 | 330.0227 | 0.005407 | 219.5756 | 0 | 219.5756 | 0 | 213.59 | -0.0013262 | 219.5756 | 0 | 330.6103 | 0.0001357 | 219.5756 | 0 | 219.5756 | 0.0098458 | 219.4005 | 0 | 513.3387 | 0.010284 | 219.4004 | 0 | 511.9585 | 0 | 513.3387 | 0.020715 | 219.1841 | 0
|  | 219.7799 | -0.013568 | 219.6037 | -0.032921 | 330.1368 | 0.007592 | 219.7799 | -0.0052117 | 219.6037 | 0 | 212.8556 | 0 | 219.6037 | 0 | 219.7799 | 0 | 219.7799 | 0 | 330.1368 | 0.0065354 | 219.7799 | 0 | 219.7799 | 4.9299e-05 | 213.8 | -0.0023974 | 219.7799 | 0 | 330.7196 | 0.00013837 | 219.7799 | 0 | 219.7799 | 0 | 219.6037 | 0 | 513.4931 | 0.010043 | 219.6037 | 0 | 512.1141 | 0.00011594 | 513.4931 | 0.022221 | 219.3871 | 0
|  | 219.9843 | 0.029441 | 219.807 | 0.0050091 | 330.2508 | 0.00624 | 219.9843 | -0.011572 | 219.807 | 0 | 213.0618 | 0 | 219.807 | 0 | 219.9843 | 0 | 219.9843 | 0 | 330.2508 | 0 | 219.9843 | 0 | 219.9843 | 0 | 214 | -0.0057639 | 219.9843 | 0 | 330.8289 | 0.00013624 | 219.9843 | 0 | 219.9843 | 0.0049708 | 219.807 | 0 | 513.6475 | 0.0083615 | 219.807 | 0 | 512.2697 | 0.00054107 | 513.6475 | 0.020559 | 219.5901 | 0
|  | 220.1886 | 0.0053534 | 220.0102 | 0.0013706 | 330.3648 | 0.0025813 | 220.1886 | -0.025882 | 220.0102 | 0 | 213.268 | 0 | 220.0102 | 0 | 220.1886 | 0 | 220.1886 | 0 | 330.3648 | 0.003314 | 220.1886 | 0 | 220.1886 | 2.9975e-05 | 214.21 | -0.0066822 | 220.1886 | 0 | 330.9382 | 0.00015562 | 220.1886 | 0 | 220.1886 | 0 | 220.0102 | 0 | 513.802 | 0.010332 | 220.0102 | 0 | 512.4254 | 0.00011594 | 513.802 | 0.021753 | 219.7932 | 0
|  | 220.393 | 0.012476 | 220.2135 | 0.007248 | 330.4788 | 0.0010654 | 220.393 | 0.027283 | 220.2135 | 0 | 213.4741 | 0 | 220.2135 | 0 | 220.393 | 0 | 220.393 | 0 | 330.4788 | 0.0010234 | 220.393 | 0 | 220.393 | 0 | 214.41 | -0.0045398 | 220.393 | 0 | 331.0475 | 0.00015206 | 220.393 | 0 | 220.393 | 0.0026758 | 220.2135 | 0 | 513.9564 | 0.010236 | 220.2135 | 0 | 512.581 | 7.7296e-05 | 513.9564 | 0.020611 | 219.9963 | 0
|  | 220.5974 | 0.0099934 | 220.4168 | -0.036997 | 330.5928 | 0.0024295 | 220.5974 | 0.013457 | 220.4168 | 0 | 213.6803 | 0 | 220.4168 | 0 | 220.5974 | 0 | 220.5974 | 0 | 330.5928 | 0.0010454 | 220.5974 | 0 | 220.5974 | 5.4423e-05 | 214.61 | 0.0043357 | 220.5974 | 0 | 331.1568 | 0.00015366 | 220.5974 | 0 | 220.5974 | 0 | 220.4169 | 0 | 514.1108 | 0.010043 | 220.4168 | 0 | 512.7367 | 0.00011594 | 514.1108 | 0.021857 | 220.1994 | 0
|  | 220.8019 | 0.026858 | 220.6202 | 0.023402 | 330.7068 | 0 | 220.8019 | 0.015829 | 220.6202 | 0 | 213.8865 | 0 | 220.6202 | 0 | 220.8019 | 0 | 220.8019 | 0 | 330.7068 | 0.0062063 | 220.8019 | 0 | 220.8019 | 0 | 214.82 | -0.0068351 | 220.8019 | 0 | 331.2661 | 0.00013819 | 220.8019 | 0 | 220.8019 | 0.0064598 | 220.6202 | 0 | 514.2653 | 0.010284 | 220.6202 | 0 | 512.8923 | 7.7296e-05 | 514.2653 | 0.020923 | 220.4025 | 0
|  | 221.0063 | 0.020027 | 220.8235 | -0.054831 | 330.8208 | 0.00045556 | 221.0063 | -0.012121 | 220.8235 | 0 | 214.0928 | 0 | 220.8235 | 0 | 221.0063 | 0 | 221.0063 | 0 | 330.8208 | 0 | 221.0063 | 0 | 221.0063 | 8.453e-05 | 215.02 | -0.010508 | 221.0063 | 0 | 331.3754 | 0.00013908 | 221.0063 | 0 | 221.0063 | 0 | 220.8235 | 0 | 514.4197 | 0.0047319 | 220.8235 | 0 | 513.048 | 0 | 514.4197 | 0.021805 | 220.6056 | 0
|  | 221.2108 | 0.032336 | 221.0269 | 0.023242 | 330.9348 | 0.00060875 | 221.2108 | 0.01151 | 221.0269 | 0 | 214.299 | 0 | 221.0269 | 0 | 221.2108 | 0 | 221.2108 | 0 | 330.9348 | 0 | 221.2108 | 0 | 221.2108 | 0 | 215.23 | -0.0025504 | 221.2108 | 0 | 331.4847 | 0.00013375 | 221.2108 | 0 | 221.2108 | 0.0081381 | 221.0269 | 0 | 514.5742 | 0.01038 | 221.0269 | 0 | 513.2037 | 7.7296e-05 | 514.5742 | 0.020923 | 220.8087 | 0
|  | 221.4153 | -0.0099977 | 221.2303 | -0.025892 | 331.0488 | 0 | 221.4153 | -0.011165 | 221.2303 | 0 | 214.5053 | 0 | 221.2303 | 0 | 221.4152 | 0 | 221.4152 | 0 | 331.0488 | 0.0037144 | 221.4152 | 0 | 221.4153 | 6.0807e-05 | 215.43 | -0.0007141 | 221.4152 | 0 | 331.594 | 0.00012681 | 221.4152 | 0 | 221.4152 | 0 | 221.2303 | 0 | 514.7287 | 0.007929 | 221.2303 | 0 | 513.3593 | 0.00011594 | 514.7287 | 0.021857 | 221.0118 | 0
|  | 221.6197 | 0.035746 | 221.4337 | 0.057985 | 331.1628 | 0 | 221.6197 | 0.01672 | 221.4337 | 0 | 214.7115 | 0 | 221.4337 | 0 | 221.6197 | 0 | 221.6197 | 0 | 331.1628 | 0.0047487 | 221.6197 | 0 | 221.6197 | 0 | 215.63 | -0.00025504 | 221.6197 | 0 | 331.7034 | 0.00014459 | 221.6197 | 0 | 221.6197 | 0.0074897 | 221.4337 | 0 | 514.8831 | 0.016579 | 221.4337 | 0 | 513.515 | 7.7296e-05 | 514.8831 | 0.020715 | 221.215 | 0
|  | 221.8242 | -0.029529 | 221.6371 | -0.011496 | 331.2767 | 0.0021258 | 221.8242 | -0.02106 | 221.6371 | 0 | 214.9178 | 0 | 221.6371 | 0 | 221.8242 | 0 | 221.8242 | 0 | 331.2767 | 0.0031806 | 221.8242 | 0 | 221.8242 | 8.5017e-05 | 215.84 | 0.0018873 | 221.8242 | 0 | 331.8127 | 0.0001421 | 221.8242 | 0 | 221.8243 | 0 | 221.6371 | 0 | 515.0376 | 0.0061029 | 221.6371 | 0 | 513.6707 | 0.00034783 | 515.0376 | 0.022013 | 221.4181 | 0
|  | 222.0288 | 0.058204 | 221.8406 | 0.025992 | 331.3907 | 0.0073053 | 222.0288 | 0.0016385 | 221.8406 | 0 | 215.1241 | 0 | 221.8406 | 0 | 222.0288 | 0 | 222.0288 | 0 | 331.3907 | 0.00075644 | 222.0288 | 0 | 222.0288 | 0 | 216.04 | 0.015813 | 222.0288 | 0 | 331.9221 | 0.0001325 | 222.0288 | 0 | 222.0288 | 0.008619 | 221.8406 | 0 | 515.1921 | 0.008794 | 221.8406 | 0 | 513.8264 | 7.7296e-05 | 515.1921 | 0.020923 | 221.6213 | 0
|  | 222.2333 | 0.0012322 | 222.044 | -0.012095 | 331.5047 | 0.011384 | 222.2333 | 0.0065999 | 222.044 | 0 | 215.3304 | 0 | 222.044 | 0 | 222.2333 | 0 | 222.2333 | 0 | 331.5047 | 0.005595 | 222.2333 | 0 | 222.2333 | 5.8241e-05 | 216.25 | -0.005917 | 222.2333 | 0 | 332.0314 | 0.0001309 | 222.2333 | 0 | 222.2333 | 0 | 222.044 | 0 | 515.3466 | 0.0066796 | 222.044 | 0 | 513.9821 | 0.00034783 | 515.3466 | 0.021805 | 221.8245 | 0
|  | 222.4379 | 0.02688 | 222.2475 | 0.032682 | 331.6187 | 0 | 222.4379 | 0.0024378 | 222.2475 | 0 | 215.5367 | 0 | 222.2475 | 0 | 222.4379 | 0 | 222.4379 | 0 | 331.6187 | 0.00048945 | 222.4379 | 0 | 222.4379 | 0 | 216.45 | 0.0020403 | 222.4379 | 0 | 332.1408 | 0.00012592 | 222.4379 | 0 | 222.4379 | 0.0086941 | 222.2475 | 0 | 515.5012 | 0.0092745 | 222.2475 | 0 | 514.1378 | 0 | 515.5012 | 0.02004 | 222.0277 | 0
|  | 222.6425 | -0.012626 | 222.451 | -0.010828 | 331.7326 | 0.010158 | 222.6425 | -0.02414 | 222.451 | 0 | 215.7431 | 0 | 222.451 | 0 | 222.6425 | 0 | 222.6425 | 0 | 331.7326 | 0.0093094 | 222.6425 | 0 | 222.6425 | 7.6561e-05 | 216.65 | -0.0040807 | 222.6425 | 0 | 332.2501 | 0.00013463 | 222.6425 | 0 | 222.6425 | 0 | 222.451 | 0 | 515.6557 | 0.010476 | 222.451 | 0 | 514.2936 | 0.00011594 | 515.6557 | 0.02113 | 222.231 | 0
|  | 222.847 | 0.022618 | 222.6545 | 0.049057 | 331.8466 | 0 | 222.847 | 0.013284 | 222.6545 | 0 | 215.9494 | 0 | 222.6545 | 0 | 222.8471 | 0 | 222.8471 | 0 | 331.8466 | 0.0012903 | 222.8471 | 0 | 222.847 | 5.8571e-06 | 216.86 | -0.0085181 | 222.8471 | 0 | 332.3595 | 0.00012094 | 222.8471 | 0 | 222.847 | 0.0053978 | 222.6546 | 0 | 515.8102 | 0.01384 | 222.6545 | 0 | 514.4493 | 7.7296e-05 | 515.8102 | 0.0203 | 222.4342 | 0
|  | 223.0517 | -0.018959 | 222.8581 | 0.0069653 | 331.9606 | 0 | 223.0517 | -0.0057624 | 222.8581 | 0 | 216.1558 | 0 | 222.8581 | 0 | 223.0517 | 0 | 223.0517 | 0 | 331.9606 | 0 | 223.0517 | 0 | 223.0517 | 5.4831e-05 | 217.06 | -0.0085181 | 223.0517 | 0 | 332.4689 | 0.00013748 | 223.0517 | 0 | 223.0517 | 0 | 222.8581 | 0 | 515.9647 | 0.010668 | 222.8581 | 0 | 514.605 | 0.00034783 | 515.9647 | 0.02165 | 222.6375 | 0
|  | 223.2563 | 0.02711 | 223.0616 | 0.010616 | 332.0745 | 0 | 223.2563 | 0.00034938 | 223.0616 | 0 | 216.3622 | 0 | 223.0616 | 0 | 223.2563 | 0 | 223.2563 | 0 | 332.0745 | 0.0079459 | 223.2563 | 0 | 223.2563 | 0 | 217.27 | -0.0010202 | 223.2563 | 0 | 332.5783 | 0.0001357 | 223.2563 | 0 | 223.2563 | 0.00969 | 223.0616 | 0 | 516.1193 | 0.013455 | 223.0616 | 0 | 514.7608 | 0 | 516.1193 | 0.020455 | 222.8407 | 0
|  | 223.4609 | -0.0050599 | 223.2652 | -0.031074 | 332.1885 | 0.00045556 | 223.4609 | -0.023702 | 223.2652 | 0 | 216.5685 | 0 | 223.2652 | 0 | 223.4609 | 0 | 223.4609 | 0 | 332.1885 | 0.0071936 | 223.4609 | 0 | 223.4609 | 2.732e-05 | 217.47 | -0.0063763 | 223.4609 | 0 | 332.6877 | 0.0001421 | 223.4609 | 0 | 223.4609 | 0 | 223.2652 | 0 | 516.2739 | 0.008794 | 223.2652 | 0 | 514.9165 | 0.00034783 | 516.2739 | 0.021909 | 223.044 | 0
|  | 223.6656 | -0.0018746 | 223.4688 | 0.0043809 | 332.3024 | 0 | 223.6656 | 0.012412 | 223.4688 | 0 | 216.7749 | 0 | 223.4688 | 0 | 223.6656 | 0 | 223.6656 | 0 | 332.3024 | 0.0028921 | 223.6656 | 0 | 223.6656 | 0 | 217.67 | 0.0020403 | 223.6656 | 0 | 332.7971 | 0.00012805 | 223.6656 | 0 | 223.6656 | 0.0024632 | 223.4688 | 0 | 516.4284 | 0.013503 | 223.4688 | 0 | 515.0723 | 0 | 516.4284 | 0.020767 | 223.2473 | 0
|  | 223.8703 | 0.016321 | 223.6724 | 0.0038446 | 332.4164 | 0.011734 | 223.8703 | -0.0068444 | 223.6724 | 0 | 216.9814 | 0 | 223.6724 | 0 | 223.8703 | 0 | 223.8703 | 0 | 332.4164 | 0.0037144 | 223.8703 | 0 | 223.8703 | 8.9367e-05 | 217.88 | -0.0017853 | 223.8703 | 0 | 332.9065 | 0.00015242 | 223.8703 | 0 | 223.8703 | 0 | 223.6724 | 0 | 516.583 | 0.014849 | 223.6724 | 0 | 515.2281 | 0.00034783 | 516.583 | 0.022584 | 223.4506 | 0
|  | 224.075 | 0.020877 | 223.876 | 0.018278 | 332.5303 | 0 | 224.075 | 0.01353 | 223.876 | 0 | 217.1878 | 0 | 223.876 | 0 | 224.075 | 0 | 224.075 | 0 | 332.5303 | 0.0026252 | 224.075 | 0 | 224.075 | 0 | 218.08 | 0.0038766 | 224.075 | 0 | 333.0159 | 0.00015064 | 224.075 | 0 | 224.075 | 0.0042893 | 223.876 | 0 | 516.7376 | 0.011677 | 223.876 | 0 | 515.3839 | 0 | 516.7376 | 0.02113 | 223.654 | 0
|  | 224.2797 | -0.017286 | 224.0797 | -0.065765 | 332.6442 | 0.003796 | 224.2797 | -0.015647 | 224.0797 | 0 | 217.3943 | 0 | 224.0797 | 0 | 224.2797 | 0 | 224.2797 | 0 | 332.6442 | 0.008275 | 224.2797 | 0 | 224.2797 | 3.0483e-05 | 218.29 | -0.0057639 | 224.2797 | 0 | 333.1253 | 0.00017607 | 224.2797 | 0 | 224.2797 | 0 | 224.0797 | 0 | 516.8922 | 0.010236 | 224.0797 | 0 | 515.5396 | 0.00011594 | 516.8922 | 0.022792 | 223.8573 | 0
|  | 224.4844 | 0.030682 | 224.2834 | -0.0038034 | 332.7582 | 0.0027395 | 224.4844 | 0.00014521 | 224.2834 | 0 | 217.6007 | 0 | 224.2834 | 0 | 224.4844 | 0 | 224.4844 | 0 | 332.7582 | 0 | 224.4844 | 0 | 224.4844 | 0 | 218.49 | -0.00010202 | 224.4844 | 0 | 333.2347 | 0.00016434 | 224.4844 | 0 | 224.4844 | 0 | 224.2834 | 0 | 517.0468 | 0.010236 | 224.2834 | 0 | 515.6954 | 0 | 517.0468 | 0.020923 | 224.0606 | 0
|  | 224.6891 | -0.022417 | 224.487 | 0.011428 | 332.8721 | 0 | 224.6891 | -0.011026 | 224.487 | 0 | 217.8072 | 0 | 224.487 | 0 | 224.6891 | 0 | 224.6891 | 0 | 332.8721 | 0.00051156 | 224.6891 | 0 | 224.6891 | 4.7634e-05 | 218.7 | 0.0081613 | 224.6891 | 0 | 333.3441 | 0.00016434 | 224.6891 | 0 | 224.6892 | 0 | 224.487 | 0 | 517.2014 | 0.0074485 | 224.487 | 0 | 515.8512 | 0.00034783 | 517.2014 | 0.022273 | 224.264 | 0
|  | 224.8939 | 0.017541 | 224.6907 | -0.0099182 | 332.9861 | 0 | 224.8939 | 0.0069075 | 224.6907 | 0 | 218.0137 | 0 | 224.6907 | 0 | 224.8939 | 0 | 224.8939 | 0 | 332.9861 | 0 | 224.8939 | 0 | 224.8939 | 0 | 218.9 | -0.0027035 | 224.8939 | 0 | 333.4535 | 0.00015527 | 224.8939 | 0 | 224.8939 | 0.0099353 | 224.6908 | 0 | 517.3561 | 0.0069199 | 224.6907 | 0 | 516.007 | 0 | 517.3561 | 0.020923 | 224.4674 | 0
|  | 225.0987 | -0.00074934 | 224.8945 | -0.026543 | 333.1 | 0.011734 | 225.0987 | -0.016744 | 224.8945 | 0 | 218.2202 | 0 | 224.8945 | 0 | 225.0987 | 0 | 225.0987 | 0 | 333.1 | 0.0025133 | 225.0987 | 0 | 225.0987 | 8.511e-05 | 219.1 | 0.0037236 | 225.0987 | 0 | 333.563 | 0.00015704 | 225.0987 | 0 | 225.0987 | 0 | 224.8945 | 0 | 517.5107 | 0.0055743 | 224.8945 | 0 | 516.1628 | 0.00034783 | 517.5107 | 0.022584 | 224.6708 | 0
|  | 225.3035 | 0.026418 | 225.0982 | 0.029889 | 333.2139 | 0.010771 | 225.3035 | 0.0093193 | 225.0982 | 0 | 218.4267 | 0 | 225.0982 | 0 | 225.3035 | 0 | 225.3035 | 0 | 333.2139 | 0.0056891 | 225.3035 | 0 | 225.3035 | 0 | 219.31 | -0.0037746 | 225.3035 | 0 | 333.6724 | 0.00016238 | 225.3035 | 0 | 225.3035 | 0.015945 | 225.0982 | 0 | 517.6653 | 0.0074485 | 225.0982 | 0 | 516.3187 | 0 | 517.6653 | 0.02165 | 224.8742 | 0
|  | 225.5083 | -0.026524 | 225.302 | -0.064699 | 333.3278 | 0.0078957 | 225.5083 | -0.025131 | 225.302 | 0 | 218.6332 | 0 | 225.302 | 0 | 225.5083 | 0 | 225.5083 | 0 | 333.3278 | 0 | 225.5083 | 0 | 225.5083 | 4.798e-05 | 219.51 | -0.010508 | 225.5083 | 0 | 333.7819 | 0.00016558 | 225.5083 | 0 | 225.5083 | 0 | 225.302 | 0 | 517.82 | 0.012158 | 225.302 | 0 | 516.4745 | 0.00034783 | 517.82 | 0.02248 | 225.0776 | 0
|  | 225.7131 | 0.0085692 | 225.5057 | 0.0055054 | 333.4418 | 0 | 225.7131 | -0.008736 | 225.5057 | 0 | 218.8398 | 0 | 225.5057 | 0 | 225.7131 | 0 | 225.7131 | 0 | 333.4418 | 0.0028921 | 225.7131 | 0 | 225.7131 | 0 | 219.72 | -0.0016323 | 225.7131 | 0 | 333.8913 | 0.00015064 | 225.7131 | 0 | 225.7131 | 0.0067038 | 225.5057 | 0 | 517.9746 | 0.0048055 | 225.5057 | 0 | 516.6303 | 0 | 517.9746 | 0.021182 | 225.281 | 0
|  | 225.918 | 0.0014851 | 225.7095 | -0.022814 | 333.5557 | 0.0039478 | 225.918 | -0.0081398 | 225.7095 | 0 | 219.0463 | 0 | 225.7095 | 0 | 225.918 | 0 | 225.918 | 0 | 333.5557 | 0.0097326 | 225.918 | 0 | 225.918 | 8.779e-05 | 219.92 | -0.0053048 | 225.918 | 0 | 334.0008 | 0.00013286 | 225.918 | 0 | 225.918 | 0 | 225.7095 | 0 | 518.1293 | 0.008794 | 225.7095 | 0 | 516.7862 | 0.00011594 | 518.1293 | 0.021961 | 225.4845 | 0
|  | 226.1228 | 0.044159 | 225.9133 | 0.028632 | 333.6696 | 0.0042614 | 226.1228 | 0.02719 | 225.9133 | 0 | 219.2529 | 0 | 225.9133 | 0 | 226.1228 | 0 | 226.1228 | 0 | 333.6696 | 0.00035596 | 226.1228 | 0 | 226.1228 | 0 | 220.13 | 0.0090795 | 226.1228 | 0 | 334.1103 | 0.00013037 | 226.1228 | 0 | 226.1228 | 0.0104 | 225.9133 | 0 | 518.284 | 0.0099473 | 225.9133 | 0 | 516.942 | 7.7296e-05 | 518.284 | 0.020507 | 225.688 | 0
|  | 226.3277 | 0.015086 | 226.1172 | -0.036511 | 333.7835 | 0.007592 | 226.3277 | -0.019585 | 226.1172 | 0 | 219.4595 | 0 | 226.1172 | 0 | 226.3277 | 0 | 226.3277 | 0 | 333.7835 | 0.0059712 | 226.3277 | 0 | 226.3277 | 7.4926e-05 | 220.33 | -0.0063763 | 226.3277 | 0 | 334.2197 | 0.00014868 | 226.3277 | 0 | 226.3277 | 0 | 226.1172 | 0 | 518.4387 | 0.006151 | 226.1172 | 0 | 517.0979 | 0.00011594 | 518.4387 | 0.021494 | 225.8914 | 0
|  | 226.5326 | 0.056378 | 226.321 | 0.035953 | 333.8974 | 0 | 226.5326 | 0.017203 | 226.321 | 0 | 219.6661 | 0 | 226.321 | 0 | 226.5326 | 0 | 226.5326 | 0 | 333.8974 | 0.0028921 | 226.5326 | 0 | 226.5326 | 0 | 220.53 | -0.0017853 | 226.5326 | 0 | 334.3292 | 0.00016185 | 226.5326 | 0 | 226.5326 | 0.0097263 | 226.321 | 0 | 518.5934 | 0.010572 | 226.321 | 0 | 517.2537 | 0 | 518.5934 | 0.020352 | 226.0949 | 0
|  | 226.7375 | 0.024914 | 226.5249 | -0.0074956 | 334.0113 | 0.0053144 | 226.7375 | 0.0027107 | 226.5249 | 0 | 219.8727 | 0 | 226.5249 | 0 | 226.7375 | 0 | 226.7375 | 0 | 334.0113 | 0.0079929 | 226.7375 | 0 | 226.7375 | 7.088e-05 | 220.74 | -0.0051518 | 226.7375 | 0 | 334.4387 | 0.00017394 | 226.7375 | 0 | 226.7375 | 0 | 226.5249 | 0 | 518.7481 | 0.0032955 | 226.5249 | 0 | 517.4096 | 0 | 518.7481 | 0.021805 | 226.2985 | 0
|  | 226.9424 | 0.0096349 | 226.7288 | 0.048472 | 334.1252 | 0 | 226.9424 | -0.0015962 | 226.7288 | 0 | 220.0793 | 0 | 226.7288 | 0 | 226.9424 | 0 | 226.9424 | 0 | 334.1252 | 0.0086512 | 226.9424 | 0 | 226.9424 | 0 | 220.94 | -0.0049988 | 226.9424 | 0 | 334.5482 | 0.00015117 | 226.9424 | 0 | 226.9424 | 0.0083366 | 226.7288 | 0 | 518.9028 | 0.0054782 | 226.7288 | 0 | 517.5655 | 0 | 518.9028 | 0.020923 | 226.502 | 0
|  | 227.1474 | -0.022652 | 226.9327 | -0.026424 | 334.2391 | 0.00091103 | 227.1474 | 0.0056733 | 226.9327 | 0 | 220.286 | 0 | 226.9327 | 0 | 227.1474 | 0 | 227.1474 | 0 | 334.2391 | 0 | 227.1474 | 0 | 227.1474 | 5.8115e-05 | 221.15 | -0.0077534 | 227.1474 | 0 | 334.6577 | 0.0001494 | 227.1474 | 0 | 227.1474 | 0 | 226.9327 | 0 | 519.0575 | 0.011485 | 226.9327 | 0 | 517.7214 | 0 | 519.0575 | 0.022013 | 226.7055 | 0
|  | 227.3524 | 0.026677 | 227.1366 | -0.0014729 | 334.353 | 0 | 227.3524 | 0.024231 | 227.1366 | 0 | 220.4926 | 0 | 227.1366 | 0 | 227.3524 | 0 | 227.3524 | 0 | 334.353 | 0.0030256 | 227.3524 | 0 | 227.3524 | 0 | 221.35 | 0.00051009 | 227.3524 | 0 | 334.7672 | 0.00012343 | 227.3524 | 0 | 227.3524 | 0.0061573 | 227.1366 | 0 | 519.2123 | 0.015185 | 227.1366 | 0 | 517.8773 | 7.7296e-05 | 519.2123 | 0.020819 | 226.9091 | 0
|  | 227.5573 | -0.02503 | 227.3405 | -0.01507 | 334.4669 | 0.0069846 | 227.5573 | -0.0037779 | 227.3405 | 0 | 220.6993 | 0 | 227.3405 | 0 | 227.5573 | 0 | 227.5573 | 0 | 334.4669 | 0.0053129 | 227.5573 | 0 | 227.5573 | 4.982e-05 | 221.56 | -0.0028565 | 227.5573 | 0 | 334.8767 | 0.00015402 | 227.5573 | 0 | 227.5573 | 0 | 227.3405 | 0 | 519.367 | 0.004056 | 227.3405 | 0 | 518.0332 | 0 | 519.367 | 0.021442 | 227.1126 | 0
|  | 227.7623 | 0.026556 | 227.5445 | 0.029064 | 334.5808 | 0 | 227.7623 | 0.059181 | 227.5445 | 0 | 220.906 | 0 | 227.5445 | 0 | 227.7623 | 0 | 227.7623 | 0 | 334.5808 | 0.0061122 | 227.7623 | 0 | 227.7623 | 0 | 221.76 | -0.0031625 | 227.7623 | 0 | 334.9862 | 0.00013819 | 227.7623 | 0 | 227.7623 | 0.0033426 | 227.5445 | 0 | 519.5217 | 0.01581 | 227.5445 | 0 | 518.1891 | 7.7296e-05 | 519.5217 | 0.020196 | 227.3162 | 0
|  | 227.9673 | 0.011451 | 227.7485 | -0.015366 | 334.6947 | 0.0040997 | 227.9673 | -0.028278 | 227.7485 | 0 | 221.1127 | 0 | 227.7485 | 0 | 227.9673 | 0 | 227.9673 | 0 | 334.6947 | 0 | 227.9673 | 0 | 227.9673 | 8.3023e-05 | 221.97 | -0.012803 | 227.9673 | 0 | 335.0957 | 0.00015527 | 227.9673 | 0 | 227.9673 | 0 | 227.7485 | 0 | 519.6765 | 0.0092745 | 227.7485 | 0 | 518.345 | 0 | 519.6765 | 0.021753 | 227.5198 | 0
|  | 228.1724 | 0.058249 | 227.9525 | 0.057117 | 334.8086 | 0.0028917 | 228.1724 | 0.011239 | 227.9525 | 0 | 221.3194 | 0 | 227.9525 | 0 | 228.1724 | 0 | 228.1724 | 0 | 334.8086 | 0.0015573 | 228.1724 | 0 | 228.1724 | 0 | 222.17 | -0.0011732 | 228.1724 | 0 | 335.2052 | 0.00013214 | 228.1724 | 0 | 228.1724 | 0.014782 | 227.9525 | 0 | 519.8313 | 0.020519 | 227.9525 | 0 | 518.5009 | 7.7296e-05 | 519.8313 | 0.021027 | 227.7234 | 0
|  | 228.3774 | -0.0032915 | 228.1565 | -0.009518 | 334.9224 | 0 | 228.3774 | -0.024592 | 228.1565 | 0 | 221.5261 | 0 | 228.1565 | 0 | 228.3774 | 0 | 228.3774 | 0 | 334.9224 | 0.0038478 | 228.3774 | 0 | 228.3774 | 4.32e-05 | 222.38 | -0.0031625 | 228.3774 | 0 | 335.3148 | 0.00015562 | 228.3774 | 0 | 228.3774 | 0 | 228.1565 | 0 | 519.986 | 0.014176 | 228.1565 | 0 | 518.6569 | 0.00011594 | 519.986 | 0.022428 | 227.927 | 0
|  | 228.5825 | 0.055825 | 228.3605 | 0.00013106 | 335.0363 | 0.0048702 | 228.5825 | -0.0023482 | 228.3605 | 0 | 221.7328 | 0 | 228.3605 | 0 | 228.5825 | 0 | 228.5825 | 0 | 335.0363 | 0.0031591 | 228.5825 | 0 | 228.5825 | 0 | 222.58 | -0.0098958 | 228.5825 | 0 | 335.4243 | 0.00014619 | 228.5825 | 0 | 228.5825 | 0.0054943 | 228.3605 | 0 | 520.1408 | 0.0031256 | 228.3605 | 0 | 518.8128 | 7.7296e-05 | 520.1408 | 0.020715 | 228.1307 | 0
|  | 228.7876 | -0.005245 | 228.5646 | -0.012104 | 335.1502 | 0.015324 | 228.7876 | -0.0046736 | 228.5646 | 0 | 221.9396 | 0 | 228.5646 | 0 | 228.7876 | 0 | 228.7876 | 0 | 335.1502 | 0.011848 | 228.7876 | 0 | 228.7876 | 7.2447e-05 | 222.78 | -0.0046928 | 228.7876 | 0 | 335.5339 | 0.00015313 | 228.7876 | 0 | 228.7876 | 0 | 228.5646 | 0 | 520.2956 | 0.004394 | 228.5646 | 0 | 518.9688 | 0 | 520.2956 | 0.022169 | 228.3343 | 0
|  | 228.9926 | 0.030292 | 228.7686 | 0.024912 | 335.264 | 0.0048702 | 228.9926 | 0.014158 | 228.7686 | 0 | 222.1464 | 0 | 228.7686 | 0 | 228.9926 | 0 | 228.9926 | 0 | 335.264 | 0.012507 | 228.9926 | 0 | 228.9926 | 0 | 222.99 | 0.00066312 | 228.9926 | 0 | 335.6434 | 0.00014584 | 228.9926 | 0 | 228.9926 | 0.0080429 | 228.7686 | 0 | 520.4504 | 0.010284 | 228.7686 | 0 | 519.1247 | 7.7296e-05 | 520.4504 | 0.021234 | 228.538 | 0
|  | 229.1978 | 0.010904 | 228.9727 | 0.011304 | 335.3779 | 0.0036442 | 229.1978 | -0.0074823 | 228.9727 | 0 | 222.3531 | 0 | 228.9727 | 0 | 229.1978 | 0 | 229.1978 | 0 | 335.3779 | 0.0065354 | 229.1978 | 0 | 229.1978 | 7.593e-05 | 223.19 | -0.0083652 | 229.1978 | 0 | 335.753 | 0.00015829 | 229.1978 | 0 | 229.1978 | 0 | 228.9727 | 0 | 520.6052 | 0.01802 | 228.9727 | 0 | 519.2807 | 0.00034783 | 520.6052 | 0.02248 | 228.7416 | 0
|  | 229.4029 | 0.026823 | 229.1768 | 0.030037 | 335.4918 | 0 | 229.4029 | 0.0016945 | 229.1768 | 0 | 222.5599 | 0 | 229.1768 | 0 | 229.4029 | 0 | 229.4029 | 0 | 335.4918 | 0.0050308 | 229.4029 | 0 | 229.4029 | 0 | 223.4 | 0.0031115 | 229.4029 | 0 | 335.8625 | 0.00014708 | 229.4029 | 0 | 229.4029 | 0.0067066 | 229.1768 | 0 | 520.7601 | 0.016387 | 229.1768 | 0 | 519.4366 | 0 | 520.7601 | 0.020923 | 228.9453 | 0
|  | 229.608 | 0.0034675 | 229.3809 | -0.03396 | 335.6056 | 0 | 229.608 | -0.0020223 | 229.3809 | 0 | 222.7667 | 0 | 229.3809 | 0 | 229.608 | 0 | 229.608 | 0 | 335.6056 | 0.0078519 | 229.608 | 0 | 229.608 | 4.5333e-05 | 223.6 | -0.0017853 | 229.608 | 0 | 335.9721 | 0.00015651 | 229.608 | 0 | 229.608 | 0 | 229.381 | 0 | 520.9149 | 0.0071121 | 229.3809 | 0 | 519.5926 | 0.00034783 | 520.9149 | 0.021702 | 229.149 | 0
|  | 229.8132 | 0.05375 | 229.5851 | 0.0074944 | 335.7195 | 0.0021307 | 229.8132 | 0.011108 | 229.5851 | 0 | 222.9736 | 0 | 229.5851 | 0 | 229.8132 | 0 | 229.8132 | 0 | 335.7195 | 0 | 229.8132 | 0 | 229.8132 | 0 | 223.81 | 0.0058659 | 229.8132 | 0 | 336.0817 | 0.00013748 | 229.8132 | 0 | 229.8132 | 0.0086818 | 229.5851 | 0 | 521.0697 | 0.013023 | 229.5851 | 0 | 519.7486 | 0 | 521.0697 | 0.020507 | 229.3528 | 0
|  | 230.0184 | 0.0043226 | 229.7892 | -0.040528 | 335.8333 | 0.0054663 | 230.0184 | -0.03134 | 229.7892 | 0 | 223.1804 | 0 | 229.7892 | 0 | 230.0184 | 0 | 230.0184 | 0 | 335.8333 | 0.0017126 | 230.0184 | 0 | 230.0184 | 6.9597e-05 | 224.01 | -0.0020913 | 230.0184 | 0 | 336.1913 | 0.00016113 | 230.0184 | 0 | 230.0184 | 0 | 229.7893 | 0 | 521.2246 | 0.01014 | 229.7892 | 0 | 519.9046 | 0 | 521.2246 | 0.021857 | 229.5565 | 0
|  | 230.2236 | 0.014965 | 229.9934 | 0.0067619 | 335.9472 | 0 | 230.2236 | -0.0013418 | 229.9934 | 0 | 223.3873 | 0 | 229.9934 | 0 | 230.2236 | 0 | 230.2236 | 0 | 335.9472 | 0.0032926 | 230.2236 | 0 | 230.2236 | 0 | 224.22 | -0.011426 | 230.2236 | 0 | 336.3009 | 0.00013286 | 230.2236 | 0 | 230.2236 | 0.014203 | 229.9934 | 0 | 521.3794 | 0.013696 | 229.9934 | 0 | 520.0606 | 0 | 521.3794 | 0.020923 | 229.7603 | 0
|  | 230.4288 | 0.006106 | 230.1976 | -0.075401 | 336.0611 | 0.013485 | 230.4288 | -0.0038532 | 230.1976 | 0 | 223.5941 | 0 | 230.1976 | 0 | 230.4288 | 0 | 230.4288 | 0 | 336.0611 | 0.010532 | 230.4288 | 0 | 230.4288 | 4.7497e-05 | 224.42 | -0.0025504 | 230.4288 | 0 | 336.4104 | 0.0001325 | 230.4288 | 0 | 230.4288 | 0 | 230.1976 | 0 | 521.5343 | 0.0089382 | 230.1976 | 0 | 520.2166 | 0.00011594 | 521.5343 | 0.022221 | 229.964 | 0
|  | 230.634 | 0.040922 | 230.4018 | 0.017084 | 336.1749 | 0.0053268 | 230.634 | 0.014 | 230.4018 | 0 | 223.801 | 0 | 230.4018 | 0 | 230.634 | 0 | 230.634 | 0 | 336.1749 | 0.0058301 | 230.634 | 0 | 230.634 | 0 | 224.63 | -0.011732 | 230.634 | 0 | 336.52 | 0.00012254 | 230.634 | 0 | 230.634 | 0.0087375 | 230.4018 | 0 | 521.6892 | 0.009707 | 230.4018 | 0 | 520.3726 | 0 | 521.6892 | 0.020975 | 230.1678 | 0
|  | 230.8393 | 0.021989 | 230.6061 | 0.00025552 | 336.2887 | 0.010508 | 230.8393 | -0.0069145 | 230.6061 | 0 | 224.0079 | 0 | 230.6061 | 0 | 230.8393 | 0 | 230.8393 | 0 | 336.2887 | 0 | 230.8393 | 0 | 230.8393 | 7.0901e-05 | 224.83 | -0.0074475 | 230.8393 | 0 | 336.6297 | 0.00014157 | 230.8393 | 0 | 230.8393 | 0 | 230.6061 | 0 | 521.8441 | 0.0096109 | 230.6061 | 0 | 520.5286 | 0.00011594 | 521.8441 | 0.021805 | 230.3716 | 0
|  | 231.0445 | 0.034632 | 230.8103 | 0.027716 | 336.4026 | 0 | 231.0445 | 0.0061225 | 230.8103 | 0 | 224.2148 | 0 | 230.8103 | 0 | 231.0445 | 0 | 231.0445 | 0 | 336.4026 | 0 | 231.0445 | 0 | 231.0445 | 0 | 225.04 | -0.0020913 | 231.0445 | 0 | 336.7393 | 0.00013908 | 231.0445 | 0 | 231.0445 | 0.0047191 | 230.8103 | 0 | 521.9989 | 0.011004 | 230.8103 | 0 | 520.6847 | 7.7296e-05 | 521.9989 | 0.020767 | 230.5754 | 0
|  | 231.2498 | 0.0027586 | 231.0146 | -0.026785 | 336.5164 | 0.0031887 | 231.2498 | -0.014367 | 231.0146 | 0 | 224.4217 | 0 | 231.0146 | 0 | 231.2498 | 0 | 231.2498 | 0 | 336.5164 | 0.0078519 | 231.2498 | 0 | 231.2498 | 1.0708e-05 | 225.24 | -0.0048458 | 231.2498 | 0 | 336.8489 | 0.00014691 | 231.2498 | 0 | 231.2498 | 0 | 231.0146 | 0 | 522.1538 | 0.0063432 | 231.0146 | 0 | 520.8407 | 0.00011594 | 522.1538 | 0.021546 | 230.7792 | 0
|  | 231.4551 | 0.049582 | 231.2189 | -0.02716 | 336.6302 | 0.0059356 | 231.4551 | 0.017572 | 231.2189 | 0 | 224.6286 | 0 | 231.2189 | 0 | 231.4551 | 0 | 231.4551 | 0 | 336.6302 | 0.0019577 | 231.4551 | 0 | 231.4551 | 0 | 225.45 | 0.0052539 | 231.4551 | 0 | 336.9585 | 0.00015029 | 231.4551 | 0 | 231.4551 | 0.0021018 | 231.2189 | 0 | 522.3088 | 0.0066796 | 231.2189 | 0 | 520.9967 | 0 | 522.3088 | 0.020611 | 230.983 | 0
|  | 231.6604 | -0.0022392 | 231.4232 | 0.0016823 | 336.7441 | 0.011208 | 231.6604 | -0.013554 | 231.4232 | 0 | 224.8356 | 0 | 231.4232 | 0 | 231.6604 | 0 | 231.6604 | 0 | 336.7441 | 0.0085101 | 231.6604 | 0 | 231.6604 | 6.0923e-05 | 225.65 | -0.0048458 | 231.6604 | 0 | 337.0681 | 0.00016896 | 231.6604 | 0 | 231.6604 | 0 | 231.4232 | 0 | 522.4637 | 0.015954 | 231.4232 | 0 | 521.1528 | 0.00034783 | 522.4637 | 0.021598 | 231.1869 | 0
|  | 231.8657 | 0.017619 | 231.6275 | -0.016268 | 336.8579 | 0.00091317 | 231.8657 | -0.0083712 | 231.6275 | 0 | 225.0425 | 0 | 231.6275 | 0 | 231.8657 | 0 | 231.8657 | 0 | 336.8579 | 0.0098266 | 231.8657 | 0 | 231.8657 | 0 | 225.86 | 5.1009e-05 | 231.8657 | 0 | 337.1778 | 0.00017643 | 231.8657 | 0 | 231.8657 | 0.0083442 | 231.6275 | 0 | 522.6186 | 0.0088901 | 231.6275 | 0 | 521.3089 | 0 | 522.6186 | 0.020767 | 231.3907 | 0
|  | 232.0711 | -0.00076118 | 231.8318 | -0.024106 | 336.9717 | 0.0068328 | 232.0711 | -0.016271 | 231.8318 | 0 | 225.2495 | 0 | 231.8318 | 0 | 232.0711 | 0 | 232.0711 | 0 | 336.9717 | 0.0073347 | 232.0711 | 0 | 232.0711 | 5.0721e-05 | 226.06 | -0.0031625 | 232.0711 | 0 | 337.2874 | 0.00016772 | 232.0711 | 0 | 232.0711 | 0 | 231.8318 | 0 | 522.7735 | 0.011677 | 231.8318 | 0 | 521.4649 | 0.00034783 | 522.7735 | 0.021753 | 231.5946 | 0
|  | 232.2764 | 0.057362 | 232.0362 | 0.025499 | 337.0855 | 0 | 232.2764 | 0.010745 | 232.0362 | 0 | 225.4565 | 0 | 232.0362 | 0 | 232.2764 | 0 | 232.2764 | 0 | 337.0855 | 0.00035596 | 232.2764 | 0 | 232.2764 | 0 | 226.27 | -0.0011732 | 232.2764 | 0 | 337.397 | 0.00016345 | 232.2764 | 0 | 232.2764 | 0.0096497 | 232.0362 | 0 | 522.9285 | 0.012062 | 232.0362 | 0 | 521.621 | 0 | 522.9285 | 0.020559 | 231.7985 | 0
|  | 232.4818 | -0.013858 | 232.2406 | -0.037124 | 337.1994 | 0.0034924 | 232.4818 | -0.012924 | 232.2406 | 0 | 225.6635 | 0 | 232.2406 | 0 | 232.4818 | 0 | 232.4818 | 0 | 337.1994 | 0.0071936 | 232.4818 | 0 | 232.4818 | 3.4324e-05 | 226.47 | 0.0049478 | 232.4818 | 0 | 337.5067 | 0.00015366 | 232.4818 | 0 | 232.4818 | 0 | 232.2406 | 0 | 523.0834 | 0.011004 | 232.2406 | 0 | 521.7771 | 0.00034783 | 523.0834 | 0.021702 | 232.0024 | 0
|  | 232.6872 | 0.0057422 | 232.445 | -0.01408 | 337.3132 | 0.0027395 | 232.6872 | 0.0090089 | 232.445 | 0 | 225.8705 | 0 | 232.445 | 0 | 232.6872 | 0 | 232.6872 | 0 | 337.3132 | 0.0012903 | 232.6872 | 0 | 232.6872 | 0 | 226.68 | -0.010355 | 232.6872 | 0 | 337.6164 | 0.00016398 | 232.6872 | 0 | 232.6872 | 0.0091244 | 232.445 | 0 | 523.2384 | 0.016291 | 232.445 | 0 | 521.9331 | 0 | 523.2384 | 0.020507 | 232.2063 | 0
|  | 232.8926 | -0.0113 | 232.6494 | -0.020415 | 337.427 | 0.0048589 | 232.8926 | -0.018008 | 232.6494 | 0 | 226.0775 | 0 | 232.6494 | 0 | 232.8926 | 0 | 232.8926 | 0 | 337.427 | 0.0041147 | 232.8926 | 0 | 232.8926 | 8.2313e-05 | 226.88 | -0.0046928 | 232.8926 | 0 | 337.726 | 0.00016149 | 232.8926 | 0 | 232.8926 | 0 | 232.6494 | 0 | 523.3934 | 0.010236 | 232.6494 | 0 | 522.0892 | 0.00034783 | 523.3934 | 0.021805 | 232.4103 | 0
|  | 233.0981 | 0.05485 | 232.8538 | 0.032453 | 337.5408 | 0 | 233.0981 | 0.010692 | 232.8538 | 0 | 226.2846 | 0 | 232.8538 | 0 | 233.0981 | 0 | 233.0981 | 0 | 337.5408 | 0.0034261 | 233.0981 | 0 | 233.0981 | 0 | 227.09 | -0.0077534 | 233.0981 | 0 | 337.8357 | 0.00016736 | 233.0981 | 0 | 233.0981 | 0.0063353 | 232.8538 | 0 | 523.5483 | 0.01014 | 232.8538 | 0 | 522.2453 | 0 | 523.5483 | 0.020767 | 232.6142 | 0
|  | 233.3035 | 0.0022221 | 233.0583 | -0.030564 | 337.6546 | 0 | 233.3035 | -0.036488 | 233.0583 | 0 | 226.4916 | 0 | 233.0583 | 0 | 233.3035 | 0 | 233.3035 | 0 | 337.6546 | 0.0034475 | 233.3035 | 0 | 233.3035 | 2.9442e-05 | 227.29 | -0.0030095 | 233.3035 | 0 | 337.9454 | 0.00015331 | 233.3035 | 0 | 233.3035 | 0 | 233.0583 | 0 | 523.7033 | 0.014945 | 233.0583 | 0 | 522.4014 | 0.00011594 | 523.7033 | 0.021961 | 232.8182 | 0
|  | 233.509 | 0.021119 | 233.2627 | 0.0018936 | 337.7684 | 0.0057833 | 233.509 | 0.014313 | 233.2627 | 0 | 226.6987 | 0 | 233.2627 | 0 | 233.509 | 0 | 233.509 | 0 | 337.7684 | 0.0030256 | 233.509 | 0 | 233.509 | 0 | 227.5 | -0.0077534 | 233.509 | 0 | 338.0551 | 0.00014904 | 233.509 | 0 | 233.509 | 0.0031131 | 233.2627 | 0 | 523.8583 | 0.015858 | 233.2627 | 0 | 522.5576 | 0 | 523.8583 | 0.0203 | 233.0222 | 0
|  | 233.7144 | -0.0046436 | 233.4672 | -0.015467 | 337.8822 | 0.00030371 | 233.7144 | -0.009829 | 233.4672 | 0 | 226.9058 | 0 | 233.4672 | 0 | 233.7144 | 0 | 233.7144 | 0 | 337.8822 | 0.0026468 | 233.7144 | 0 | 233.7144 | 7.6346e-05 | 227.7 | -0.0031625 | 233.7144 | 0 | 338.1648 | 0.00013712 | 233.7144 | 0 | 233.7144 | 0 | 233.4672 | 0 | 524.0133 | 0.010332 | 233.4672 | 0 | 522.7137 | 0 | 524.0133 | 0.021702 | 233.2261 | 0
|  | 233.9199 | 0.028901 | 233.6717 | 0.017325 | 337.996 | 0 | 233.9199 | 0.013114 | 233.6717 | 0 | 227.1129 | 0 | 233.6717 | 0 | 233.9199 | 0 | 233.9199 | 0 | 337.996 | 0.014387 | 233.9199 | 0 | 233.9199 | 0 | 227.91 | 0.0015813 | 233.9199 | 0 | 338.2745 | 0.0001478 | 233.9199 | 0 | 233.9199 | 0.0061591 | 233.6717 | 0 | 524.1684 | 0.011677 | 233.6717 | 0 | 522.8698 | 7.7296e-05 | 524.1684 | 0.020352 | 233.4301 | 0
|  | 234.1255 | 0.011402 | 233.8763 | -0.020465 | 338.1098 | 0.0059217 | 234.1255 | -0.028268 | 233.8763 | 0 | 227.32 | 0 | 233.8763 | 0 | 234.1255 | 0 | 234.1255 | 0 | 338.1098 | 0.0062533 | 234.1255 | 0 | 234.1255 | 6.0123e-05 | 228.11 | -0.0010202 | 234.1255 | 0 | 338.3841 | 0.00014708 | 234.1255 | 0 | 234.1255 | 0 | 233.8762 | 0 | 524.3234 | 0.0080251 | 233.8763 | 0 | 523.026 | 0.00011594 | 524.3234 | 0.021909 | 233.6342 | 0
|  | 234.331 | 0.046112 | 234.0808 | 0.004062 | 338.2236 | 0.0071531 | 234.331 | 0.0074646 | 234.0808 | 0 | 227.5271 | 0 | 234.0808 | 0 | 234.331 | 0 | 234.331 | 0 | 338.2236 | 0.0011568 | 234.331 | 0 | 234.331 | 0 | 228.32 | -0.0034686 | 234.331 | 0 | 338.4939 | 0.00013624 | 234.331 | 0 | 234.331 | 0.0082168 | 234.0808 | 0 | 524.4784 | 0.015137 | 234.0808 | 0 | 523.1821 | 7.7296e-05 | 524.4784 | 0.020144 | 233.8382 | 0
|  | 234.5365 | -0.0037892 | 234.2854 | -0.015833 | 338.3374 | 0.0025813 | 234.5365 | -0.014071 | 234.2854 | 0 | 227.7343 | 0 | 234.2854 | 0 | 234.5365 | 0 | 234.5365 | 0 | 338.3374 | 0.0046486 | 234.5365 | 0 | 234.5365 | 3.2533e-05 | 228.52 | -0.0016323 | 234.5365 | 0 | 338.6036 | 0.00013944 | 234.5365 | 0 | 234.5365 | 0 | 234.2853 | 0 | 524.6335 | 0.007881 | 234.2854 | 0 | 523.3383 | 0.00034783 | 524.6335 | 0.021494 | 234.0422 | 0
|  | 234.7421 | 0.032224 | 234.4899 | 0.00069938 | 338.4511 | 0 | 234.7421 | 0.035158 | 234.4899 | 0 | 227.9414 | 0 | 234.4899 | 0 | 234.7421 | 0 | 234.7421 | 0 | 338.4511 | 0.016503 | 234.7421 | 0 | 234.7421 | 0 | 228.73 | 0.0035706 | 234.7421 | 0 | 338.7133 | 0.00014033 | 234.7421 | 0 | 234.7421 | 0.0077237 | 234.4899 | 0 | 524.7885 | 0.015377 | 234.4899 | 0 | 523.4944 | 7.7296e-05 | 524.7885 | 0.0203 | 234.2463 | 0
|  | 234.9477 | -0.019601 | 234.6945 | -0.025809 | 338.5649 | 0.0085031 | 234.9477 | -0.00057427 | 234.6945 | 0 | 228.1486 | 0 | 234.6945 | 0 | 234.9477 | 0 | 234.9477 | 0 | 338.5649 | 0.0053129 | 234.9477 | 0 | 234.9477 | 4.9832e-05 | 228.93 | -0.014334 | 234.9477 | 0 | 338.823 | 0.00015064 | 234.9477 | 0 | 234.9477 | 0 | 234.6945 | 0 | 524.9436 | 0.0074965 | 234.6945 | 0 | 523.6506 | 0.00034783 | 524.9436 | 0.021494 | 234.4504 | 0
|  | 235.1533 | -0.005412 | 234.8991 | -0.036079 | 338.6787 | 0 | 235.1533 | -0.0083943 | 234.8991 | 0 | 228.3558 | 0 | 234.8991 | 0 | 235.1533 | 0 | 235.1533 | 0 | 338.6787 | 0.003693 | 235.1533 | 0 | 235.1533 | 0 | 229.14 | -0.0028565 | 235.1533 | 0 | 338.9327 | 0.00014904 | 235.1533 | 0 | 235.1533 | 0.0075559 | 234.8991 | 0 | 525.0986 | 0.013359 | 234.8991 | 0 | 523.8068 | 7.7296e-05 | 525.0986 | 0.02004 | 234.6544 | 0
|  | 235.3589 | -0.014364 | 235.1038 | -0.02892 | 338.7925 | 0.0036442 | 235.3589 | -0.0051206 | 235.1038 | 0 | 228.563 | 0 | 235.1038 | 0 | 235.3589 | 0 | 235.3589 | 0 | 338.7925 | 0.0010454 | 235.3589 | 0 | 235.3589 | 0.00011478 | 229.34 | 0.0058659 | 235.3589 | 0 | 339.0425 | 0.00015029 | 235.3589 | 0 | 235.3589 | 0 | 235.1038 | 0 | 525.2537 | 0.0016055 | 235.1038 | 0 | 523.9629 | 0.00011594 | 525.2537 | 0.021027 | 234.8586 | 0
|  | 235.5645 | 0.017144 | 235.3084 | 0.075022 | 338.9062 | 0 | 235.5645 | 0.0037361 | 235.3084 | 0 | 228.7702 | 0 | 235.3084 | 0 | 235.5645 | 0 | 235.5645 | 0 | 338.9062 | 0.0015573 | 235.5645 | 0 | 235.5645 | 0 | 229.55 | 0.0031115 | 235.5645 | 0 | 339.1522 | 0.0001421 | 235.5645 | 0 | 235.5645 | 0.0077915 | 235.3084 | 0 | 525.4088 | 0.015474 | 235.3084 | 0 | 524.1191 | 0 | 525.4088 | 0.019936 | 235.0627 | 0
|  | 235.7701 | -0.0099515 | 235.5131 | -0.00070685 | 339.02 | 0.0010629 | 235.7701 | -0.0055882 | 235.5131 | 0 | 228.9774 | 0 | 235.5131 | 0 | 235.7701 | 0 | 235.7701 | 0 | 339.02 | 0.0014457 | 235.7701 | 0 | 235.7701 | 4.7865e-05 | 229.75 | -0.00025504 | 235.7701 | 0 | 339.262 | 0.00015438 | 235.7701 | 0 | 235.7701 | 0 | 235.5131 | 0 | 525.5639 | 0.013359 | 235.5131 | 0 | 524.2753 | 0.00011594 | 525.5639 | 0.020923 | 235.2668 | 0
|  | 235.9758 | 0.023393 | 235.7178 | 0.011837 | 339.1338 | 0 | 235.9758 | -0.00067281 | 235.7178 | 0 | 229.1846 | 0 | 235.7178 | 0 | 235.9758 | 0 | 235.9758 | 0 | 339.1338 | 0.00075644 | 235.9758 | 0 | 235.9758 | 0 | 229.96 | 0.00051009 | 235.9758 | 0 | 339.3717 | 0.00013695 | 235.9758 | 0 | 235.9758 | 0.010104 | 235.7178 | 0 | 525.719 | 0.01259 | 235.7178 | 0 | 524.4315 | 0.00030918 | 525.719 | 0.019781 | 235.4709 | 0
|  | 236.1815 | 5.2721e-05 | 235.9225 | 0.020889 | 339.2475 | 0.0048589 | 236.1815 | -0.022472 | 235.9225 | 0 | 229.3919 | 0 | 235.9225 | 0 | 236.1815 | 0 | 236.1815 | 0 | 339.2475 | 0.010673 | 236.1815 | 0 | 236.1815 | 2.5791e-05 | 230.16 | -0.0062227 | 236.1815 | 0 | 339.4815 | 0.0001437 | 236.1815 | 0 | 236.1815 | 0 | 235.9225 | 0 | 525.8741 | 0.012494 | 235.9225 | 0 | 524.5877 | 0.00011594 | 525.8741 | 0.021078 | 235.6751 | 0
|  | 236.3872 | 0.044565 | 236.1272 | -0.0060023 | 339.3613 | 0 | 236.3872 | 0.0024347 | 236.1272 | 0 | 229.5991 | 0 | 236.1272 | 0 | 236.3872 | 0 | 236.3872 | 0 | 339.3613 | 0.0090273 | 236.3872 | 0 | 236.3872 | 0 | 230.37 | -0.0017853 | 236.3872 | 0 | 339.5913 | 0.00013695 | 236.3872 | 0 | 236.3872 | 0.0066677 | 236.1272 | 0 | 526.0292 | 0.014032 | 236.1272 | 0 | 524.744 | 7.7296e-05 | 526.0292 | 0.020455 | 235.8793 | 0
|  | 236.5929 | -0.0085686 | 236.3319 | 0.0032114 | 339.4751 | 0.011208 | 236.5929 | -0.021594 | 236.3319 | 0 | 229.8064 | 0 | 236.3319 | 0 | 236.5929 | 0 | 236.5929 | 0 | 339.4751 | 0.0053129 | 236.5929 | 0 | 236.5929 | 3.0813e-05 | 230.57 | -0.0010202 | 236.5929 | 0 | 339.701 | 0.00016185 | 236.5929 | 0 | 236.5929 | 0 | 236.3319 | 0 | 526.1843 | 0.01605 | 236.3319 | 0 | 524.9002 | 0.00034783 | 526.1843 | 0.021909 | 236.0834 | 0
|  | 236.7986 | 0.010584 | 236.5367 | 0.016335 | 339.5888 | 0 | 236.7986 | 0.026939 | 236.5367 | 0 | 230.0137 | 0 | 236.5367 | 0 | 236.7986 | 0 | 236.7986 | 0 | 339.5888 | 0.0028921 | 236.7986 | 0 | 236.7986 | 0 | 230.78 | 0.0052539 | 236.7986 | 0 | 339.8108 | 0.00016185 | 236.7986 | 0 | 236.7986 | 0.0064737 | 236.5367 | 0 | 526.3395 | 0.009707 | 236.5367 | 0 | 525.0564 | 0 | 526.3395 | 0.020715 | 236.2876 | 0
|  | 237.0044 | -0.0212 | 236.7415 | -0.043024 | 339.7026 | 0 | 237.0044 | -0.010936 | 236.7415 | 0 | 230.221 | 0 | 236.7415 | 0 | 237.0044 | 0 | 237.0044 | 0 | 339.7026 | 0.0097326 | 237.0044 | 0 | 237.0044 | 4.8066e-05 | 230.98 | 0.0084671 | 237.0044 | 0 | 339.9206 | 0.00016594 | 237.0044 | 0 | 237.0044 | 0 | 236.7415 | 0 | 526.4946 | 0.0066796 | 236.7415 | 0 | 525.2127 | 0.00034783 | 526.4946 | 0.021546 | 236.4918 | 0
|  | 237.2101 | 0.024599 | 236.9463 | 0.034976 | 339.8163 | 0 | 237.2101 | 0.028464 | 236.9463 | 0 | 230.4283 | 0 | 236.9463 | 0 | 237.2101 | 0 | 237.2101 | 0 | 339.8163 | 0 | 237.2101 | 0 | 237.2101 | 0 | 231.19 | 0.0032646 | 237.2101 | 0 | 340.0304 | 0.00014193 | 237.2101 | 0 | 237.2101 | 0.0066303 | 236.9463 | 0 | 526.6498 | 0.012927 | 236.9463 | 0 | 525.3689 | 7.7296e-05 | 526.6498 | 0.020352 | 236.6961 | 0
|  | 237.4159 | -0.019247 | 237.1511 | -0.030108 | 339.9301 | 0.0080475 | 237.4159 | 0.0019947 | 237.1511 | 0 | 230.6357 | 0 | 237.1511 | 0 | 237.4159 | 0 | 237.4159 | 0 | 339.9301 | 0.003314 | 237.4159 | 0 | 237.4159 | 3.7236e-05 | 231.39 | -0.0040807 | 237.4159 | 0 | 340.1402 | 0.00014335 | 237.4159 | 0 | 237.4159 | 0 | 237.1511 | 0 | 526.8049 | 0.001183 | 237.1511 | 0 | 525.5252 | 0 | 526.8049 | 0.021182 | 236.9003 | 0
|  | 237.6217 | 0.036983 | 237.3559 | 0.004243 | 340.0438 | 0.00030442 | 237.6217 | -0.014895 | 237.3559 | 0 | 230.843 | 0 | 237.3559 | 0 | 237.6217 | 0 | 237.6217 | 0 | 340.0438 | 0.00062295 | 237.6217 | 0 | 237.6217 | 0 | 231.6 | 0.0028055 | 237.6217 | 0 | 340.25 | 0.0001229 | 237.6217 | 0 | 237.6217 | 0.0055173 | 237.3559 | 0 | 526.9601 | 0.014609 | 237.3559 | 0 | 525.6814 | 7.7296e-05 | 526.9601 | 0.020248 | 237.1046 | 0
|  | 237.8275 | 0.012448 | 237.5608 | -0.0076869 | 340.1576 | 0.0074402 | 237.8275 | -0.014698 | 237.5608 | 0 | 231.0504 | 0 | 237.5608 | 0 | 237.8275 | 0 | 237.8275 | 0 | 340.1576 | 0.0019795 | 237.8275 | 0 | 237.8275 | 7.0418e-05 | 231.81 | -0.0039276 | 237.8275 | 0 | 340.3598 | 0.00012841 | 237.8275 | 0 | 237.8275 | 0 | 237.5608 | 0 | 527.1153 | 0.011245 | 237.5608 | 0 | 525.8377 | 0 | 527.1153 | 0.021182 | 237.3089 | 0
|  | 238.0333 | 0.056385 | 237.7656 | 0.0031133 | 340.2713 | 0 | 238.0333 | 0.030149 | 237.7656 | 0 | 231.2577 | 0 | 237.7656 | 0 | 238.0333 | 0 | 238.0333 | 0 | 340.2713 | 0.0085101 | 238.0333 | 0 | 238.0333 | 0 | 232.01 | -0.0039276 | 238.0333 | 0 | 340.4696 | 0.0001172 | 238.0333 | 0 | 238.0333 | 0.0069809 | 237.7656 | 0 | 527.2705 | 0.012158 | 237.7656 | 0 | 525.994 | 7.7296e-05 | 527.2705 | 0.020404 | 237.5131 | 0
|  | 238.2392 | -0.002148 | 237.9705 | 0.010078 | 340.385 | 0 | 238.2392 | 0.0021971 | 237.9705 | 0 | 231.4651 | 0 | 237.9705 | 0 | 238.2392 | 0 | 238.2392 | 0 | 340.385 | 0.008134 | 238.2392 | 0 | 238.2392 | 4.4451e-05 | 232.22 | -0.0083652 | 238.2392 | 0 | 340.5794 | 0.00013997 | 238.2392 | 0 | 238.2392 | 0 | 237.9705 | 0 | 527.4257 | 0.0089382 | 237.9705 | 0 | 526.1503 | 0.00034783 | 527.4257 | 0.020819 | 237.7174 | 0
|  | 238.445 | 0.057363 | 238.1754 | 0.0083637 | 340.4987 | 0 | 238.445 | 0.038351 | 238.1754 | 0 | 231.6725 | 0 | 238.1754 | 0 | 238.445 | 0 | 238.445 | 0 | 340.4987 | 0.013306 | 238.445 | 0 | 238.445 | 0 | 232.42 | -0.0054579 | 238.445 | 0 | 340.6893 | 0.00015491 | 238.445 | 0 | 238.445 | 0.0042718 | 238.1754 | 0 | 527.5809 | 0.011918 | 238.1754 | 0 | 526.3065 | 7.7296e-05 | 527.5809 | 0.019677 | 237.9217 | 0
|  | 238.6509 | -0.005095 | 238.3803 | -0.021549 | 340.6125 | 0.012785 | 238.6509 | -0.043453 | 238.3803 | 0 | 231.8799 | 0 | 238.3803 | 0 | 238.6509 | 0 | 238.6509 | 0 | 340.6125 | 0.0037144 | 238.6509 | 0 | 238.6509 | 4.0265e-05 | 232.63 | -0.018006 | 238.6509 | 0 | 340.7991 | 0.00016736 | 238.6509 | 0 | 238.6509 | 0 | 238.3803 | 0 | 527.7361 | 0.0046474 | 238.3803 | 0 | 526.4628 | 0.00011594 | 527.7361 | 0.020404 | 238.1261 | 0
|  | 238.8568 | 0.041078 | 238.5853 | 0.0040836 | 340.7262 | 0 | 238.8568 | 0.033113 | 238.5853 | 0 | 232.0874 | 0 | 238.5853 | 0 | 238.8568 | 0 | 238.8568 | 0 | 340.7262 | 0.005548 | 238.8568 | 0 | 238.8568 | 2.5404e-05 | 232.83 | -0.0017853 | 238.8568 | 0 | 340.9089 | 0.00014495 | 238.8568 | 0 | 238.8568 | 0.0094657 | 238.5853 | 0 | 527.8913 | 0.0082173 | 238.5853 | 0 | 526.6191 | 0 | 527.8913 | 0.019677 | 238.3304 | 0
|  | 239.0627 | 0.033991 | 238.7902 | 0.047837 | 340.8399 | 0.0080475 | 239.0627 | -0.0083971 | 238.7902 | 0 | 232.2948 | 0 | 238.7902 | 0 | 239.0627 | 0 | 239.0627 | 0 | 340.8399 | 0.0058301 | 239.0627 | 0 | 239.0627 | 5.8196e-05 | 233.04 | -0.0098958 | 239.0627 | 0 | 341.0188 | 0.00016683 | 239.0627 | 0 | 239.0627 | 0 | 238.7902 | 0 | 528.0466 | 0.0063432 | 238.7902 | 0 | 526.7755 | 0 | 528.0466 | 0.020975 | 238.5348 | 0
|  | 239.2686 | 0.04656 | 238.9952 | 0.019374 | 340.9536 | 0 | 239.2686 | -0.014301 | 238.9952 | 0 | 232.5023 | 0 | 238.9952 | 0 | 239.2686 | 0 | 239.2686 | 0 | 340.9536 | 0.0014238 | 239.2686 | 0 | 239.2686 | 0 | 233.24 | 0.014129 | 239.2686 | 0 | 341.1286 | 0.00015562 | 239.2686 | 0 | 239.2686 | 0.0083787 | 238.9952 | 0 | 528.2018 | 0.015281 | 238.9952 | 0 | 526.9318 | 7.7296e-05 | 528.2018 | 0.019988 | 238.7391 | 0
|  | 239.4746 | -0.01138 | 239.2002 | -0.028464 | 341.0674 | 0.0021258 | 239.4746 | -0.019343 | 239.2002 | 0 | 232.7097 | 0 | 239.2002 | 0 | 239.4746 | 0 | 239.4746 | 0 | 341.0674 | 0.0078519 | 239.4746 | 0 | 239.4746 | 6.292e-05 | 233.45 | 0.0014282 | 239.4746 | 0 | 341.2385 | 0.000159 | 239.4746 | 0 | 239.4746 | 0 | 239.2002 | 0 | 528.3571 | 0.0085537 | 239.2002 | 0 | 527.0881 | 0.00057972 | 528.3571 | 0.020923 | 238.9435 | 0
|  | 239.6805 | 0.015196 | 239.4052 | 0.012963 | 341.1811 | 0 | 239.6805 | 0.036839 | 239.4052 | 0 | 232.9172 | 0 | 239.4052 | 0 | 239.6805 | 0 | 239.6805 | 0 | 341.1811 | 0.008087 | 239.6805 | 0 | 239.6805 | 0 | 233.65 | 0.0073959 | 239.6805 | 0 | 341.3483 | 0.00012592 | 239.6805 | 0 | 239.6805 | 0.010369 | 239.4052 | 0 | 528.5123 | 0.018069 | 239.4052 | 0 | 527.2445 | 0 | 528.5123 | 0.019573 | 239.1479 | 0
|  | 239.8865 | 0.018268 | 239.6102 | -0.01098 | 341.2948 | 0.00577 | 239.8865 | -0.010593 | 239.6102 | 0 | 233.1247 | 0 | 239.6102 | 0 | 239.8865 | 0 | 239.8865 | 0 | 341.2948 | 0.010673 | 239.8865 | 0 | 239.8865 | 5.1218e-05 | 233.86 | -0.012803 | 239.8865 | 0 | 341.4582 | 0.00013908 | 239.8865 | 0 | 239.8865 | 0 | 239.6102 | 0 | 528.6676 | 0.010332 | 239.6102 | 0 | 527.4008 | 0.00011594 | 528.6676 | 0.020507 | 239.3523 | 0
|  | 240.0925 | 0.048576 | 239.8153 | 0.019553 | 341.4085 | 0.0024351 | 240.0925 | -0.0093985 | 239.8153 | 0 | 233.3322 | 0 | 239.8153 | 0 | 240.0925 | 0 | 240.0925 | 0 | 341.4085 | 0 | 240.0925 | 0 | 240.0925 | 0 | 234.07 | 0.0017343 | 240.0925 | 0 | 341.5681 | 0.00015527 | 240.0925 | 0 | 240.0925 | 0.0041162 | 239.8153 | 0 | 528.8229 | 0.013071 | 239.8153 | 0 | 527.5571 | 7.7296e-05 | 528.8229 | 0.019625 | 239.5567 | 0
|  | 240.2985 | 0.014261 | 240.0204 | -0.043197 | 341.5222 | 0 | 240.2985 | -0.008792 | 240.0204 | 0 | 233.5397 | 0 | 240.0204 | 0 | 240.2985 | 0 | 240.2985 | 0 | 341.5222 | 0.013729 | 240.2985 | 0 | 240.2985 | 4.1322e-05 | 234.27 | 0.00096913 | 240.2985 | 0 | 341.678 | 0.00017643 | 240.2985 | 0 | 240.2985 | 0 | 240.0204 | 0 | 528.9782 | 0.001859 | 240.0204 | 0 | 527.7135 | 0 | 528.9782 | 0.020507 | 239.7612 | 0
|  | 240.5045 | 0.0064566 | 240.2254 | 0.017616 | 341.6359 | 0 | 240.5045 | 0.013812 | 240.2254 | 0 | 233.7473 | 0 | 240.2254 | 0 | 240.5045 | 0 | 240.5045 | 0 | 341.6359 | 0.0023582 | 240.5045 | 0 | 240.5045 | 0 | 234.48 | 0.0044887 | 240.5045 | 0 | 341.7878 | 0.00017056 | 240.5045 | 0 | 240.5045 | 0.0075812 | 240.2254 | 0 | 529.1335 | 0.015377 | 240.2254 | 0 | 527.8699 | 7.7296e-05 | 529.1335 | 0.019469 | 239.9656 | 0
|  | 240.7106 | 0.00803 | 240.4305 | -0.00056604 | 341.7496 | 0.0045552 | 240.7106 | 0.010491 | 240.4305 | 0 | 233.9548 | 0 | 240.4305 | 0 | 240.7106 | 0 | 240.7106 | 0 | 341.7496 | 0.0051719 | 240.7106 | 0 | 240.7106 | 5.8385e-05 | 234.68 | 5.1009e-05 | 240.7106 | 0 | 341.8977 | 0.00015989 | 240.7106 | 0 | 240.7106 | 0 | 240.4305 | 0 | 529.2888 | 0.008794 | 240.4305 | 0 | 528.0262 | 0.00034783 | 529.2888 | 0.0203 | 240.1701 | 0
|  | 240.9166 | 0.040873 | 240.6357 | 0.01679 | 341.8633 | 0 | 240.9166 | 0.00033674 | 240.6357 | 0 | 234.1624 | 0 | 240.6357 | 0 | 240.9166 | 0 | 240.9166 | 0 | 341.8633 | 0.0053129 | 240.9166 | 0 | 240.9166 | 0 | 234.89 | -0.0007141 | 240.9166 | 0 | 342.0076 | 0.00014442 | 240.9166 | 0 | 240.9166 | 0.0066829 | 240.6356 | 0 | 529.4441 | 0.010284 | 240.6357 | 0 | 528.1826 | 0 | 529.4441 | 0.019469 | 240.3746 | 0
|  | 241.1227 | -0.00024835 | 240.8408 | -0.048621 | 341.977 | 0 | 241.1227 | -0.012154 | 240.8408 | 0 | 234.37 | 0 | 240.8408 | 0 | 241.1227 | 0 | 241.1227 | 0 | 341.977 | 0.0053129 | 241.1227 | 0 | 241.1227 | 5.5225e-05 | 235.09 | -0.0016323 | 241.1227 | 0 | 342.1175 | 0.00014708 | 241.1227 | 0 | 241.1227 | 0 | 240.8408 | 0 | 529.5994 | 0.013792 | 240.8408 | 0 | 528.339 | 0 | 529.5994 | 0.020559 | 240.5791 | 0
|  | 241.3288 | 0.033312 | 241.0459 | 0.025087 | 342.0907 | 0 | 241.3288 | 0.014272 | 241.0459 | 0 | 234.5776 | 0 | 241.0459 | 0 | 241.3288 | 0 | 241.3288 | 0 | 342.0907 | 0.0087452 | 241.3288 | 0 | 241.3288 | 0 | 235.3 | 0.0031115 | 241.3288 | 0 | 342.2274 | 0.00013339 | 241.3288 | 0 | 241.3288 | 0.0075559 | 241.046 | 0 | 529.7547 | 0.01384 | 241.0459 | 0 | 528.4954 | 0 | 529.7547 | 0.019884 | 240.7835 | 0
|  | 241.5349 | -0.0019184 | 241.2511 | -0.034816 | 342.2044 | 0.0016702 | 241.5349 | -0.026348 | 241.2511 | 0 | 234.7852 | 0 | 241.2511 | 0 | 241.5349 | 0 | 241.5349 | 0 | 342.2044 | 0.0075698 | 241.5349 | 0 | 241.5349 | 6.1397e-05 | 235.51 | -0.0037746 | 241.5349 | 0 | 342.3374 | 0.00012539 | 241.5349 | 0 | 241.5349 | 0 | 241.2511 | 0 | 529.9101 | 0.0053341 | 241.2511 | 0 | 528.6518 | 0.00011594 | 529.9101 | 0.020923 | 240.9881 | 0
|  | 241.741 | 0.041538 | 241.4563 | 0.035262 | 342.318 | 0.0019785 | 241.741 | 0.016501 | 241.4563 | 0 | 234.9928 | 0 | 241.4563 | 0 | 241.741 | 0 | 241.741 | 0 | 342.318 | 0.0030256 | 241.741 | 0 | 241.741 | 0 | 235.71 | 0.010304 | 241.741 | 0 | 342.4473 | 0.00011685 | 241.741 | 0 | 241.741 | 0.0054968 | 241.4563 | 0 | 530.0654 | 0.017636 | 241.4563 | 0 | 528.8082 | 7.7296e-05 | 530.0654 | 0.019988 | 241.1926 | 0
|  | 241.9472 | 0.0027732 | 241.6615 | -0.031153 | 342.4317 | 0.0010629 | 241.9472 | -0.0076375 | 241.6615 | 0 | 235.2004 | 0 | 241.6615 | 0 | 241.9472 | 0 | 241.9472 | 0 | 342.4317 | 0 | 241.9472 | 0 | 241.9472 | 7.2132e-05 | 235.92 | -0.013262 | 241.9472 | 0 | 342.5572 | 0.00013873 | 241.9472 | 0 | 241.9472 | 0 | 241.6615 | 0 | 530.2208 | 0.0054782 | 241.6615 | 0 | 528.9646 | 0 | 530.2208 | 0.020819 | 241.3972 | 0
|  | 242.1533 | 0.018977 | 241.8667 | 0.035463 | 342.5454 | 0 | 242.1533 | 0.021641 | 241.8667 | 0 | 235.4081 | 0 | 241.8667 | 0 | 242.1533 | 0 | 242.1533 | 0 | 342.5454 | 0.0078519 | 242.1533 | 0 | 242.1533 | 0 | 236.12 | -0.0034686 | 242.1533 | 0 | 342.6671 | 0.0001622 | 242.1533 | 0 | 242.1533 | 0.0096765 | 241.8667 | 0 | 530.3761 | 0.016483 | 241.8667 | 0 | 529.121 | 0 | 530.3761 | 0.019832 | 241.6017 | 0
|  | 242.3595 | -0.0074441 | 242.072 | -0.02818 | 342.6591 | 0.0040997 | 242.3595 | -0.023223 | 242.072 | 0 | 235.6158 | 0 | 242.072 | 0 | 242.3595 | 0 | 242.3595 | 0 | 342.6591 | 0.0085101 | 242.3595 | 0 | 242.3595 | 4.7499e-05 | 236.33 | -0.00086717 | 242.3595 | 0 | 342.7771 | 0.00016522 | 242.3595 | 0 | 242.3595 | 0 | 242.072 | 0 | 530.5315 | 0.0053341 | 242.072 | 0 | 529.2775 | 0.00011594 | 530.5315 | 0.020871 | 241.8063 | 0
|  | 242.5657 | 0.052896 | 242.2773 | 0.036451 | 342.7727 | 0 | 242.5657 | 0.0091153 | 242.2773 | 0 | 235.8234 | 0 | 242.2773 | 0 | 242.5657 | 0 | 242.5657 | 0 | 342.7727 | 0.0051719 | 242.5657 | 0 | 242.5657 | 0 | 236.53 | 0.0021933 | 242.5657 | 0 | 342.887 | 0.00014566 | 242.5657 | 0 | 242.5657 | 0.0072863 | 242.2773 | 0 | 530.6869 | 0.0089382 | 242.2773 | 0 | 529.4339 | 7.7296e-05 | 530.6869 | 0.019677 | 242.0109 | 0
|  | 242.7719 | 0.039392 | 242.4825 | -0.019845 | 342.8864 | 0.0012147 | 242.7719 | -0.024208 | 242.4825 | 0 | 236.0311 | 0 | 242.4825 | 0 | 242.7719 | 0 | 242.7719 | 0 | 342.8864 | 0.00011123 | 242.7719 | 0 | 242.7719 | 9.4691e-05 | 236.74 | -0.0011732 | 242.7719 | 0 | 342.997 | 0.00013286 | 242.7719 | 0 | 242.7719 | 0 | 242.4825 | 0 | 530.8423 | 0.004225 | 242.4825 | 0 | 529.5903 | 0.00034783 | 530.8423 | 0.0203 | 242.2155 | 0
|  | 242.9781 | 0.03062 | 242.6878 | 0.043682 | 343.0001 | 0 | 242.9781 | -0.0083649 | 242.6878 | 0 | 236.2388 | 0 | 242.6878 | 0 | 242.9781 | 0 | 242.9781 | 0 | 343.0001 | 0.0022247 | 242.9781 | 0 | 242.9781 | 0 | 236.95 | -0.0034686 | 242.9781 | 0 | 343.1069 | 0.00013054 | 242.9781 | 0 | 242.9781 | 0.012046 | 242.6878 | 0 | 530.9977 | 0.014464 | 242.6878 | 0 | 529.7468 | 7.7296e-05 | 530.9977 | 0.019365 | 242.4201 | 0
|  | 243.1844 | -0.0061726 | 242.8932 | -0.014337 | 343.1138 | 0.0094571 | 243.1844 | -0.029033 | 242.8932 | 0 | 236.4465 | 0 | 242.8932 | 0 | 243.1844 | 0 | 243.1844 | 0 | 343.1138 | 0.005454 | 243.1844 | 0 | 243.1844 | 5.4927e-05 | 237.15 | -0.0079064 | 243.1844 | 0 | 343.2169 | 0.00013695 | 243.1844 | 0 | 243.1844 | 0 | 242.8931 | 0 | 531.1531 | 0.004394 | 242.8932 | 0 | 529.9032 | 0.00011594 | 531.1531 | 0.020507 | 242.6248 | 0
|  | 243.3906 | 0.020969 | 243.0985 | 0.0092809 | 343.2274 | 0 | 243.3906 | 0.030154 | 243.0985 | 0 | 236.6543 | 0 | 243.0985 | 0 | 243.3906 | 0 | 243.3906 | 0 | 343.2274 | 0.0071466 | 243.3906 | 0 | 243.3906 | 0 | 237.36 | -0.0065293 | 243.3906 | 0 | 343.3269 | 0.00014833 | 243.3906 | 0 | 243.3906 | 0.0075702 | 243.0985 | 0 | 531.3085 | 0.014176 | 243.0985 | 0 | 530.0597 | 0 | 531.3085 | 0.019729 | 242.8294 | 0
|  | 243.5969 | 0.0059432 | 243.3038 | -0.038365 | 343.3411 | 0.0024295 | 243.5969 | -0.031584 | 243.3038 | 0 | 236.862 | 0 | 243.3038 | 0 | 243.5969 | 0 | 243.5969 | 0 | 343.3411 | 0.0034475 | 243.5969 | 0 | 243.5969 | 2.0826e-05 | 237.56 | -0.0010202 | 243.5969 | 0 | 343.4368 | 0.00016096 | 243.5969 | 0 | 243.5969 | 0 | 243.3038 | 0 | 531.4639 | 0.012831 | 243.3038 | 0 | 530.2162 | 0.00034783 | 531.4639 | 0.020819 | 243.0341 | 0
|  | 243.8032 | 0.02519 | 243.5092 | -0.021903 | 343.4547 | 0.00076096 | 243.8032 | 0.01887 | 243.5092 | 0 | 237.0698 | 0 | 243.5092 | 0 | 243.8032 | 0 | 243.8032 | 0 | 343.4547 | 0.0018242 | 243.8032 | 0 | 243.8032 | 0 | 237.77 | -0.0043867 | 243.8032 | 0 | 343.5468 | 0.00015189 | 243.8032 | 0 | 243.8032 | 0.0054747 | 243.5092 | 0 | 531.6194 | 0.014272 | 243.5092 | 0 | 530.3727 | 0 | 531.6194 | 0.019781 | 243.2387 | 0
|  | 244.0095 | 0.0011904 | 243.7146 | -0.013654 | 343.5684 | 0.0060736 | 244.0095 | -0.042038 | 243.7146 | 0 | 237.2775 | 0 | 243.7146 | 0 | 244.0095 | 0 | 244.0095 | 0 | 343.5684 | 0 | 244.0095 | 0 | 244.0095 | 2.6935e-05 | 237.98 | -0.011732 | 244.0095 | 0 | 343.6568 | 0.00013161 | 244.0095 | 0 | 244.0095 | 0 | 243.7146 | 0 | 531.7748 | 0.0084576 | 243.7146 | 0 | 530.5292 | 0.00034783 | 531.7748 | 0.020663 | 243.4434 | 0
|  | 244.2158 | 0.018363 | 243.92 | 0.018803 | 343.682 | 0 | 244.2158 | 0.017353 | 243.92 | 0 | 237.4853 | 0 | 243.92 | 0 | 244.2158 | 0 | 244.2158 | 0 | 343.682 | 0.0031591 | 244.2158 | 0 | 244.2158 | 0 | 238.18 | -0.0049988 | 244.2158 | 0 | 343.7668 | 0.00011418 | 244.2158 | 0 | 244.2158 | 0.0049138 | 243.92 | 0 | 531.9303 | 0.01581 | 243.92 | 0 | 530.6857 | 7.7296e-05 | 531.9303 | 0.019573 | 243.6481 | 0
|  | 244.4221 | 0.0041653 | 244.1254 | -0.026629 | 343.7957 | 0.0024295 | 244.4221 | 0.014617 | 244.1254 | 0 | 237.6931 | 0 | 244.1254 | 0 | 244.4221 | 0 | 244.4221 | 0 | 343.7957 | 0.0086512 | 244.4221 | 0 | 244.4221 | 2.5934e-05 | 238.39 | -0.0028565 | 244.4221 | 0 | 343.8768 | 0.00013712 | 244.4221 | 0 | 244.4221 | 0 | 244.1254 | 0 | 532.0857 | 0.0075926 | 244.1254 | 0 | 530.8421 | 0.00011594 | 532.0857 | 0.020559 | 243.8528 | 0
|  | 244.6285 | 0.055646 | 244.3309 | -0.019534 | 343.9093 | 0.0013697 | 244.6285 | 0.016999 | 244.3309 | 0 | 237.9009 | 0 | 244.3309 | 0 | 244.6285 | 0 | 244.6285 | 0 | 343.9093 | 0.0047487 | 244.6285 | 0 | 244.6285 | 0 | 238.59 | 0.0066312 | 244.6285 | 0 | 343.9868 | 0.0001494 | 244.6285 | 0 | 244.6285 | 0.00803 | 244.3309 | 0 | 532.2412 | 0.011725 | 244.3309 | 0 | 530.9987 | 0 | 532.2412 | 0.019625 | 244.0576 | 0
|  | 244.8349 | -0.0010278 | 244.5363 | 0.02591 | 344.023 | 0.0030368 | 244.8349 | 0.0094769 | 244.5363 | 0 | 238.1088 | 0 | 244.5363 | 0 | 244.8349 | 0 | 244.8349 | 0 | 344.023 | 0.012789 | 244.8349 | 0 | 244.8349 | 3.6336e-05 | 238.8 | 0.0084671 | 244.8349 | 0 | 344.0968 | 0.00016434 | 244.8349 | 0 | 244.8349 | 0 | 244.5363 | 0 | 532.3967 | 0.011725 | 244.5363 | 0 | 531.1552 | 0.00034783 | 532.3967 | 0.020352 | 244.2623 | 0
|  | 245.0413 | 0.046316 | 244.7418 | -0.0056437 | 344.1366 | 0 | 245.0413 | 0.04775 | 244.7418 | 0 | 238.3166 | 0 | 244.7418 | 0 | 245.0413 | 0 | 245.0413 | 0 | 344.1366 | 0.0074287 | 245.0413 | 0 | 245.0413 | 0 | 239.01 | 0.0041827 | 245.0413 | 0 | 344.2068 | 0.00016469 | 245.0413 | 0 | 245.0413 | 0.0059531 | 244.7418 | 0 | 532.5522 | 0.014849 | 244.7418 | 0 | 531.3117 | 0 | 532.5522 | 0.019106 | 244.4671 | 0
|  | 245.2477 | -0.0067752 | 244.9473 | 0.010688 | 344.2502 | 0.00577 | 245.2477 | -0.048593 | 244.9473 | 0 | 238.5244 | 0 | 244.9473 | 0 | 245.2477 | 0 | 245.2477 | 0 | 344.2502 | 0.0050308 | 245.2477 | 0 | 245.2477 | 8.7846e-05 | 239.21 | 0.0029585 | 245.2477 | 0 | 344.3169 | 0.00016985 | 245.2477 | 0 | 245.2477 | 0 | 244.9473 | 0 | 532.7077 | 0.0098992 | 244.9473 | 0 | 531.4682 | 0.00011594 | 532.7077 | 0.020352 | 244.6718 | 0
|  | 245.4541 | 0.02943 | 245.1528 | 0.049996 | 344.3639 | 0 | 245.4541 | 0.013728 | 245.1528 | 0 | 238.7323 | 0 | 245.1528 | 0 | 245.4541 | 0 | 245.4541 | 0 | 344.3639 | 0 | 245.4541 | 0 | 245.4541 | 0 | 239.42 | -0.007141 | 245.4541 | 0 | 344.4269 | 0.00016647 | 245.4541 | 0 | 245.4541 | 0.010031 | 245.1528 | 0 | 532.8632 | 0.014128 | 245.1528 | 0 | 531.6248 | 0 | 532.8632 | 0.019365 | 244.8766 | 0
|  | 245.6605 | -0.026472 | 245.3584 | -0.069013 | 344.4775 | 0.010508 | 245.6605 | -0.018315 | 245.3584 | 0 | 238.9402 | 0 | 245.3584 | 0 | 245.6605 | 0 | 245.6605 | 0 | 344.4775 | 0.0063943 | 245.6605 | 0 | 245.6605 | 5.5154e-05 | 239.62 | -0.0042337 | 245.6605 | 0 | 344.5369 | 0.00014744 | 245.6605 | 0 | 245.6605 | 0 | 245.3584 | 0 | 533.0187 | 0.0069199 | 245.3584 | 0 | 531.7813 | 0.00011594 | 533.0187 | 0.020663 | 245.0814 | 0
|  | 245.867 | 0.051416 | 245.5639 | -0.0066913 | 344.5911 | 0.004718 | 245.867 | 0.01605 | 245.5639 | 0 | 239.1481 | 0 | 245.5639 | 0 | 245.867 | 0 | 245.867 | 0 | 344.5911 | 0.0051719 | 245.867 | 0 | 245.867 | 0 | 239.83 | 0.0029585 | 245.867 | 0 | 344.647 | 0.00013624 | 245.867 | 0 | 245.867 | 0.0074266 | 245.5639 | 0 | 533.1742 | 0.016963 | 245.5639 | 0 | 531.9379 | 0 | 533.1742 | 0.019469 | 245.2862 | 0
|  | 246.0734 | 0.0086647 | 245.7695 | -0.0045553 | 344.7048 | 0.006681 | 246.0734 | -0.019807 | 245.7695 | 0 | 239.356 | 0 | 245.7695 | 0 | 246.0734 | 0 | 246.0734 | 0 | 344.7048 | 0.0061122 | 246.0734 | 0 | 246.0734 | 5.9668e-05 | 240.04 | -0.0094364 | 246.0734 | 0 | 344.757 | 0.00014655 | 246.0734 | 0 | 246.0734 | 0 | 245.7695 | 0 | 533.3297 | 0.007016 | 245.7695 | 0 | 532.0944 | 0 | 533.3297 | 0.020611 | 245.4911 | 0
|  | 246.2799 | 0.048644 | 245.9751 | 0.0033835 | 344.8184 | 0 | 246.2799 | 0.057557 | 245.9751 | 0 | 239.5639 | 0 | 245.9751 | 0 | 246.2799 | 0 | 246.2799 | 0 | 344.8184 | 0.00396 | 246.2799 | 0 | 246.2799 | 0 | 240.24 | -0.0066822 | 246.2799 | 0 | 344.8671 | 0.00016398 | 246.2799 | 0 | 246.2799 | 0.0060177 | 245.9751 | 0 | 533.4853 | 0.018405 | 245.9751 | 0 | 532.251 | 0 | 533.4853 | 0.019521 | 245.6959 | 0
|  | 246.4864 | -0.0073614 | 246.1807 | -0.0060572 | 344.932 | 0.00577 | 246.4864 | -0.031235 | 246.1807 | 0 | 239.7719 | 0 | 246.1807 | 0 | 246.4864 | 0 | 246.4864 | 0 | 344.932 | 0.0043816 | 246.4864 | 0 | 246.4864 | 7.5043e-05 | 240.45 | -0.0080593 | 246.4864 | 0 | 344.9771 | 0.0001606 | 246.4864 | 0 | 246.4864 | 0 | 246.1807 | 0 | 533.6408 | 0.0086979 | 246.1807 | 0 | 532.4076 | 0.00011594 | 533.6408 | 0.020663 | 245.9008 | 0
|  | 246.6929 | 0.013912 | 246.3863 | -0.0071385 | 345.0456 | 0 | 246.6929 | 0.011808 | 246.3863 | 0 | 239.9798 | 0 | 246.3863 | 0 | 246.693 | 0 | 246.693 | 0 | 345.0456 | 0.0069115 | 246.693 | 0 | 246.6929 | 0 | 240.65 | -0.0051518 | 246.693 | 0 | 345.0872 | 0.000159 | 246.693 | 0 | 246.6929 | 0.0072983 | 246.3863 | 0 | 533.7964 | 0.013936 | 246.3863 | 0 | 532.5642 | 0 | 533.7964 | 0.019573 | 246.1056 | 0
|  | 246.8995 | -0.0040189 | 246.5919 | -0.022798 | 345.1592 | 0.0019739 | 246.8995 | -0.0031049 | 246.5919 | 0 | 240.1878 | 0 | 246.5919 | 0 | 246.8995 | 0 | 246.8995 | 0 | 345.1592 | 0.0045151 | 246.8995 | 0 | 246.8995 | 7.1892e-05 | 240.86 | -0.0031625 | 246.8995 | 0 | 345.1972 | 0.00016025 | 246.8995 | 0 | 246.8995 | 0 | 246.5919 | 0 | 533.9519 | 0.013119 | 246.5919 | 0 | 532.7207 | 0.00011594 | 533.9519 | 0.020196 | 246.3105 | 0
|  | 247.106 | 0.043371 | 246.7976 | 0.017968 | 345.2729 | 0 | 247.106 | -0.0063137 | 246.7976 | 0 | 240.3958 | 0 | 246.7976 | 0 | 247.106 | 0 | 247.106 | 0 | 345.2729 | 0 | 247.106 | 0 | 247.106 | 0 | 241.07 | -0.0034686 | 247.106 | 0 | 345.3073 | 0.00015971 | 247.106 | 0 | 247.106 | 0.0058946 | 246.7976 | 0 | 534.1075 | 0.014032 | 246.7976 | 0 | 532.8773 | 0.00030918 | 534.1075 | 0.019158 | 246.5154 | 0
|  | 247.3126 | -0.010702 | 247.0033 | -0.023992 | 345.3865 | 0.00045556 | 247.3126 | -0.033581 | 247.0033 | 0 | 240.6037 | 0 | 247.0033 | 0 | 247.3126 | 0 | 247.3126 | 0 | 345.3865 | 0.0090743 | 247.3126 | 0 | 247.3126 | 8.7576e-05 | 241.27 | -0.0039276 | 247.3126 | 0 | 345.4174 | 0.00016185 | 247.3126 | 0 | 247.3126 | 0 | 247.0033 | 0 | 534.2631 | 0.017684 | 247.0033 | 0 | 533.0339 | 0.00011594 | 534.2631 | 0.020092 | 246.7203 | 0
|  | 247.5192 | 0.046301 | 247.209 | 0.013732 | 345.5001 | 0.0053268 | 247.5192 | 0.049014 | 247.209 | 0 | 240.8117 | 0 | 247.209 | 0 | 247.5192 | 0 | 247.5192 | 0 | 345.5001 | 0.0077108 | 247.5192 | 0 | 247.5192 | 0 | 241.48 | 0.00096913 | 247.5192 | 0 | 345.5275 | 0.00013837 | 247.5192 | 0 | 247.5192 | 0.0072462 | 247.2089 | 0 | 534.4187 | 0.0088901 | 247.209 | 0 | 533.1906 | 0 | 534.4187 | 0.019417 | 246.9253 | 0
|  | 247.7258 | -0.013828 | 247.4147 | 0.00392 | 345.6137 | 0.0034924 | 247.7258 | -0.023264 | 247.4147 | 0 | 241.0198 | 0 | 247.4147 | 0 | 247.7258 | 0 | 247.7258 | 0 | 345.6137 | 0.0023799 | 247.7258 | 0 | 247.7258 | 8.6511e-05 | 241.69 | -0.0043867 | 247.7258 | 0 | 345.6376 | 0.00015029 | 247.7258 | 0 | 247.7258 | 0 | 247.4147 | 0 | 534.5743 | 0.01235 | 247.4147 | 0 | 533.3472 | 0.00034783 | 534.5743 | 0.020196 | 247.1302 | 0
|  | 247.9324 | 0.041181 | 247.6204 | 0.034027 | 345.7273 | 0 | 247.9324 | 0.026824 | 247.6204 | 0 | 241.2278 | 0 | 247.6204 | 0 | 247.9324 | 0 | 247.9324 | 0 | 345.7273 | 0.0010234 | 247.9324 | 0 | 247.9324 | 0 | 241.89 | -0.00607 | 247.9324 | 0 | 345.7477 | 0.00015776 | 247.9324 | 0 | 247.9324 | 0.0079414 | 247.6204 | 0 | 534.7299 | 0.0023653 | 247.6204 | 0 | 533.5038 | 0.00030918 | 534.7299 | 0.019313 | 247.3351 | 0
|  | 248.139 | 0.0086343 | 247.8261 | -0.023727 | 345.8409 | 0.0060736 | 248.139 | 0.021278 | 247.8261 | 0 | 241.4358 | 0 | 247.8261 | 0 | 248.139 | 0 | 248.139 | 0 | 345.8409 | 0.0047957 | 248.139 | 0 | 248.139 | 9.0335e-06 | 242.1 | -0.0031625 | 248.139 | 0 | 345.8578 | 0.00017643 | 248.139 | 0 | 248.139 | 0 | 247.8261 | 0 | 534.8855 | 0.0086018 | 247.8261 | 0 | 533.6604 | 0.00034783 | 534.8855 | 0.020663 | 247.5401 | 0
|  | 248.3457 | 0.054781 | 248.0319 | -0.0055366 | 345.9545 | 0 | 248.3457 | 0.0054398 | 248.0319 | 0 | 241.6439 | 0 | 248.0319 | 0 | 248.3457 | 0 | 248.3457 | 0 | 345.9545 | 0.0086512 | 248.3457 | 0 | 248.3457 | 0 | 242.3 | 0.0058659 | 248.3457 | 0 | 345.9679 | 0.00017892 | 248.3457 | 0 | 248.3457 | 0.0076565 | 248.0319 | 0 | 535.0411 | 0.011004 | 248.0319 | 0 | 533.8171 | 7.7296e-05 | 535.0411 | 0.019677 | 247.7451 | 0
|  | 248.5524 | -0.0014551 | 248.2377 | -0.025437 | 346.0681 | 0.0060736 | 248.5524 | 0.011617 | 248.2377 | 0 | 241.852 | 0 | 248.2377 | 0 | 248.5524 | 0 | 248.5524 | 0 | 346.0681 | 0.0046486 | 248.5524 | 0 | 248.5524 | 6.4328e-05 | 242.51 | -0.0086717 | 248.5524 | 0 | 346.078 | 0.00016434 | 248.5524 | 0 | 248.5523 | 0 | 248.2377 | 0 | 535.1967 | 0.003887 | 248.2377 | 0 | 533.9737 | 0.00034783 | 535.1967 | 0.020663 | 247.9501 | 0
|  | 248.759 | 0.048946 | 248.4435 | -0.0081823 | 346.1816 | 0.0025873 | 248.759 | 0.017659 | 248.4435 | 0 | 242.06 | 0 | 248.4435 | 0 | 248.759 | 0 | 248.759 | 0 | 346.1816 | 0.0027586 | 248.759 | 0 | 248.759 | 0 | 242.72 | -0.005917 | 248.759 | 0 | 346.1881 | 0.00015402 | 248.759 | 0 | 248.7591 | 0.0069923 | 248.4435 | 0 | 535.3524 | 0.01038 | 248.4435 | 0 | 534.1304 | 7.7296e-05 | 535.3524 | 0.019417 | 248.1551 | 0
|  | 248.9657 | -0.015724 | 248.6493 | -0.012948 | 346.2952 | 0.00060732 | 248.9657 | -0.0096951 | 248.6493 | 0 | 242.2681 | 0 | 248.6493 | 0 | 248.9657 | 0 | 248.9657 | 0 | 346.2952 | 0.017208 | 248.9657 | 0 | 248.9657 | 6.7263e-05 | 242.92 | -0.010202 | 248.9657 | 0 | 346.2983 | 0.00014619 | 248.9657 | 0 | 248.9657 | 0 | 248.6493 | 0 | 535.508 | 0.010332 | 248.6493 | 0 | 534.287 | 0 | 535.508 | 0.020507 | 248.3601 | 0
|  | 249.1725 | 0.023919 | 248.8551 | 0.012257 | 346.4088 | 0 | 249.1725 | 0.0051006 | 248.8551 | 0 | 242.4763 | 0 | 248.8551 | 0 | 249.1725 | 0 | 249.1725 | 0 | 346.4088 | 0.0069115 | 249.1725 | 0 | 249.1725 | 0 | 243.13 | 0.0029585 | 249.1725 | 0 | 346.4084 | 0.00013837 | 249.1725 | 0 | 249.1724 | 0.010775 | 248.8551 | 0 | 535.6637 | 0.015377 | 248.8551 | 0 | 534.4437 | 7.7296e-05 | 535.6637 | 0.019521 | 248.5651 | 0
|  | 249.3792 | -0.020134 | 249.061 | -0.010356 | 346.5224 | 0.0030368 | 249.3792 | -0.025273 | 249.061 | 0 | 242.6844 | 0 | 249.061 | 0 | 249.3792 | 0 | 249.3792 | 0 | 346.5224 | 0.0097326 | 249.3792 | 0 | 249.3792 | 5.3558e-05 | 243.34 | -0.0062227 | 249.3792 | 0 | 346.5185 | 0.00013161 | 249.3792 | 0 | 249.3792 | 0 | 249.061 | 0 | 535.8194 | 0.010332 | 249.061 | 0 | 534.6004 | 0.00011594 | 535.8194 | 0.020611 | 248.7702 | 0
|  | 249.5859 | 0.034283 | 249.2669 | -0.0035081 | 346.636 | 0 | 249.5859 | 0.030775 | 249.2669 | 0 | 242.8925 | 0 | 249.2669 | 0 | 249.5859 | 0 | 249.5859 | 0 | 346.636 | 0.0019577 | 249.5859 | 0 | 249.5859 | 0 | 243.54 | 0.0057129 | 249.5859 | 0 | 346.6287 | 0.00012307 | 249.5859 | 0 | 249.5859 | 0.0029447 | 249.2669 | 0 | 535.9751 | 0.011918 | 249.2669 | 0 | 534.7571 | 7.7296e-05 | 535.9751 | 0.019677 | 248.9753 | 0
|  | 249.7927 | 0.0097481 | 249.4728 | -0.062859 | 346.7496 | 0 | 249.7927 | 0.012193 | 249.4728 | 0 | 243.1007 | 0 | 249.4728 | 0 | 249.7927 | 0 | 249.7927 | 0 | 346.7496 | 0.0098736 | 249.7927 | 0 | 249.7927 | 4.5614e-05 | 243.75 | 0.0031115 | 249.7927 | 0 | 346.7388 | 0.00012681 | 249.7927 | 0 | 249.7927 | 0 | 249.4728 | 0 | 536.1307 | 0.010716 | 249.4728 | 0 | 534.9137 | 0.00011594 | 536.1307 | 0.020507 | 249.1803 | 0
|  | 249.9995 | -0.00021765 | 249.6787 | -0.01737 | 346.8631 | 0 | 249.9995 | 0.014663 | 249.6787 | 0 | 243.3089 | 0 | 249.6787 | 0 | 249.9995 | 0 | 249.9995 | 0 | 346.8631 | 0.0012903 | 249.9995 | 0 | 249.9995 | 0 | 243.96 | -0.0057639 | 249.9995 | 0 | 346.849 | 0.00013997 | 249.9995 | 0 | 249.9995 | 0.004303 | 249.6787 | 0 | 536.2864 | 0.0099473 | 249.6787 | 0 | 535.0704 | 7.7296e-05 | 536.2864 | 0.019209 | 249.3854 | 0
|  | 250.2063 | 0.0084115 | 249.8846 | -0.014686 | 346.9767 | 0.011384 | 250.2063 | -0.037508 | 249.8846 | 0 | 243.517 | 0 | 249.8846 | 0 | 250.2063 | 0 | 250.2063 | 0 | 346.9767 | 0 | 250.2063 | 0 | 250.2063 | 5.0755e-05 | 244.16 | -0.011732 | 250.2063 | 0 | 346.9592 | 0.00014406 | 250.2063 | 0 | 250.2063 | 0 | 249.8846 | 0 | 536.4421 | 0.0092745 | 249.8846 | 0 | 535.2271 | 0.00011594 | 536.4421 | 0.019988 | 249.5905 | 0
|  | 250.4131 | 0.047384 | 250.0905 | 0.0035972 | 347.0903 | 0 | 250.4131 | -0.011991 | 250.0905 | 0 | 243.7252 | 0 | 250.0905 | 0 | 250.4131 | 0 | 250.4131 | 0 | 347.0903 | 0.01119 | 250.4131 | 0 | 250.4131 | 0 | 244.37 | -0.0076005 | 250.4131 | 0 | 347.0693 | 0.00015117 | 250.4131 | 0 | 250.4131 | 0.011425 | 250.0905 | 0 | 536.5978 | 0.016963 | 250.0905 | 0 | 535.3839 | 0 | 536.5978 | 0.01869 | 249.7956 | 0
|  | 250.6199 | -0.010225 | 250.2965 | -0.003964 | 347.2038 | 0.0015184 | 250.6199 | -0.02834 | 250.2965 | 0 | 243.9334 | 0 | 250.2965 | 0 | 250.6199 | 0 | 250.6199 | 0 | 347.2038 | 0.0073347 | 250.6199 | 0 | 250.6199 | 4.3969e-05 | 244.58 | -0.0017853 | 250.6199 | 0 | 347.1795 | 0.00016113 | 250.6199 | 0 | 250.6199 | 0 | 250.2965 | 0 | 536.7536 | 0.014849 | 250.2965 | 0 | 535.5406 | 0 | 536.7536 | 0.019884 | 250.0008 | 0
|  | 250.8268 | 0.037452 | 250.5025 | -0.0028355 | 347.3174 | 0 | 250.8268 | 0.016772 | 250.5025 | 0 | 244.1416 | 0 | 250.5025 | 0 | 250.8268 | 0 | 250.8268 | 0 | 347.3174 | 0.0028921 | 250.8268 | 0 | 250.8268 | 0 | 244.78 | 0.0024994 | 250.8268 | 0 | 347.2897 | 0.00016345 | 250.8268 | 0 | 250.8268 | 0.0086428 | 250.5025 | 0 | 536.9093 | 0.013503 | 250.5025 | 0 | 535.6973 | 7.7296e-05 | 536.9093 | 0.019054 | 250.2059 | 0
|  | 251.0336 | 0.024034 | 250.7085 | -0.029706 | 347.431 | 0.0013666 | 251.0336 | 0.00058815 | 250.7085 | 0 | 244.3499 | 0 | 250.7085 | 0 | 251.0336 | 0 | 251.0336 | 0 | 347.431 | 0.0050308 | 251.0336 | 0 | 251.0336 | 3.2287e-05 | 244.99 | -0.0023974 | 251.0336 | 0 | 347.3999 | 0.000159 | 251.0336 | 0 | 251.0336 | 0 | 250.7085 | 0 | 537.065 | 0.011149 | 250.7085 | 0 | 535.854 | 0.00011594 | 537.065 | 0.020352 | 250.4111 | 0
|  | 251.2405 | 0.03593 | 250.9145 | 0.0078665 | 347.5445 | 0 | 251.2405 | 0.0022107 | 250.9145 | 0 | 244.5581 | 0 | 250.9145 | 0 | 251.2405 | 0 | 251.2405 | 0 | 347.5445 | 0 | 251.2405 | 0 | 251.2405 | 0 | 245.19 | 0.0031115 | 251.2405 | 0 | 347.5101 | 0.0001357 | 251.2405 | 0 | 251.2405 | 0.0039692 | 250.9145 | 0 | 537.2208 | 0.014512 | 250.9145 | 0 | 536.0108 | 7.7296e-05 | 537.2208 | 0.019209 | 250.6163 | 0
|  | 251.4474 | -0.01309 | 251.1205 | 0.018776 | 347.6581 | 0.00075918 | 251.4474 | -0.014719 | 251.1205 | 0 | 244.7664 | 0 | 251.1205 | 0 | 251.4474 | 0 | 251.4474 | 0 | 347.6581 | 0.0059712 | 251.4474 | 0 | 251.4474 | 1.029e-05 | 245.4 | -0.011579 | 251.4474 | 0 | 347.6203 | 0.00014335 | 251.4474 | 0 | 251.4474 | 0 | 251.1205 | 0 | 537.3765 | 0.0091304 | 251.1205 | 0 | 536.1675 | 0.00034783 | 537.3765 | 0.019832 | 250.8215 | 0
|  | 251.6543 | 0.031289 | 251.3266 | -0.029705 | 347.7716 | 0.0016741 | 251.6543 | 0.03266 | 251.3266 | 0 | 244.9747 | 0 | 251.3266 | 0 | 251.6543 | 0 | 251.6543 | 0 | 347.7716 | 0.0044939 | 251.6543 | 0 | 251.6543 | 0 | 245.61 | -0.013874 | 251.6543 | 0 | 347.7305 | 0.00014566 | 251.6543 | 0 | 251.6543 | 0.0086512 | 251.3266 | 0 | 537.5323 | 0.013696 | 251.3266 | 0 | 536.3243 | 7.7296e-05 | 537.5323 | 0.018638 | 251.0267 | 0
|  | 251.8613 | -0.02366 | 251.5326 | -0.0063666 | 347.8852 | 0.00060732 | 251.8613 | 0.0069487 | 251.5326 | 0 | 245.183 | 0 | 251.5326 | 0 | 251.8613 | 0 | 251.8613 | 0 | 347.8852 | 0.0038478 | 251.8613 | 0 | 251.8613 | 8.5334e-05 | 245.81 | -0.014945 | 251.8613 | 0 | 347.8407 | 0.00017056 | 251.8613 | 0 | 251.8613 | 0 | 251.5326 | 0 | 537.688 | 0.0099473 | 251.5326 | 0 | 536.481 | 0.00011594 | 537.688 | 0.019417 | 251.2319 | 0
|  | 252.0682 | 0.010797 | 251.7387 | 0.037391 | 347.9987 | 0.0025873 | 252.0682 | -0.012349 | 251.7387 | 0 | 245.3913 | 0 | 251.7387 | 0 | 252.0682 | 0 | 252.0682 | 0 | 347.9987 | 0.005548 | 252.0682 | 0 | 252.0682 | 0 | 246.02 | -0.0025504 | 252.0682 | 0 | 347.9509 | 0.00016718 | 252.0682 | 0 | 252.0682 | 0.0089359 | 251.7387 | 0 | 537.8438 | 0.019366 | 251.7387 | 0 | 536.6378 | 0 | 537.8438 | 0.018586 | 251.4371 | 0
|  | 252.2752 | 0.0019974 | 251.9448 | -0.026207 | 348.1123 | 0.0080475 | 252.2752 | 0.011616 | 251.9448 | 0 | 245.5996 | 0 | 251.9448 | 0 | 252.2752 | 0 | 252.2752 | 0 | 348.1123 | 0.0089333 | 252.2752 | 0 | 252.2752 | 7.3612e-05 | 246.23 | 0.00035706 | 252.2752 | 0 | 348.0611 | 0.00015811 | 252.2752 | 0 | 252.2752 | 0 | 251.9448 | 0 | 537.9996 | 0.0083615 | 251.9448 | 0 | 536.7946 | 0.00034783 | 537.9996 | 0.019365 | 251.6423 | 0
|  | 252.4821 | 0.035368 | 252.1509 | 0.033955 | 348.2258 | 0.0051746 | 252.4821 | -0.021441 | 252.1509 | 0 | 245.8079 | 0 | 252.1509 | 0 | 252.4821 | 0 | 252.4821 | 0 | 348.2258 | 0.005407 | 252.4821 | 0 | 252.4821 | 0 | 246.43 | -0.0028565 | 252.4821 | 0 | 348.1713 | 0.00014068 | 252.4821 | 0 | 252.4821 | 0.010184 | 252.1509 | 0 | 538.1554 | 0.016291 | 252.1509 | 0 | 536.9514 | 0 | 538.1554 | 0.018483 | 251.8476 | 0
|  | 252.6891 | -0.022809 | 252.3571 | 0.0086455 | 348.3394 | 0 | 252.6891 | 0.014006 | 252.3571 | 0 | 246.0163 | 0 | 252.3571 | 0 | 252.6891 | 0 | 252.6891 | 0 | 348.3394 | 0.0026468 | 252.6891 | 0 | 252.6891 | 4.9257e-05 | 246.64 | -0.0068351 | 252.6891 | 0 | 348.2816 | 0.00013659 | 252.6891 | 0 | 252.6891 | 0 | 252.3571 | 0 | 538.3112 | 0.003042 | 252.3571 | 0 | 537.1081 | 0.00034783 | 538.3112 | 0.019729 | 252.0529 | 0
|  | 252.8961 | 0.03969 | 252.5632 | 0.02557 | 348.4529 | 0.0028917 | 252.8961 | -0.010305 | 252.5632 | 0 | 246.2246 | 0 | 252.5632 | 0 | 252.8961 | 0 | 252.8961 | 0 | 348.4529 | 0 | 252.8961 | 0 | 252.8961 | 0 | 246.85 | 0.0047948 | 252.8961 | 0 | 348.3918 | 0.00013837 | 252.8961 | 0 | 252.8961 | 0.0062486 | 252.5633 | 0 | 538.467 | 0.016291 | 252.5632 | 0 | 537.2649 | 7.7296e-05 | 538.467 | 0.018794 | 252.2582 | 0
|  | 253.1032 | 0.02098 | 252.7694 | -0.0066476 | 348.5664 | 0.00060732 | 253.1032 | -0.024595 | 252.7694 | 0 | 246.433 | 0 | 252.7694 | 0 | 253.1032 | 0 | 253.1032 | 0 | 348.5664 | 0.0037144 | 253.1032 | 0 | 253.1032 | 7.0556e-05 | 247.05 | -0.018924 | 253.1032 | 0 | 348.502 | 0.00014282 | 253.1032 | 0 | 253.1032 | 0 | 252.7694 | 0 | 538.6228 | 0.0059107 | 252.7694 | 0 | 537.4217 | 0.00034783 | 538.6228 | 0.019469 | 252.4635 | 0
|  | 253.3102 | 0.037096 | 252.9756 | 0.028347 | 348.68 | 0 | 253.3102 | 0.026618 | 252.9756 | 0 | 246.6414 | 0 | 252.9756 | 0 | 253.3102 | 0 | 253.3102 | 0 | 348.68 | 0 | 253.3102 | 0 | 253.3102 | 0 | 247.26 | 0.006172 | 253.3102 | 0 | 348.6123 | 0.00013499 | 253.3102 | 0 | 253.3102 | 0.011808 | 252.9756 | 0 | 538.7787 | 0.020279 | 252.9756 | 0 | 537.5785 | 0.00030918 | 538.7787 | 0.018223 | 252.6688 | 0
|  | 253.5173 | -0.017089 | 253.1818 | 0.0078173 | 348.7935 | 0 | 253.5173 | -0.016938 | 253.1818 | 0 | 246.8498 | 0 | 253.1818 | 0 | 253.5173 | 0 | 253.5173 | 0 | 348.7935 | 0.0085101 | 253.5173 | 0 | 253.5173 | 2.5684e-05 | 247.47 | -0.00086717 | 253.5173 | 0 | 348.7226 | 0.00013161 | 253.5173 | 0 | 253.5173 | 0 | 253.1818 | 0 | 538.9345 | 0.0080251 | 253.1818 | 0 | 537.7354 | 0.00011594 | 538.9345 | 0.019261 | 252.8741 | 0
|  | 253.7243 | 0.031315 | 253.3881 | -0.012712 | 348.907 | 0.0024351 | 253.7243 | 0.024888 | 253.3881 | 0 | 247.0582 | 0 | 253.3881 | 0 | 253.7243 | 0 | 253.7243 | 0 | 348.907 | 0.0056891 | 253.7243 | 0 | 253.7243 | 0 | 247.67 | -0.0033155 | 253.7243 | 0 | 348.8328 | 0.00013624 | 253.7243 | 0 | 253.7243 | 0.0052271 | 253.388 | 0 | 539.0904 | 0.016627 | 253.3881 | 0 | 537.8922 | 0.00030918 | 539.0904 | 0.018794 | 253.0794 | 0
|  | 253.9314 | -0.014559 | 253.5943 | -0.025278 | 349.0205 | 0.0050107 | 253.9314 | -0.0031994 | 253.5943 | 0 | 247.2666 | 0 | 253.5943 | 0 | 253.9314 | 0 | 253.9314 | 0 | 349.0205 | 0 | 253.9314 | 0 | 253.9314 | 6.6132e-05 | 247.88 | 5.1009e-05 | 253.9314 | 0 | 348.9431 | 0.0001478 | 253.9314 | 0 | 253.9314 | 0 | 253.5943 | 0 | 539.2462 | 0.011918 | 253.5943 | 0 | 538.049 | 0.00034783 | 539.2462 | 0.019417 | 253.2848 | 0
|  | 254.1385 | 0.053027 | 253.8006 | 0.031605 | 349.1341 | 0.003957 | 254.1385 | 0.018329 | 253.8006 | 0 | 247.4751 | 0 | 253.8006 | 0 | 254.1385 | 0 | 254.1385 | 0 | 349.1341 | 0.0047487 | 254.1385 | 0 | 254.1385 | 0 | 248.09 | 0.0028055 | 254.1385 | 0 | 349.0534 | 0.00014317 | 254.1385 | 0 | 254.1385 | 0.011679 | 253.8006 | 0 | 539.4021 | 0.019414 | 253.8006 | 0 | 538.2059 | 0 | 539.4021 | 0.018638 | 253.4902 | 0
|  | 254.3457 | 0.018727 | 254.0068 | -0.018822 | 349.2476 | 0.0036442 | 254.3457 | -0.017394 | 254.0068 | 0 | 247.6835 | 0 | 254.0068 | 0 | 254.3457 | 0 | 254.3457 | 0 | 349.2476 | 0.0015792 | 254.3457 | 0 | 254.3457 | 5.8724e-05 | 248.3 | -0.0082122 | 254.3457 | 0 | 349.1637 | 0.00014655 | 254.3457 | 0 | 254.3457 | 0 | 254.0068 | 0 | 539.558 | 0.010476 | 254.0068 | 0 | 538.3627 | 0.00011594 | 539.558 | 0.019521 | 253.6955 | 0
|  | 254.5528 | 0.035627 | 254.2131 | 0.034796 | 349.3611 | 0 | 254.5528 | 0.0079201 | 254.2131 | 0 | 247.892 | 0 | 254.2131 | 0 | 254.5528 | 0 | 254.5528 | 0 | 349.3611 | 0 | 254.5528 | 0 | 254.5528 | 0 | 248.5 | 0.0093854 | 254.5528 | 0 | 349.2739 | 0.00014495 | 254.5528 | 0 | 254.5528 | 0.0093614 | 254.2131 | 0 | 539.7138 | 0.012494 | 254.2131 | 0 | 538.5196 | 7.7296e-05 | 539.7138 | 0.018794 | 253.9009 | 0
|  | 254.76 | 0.010245 | 254.4195 | -0.0033299 | 349.4746 | 0.0056181 | 254.76 | -0.0061514 | 254.4195 | 0 | 248.1004 | 0 | 254.4195 | 0 | 254.76 | 0 | 254.76 | 0 | 349.4746 | 0.0046486 | 254.76 | 0 | 254.76 | 6.5984e-05 | 248.71 | -0.0091305 | 254.76 | 0 | 349.3842 | 0.00015616 | 254.76 | 0 | 254.76 | 0 | 254.4195 | 0 | 539.8697 | 0.0069199 | 254.4195 | 0 | 538.6764 | 0.00011594 | 539.8697 | 0.019729 | 254.1063 | 0
|  | 254.9671 | 0.027076 | 254.6258 | -0.048949 | 349.5881 | 0 | 254.9671 | 0.00060054 | 254.6258 | 0 | 248.3089 | 0 | 254.6258 | 0 | 254.9671 | 0 | 254.9671 | 0 | 349.5881 | 0 | 254.9671 | 0 | 254.9671 | 0 | 248.92 | 0.0020403 | 254.9671 | 0 | 349.4945 | 0.00014655 | 254.9671 | 0 | 254.9671 | 0.0033951 | 254.6258 | 0 | 540.0256 | 0.013263 | 254.6258 | 0 | 538.8333 | 7.7296e-05 | 540.0256 | 0.018638 | 254.3118 | 0
|  | 255.1743 | -0.012792 | 254.8321 | -0.026846 | 349.7016 | 0 | 255.1743 | -0.0040974 | 254.8321 | 0 | 248.5175 | 0 | 254.8321 | 0 | 255.1743 | 0 | 255.1743 | 0 | 349.7016 | 0.0023799 | 255.1743 | 0 | 255.1743 | 3.3002e-05 | 249.12 | -0.00025504 | 255.1743 | 0 | 349.6048 | 0.00015082 | 255.1743 | 0 | 255.1743 | 0 | 254.8321 | 0 | 540.1815 | 0.002366 | 254.8321 | 0 | 538.9902 | 0.00011594 | 540.1815 | 0.019677 | 254.5172 | 0
|  | 255.3815 | 0.033685 | 255.0385 | 0.014616 | 349.8151 | 0 | 255.3815 | 0.01598 | 255.0385 | 0 | 248.726 | 0 | 255.0385 | 0 | 255.3815 | 0 | 255.3815 | 0 | 349.8151 | 0.012789 | 255.3815 | 0 | 255.3815 | 0 | 249.33 | 0.0017343 | 255.3815 | 0 | 349.7151 | 0.00014282 | 255.3815 | 0 | 255.3815 | 0.0081706 | 255.0385 | 0 | 540.3374 | 0.01951 | 255.0385 | 0 | 539.1471 | 7.7296e-05 | 540.3374 | 0.018483 | 254.7227 | 0
|  | 255.5888 | -0.00010215 | 255.2449 | -0.01027 | 349.9286 | 0 | 255.5888 | -0.06554 | 255.2449 | 0 | 248.9345 | 0 | 255.2449 | 0 | 255.5888 | 0 | 255.5888 | 0 | 349.9286 | 0.0031806 | 255.5888 | 0 | 255.5888 | 3.8924e-05 | 249.54 | -0.0051518 | 255.5888 | 0 | 349.8254 | 0.00015313 | 255.5888 | 0 | 255.5888 | 0 | 255.2449 | 0 | 540.4934 | 0.011341 | 255.2449 | 0 | 539.3039 | 0.00011594 | 540.4934 | 0.019365 | 254.9281 | 0
|  | 255.796 | 0.033977 | 255.4513 | 0.0059033 | 350.0421 | 0 | 255.796 | 0.02741 | 255.4513 | 0 | 249.1431 | 0 | 255.4513 | 0 | 255.796 | 0 | 255.796 | 0 | 350.0421 | 0.0012903 | 255.796 | 0 | 255.796 | 0 | 249.74 | 0.0029585 | 255.796 | 0 | 349.9358 | 0.00015082 | 255.796 | 0 | 255.796 | 0.0077566 | 255.4513 | 0 | 540.6493 | 0.0098992 | 255.4513 | 0 | 539.4608 | 0 | 540.6493 | 0.018171 | 255.1336 | 0
|  | 256.0032 | 0.013946 | 255.6577 | 0.0051186 | 350.1556 | 0.0016702 | 256.0032 | -0.020902 | 255.6577 | 0 | 249.3516 | 0 | 255.6577 | 0 | 256.0032 | 0 | 256.0032 | 0 | 350.1556 | 0.0013123 | 256.0032 | 0 | 256.0032 | 0.00010647 | 249.95 | -0.0091305 | 256.0032 | 0 | 350.0461 | 0.00016185 | 256.0032 | 0 | 256.0032 | 0 | 255.6577 | 0 | 540.8053 | 0.0085537 | 255.6577 | 0 | 539.6178 | 0.00034783 | 540.8053 | 0.019365 | 255.3391 | 0
|  | 256.2105 | 0.012818 | 255.8642 | 0.062254 | 350.2691 | 0 | 256.2105 | 0.030901 | 255.8642 | 0 | 249.5602 | 0 | 255.8642 | 0 | 256.2105 | 0 | 256.2105 | 0 | 350.2691 | 0.011989 | 256.2105 | 0 | 256.2105 | 0 | 250.16 | -0.00056109 | 256.2105 | 0 | 350.1564 | 0.00014619 | 256.2105 | 0 | 256.2105 | 0.0077098 | 255.8642 | 0 | 540.9612 | 0.011149 | 255.8642 | 0 | 539.7747 | 0 | 540.9612 | 0.01869 | 255.5446 | 0
|  | 256.4178 | 0.0052164 | 256.0706 | -0.03037 | 350.3826 | 0.0091069 | 256.4178 | 0.00073249 | 256.0706 | 0 | 249.7688 | 0 | 256.0706 | 0 | 256.4178 | 0 | 256.4178 | 0 | 350.3826 | 0.0027803 | 256.4178 | 0 | 256.4178 | 3.3774e-05 | 250.36 | -0.010813 | 256.4178 | 0 | 350.2668 | 0.00014406 | 256.4178 | 0 | 256.4178 | 0 | 256.0706 | 0 | 541.1172 | 0.013023 | 256.0706 | 0 | 539.9316 | 0.00034783 | 541.1172 | 0.019677 | 255.7501 | 0
|  | 256.6251 | 0.02597 | 256.2771 | -0.010672 | 350.4961 | 0 | 256.6251 | 0.025787 | 256.2771 | 0 | 249.9774 | 0 | 256.2771 | 0 | 256.6251 | 0 | 256.6251 | 0 | 350.4961 | 0.0053129 | 256.6251 | 0 | 256.6251 | 0 | 250.57 | 0.0041827 | 256.6251 | 0 | 350.3771 | 0.00013001 | 256.6251 | 0 | 256.6251 | 0.0072059 | 256.2771 | 0 | 541.2731 | 0.018405 | 256.2771 | 0 | 540.0885 | 0 | 541.2731 | 0.018535 | 255.9557 | 0
|  | 256.8324 | -0.017067 | 256.4836 | -0.0027783 | 350.6096 | 0 | 256.8324 | -0.00041537 | 256.4836 | 0 | 250.186 | 0 | 256.4836 | 0 | 256.8324 | 0 | 256.8324 | 0 | 350.6096 | 0.0074287 | 256.8324 | 0 | 256.8324 | 5.3211e-05 | 250.78 | -0.0079064 | 256.8324 | 0 | 350.4875 | 0.00014566 | 256.8324 | 0 | 256.8324 | 0 | 256.4836 | 0 | 541.4291 | 0.01259 | 256.4836 | 0 | 540.2454 | 0.00034783 | 541.4291 | 0.019417 | 256.1612 | 0
|  | 257.0398 | 0.035909 | 256.6901 | 0.030374 | 350.7231 | 0 | 257.0398 | 0.018665 | 256.6901 | 0 | 250.3946 | 0 | 256.6901 | 0 | 257.0398 | 0 | 257.0398 | 0 | 350.7231 | 0.0027586 | 257.0398 | 0 | 257.0398 | 0 | 250.99 | -0.0065293 | 257.0398 | 0 | 350.5978 | 0.00015776 | 257.0398 | 0 | 257.0398 | 0.0053741 | 256.6901 | 0 | 541.5851 | 0.01581 | 256.6901 | 0 | 540.4024 | 0.00030918 | 541.5851 | 0.018483 | 256.3668 | 0
|  | 257.2471 | 0.025216 | 256.8966 | -0.020067 | 350.8366 | 0.0050107 | 257.2471 | -0.00061963 | 256.8966 | 0 | 250.6033 | 0 | 256.8966 | 0 | 257.2471 | 0 | 257.2471 | 0 | 350.8366 | 0 | 257.2471 | 0 | 257.2471 | 8.9184e-05 | 251.19 | -0.0086717 | 257.2471 | 0 | 350.7082 | 0.00018674 | 257.2471 | 0 | 257.2471 | 0 | 256.8966 | 0 | 541.7411 | 0.016579 | 256.8966 | 0 | 540.5593 | 0.00011594 | 541.7411 | 0.019521 | 256.5723 | 0
|  | 257.4545 | 0.032835 | 257.1032 | 0.00096125 | 350.9501 | 0 | 257.4545 | 0.011923 | 257.1032 | 0 | 250.8119 | 0 | 257.1032 | 0 | 257.4545 | 0 | 257.4545 | 0 | 350.9501 | 0.0012903 | 257.4545 | 0 | 257.4545 | 0 | 251.4 | 0.0092325 | 257.4545 | 0 | 350.8186 | 0.00017803 | 257.4545 | 0 | 257.4545 | 0.011447 | 257.1032 | 0 | 541.8971 | 0.01259 | 257.1032 | 0 | 540.7163 | 0 | 541.8971 | 0.018483 | 256.7779 | 0
|  | 257.6619 | -0.0031039 | 257.3098 | -0.044168 | 351.0635 | 0.0028849 | 257.6619 | -0.014767 | 257.3098 | 0 | 251.0206 | 0 | 257.3098 | 0 | 257.6619 | 0 | 257.6619 | 0 | 351.0635 | 0.0077108 | 257.6619 | 0 | 257.6619 | 4.7965e-05 | 251.61 | -0.0016323 | 257.6619 | 0 | 350.9289 | 0.0001727 | 257.6619 | 0 | 257.6619 | 0 | 257.3098 | 0 | 542.0531 | 0.0086979 | 257.3098 | 0 | 540.8732 | 0 | 542.0531 | 0.019781 | 256.9835 | 0
|  | 257.8693 | 0.048029 | 257.5163 | 0.0016538 | 351.177 | 0.0012176 | 257.8693 | 0.02131 | 257.5163 | 0 | 251.2293 | 0 | 257.5163 | 0 | 257.8693 | 0 | 257.8693 | 0 | 351.177 | 0.0022247 | 257.8693 | 0 | 257.8693 | 0 | 251.81 | 0.0084671 | 257.8693 | 0 | 351.0393 | 0.00014335 | 257.8693 | 0 | 257.8693 | 0.0090225 | 257.5163 | 0 | 542.2091 | 0.01975 | 257.5163 | 0 | 541.0302 | 0.00030918 | 542.2091 | 0.01869 | 257.1891 | 0
|  | 258.0767 | 0.0055051 | 257.7229 | 0.0048339 | 351.2905 | 0.007592 | 258.0767 | 9.8443e-05 | 257.7229 | 0 | 251.438 | 0 | 257.7229 | 0 | 258.0767 | 0 | 258.0767 | 0 | 351.2905 | 0.0030471 | 258.0767 | 0 | 258.0767 | 3.5706e-05 | 252.02 | -0.0054579 | 258.0767 | 0 | 351.1497 | 0.00015313 | 258.0767 | 0 | 258.0767 | 0 | 257.7229 | 0 | 542.3651 | 0.013359 | 257.7229 | 0 | 541.1872 | 0 | 542.3651 | 0.019313 | 257.3948 | 0
|  | 258.2841 | 0.047386 | 257.9296 | -0.034323 | 351.404 | 0.012522 | 258.2841 | -0.0028642 | 257.9296 | 0 | 251.6467 | 0 | 257.9296 | 0 | 258.2841 | 0 | 258.2841 | 0 | 351.404 | 0.010626 | 258.2841 | 0 | 258.2841 | 0 | 252.23 | 0.0093854 | 258.2841 | 0 | 351.2601 | 0.00014815 | 258.2841 | 0 | 258.2841 | 0.012209 | 257.9296 | 0 | 542.5212 | 0.01038 | 257.9296 | 0 | 541.3442 | 7.7296e-05 | 542.5212 | 0.01786 | 257.6004 | 0
|  | 258.4916 | 0.0069589 | 258.1362 | 0.020995 | 351.5174 | 0.0036442 | 258.4916 | -0.00084281 | 258.1362 | 0 | 251.8554 | 0 | 258.1362 | 0 | 258.4916 | 0 | 258.4916 | 0 | 351.5174 | 0.0030471 | 258.4916 | 0 | 258.4916 | 4.0646e-05 | 252.44 | 0.0057129 | 258.4916 | 0 | 351.3705 | 0.00016896 | 258.4916 | 0 | 258.4916 | 0 | 258.1362 | 0 | 542.6772 | 0.0076887 | 258.1362 | 0 | 541.5012 | 0.00011594 | 542.6772 | 0.018431 | 257.8061 | 0
|  | 258.699 | 0.024846 | 258.3428 | -0.015023 | 351.6309 | 0 | 258.699 | 0.049943 | 258.3428 | 0 | 252.0642 | 0 | 258.3428 | 0 | 258.699 | 0 | 258.699 | 0 | 351.6309 | 0.0044939 | 258.699 | 0 | 258.699 | 0 | 252.64 | 0.00081613 | 258.699 | 0 | 351.4809 | 0.00014655 | 258.699 | 0 | 258.699 | 0.0079038 | 258.3428 | 0 | 542.8333 | 0.010236 | 258.3428 | 0 | 541.6581 | 0.00054107 | 542.8333 | 0.017704 | 258.0118 | 0
|  | 258.9065 | 0.020997 | 258.5495 | -0.0011684 | 351.7444 | 0 | 258.9065 | -0.022474 | 258.5495 | 0 | 252.2729 | 0 | 258.5495 | 0 | 258.9065 | 0 | 258.9065 | 0 | 351.7444 | 0.0022464 | 258.9065 | 0 | 258.9065 | 3.7525e-05 | 252.85 | 0.0012752 | 258.9065 | 0 | 351.5913 | 0.00015206 | 258.9065 | 0 | 258.9065 | 0 | 258.5495 | 0 | 542.9893 | 0.007881 | 258.5495 | 0 | 541.8152 | 0 | 542.9893 | 0.01895 | 258.2174 | 0
|  | 259.114 | 0.053576 | 258.7562 | 0.0075578 | 351.8578 | 0.0016741 | 259.114 | 0.023874 | 258.7562 | 0 | 252.4817 | 0 | 258.7562 | 0 | 259.114 | 0 | 259.114 | 0 | 351.8578 | 0.005407 | 259.114 | 0 | 259.114 | 0 | 253.06 | -0.00086717 | 259.114 | 0 | 351.7017 | 0.00015153 | 259.114 | 0 | 259.114 | 0.008846 | 258.7562 | 0 | 543.1454 | 0.014128 | 258.7562 | 0 | 541.9722 | 0 | 543.1454 | 0.018483 | 258.4231 | 0
|  | 259.3215 | 0.021198 | 258.9629 | -0.019001 | 351.9713 | 0.0033405 | 259.3215 | 0.0021815 | 258.9629 | 0 | 252.6904 | 0 | 258.9629 | 0 | 259.3215 | 0 | 259.3215 | 0 | 351.9713 | 0.0057361 | 259.3215 | 0 | 259.3215 | 6.9242e-05 | 253.26 | -0.0076005 | 259.3215 | 0 | 351.8121 | 0.00015064 | 259.3215 | 0 | 259.3215 | 0 | 258.9629 | 0 | 543.3015 | 0.014128 | 258.9629 | 0 | 542.1292 | 0 | 543.3015 | 0.019625 | 258.6288 | 0
|  | 259.5291 | 0.032238 | 259.1696 | 0.0056608 | 352.0847 | 0 | 259.5291 | 0.0079937 | 259.1696 | 0 | 252.8992 | 0 | 259.1696 | 0 | 259.5291 | 0 | 259.5291 | 0 | 352.0847 | 0 | 259.5291 | 0 | 259.5291 | 0 | 253.47 | 0.0020403 | 259.5291 | 0 | 351.9225 | 0.00014708 | 259.5291 | 0 | 259.529 | 0.0074353 | 259.1696 | 0 | 543.4575 | 0.022057 | 259.1696 | 0 | 542.2862 | 0.00030918 | 543.4575 | 0.018483 | 258.8346 | 0
|  | 259.7366 | 0.011155 | 259.3764 | 0.018516 | 352.1982 | 0 | 259.7366 | -0.043375 | 259.3764 | 0 | 253.108 | 0 | 259.3764 | 0 | 259.7366 | 0 | 259.7366 | 0 | 352.1982 | 0.0026468 | 259.7366 | 0 | 259.7366 | 6.7886e-05 | 253.68 | -0.0077534 | 259.7366 | 0 | 352.033 | 0.00014157 | 259.7366 | 0 | 259.7366 | 0 | 259.3764 | 0 | 543.6136 | 0.010908 | 259.3764 | 0 | 542.4432 | 0.00011594 | 543.6136 | 0.019106 | 259.0403 | 0
|  | 259.9442 | 0.0335 | 259.5831 | 0.0024739 | 352.3116 | 0.003196 | 259.9442 | 0.0051362 | 259.5831 | 0 | 253.3169 | 0 | 259.5831 | 0 | 259.9442 | 0 | 259.9442 | 0 | 352.3116 | 0.00075644 | 259.9442 | 0 | 259.9442 | 0 | 253.89 | -0.0027035 | 259.9442 | 0 | 352.1434 | 0.00015455 | 259.9442 | 0 | 259.9442 | 0.010046 | 259.5831 | 0 | 543.7697 | 0.011918 | 259.5831 | 0 | 542.6003 | 0 | 543.7697 | 0.018067 | 259.2461 | 0
|  | 260.1518 | -0.0081612 | 259.7899 | -0.014951 | 352.4251 | 0.0021258 | 260.1518 | -0.030785 | 259.7899 | 0 | 253.5257 | 0 | 259.7899 | 0 | 260.1517 | 0 | 260.1517 | 0 | 352.4251 | 0.00024465 | 260.1517 | 0 | 260.1518 | 3.7699e-05 | 254.09 | -0.010049 | 260.1517 | 0 | 352.2539 | 0.00013659 | 260.1517 | 0 | 260.1518 | 0 | 259.7899 | 0 | 543.9258 | 0.013936 | 259.7899 | 0 | 542.7573 | 0.00011594 | 543.9258 | 0.019054 | 259.4518 | 0
|  | 260.3593 | 0.04918 | 259.9967 | -0.01354 | 352.5385 | 0.0079141 | 260.3593 | 0.0089374 | 259.9967 | 0 | 253.7345 | 0 | 259.9967 | 0 | 260.3593 | 0 | 260.3593 | 0 | 352.5385 | 0.0028921 | 260.3593 | 0 | 260.3593 | 0 | 254.3 | -0.0028565 | 260.3593 | 0 | 352.3643 | 0.00012343 | 260.3593 | 0 | 260.3593 | 0.0082155 | 259.9967 | 0 | 544.082 | 0.013359 | 259.9967 | 0 | 542.9144 | 0 | 544.082 | 0.018327 | 259.6576 | 0
|  | 260.567 | 0.01054 | 260.2035 | -0.017365 | 352.652 | 0.0045552 | 260.567 | 0.00029929 | 260.2035 | 0 | 253.9434 | 0 | 260.2035 | 0 | 260.567 | 0 | 260.567 | 0 | 352.652 | 0.0013123 | 260.567 | 0 | 260.567 | 5.0654e-05 | 254.51 | -0.00010202 | 260.567 | 0 | 352.4748 | 0.00012681 | 260.567 | 0 | 260.567 | 0 | 260.2035 | 0 | 544.2381 | 0.012927 | 260.2035 | 0 | 543.0714 | 0 | 544.2381 | 0.01895 | 259.8634 | 0
|  | 260.7746 | 0.029695 | 260.4103 | 0.020853 | 352.7654 | 0 | 260.7746 | 0.016037 | 260.4103 | 0 | 254.1523 | 0 | 260.4103 | 0 | 260.7746 | 0 | 260.7746 | 0 | 352.7654 | 0.0047487 | 260.7746 | 0 | 260.7746 | 0 | 254.72 | 0.0078554 | 260.7746 | 0 | 352.5852 | 0.00013339 | 260.7746 | 0 | 260.7746 | 0.0078183 | 260.4103 | 0 | 544.3942 | 0.020712 | 260.4103 | 0 | 543.2285 | 0.00030918 | 544.3942 | 0.018015 | 260.0692 | 0
|  | 260.9822 | -0.020888 | 260.6172 | -0.023805 | 352.8789 | 0.00075918 | 260.9822 | -0.030806 | 260.6172 | 0 | 254.3612 | 0 | 260.6172 | 0 | 260.9822 | 0 | 260.9822 | 0 | 352.8789 | 0.0062533 | 260.9822 | 0 | 260.9822 | 6.5678e-05 | 254.92 | -0.0048458 | 260.9822 | 0 | 352.6957 | 0.00016345 | 260.9822 | 0 | 260.9822 | 0 | 260.6172 | 0 | 544.5504 | 0.012783 | 260.6172 | 0 | 543.3856 | 0.00011594 | 544.5504 | 0.018794 | 260.2751 | 0
|  | 261.1899 | 0.033405 | 260.8241 | 0.036318 | 352.9923 | 0.0053268 | 261.1899 | 0.019404 | 260.8241 | 0 | 254.5701 | 0 | 260.8241 | 0 | 261.1899 | 0 | 261.1899 | 0 | 352.9923 | 0.0014238 | 261.1899 | 0 | 261.1899 | 0 | 255.13 | 0.0047948 | 261.1899 | 0 | 352.8062 | 0.00014442 | 261.1899 | 0 | 261.1899 | 0.0060398 | 260.8241 | 0 | 544.7065 | 0.014945 | 260.8241 | 0 | 543.5427 | 7.7296e-05 | 544.7065 | 0.018119 | 260.4809 | 0
|  | 261.3976 | -0.021565 | 261.0309 | -0.03145 | 353.1057 | 0.0080475 | 261.3976 | 0.0067295 | 261.0309 | 0 | 254.779 | 0 | 261.0309 | 0 | 261.3976 | 0 | 261.3976 | 0 | 353.1057 | 0.011989 | 261.3976 | 0 | 261.3976 | 0.00010153 | 255.34 | -0.0080593 | 261.3976 | 0 | 352.9166 | 0.00015402 | 261.3976 | 0 | 261.3976 | 0 | 261.0309 | 0 | 544.8627 | 0.014368 | 261.0309 | 0 | 543.6997 | 0.00011594 | 544.8627 | 0.019002 | 260.6867 | 0
|  | 261.6053 | 0.029669 | 261.2378 | 0.065195 | 353.2192 | 0 | 261.6053 | 0.034867 | 261.2378 | 0 | 254.9879 | 0 | 261.2378 | 0 | 261.6053 | 0 | 261.6053 | 0 | 353.2192 | 0.0020912 | 261.6053 | 0 | 261.6053 | 0 | 255.54 | -0.0030095 | 261.6053 | 0 | 353.0271 | 0.00013339 | 261.6053 | 0 | 261.6053 | 0.011664 | 261.2378 | 0 | 545.0189 | 0.014609 | 261.2378 | 0 | 543.8568 | 7.7296e-05 | 545.0189 | 0.017756 | 260.8926 | 0
|  | 261.813 | 0.0046536 | 261.4448 | -0.00082173 | 353.3326 | 0.0010629 | 261.813 | -0.010255 | 261.4448 | 0 | 255.1969 | 0 | 261.4448 | 0 | 261.813 | 0 | 261.813 | 0 | 353.3326 | 0.0078519 | 261.813 | 0 | 261.813 | 6.469e-05 | 255.75 | 0.0087736 | 261.813 | 0 | 353.1376 | 0.00015811 | 261.813 | 0 | 261.813 | 0 | 261.4448 | 0 | 545.175 | 0.015474 | 261.4448 | 0 | 544.014 | 0 | 545.175 | 0.018794 | 261.0985 | 0
|  | 262.0207 | 0.021635 | 261.6517 | 0.0059974 | 353.446 | 0 | 262.0207 | 0.020006 | 261.6517 | 0 | 255.4058 | 0 | 261.6517 | 0 | 262.0207 | 0 | 262.0207 | 0 | 353.446 | 0.005407 | 262.0207 | 0 | 262.0207 | 0 | 255.96 | 0.0011222 | 262.0207 | 0 | 353.2481 | 0.00014459 | 262.0207 | 0 | 262.0207 | 0.010791 | 261.6517 | 0 | 545.3312 | 0.01605 | 261.6517 | 0 | 544.1711 | 0 | 545.3312 | 0.017496 | 261.3043 | 0
|  | 262.2284 | 0.0080889 | 261.8586 | 0.016975 | 353.5594 | 0.0050107 | 262.2284 | -0.020909 | 261.8586 | 0 | 255.6148 | 0 | 261.8586 | 0 | 262.2284 | 0 | 262.2284 | 0 | 353.5594 | 0.005454 | 262.2284 | 0 | 262.2284 | 3.884e-05 | 256.17 | -0.0025504 | 262.2284 | 0 | 353.3586 | 0.00015704 | 262.2284 | 0 | 262.2284 | 0 | 261.8586 | 0 | 545.4874 | 0.0086979 | 261.8586 | 0 | 544.3282 | 0.00011594 | 545.4874 | 0.018846 | 261.5103 | 0
|  | 262.4362 | 0.022278 | 262.0656 | 0.02316 | 353.6729 | 0 | 262.4362 | 0.034311 | 262.0656 | 0 | 255.8238 | 0 | 262.0656 | 0 | 262.4362 | 0 | 262.4362 | 0 | 353.6729 | 0.0014238 | 262.4362 | 0 | 262.4362 | 0 | 256.37 | 0.0073959 | 262.4362 | 0 | 353.4691 | 0.00014904 | 262.4362 | 0 | 262.4362 | 0.0087187 | 262.0656 | 0 | 545.6436 | 0.020519 | 262.0656 | 0 | 544.4853 | 0 | 545.6436 | 0.017704 | 261.7162 | 0
|  | 262.644 | 0.0097041 | 262.2726 | 0.0012622 | 353.7863 | 0.0059217 | 262.644 | -0.00058559 | 262.2726 | 0 | 256.0327 | 0 | 262.2726 | 0 | 262.644 | 0 | 262.644 | 0 | 353.7863 | 0.0038478 | 262.644 | 0 | 262.644 | 3.3552e-05 | 256.58 | 5.1009e-05 | 262.644 | 0 | 353.5796 | 0.00016807 | 262.644 | 0 | 262.644 | 0 | 262.2726 | 0 | 545.7998 | 0.012494 | 262.2726 | 0 | 544.6424 | 0.00011594 | 545.7998 | 0.01895 | 261.9221 | 0
|  | 262.8517 | 0.043856 | 262.4796 | -0.0071901 | 353.8997 | 0.0028917 | 262.8517 | 0.027809 | 262.4796 | 0 | 256.2418 | 0 | 262.4796 | 0 | 262.8518 | 0 | 262.8518 | 0 | 353.8997 | 0.01119 | 262.8518 | 0 | 262.8517 | 0 | 256.79 | 0.0047948 | 262.8518 | 0 | 353.6901 | 0.00016558 | 262.8518 | 0 | 262.8517 | 0.0089429 | 262.4796 | 0 | 545.9561 | 0.007016 | 262.4796 | 0 | 544.7996 | 7.7296e-05 | 545.9561 | 0.017548 | 262.1281 | 0
|  | 263.0596 | 0.0053422 | 262.6866 | -0.028394 | 354.0131 | 0.0083512 | 263.0596 | -0.017372 | 262.6866 | 0 | 256.4508 | 0 | 262.6866 | 0 | 263.0596 | 0 | 263.0596 | 0 | 354.0131 | 0.005595 | 263.0596 | 0 | 263.0596 | 4.9038e-05 | 257 | 0.0047948 | 263.0596 | 0 | 353.8007 | 0.00015438 | 263.0596 | 0 | 263.0596 | 0 | 262.6866 | 0 | 546.1123 | 0.0090343 | 262.6866 | 0 | 544.9567 | 0 | 546.1123 | 0.018223 | 262.334 | 0
|  | 263.2674 | 0.025608 | 262.8937 | 0.026018 | 354.1265 | 0 | 263.2674 | -0.011638 | 262.8937 | 0 | 256.6598 | 0 | 262.8937 | 0 | 263.2674 | 0 | 263.2674 | 0 | 354.1265 | 0 | 263.2674 | 0 | 263.2674 | 0 | 257.2 | 0.0044887 | 263.2674 | 0 | 353.9112 | 0.00013873 | 263.2674 | 0 | 263.2674 | 0.0097691 | 262.8937 | 0 | 546.2685 | 0.010043 | 262.8937 | 0 | 545.1139 | 7.7296e-05 | 546.2685 | 0.017185 | 262.54 | 0
|  | 263.4752 | 0.0038683 | 263.1007 | 0.021171 | 354.2399 | 0 | 263.4752 | -0.011469 | 263.1007 | 0 | 256.8689 | 0 | 263.1007 | 0 | 263.4752 | 0 | 263.4752 | 0 | 354.2399 | 0 | 263.4752 | 0 | 263.4752 | 5.3248e-05 | 257.41 | -0.0057639 | 263.4752 | 0 | 354.0217 | 0.00013179 | 263.4752 | 0 | 263.4752 | 0 | 263.1007 | 0 | 546.4248 | 0.012014 | 263.1007 | 0 | 545.271 | 0.00034783 | 546.4248 | 0.018223 | 262.746 | 0
|  | 263.6831 | 0.029073 | 263.3078 | 0.0067333 | 354.3533 | 0 | 263.6831 | 0.031078 | 263.3078 | 0 | 257.0779 | 0 | 263.3078 | 0 | 263.6831 | 0 | 263.6831 | 0 | 354.3533 | 0 | 263.6831 | 0 | 263.6831 | 0 | 257.62 | 0.0063253 | 263.6831 | 0 | 354.1323 | 0.00014157 | 263.6831 | 0 | 263.6831 | 0.0076417 | 263.3078 | 0 | 546.581 | 0.015281 | 263.3078 | 0 | 545.4282 | 0 | 546.581 | 0.017808 | 262.952 | 0
|  | 263.891 | 0.012039 | 263.5149 | 0.00082782 | 354.4667 | 0.0048589 | 263.891 | -0.012231 | 263.5149 | 0 | 257.287 | 0 | 263.5149 | 0 | 263.8909 | 0 | 263.8909 | 0 | 354.4667 | 0.0011788 | 263.8909 | 0 | 263.891 | 7.4585e-05 | 257.83 | -0.0027035 | 263.8909 | 0 | 354.2428 | 0.00015402 | 263.8909 | 0 | 263.891 | 0 | 263.5149 | 0 | 546.7373 | 0.014609 | 263.5149 | 0 | 545.5854 | 0.00034783 | 546.7373 | 0.019054 | 263.158 | 0
|  | 264.0988 | 0.031426 | 263.722 | 0.072495 | 354.5802 | 0.00045654 | 264.0988 | 0.0095755 | 263.722 | 0 | 257.4961 | 0 | 263.722 | 0 | 264.0988 | 0 | 264.0988 | 0 | 354.5802 | 0.0024917 | 264.0988 | 0 | 264.0988 | 0 | 258.04 | -0.0040807 | 264.0988 | 0 | 354.3534 | 0.00016238 | 264.0988 | 0 | 264.0989 | 0.011774 | 263.722 | 0 | 546.8936 | 0.016483 | 263.722 | 0 | 545.7426 | 0 | 546.8936 | 0.018223 | 263.364 | 0
|  | 264.3067 | 0.0031989 | 263.9291 | 0.018856 | 354.6936 | 0.0024295 | 264.3067 | 0.00055645 | 263.9291 | 0 | 257.7052 | 0 | 263.9291 | 0 | 264.3067 | 0 | 264.3067 | 0 | 354.6936 | 0 | 264.3067 | 0 | 264.3067 | 8.3763e-05 | 258.24 | 0.0014282 | 264.3067 | 0 | 354.4639 | 0.00017145 | 264.3067 | 0 | 264.3067 | 0 | 263.9291 | 0 | 547.0498 | 0.0099473 | 263.9291 | 0 | 545.8997 | 0.00034783 | 547.0498 | 0.018794 | 263.5701 | 0
|  | 264.5146 | 0.018081 | 264.1363 | 0.043241 | 354.8069 | 0 | 264.5146 | 0.011078 | 264.1363 | 0 | 257.9143 | 0 | 264.1363 | 0 | 264.5147 | 0 | 264.5147 | 0 | 354.8069 | 0.008228 | 264.5147 | 0 | 264.5146 | 0 | 258.45 | -0.0027035 | 264.5147 | 0 | 354.5745 | 0.00015278 | 264.5147 | 0 | 264.5147 | 0.0095311 | 264.1363 | 0 | 547.2061 | 0.018165 | 264.1363 | 0 | 546.0569 | 0.00054107 | 547.2061 | 0.017548 | 263.7761 | 0
|  | 264.7226 | 0.012651 | 264.3434 | -0.030611 | 354.9203 | 0.003796 | 264.7226 | -0.019915 | 264.3434 | 0 | 258.1234 | 0 | 264.3434 | 0 | 264.7226 | 0 | 264.7226 | 0 | 354.9203 | 0.0079929 | 264.7226 | 0 | 264.7226 | 9.4371e-05 | 258.66 | 0.0020403 | 264.7226 | 0 | 354.6851 | 0.00016149 | 264.7226 | 0 | 264.7226 | 0 | 264.3435 | 0 | 547.3624 | 0.013936 | 264.3434 | 0 | 546.2141 | 0.00034783 | 547.3624 | 0.018379 | 263.9822 | 0
|  | 264.9305 | 0.036966 | 264.5506 | 0.027011 | 355.0337 | 0 | 264.9305 | 0.0039348 | 264.5506 | 0 | 258.3326 | 0 | 264.5506 | 0 | 264.9305 | 0 | 264.9305 | 0 | 355.0337 | 0.0023582 | 264.9305 | 0 | 264.9305 | 0 | 258.87 | 0.0086207 | 264.9305 | 0 | 354.7956 | 0.00014282 | 264.9305 | 0 | 264.9305 | 0.0092647 | 264.5506 | 0 | 547.5187 | 0.018501 | 264.5506 | 0 | 546.3713 | 0 | 547.5187 | 0.017392 | 264.1883 | 0
|  | 265.1385 | 0.010367 | 264.7578 | -0.053393 | 355.1471 | 0.012172 | 265.1385 | -0.031037 | 264.7578 | 0 | 258.5417 | 0 | 264.7578 | 0 | 265.1385 | 0 | 265.1385 | 0 | 355.1471 | 0.0070526 | 265.1385 | 0 | 265.1385 | 5.3402e-05 | 259.07 | -0.0033155 | 265.1385 | 0 | 354.9062 | 0.0001686 | 265.1385 | 0 | 265.1385 | 0 | 264.7578 | 0 | 547.675 | 0.015714 | 264.7578 | 0 | 546.5286 | 0 | 547.675 | 0.018535 | 264.3944 | 0
|  | 265.3465 | 0.028609 | 264.965 | 0.011017 | 355.2605 | 0.00091317 | 265.3465 | 0.057181 | 264.965 | 0 | 258.7509 | 0 | 264.965 | 0 | 265.3465 | 0 | 265.3465 | 0 | 355.2605 | 0.0062063 | 265.3465 | 0 | 265.3465 | 0 | 259.28 | -0.0092835 | 265.3465 | 0 | 355.0168 | 0.00014815 | 265.3465 | 0 | 265.3465 | 0.0022761 | 264.9651 | 0 | 547.8314 | 0.015377 | 264.965 | 0 | 546.6858 | 7.7296e-05 | 547.8314 | 0.01734 | 264.6005 | 0
|  | 265.5545 | 0.020606 | 265.1723 | -0.054632 | 355.3739 | 0.007592 | 265.5545 | 0.021829 | 265.1723 | 0 | 258.9601 | 0 | 265.1723 | 0 | 265.5545 | 0 | 265.5545 | 0 | 355.3739 | 0 | 265.5545 | 0 | 265.5545 | 2.8433e-05 | 259.49 | -0.0094364 | 265.5545 | 0 | 355.1274 | 0.00016113 | 265.5545 | 0 | 265.5545 | 0 | 265.1723 | 0 | 547.9877 | 0.0091304 | 265.1723 | 0 | 546.843 | 0.00034783 | 547.9877 | 0.018067 | 264.8066 | 0
|  | 265.7625 | 0.043686 | 265.3795 | 0.015589 | 355.4873 | 0.0035005 | 265.7625 | 0.01696 | 265.3795 | 0 | 259.1693 | 0 | 265.3795 | 0 | 265.7625 | 0 | 265.7625 | 0 | 355.4873 | 0 | 265.7625 | 0 | 265.7625 | 0 | 259.7 | -0.0011732 | 265.7625 | 0 | 355.238 | 0.00013997 | 265.7625 | 0 | 265.7625 | 0.0034417 | 265.3795 | 0 | 548.144 | 0.013599 | 265.3795 | 0 | 547.0003 | 0.00030918 | 548.144 | 0.016873 | 265.0128 | 0
|  | 265.9706 | 0.017818 | 265.5868 | -0.026947 | 355.6007 | 0.0044034 | 265.9706 | -0.022598 | 265.5868 | 0 | 259.3785 | 0 | 265.5868 | 0 | 265.9705 | 0 | 265.9705 | 0 | 355.6007 | 0.005595 | 265.9705 | 0 | 265.9706 | 7.932e-05 | 259.9 | -0.0014792 | 265.9705 | 0 | 355.3486 | 0.00014193 | 265.9705 | 0 | 265.9706 | 0 | 265.5868 | 0 | 548.3004 | 0.010236 | 265.5868 | 0 | 547.1575 | 0.00057972 | 548.3004 | 0.018275 | 265.2189 | 0
|  | 266.1786 | 0.052163 | 265.7941 | -0.00070357 | 355.714 | 0 | 266.1786 | 0.023498 | 265.7941 | 0 | 259.5877 | 0 | 265.7941 | 0 | 266.1786 | 0 | 266.1786 | 0 | 355.714 | 0.008228 | 266.1786 | 0 | 266.1786 | 0 | 260.11 | -0.0077534 | 266.1786 | 0 | 355.4592 | 0.0001574 | 266.1786 | 0 | 266.1786 | 0.0091497 | 265.7941 | 0 | 548.4567 | 0.01951 | 265.7941 | 0 | 547.3147 | 7.7296e-05 | 548.4567 | 0.017652 | 265.4251 | 0
|  | 266.3867 | 0.019721 | 266.0014 | -0.015798 | 355.8274 | 0.0088442 | 266.3867 | 0.012788 | 266.0014 | 0 | 259.797 | 0 | 266.0014 | 0 | 266.3867 | 0 | 266.3867 | 0 | 355.8274 | 0 | 266.3867 | 0 | 266.3867 | 5.3409e-05 | 260.32 | -0.0023974 | 266.3867 | 0 | 355.5698 | 0.00016736 | 266.3867 | 0 | 266.3867 | 0 | 266.0014 | 0 | 548.6131 | 0.010332 | 266.0014 | 0 | 547.472 | 0.00011594 | 548.6131 | 0.01869 | 265.6313 | 0
|  | 266.5947 | 0.023447 | 266.2087 | 0.0024941 | 355.9408 | 0 | 266.5947 | 0.026684 | 266.2087 | 0 | 260.0062 | 0 | 266.2087 | 0 | 266.5947 | 0 | 266.5947 | 0 | 355.9408 | 0.0048898 | 266.5947 | 0 | 266.5947 | 0 | 260.53 | -0.00010202 | 266.5947 | 0 | 355.6805 | 0.00016113 | 266.5947 | 0 | 266.5947 | 0.0057824 | 266.2087 | 0 | 548.7694 | 0.0096109 | 266.2087 | 0 | 547.6293 | 0 | 548.7694 | 0.017756 | 265.8374 | 0
|  | 266.8028 | 0.010344 | 266.4161 | 0.010315 | 356.0542 | 0.0099825 | 266.8028 | -0.0079807 | 266.4161 | 0 | 260.2155 | 0 | 266.4161 | 0 | 266.8028 | 0 | 266.8028 | 0 | 356.0542 | 0.0027803 | 266.8028 | 0 | 266.8028 | 3.0337e-05 | 260.74 | -0.0037746 | 266.8028 | 0 | 355.7911 | 0.0001421 | 266.8028 | 0 | 266.8028 | 0 | 266.416 | 0 | 548.9258 | 0.011149 | 266.4161 | 0 | 547.7865 | 0.00034783 | 548.9258 | 0.018483 | 266.0436 | 0
|  | 267.011 | 0.026135 | 266.6234 | 0.018178 | 356.1675 | 0.0030438 | 267.011 | -0.00078356 | 266.6234 | 0 | 260.4248 | 0 | 266.6234 | 0 | 267.0109 | 0 | 267.0109 | 0 | 356.1675 | 0.0027586 | 267.0109 | 0 | 267.011 | 0 | 260.94 | -0.0042337 | 267.0109 | 0 | 355.9017 | 0.00013624 | 267.0109 | 0 | 267.011 | 0.0085552 | 266.6234 | 0 | 549.0822 | 0.010716 | 266.6234 | 0 | 547.9438 | 7.7296e-05 | 549.0822 | 0.01734 | 266.2499 | 0
|  | 267.2191 | 0.0099492 | 266.8308 | -0.049021 | 356.2809 | 0.0071365 | 267.2191 | -0.026886 | 266.8308 | 0 | 260.6341 | 0 | 266.8308 | 0 | 267.2191 | 0 | 267.2191 | 0 | 356.2809 | 0.005454 | 267.2191 | 0 | 267.2191 | 2.9568e-05 | 261.15 | -0.0085181 | 267.2191 | 0 | 356.0124 | 0.00013463 | 267.2191 | 0 | 267.2191 | 0 | 266.8308 | 0 | 549.2386 | 0.015377 | 266.8308 | 0 | 548.1011 | 0.00011594 | 549.2386 | 0.018067 | 266.4561 | 0
|  | 267.4272 | 0.027678 | 267.0382 | 0.00081821 | 356.3943 | 0 | 267.4272 | -0.012158 | 267.0382 | 0 | 260.8434 | 0 | 267.0382 | 0 | 267.4272 | 0 | 267.4272 | 0 | 356.3943 | 0.0066294 | 267.4272 | 0 | 267.4272 | 0 | 261.36 | 0.0046418 | 267.4272 | 0 | 356.123 | 0.0001421 | 267.4272 | 0 | 267.4272 | 0.0027978 | 267.0382 | 0 | 549.395 | 0.014801 | 267.0382 | 0 | 548.2584 | 0 | 549.395 | 0.017133 | 266.6624 | 0
|  | 267.6354 | 0.011739 | 267.2456 | 0.0051867 | 356.5076 | 0.00577 | 267.6354 | -0.038653 | 267.2456 | 0 | 261.0527 | 0 | 267.2456 | 0 | 267.6354 | 0 | 267.6354 | 0 | 356.5076 | 0.0049368 | 267.6354 | 0 | 267.6354 | 5.2679e-05 | 261.57 | -0.0092835 | 267.6354 | 0 | 356.2336 | 0.00017554 | 267.6354 | 0 | 267.6354 | 0 | 267.2456 | 0 | 549.5514 | 0.017252 | 267.2456 | 0 | 548.4157 | 0.00011594 | 549.5514 | 0.018223 | 266.8686 | 0
|  | 267.8436 | 0.041521 | 267.453 | 0.022377 | 356.621 | 0.004718 | 267.8436 | 0.0355 | 267.453 | 0 | 261.262 | 0 | 267.453 | 0 | 267.8436 | 0 | 267.8436 | 0 | 356.621 | 0 | 267.8436 | 0 | 267.8436 | 0 | 261.78 | 0.0011222 | 267.8436 | 0 | 356.3443 | 0.00016487 | 267.8436 | 0 | 267.8436 | 0.0084047 | 267.453 | 0 | 549.7078 | 0.017492 | 267.453 | 0 | 548.573 | 7.7296e-05 | 549.7078 | 0.017289 | 267.0749 | 0
|  | 268.0518 | 0.0093944 | 267.6605 | -0.012482 | 356.7344 | 0.0045552 | 268.0518 | -0.01909 | 267.6605 | 0 | 261.4713 | 0 | 267.6605 | 0 | 268.0518 | 0 | 268.0518 | 0 | 356.7344 | 0.0021129 | 268.0518 | 0 | 268.0518 | 7.5102e-05 | 261.98 | 0.0032646 | 268.0518 | 0 | 356.455 | 0.00016113 | 268.0518 | 0 | 268.0518 | 0 | 267.6605 | 0 | 549.8643 | 0.012783 | 267.6605 | 0 | 548.7303 | 0 | 549.8643 | 0.018379 | 267.2812 | 0
|  | 268.2599 | 0.023936 | 267.8679 | 0.018645 | 356.8477 | 0 | 268.2599 | 0.018894 | 267.8679 | 0 | 261.6807 | 0 | 267.8679 | 0 | 268.26 | 0 | 268.26 | 0 | 356.8477 | 0.0046274 | 268.26 | 0 | 268.2599 | 0 | 262.19 | 0.00051009 | 268.26 | 0 | 356.5656 | 0.0001213 | 268.26 | 0 | 268.26 | 0.0085683 | 267.8679 | 0 | 550.0207 | 0.014368 | 267.8679 | 0 | 548.8876 | 7.7296e-05 | 550.0207 | 0.017444 | 267.4875 | 0
|  | 268.4682 | 0.0022052 | 268.0754 | -0.038853 | 356.9611 | 0.015762 | 268.4682 | -0.023094 | 268.0754 | 0 | 261.8901 | 0 | 268.0754 | 0 | 268.4682 | 0 | 268.4682 | 0 | 356.9611 | 0 | 268.4682 | 0 | 268.4682 | 7.5539e-05 | 262.4 | -0.01112 | 268.4682 | 0 | 356.6763 | 0.00014317 | 268.4682 | 0 | 268.4682 | 0 | 268.0754 | 0 | 550.1772 | 0.015281 | 268.0754 | 0 | 549.045 | 0 | 550.1772 | 0.018535 | 267.6938 | 0
|  | 268.6764 | 0.02876 | 268.2829 | 0.059062 | 357.0744 | 0 | 268.6764 | 0.032879 | 268.2829 | 0 | 262.0995 | 0 | 268.2829 | 0 | 268.6764 | 0 | 268.6764 | 0 | 357.0744 | 0.0088862 | 268.6764 | 0 | 268.6764 | 0 | 262.61 | -0.00086717 | 268.6764 | 0 | 356.787 | 0.00013463 | 268.6764 | 0 | 268.6764 | 0.0062609 | 268.2829 | 0 | 550.3336 | 0.015618 | 268.2829 | 0 | 549.2023 | 7.7296e-05 | 550.3336 | 0.01734 | 267.9001 | 0
|  | 268.8847 | -0.010885 | 268.4904 | -0.0053588 | 357.1878 | 0 | 268.8847 | 0.0049014 | 268.4904 | 0 | 262.3089 | 0 | 268.4904 | 0 | 268.8847 | 0 | 268.8847 | 0 | 357.1878 | 0 | 268.8847 | 0 | 268.8847 | 5.8481e-05 | 262.82 | -0.0083652 | 268.8847 | 0 | 356.8977 | 0.00014566 | 268.8847 | 0 | 268.8847 | 0 | 268.4904 | 0 | 550.4901 | 0.015618 | 268.4904 | 0 | 549.3596 | 0.00034783 | 550.4901 | 0.018119 | 268.1065 | 0
|  | 269.093 | 0.054664 | 268.6979 | 0.022197 | 357.3011 | 0 | 269.093 | -0.0012662 | 268.6979 | 0 | 262.5183 | 0 | 268.6979 | 0 | 269.093 | 0 | 269.093 | 0 | 357.3011 | 0.0066294 | 269.093 | 0 | 269.093 | 0 | 263.02 | -0.0019383 | 269.093 | 0 | 357.0084 | 0.00014495 | 269.093 | 0 | 269.093 | 0.0067705 | 268.6979 | 0 | 550.6465 | 0.019847 | 268.6979 | 0 | 549.517 | 0 | 550.6465 | 0.016977 | 268.3128 | 0
|  | 269.3012 | -0.0278 | 268.9055 | -0.034429 | 357.4145 | 0.0083512 | 269.3012 | -0.0043154 | 268.9055 | 0 | 262.7277 | 0 | 268.9055 | 0 | 269.3013 | 0 | 269.3013 | 0 | 357.4145 | 0.0069115 | 269.3013 | 0 | 269.3012 | 6.0828e-05 | 263.23 | -0.0068351 | 269.3013 | 0 | 357.1191 | 0.00015438 | 269.3013 | 0 | 269.3012 | 0 | 268.9055 | 0 | 550.803 | 0.015041 | 268.9055 | 0 | 549.6744 | 0 | 550.803 | 0.017963 | 268.5192 | 0
|  | 269.5096 | 0.022084 | 269.113 | 0.011729 | 357.5278 | 0.00030442 | 269.5096 | 0.038886 | 269.113 | 0 | 262.9371 | 0 | 269.113 | 0 | 269.5096 | 0 | 269.5096 | 0 | 357.5278 | 0 | 269.5096 | 0 | 269.5096 | 0 | 263.44 | 0.011681 | 269.5096 | 0 | 357.2298 | 0.00017145 | 269.5096 | 0 | 269.5095 | 0 | 269.113 | 0 | 550.9595 | 0.017252 | 269.113 | 0 | 549.8317 | 7.7296e-05 | 550.9595 | 0.017133 | 268.7256 | 0
|  | 269.7179 | 0.018363 | 269.3206 | -0.023696 | 357.6411 | 0 | 269.7179 | -0.0097535 | 269.3206 | 0 | 263.1466 | 0 | 269.3206 | 0 | 269.7179 | 0 | 269.7179 | 0 | 357.6411 | 0 | 269.7179 | 0 | 269.7179 | 9.0588e-05 | 263.65 | -0.0037746 | 269.7179 | 0 | 357.3405 | 0.00017963 | 269.7179 | 0 | 269.7179 | 0 | 269.3206 | 0 | 551.116 | 0.0092745 | 269.3206 | 0 | 549.9891 | 0.00011594 | 551.116 | 0.018327 | 268.932 | 0
|  | 269.9262 | 0.023699 | 269.5282 | 0.06267 | 357.7545 | 0.0036527 | 269.9262 | 0.033075 | 269.5282 | 0 | 263.3561 | 0 | 269.5282 | 0 | 269.9262 | 0 | 269.9262 | 0 | 357.7545 | 0.0093094 | 269.9262 | 0 | 269.9262 | 0 | 263.86 | 0.00035706 | 269.9262 | 0 | 357.4512 | 0.00017803 | 269.9262 | 0 | 269.9262 | 0.012866 | 269.5282 | 0 | 551.2725 | 0.017396 | 269.5282 | 0 | 550.1465 | 7.7296e-05 | 551.2725 | 0.017496 | 269.1384 | 0
|  | 270.1346 | -0.013386 | 269.7359 | -0.0040958 | 357.8678 | 0.0060736 | 270.1346 | -0.028251 | 269.7359 | 0 | 263.5656 | 0 | 269.7359 | 0 | 270.1346 | 0 | 270.1346 | 0 | 357.8678 | 0 | 270.1346 | 0 | 270.1346 | 5.2428e-05 | 264.06 | -0.00025504 | 270.1346 | 0 | 357.5619 | 0.00016772 | 270.1346 | 0 | 270.1346 | 0 | 269.7359 | 0 | 551.429 | 0.013696 | 269.7359 | 0 | 550.3039 | 0.00011594 | 551.429 | 0.018586 | 269.3448 | 0
|  | 270.3429 | 0.025541 | 269.9435 | -0.0080655 | 357.9812 | 0 | 270.3429 | 0.036839 | 269.9435 | 0 | 263.775 | 0 | 269.9435 | 0 | 270.3429 | 0 | 270.3429 | 0 | 357.9812 | 0.00048945 | 270.3429 | 0 | 270.3429 | 0 | 264.27 | 0.0038766 | 270.3429 | 0 | 357.6726 | 0.00015936 | 270.3429 | 0 | 270.3429 | 0.0039948 | 269.9435 | 0 | 551.5855 | 0.017059 | 269.9435 | 0 | 550.4612 | 7.7296e-05 | 551.5855 | 0.017444 | 269.5512 | 0
|  | 270.5513 | 0.017057 | 270.1511 | -0.003069 | 358.0945 | 0.0031887 | 270.5513 | -0.0069893 | 270.1511 | 0 | 263.9846 | 0 | 270.1511 | 0 | 270.5513 | 0 | 270.5513 | 0 | 358.0945 | 0.0087922 | 270.5513 | 0 | 270.5513 | 4.3184e-05 | 264.48 | -0.0016323 | 270.5513 | 0 | 357.7833 | 0.00015527 | 270.5513 | 0 | 270.5513 | 0 | 270.1511 | 0 | 551.7421 | 0.017155 | 270.1511 | 0 | 550.6186 | 0.00011594 | 551.7421 | 0.018223 | 269.7577 | 0
|  | 270.7597 | 0.028792 | 270.3588 | 0.045703 | 358.2078 | 0.0059356 | 270.7597 | -0.021322 | 270.3588 | 0 | 264.1941 | 0 | 270.3588 | 0 | 270.7597 | 0 | 270.7597 | 0 | 358.2078 | 0.0093094 | 270.7597 | 0 | 270.7597 | 0 | 264.69 | -0.0022444 | 270.7597 | 0 | 357.8941 | 0.00014442 | 270.7597 | 0 | 270.7597 | 0.010091 | 270.3588 | 0 | 551.8986 | 0.019078 | 270.3588 | 0 | 550.7761 | 0 | 551.8986 | 0.01734 | 269.9642 | 0
|  | 270.9681 | 0.01673 | 270.5665 | 0.01093 | 358.3211 | 0.0033405 | 270.9681 | -0.016584 | 270.5665 | 0 | 264.4036 | 0 | 270.5665 | 0 | 270.9681 | 0 | 270.9681 | 0 | 358.3211 | 0.0051719 | 270.9681 | 0 | 270.9681 | 4.7982e-05 | 264.9 | 0.0052539 | 270.9681 | 0 | 358.0048 | 0.0001341 | 270.9681 | 0 | 270.9681 | 0 | 270.5665 | 0 | 552.0552 | 0.012831 | 270.5665 | 0 | 550.9335 | 0 | 552.0552 | 0.018171 | 270.1707 | 0
|  | 271.1766 | 0.028729 | 270.7742 | 0.0045622 | 358.4345 | 0 | 271.1766 | 0.0057207 | 270.7742 | 0 | 264.6132 | 0 | 270.7742 | 0 | 271.1766 | 0 | 271.1766 | 0 | 358.4345 | 0 | 271.1766 | 0 | 271.1766 | 0 | 265.11 | 0.0099978 | 271.1766 | 0 | 358.1156 | 0.00014068 | 271.1766 | 0 | 271.1766 | 0.011473 | 270.7742 | 0 | 552.2117 | 0.016915 | 270.7742 | 0 | 551.0909 | 0 | 552.2117 | 0.017081 | 270.3771 | 0
|  | 271.385 | 0.017331 | 270.9819 | -0.037088 | 358.5478 | 0.0056181 | 271.385 | -0.02084 | 270.9819 | 0 | 264.8227 | 0 | 270.9819 | 0 | 271.385 | 0 | 271.385 | 0 | 358.5478 | 0.0089333 | 271.385 | 0 | 271.385 | 5.4166e-05 | 265.31 | 0.0014282 | 271.385 | 0 | 358.2263 | 0.00015936 | 271.385 | 0 | 271.385 | 0 | 270.9819 | 0 | 552.3683 | 0.0050938 | 270.9819 | 0 | 551.2483 | 0.00011594 | 552.3683 | 0.017444 | 270.5836 | 0
|  | 271.5935 | 0.046614 | 271.1897 | 0.010432 | 358.6611 | 0.0025873 | 271.5935 | 0.018246 | 271.1897 | 0 | 265.0323 | 0 | 271.1897 | 0 | 271.5935 | 0 | 271.5935 | 0 | 358.6611 | 0.00062295 | 271.5935 | 0 | 271.5935 | 0 | 265.52 | -0.0053048 | 271.5935 | 0 | 358.3371 | 0.00015278 | 271.5935 | 0 | 271.5935 | 0.0055138 | 271.1897 | 0 | 552.5248 | 0.011725 | 271.1897 | 0 | 551.4057 | 0 | 552.5248 | 0.016354 | 270.7902 | 0
|  | 271.802 | 0.010412 | 271.3974 | -0.025711 | 358.7744 | 0.0019739 | 271.802 | -0.017798 | 271.3974 | 0 | 265.2419 | 0 | 271.3974 | 0 | 271.802 | 0 | 271.802 | 0 | 358.7744 | 0 | 271.802 | 0 | 271.802 | 6.7707e-05 | 265.73 | -0.0074475 | 271.802 | 0 | 358.4479 | 0.00015189 | 271.802 | 0 | 271.802 | 0 | 271.3974 | 0 | 552.6814 | 0.014272 | 271.3974 | 0 | 551.5632 | 0.00057972 | 552.6814 | 0.017548 | 270.9967 | 0
|  | 272.0105 | 0.025642 | 271.6052 | 0.0015377 | 358.8877 | 0 | 272.0105 | 0.022016 | 271.6052 | 0 | 265.4515 | 0 | 271.6052 | 0 | 272.0105 | 0 | 272.0105 | 0 | 358.8877 | 0.004227 | 272.0105 | 0 | 272.0105 | 0 | 265.94 | 0.00051009 | 272.0105 | 0 | 358.5586 | 0.00012414 | 272.0105 | 0 | 272.0105 | 0.0093528 | 271.6052 | 0 | 552.838 | 0.011485 | 271.6052 | 0 | 551.7206 | 7.7296e-05 | 552.838 | 0.016769 | 271.2033 | 0
|  | 272.219 | -0.0065657 | 271.813 | -0.064034 | 359.0011 | 0.009895 | 272.219 | 0.017728 | 271.813 | 0 | 265.6611 | 0 | 271.813 | 0 | 272.219 | 0 | 272.219 | 0 | 359.0011 | 0.005595 | 272.219 | 0 | 272.219 | 3.1119e-05 | 266.15 | 0.0038766 | 272.219 | 0 | 358.6694 | 0.00013179 | 272.219 | 0 | 272.219 | 0 | 271.813 | 0 | 552.9946 | 0.012783 | 271.813 | 0 | 551.8781 | 0.00034783 | 552.9946 | 0.017963 | 271.4098 | 0
|  | 272.4275 | 0.010674 | 272.0208 | -0.010437 | 359.1144 | 0 | 272.4275 | 0.023216 | 272.0208 | 0 | 265.8707 | 0 | 272.0208 | 0 | 272.4275 | 0 | 272.4275 | 0 | 359.1144 | 0.0026252 | 272.4275 | 0 | 272.4275 | 0 | 266.35 | 0.00066312 | 272.4275 | 0 | 358.7802 | 0.00012877 | 272.4275 | 0 | 272.4275 | 0.0061687 | 272.0208 | 0 | 553.1512 | 0.020712 | 272.0208 | 0 | 552.0355 | 0 | 553.1512 | 0.016821 | 271.6164 | 0
|  | 272.6361 | -0.00017022 | 272.2286 | -0.020074 | 359.2277 | 0.0083512 | 272.6361 | -0.02436 | 272.2286 | 0 | 266.0804 | 0 | 272.2286 | 0 | 272.6361 | 0 | 272.6361 | 0 | 359.2277 | 0.0050308 | 272.6361 | 0 | 272.6361 | 4.6252e-05 | 266.56 | -0.014792 | 272.6361 | 0 | 358.891 | 0.00014708 | 272.6361 | 0 | 272.6361 | 0 | 272.2286 | 0 | 553.3078 | 0.022393 | 272.2286 | 0 | 552.193 | 0 | 553.3078 | 0.0176 | 271.823 | 0
|  | 272.8446 | 0.041605 | 272.4365 | 0.031179 | 359.341 | 0.0022829 | 272.8446 | 0.024755 | 272.4365 | 0 | 266.29 | 0 | 272.4365 | 0 | 272.8446 | 0 | 272.8446 | 0 | 359.341 | 0.0078519 | 272.8446 | 0 | 272.8446 | 0 | 266.77 | -0.00040807 | 272.8446 | 0 | 359.0018 | 0.00015366 | 272.8446 | 0 | 272.8446 | 0.0069469 | 272.4365 | 0 | 553.4644 | 0.020712 | 272.4365 | 0 | 552.3505 | 0 | 553.4644 | 0.016302 | 272.0296 | 0
|  | 273.0532 | 0.0028212 | 272.6443 | -0.0060393 | 359.4543 | 0.0016702 | 273.0532 | 0.0017202 | 272.6443 | 0 | 266.4997 | 0 | 272.6443 | 0 | 273.0532 | 0 | 273.0532 | 0 | 359.4543 | 0.016268 | 273.0532 | 0 | 273.0532 | 6.1176e-05 | 266.98 | 0.00081613 | 273.0532 | 0 | 359.1126 | 0.00015366 | 273.0532 | 0 | 273.0532 | 0 | 272.6443 | 0 | 553.6211 | 0.0060068 | 272.6443 | 0 | 552.508 | 0.00011594 | 553.6211 | 0.017548 | 272.2362 | 0
|  | 273.2618 | 0.026653 | 272.8522 | 0.013711 | 359.5676 | 0.0010654 | 273.2618 | 0.0040888 | 272.8522 | 0 | 266.7094 | 0 | 272.8522 | 0 | 273.2618 | 0 | 273.2618 | 0 | 359.5676 | 0.00022246 | 273.2618 | 0 | 273.2618 | 0 | 267.19 | -0.0007141 | 273.2618 | 0 | 359.2234 | 0.00015242 | 273.2618 | 0 | 273.2618 | 0.011638 | 272.8522 | 0 | 553.7777 | 0.014609 | 272.8522 | 0 | 552.6655 | 0 | 553.7777 | 0.016769 | 272.4428 | 0
|  | 273.4704 | -0.020254 | 273.0601 | -0.041428 | 359.6809 | 0.0083512 | 273.4704 | -0.0047565 | 273.0601 | 0 | 266.919 | 0 | 273.0601 | 0 | 273.4704 | 0 | 273.4704 | 0 | 359.6809 | 0.011848 | 273.4704 | 0 | 273.4704 | 7.4292e-05 | 267.4 | -0.005917 | 273.4704 | 0 | 359.3342 | 0.00015082 | 273.4704 | 0 | 273.4704 | 0 | 273.0601 | 0 | 553.9343 | 0.014368 | 273.0601 | 0 | 552.823 | 0.00034783 | 553.9343 | 0.01786 | 272.6494 | 0
|  | 273.679 | 0.024848 | 273.268 | 0.020397 | 359.7942 | 0 | 273.679 | 0.019749 | 273.268 | 0 | 267.1288 | 0 | 273.268 | 0 | 273.679 | 0 | 273.679 | 0 | 359.7942 | 0.0011568 | 273.679 | 0 | 273.679 | 0 | 267.61 | -0.0011732 | 273.679 | 0 | 359.445 | 0.00014246 | 273.679 | 0 | 273.6791 | 0.009717 | 273.268 | 0 | 554.091 | 0.016146 | 273.268 | 0 | 552.9805 | 7.7296e-05 | 554.091 | 0.016614 | 272.8561 | 0
|  | 273.8877 | 0.02386 | 273.476 | 0.0075063 | 359.9075 | 0 | 273.8877 | 0.0061687 | 273.476 | 0 | 267.3385 | 0 | 273.476 | 0 | 273.8877 | 0 | 273.8877 | 0 | 359.9075 | 0.0047957 | 273.8877 | 0 | 273.8877 | 6.9176e-05 | 267.81 | -0.010813 | 273.8877 | 0 | 359.5558 | 0.00015082 | 273.8877 | 0 | 273.8877 | 0 | 273.476 | 0 | 554.2477 | 0.016819 | 273.476 | 0 | 553.138 | 0.00011594 | 554.2477 | 0.017444 | 273.0628 | 0
|  | 274.0963 | 0.062544 | 273.6839 | 0.043412 | 360.0208 | 0 | 274.0963 | -0.00032345 | 273.6839 | 0 | 267.5482 | 0 | 273.6839 | 0 | 274.0963 | 0 | 274.0963 | 0 | 360.0208 | 0.0047487 | 274.0963 | 0 | 274.0963 | 0 | 268.02 | -0.00056109 | 274.0963 | 0 | 359.6666 | 0.00015206 | 274.0963 | 0 | 274.0963 | 0.0055584 | 273.6839 | 0 | 554.4043 | 0.01903 | 273.6839 | 0 | 553.2955 | 0 | 554.4043 | 0.016666 | 273.2695 | 0
|  | 274.305 | -0.02162 | 273.8919 | -0.035183 | 360.1341 | 0 | 274.305 | -0.019459 | 273.8919 | 0 | 267.758 | 0 | 273.8919 | 0 | 274.305 | 0 | 274.305 | 0 | 360.1341 | 0.0030471 | 274.305 | 0 | 274.305 | 5.3361e-05 | 268.23 | -0.0039276 | 274.305 | 0 | 359.7775 | 0.00018354 | 274.305 | 0 | 274.305 | 0 | 273.8919 | 0 | 554.561 | 0.0080251 | 273.8919 | 0 | 553.453 | 0.00011594 | 554.561 | 0.01786 | 273.4762 | 0
|  | 274.5137 | 0.06146 | 274.0999 | 0.026611 | 360.2474 | 0 | 274.5137 | 0.0056557 | 274.0999 | 0 | 267.9677 | 0 | 274.0999 | 0 | 274.5137 | 0 | 274.5137 | 0 | 360.2474 | 0.0058301 | 274.5137 | 0 | 274.5137 | 0 | 268.44 | 0.0049478 | 274.5137 | 0 | 359.8883 | 0.00016932 | 274.5137 | 0 | 274.5137 | 0.010531 | 274.0999 | 0 | 554.7177 | 0.012398 | 274.0999 | 0 | 553.6105 | 7.7296e-05 | 554.7177 | 0.016873 | 273.6829 | 0
|  | 274.7224 | 0.021336 | 274.3079 | -0.027812 | 360.3607 | 0.0018221 | 274.7224 | -0.015784 | 274.3079 | 0 | 268.1775 | 0 | 274.3079 | 0 | 274.7224 | 0 | 274.7224 | 0 | 360.3607 | 0.010908 | 274.7224 | 0 | 274.7224 | 0.00012669 | 268.65 | -0.0042337 | 274.7224 | 0 | 359.9992 | 0.00017607 | 274.7224 | 0 | 274.7224 | 0 | 274.3079 | 0 | 554.8744 | 0.016819 | 274.3079 | 0 | 553.7681 | 0.00034783 | 554.8744 | 0.017444 | 273.8896 | 0
|  | 274.9312 | 0.032948 | 274.5159 | 0.050639 | 360.4739 | 0.0036527 | 274.9312 | 0.024487 | 274.5159 | 0 | 268.3873 | 0 | 274.5159 | 0 | 274.9311 | 0 | 274.9311 | 0 | 360.4739 | 0.00075644 | 274.9311 | 0 | 274.9312 | 0 | 268.86 | 0.0080083 | 274.9311 | 0 | 360.11 | 0.00015313 | 274.9311 | 0 | 274.9312 | 0.012075 | 274.5159 | 0 | 555.0311 | 0.013023 | 274.5159 | 0 | 553.9256 | 0 | 555.0311 | 0.016146 | 274.0963 | 0
|  | 275.1399 | 0.037488 | 274.7239 | -0.017459 | 360.5872 | 0 | 275.1399 | -0.02159 | 274.7239 | 0 | 268.5971 | 0 | 274.7239 | 0 | 275.1399 | 0 | 275.1399 | 0 | 360.5872 | 0.003314 | 275.1399 | 0 | 275.1399 | 6.6039e-05 | 269.06 | -0.0066822 | 275.1399 | 0 | 360.2209 | 0.00016594 | 275.1399 | 0 | 275.1399 | 0 | 274.7239 | 0 | 555.1878 | 0.011725 | 274.7239 | 0 | 554.0832 | 0.00011594 | 555.1878 | 0.017133 | 274.3031 | 0
|  | 275.3486 | 0.039106 | 274.932 | 0.018817 | 360.7005 | 0 | 275.3486 | 0.043442 | 274.932 | 0 | 268.8069 | 0 | 274.932 | 0 | 275.3486 | 0 | 275.3486 | 0 | 360.7005 | 0.0059712 | 275.3486 | 0 | 275.3486 | 0 | 269.27 | 0.0063253 | 275.3486 | 0 | 360.3317 | 0.00015242 | 275.3486 | 0 | 275.3486 | 0.0094674 | 274.932 | 0 | 555.3445 | 0.024171 | 274.932 | 0 | 554.2407 | 7.7296e-05 | 555.3445 | 0.016406 | 274.5099 | 0
|  | 275.5574 | -0.0032356 | 275.14 | -0.0080798 | 360.8138 | 0 | 275.5574 | -0.017132 | 275.14 | 0 | 269.0167 | 0 | 275.14 | 0 | 275.5574 | 0 | 275.5574 | 0 | 360.8138 | 0.0043816 | 275.5574 | 0 | 275.5574 | 5.2151e-05 | 269.48 | -0.0063763 | 275.5574 | 0 | 360.4426 | 0.00015811 | 275.5574 | 0 | 275.5574 | 0 | 275.14 | 0 | 555.5013 | 0.013503 | 275.14 | 0 | 554.3983 | 0.00011594 | 555.5013 | 0.017548 | 274.7166 | 0
|  | 275.7662 | 0.031103 | 275.3481 | 0.041795 | 360.9271 | 0 | 275.7662 | 0.047157 | 275.3481 | 0 | 269.2266 | 0 | 275.3481 | 0 | 275.7662 | 0 | 275.7662 | 0 | 360.9271 | 0.0077108 | 275.7662 | 0 | 275.7662 | 0 | 269.69 | 0.0046418 | 275.7662 | 0 | 360.5535 | 0.00014317 | 275.7662 | 0 | 275.7662 | 0.0040657 | 275.3481 | 0 | 555.658 | 0.018165 | 275.3481 | 0 | 554.5559 | 7.7296e-05 | 555.658 | 0.016354 | 274.9234 | 0
|  | 275.975 | -0.0064922 | 275.5562 | -0.076384 | 361.0403 | 0.00045556 | 275.975 | -0.012674 | 275.5562 | 0 | 269.4364 | 0 | 275.5562 | 0 | 275.975 | 0 | 275.975 | 0 | 361.0403 | 0.0013123 | 275.975 | 0 | 275.975 | 5.9178e-05 | 269.9 | -0.0053048 | 275.975 | 0 | 360.6643 | 0.00015366 | 275.975 | 0 | 275.975 | 0 | 275.5562 | 0 | 555.8147 | 0.0046474 | 275.5562 | 0 | 554.7135 | 0.00034783 | 555.8147 | 0.017133 | 275.1302 | 0
|  | 276.1838 | 0.03369 | 275.7644 | 0.02522 | 361.1536 | 0 | 276.1838 | 0.021714 | 275.7644 | 0 | 269.6463 | 0 | 275.7644 | 0 | 276.1838 | 0 | 276.1838 | 0 | 361.1536 | 0.0099676 | 276.1838 | 0 | 276.1838 | 0 | 270.11 | -0.0068351 | 276.1838 | 0 | 360.7752 | 0.00015242 | 276.1838 | 0 | 276.1838 | 0.0081631 | 275.7644 | 0 | 555.9715 | 0.014849 | 275.7644 | 0 | 554.871 | 7.7296e-05 | 555.9715 | 0.015887 | 275.337 | 0
|  | 276.3926 | -0.025105 | 275.9725 | -0.026954 | 361.2669 | 0.0047071 | 276.3926 | -0.0057475 | 275.9725 | 0 | 269.8562 | 0 | 275.9725 | 0 | 276.3926 | 0 | 276.3926 | 0 | 361.2669 | 0.0034475 | 276.3926 | 0 | 276.3926 | 2.7169e-05 | 270.32 | -0.012038 | 276.3926 | 0 | 360.8861 | 0.00017305 | 276.3926 | 0 | 276.3926 | 0 | 275.9725 | 0 | 556.1282 | 0.021288 | 275.9725 | 0 | 555.0286 | 0 | 556.1282 | 0.016925 | 275.5439 | 0
|  | 276.6015 | 0.01366 | 276.1807 | 0.006922 | 361.3801 | 0.0038048 | 276.6015 | 0.016418 | 276.1807 | 0 | 270.0661 | 0 | 276.1807 | 0 | 276.6015 | 0 | 276.6015 | 0 | 361.3801 | 0.0058301 | 276.6015 | 0 | 276.6015 | 0 | 270.52 | 0.0064783 | 276.6015 | 0 | 360.997 | 0.00017839 | 276.6015 | 0 | 276.6015 | 0.0098082 | 276.1807 | 0 | 556.285 | 0.019702 | 276.1807 | 0 | 555.1862 | 0 | 556.285 | 0.016302 | 275.7507 | 0
|  | 276.8104 | 0.0029953 | 276.3888 | -0.016973 | 361.4934 | 0 | 276.8104 | -0.019141 | 276.3888 | 0 | 270.276 | 0 | 276.3888 | 0 | 276.8104 | 0 | 276.8104 | 0 | 361.4934 | 0.0058301 | 276.8104 | 0 | 276.8104 | 5.9298e-05 | 270.73 | -0.0065293 | 276.8104 | 0 | 361.1079 | 0.00015278 | 276.8104 | 0 | 276.8104 | 0 | 276.3888 | 0 | 556.4418 | 0.01581 | 276.3888 | 0 | 555.3438 | 0.00034783 | 556.4418 | 0.017444 | 275.9576 | 0
|  | 277.0193 | 0.04167 | 276.597 | 0.045225 | 361.6067 | 0 | 277.0193 | 0.0015029 | 276.597 | 0 | 270.4859 | 0 | 276.597 | 0 | 277.0192 | 0 | 277.0192 | 0 | 361.6067 | 0.0040935 | 277.0192 | 0 | 277.0193 | 0 | 270.94 | -0.00607 | 277.0192 | 0 | 361.2188 | 0.00013463 | 277.0192 | 0 | 277.0193 | 0.007042 | 276.597 | 0 | 556.5986 | 0.012831 | 276.597 | 0 | 555.5015 | 7.7296e-05 | 556.5986 | 0.01651 | 276.1645 | 0
|  | 277.2281 | -0.016172 | 276.8052 | -0.024725 | 361.7199 | 0.0078957 | 277.2281 | 0.015213 | 276.8052 | 0 | 270.6958 | 0 | 276.8052 | 0 | 277.2281 | 0 | 277.2281 | 0 | 361.7199 | 0.0015792 | 277.2281 | 0 | 277.2281 | 5.7531e-05 | 271.15 | -0.0033155 | 277.2281 | 0 | 361.3297 | 0.00012628 | 277.2281 | 0 | 277.2282 | 0 | 276.8052 | 0 | 556.7554 | 0.0099473 | 276.8052 | 0 | 555.6591 | 0.00034783 | 556.7554 | 0.017496 | 276.3713 | 0
|  | 277.4371 | 0.040841 | 277.0135 | 0.040124 | 361.8332 | 0 | 277.4371 | 0.029419 | 277.0135 | 0 | 270.9058 | 0 | 277.0135 | 0 | 277.4371 | 0 | 277.4371 | 0 | 361.8332 | 0 | 277.4371 | 0 | 277.4371 | 0 | 271.36 | -0.0028565 | 277.4371 | 0 | 361.4407 | 0.0001293 | 277.4371 | 0 | 277.4371 | 0.0086735 | 277.0135 | 0 | 556.9122 | 0.017492 | 277.0135 | 0 | 555.8167 | 0 | 556.9122 | 0.01651 | 276.5783 | 0
|  | 277.646 | 0.016415 | 277.2217 | -0.013692 | 361.9465 | 0 | 277.646 | 0.022145 | 277.2217 | 0 | 271.1158 | 0 | 277.2217 | 0 | 277.646 | 0 | 277.646 | 0 | 361.9465 | 0.003314 | 277.646 | 0 | 277.646 | 5.2594e-05 | 271.57 | 0.00081613 | 277.646 | 0 | 361.5516 | 0.00012788 | 277.646 | 0 | 277.646 | 0 | 277.2217 | 0 | 557.069 | 0.0085537 | 277.2217 | 0 | 555.9743 | 0.00011594 | 557.069 | 0.017808 | 276.7852 | 0
|  | 277.8549 | 0.049604 | 277.43 | 0.0242 | 362.0597 | 0 | 277.8549 | 0.016703 | 277.43 | 0 | 271.3257 | 0 | 277.43 | 0 | 277.8549 | 0 | 277.8549 | 0 | 362.0597 | 0.005548 | 277.8549 | 0 | 277.8549 | 0 | 271.78 | 0.00020403 | 277.8549 | 0 | 361.6625 | 0.00013748 | 277.8549 | 0 | 277.8549 | 0.0090095 | 277.43 | 0 | 557.2258 | 0.01384 | 277.43 | 0 | 556.132 | 7.7296e-05 | 557.2258 | 0.016614 | 276.9921 | 0
|  | 278.0639 | 0.013113 | 277.6383 | -0.021006 | 362.173 | 0.0080475 | 278.0639 | -0.02596 | 277.6383 | 0 | 271.5357 | 0 | 277.6383 | 0 | 278.0639 | 0 | 278.0639 | 0 | 362.173 | 0.00024465 | 278.0639 | 0 | 278.0639 | 5.9181e-05 | 271.99 | 0.0012752 | 278.0639 | 0 | 361.7734 | 0.00017803 | 278.0639 | 0 | 278.0639 | 0 | 277.6383 | 0 | 557.3826 | 0.012831 | 277.6383 | 0 | 556.2897 | 0.00011594 | 557.3826 | 0.017444 | 277.199 | 0
|  | 278.2729 | 0.029308 | 277.8465 | 0.029223 | 362.2862 | 0 | 278.2729 | -0.0098891 | 277.8465 | 0 | 271.7457 | 0 | 277.8465 | 0 | 278.2729 | 0 | 278.2729 | 0 | 362.2862 | 0.0020912 | 278.2729 | 0 | 278.2729 | 0 | 272.19 | 0.00709 | 278.2729 | 0 | 361.8844 | 0.00017839 | 278.2729 | 0 | 278.2729 | 0.011012 | 277.8465 | 0 | 557.5394 | 0.02249 | 277.8465 | 0 | 556.4473 | 7.7296e-05 | 557.5394 | 0.016146 | 277.406 | 0
|  | 278.4819 | 0.019788 | 278.0549 | -0.02913 | 362.3995 | 0.0051626 | 278.4819 | -0.0035155 | 278.0549 | 0 | 271.9557 | 0 | 278.0549 | 0 | 278.4819 | 0 | 278.4819 | 0 | 362.3995 | 0.00064498 | 278.4819 | 0 | 278.4819 | 3.8817e-05 | 272.4 | -0.0042337 | 278.4819 | 0 | 361.9953 | 0.00016967 | 278.4819 | 0 | 278.4819 | 0 | 278.0549 | 0 | 557.6963 | 0.010332 | 278.0549 | 0 | 556.605 | 0 | 557.6963 | 0.016925 | 277.613 | 0
|  | 278.6909 | 0.032094 | 278.2632 | 0.033675 | 362.5127 | 0.004718 | 278.6909 | 0.020613 | 278.2632 | 0 | 272.1657 | 0 | 278.2632 | 0 | 278.6909 | 0 | 278.6909 | 0 | 362.5127 | 0 | 278.6909 | 0 | 278.6909 | 0 | 272.61 | 0.0046418 | 278.6909 | 0 | 362.1063 | 0.00014157 | 278.6909 | 0 | 278.6909 | 0.012954 | 278.2632 | 0 | 557.8532 | 0.016291 | 278.2632 | 0 | 556.7626 | 7.7296e-05 | 557.8532 | 0.016043 | 277.8199 | 0
|  | 278.8999 | 0.0036398 | 278.4715 | -0.011662 | 362.626 | 0.0031887 | 278.8999 | -0.020085 | 278.4715 | 0 | 272.3758 | 0 | 278.4715 | 0 | 278.8999 | 0 | 278.8999 | 0 | 362.626 | 0.0059712 | 278.8999 | 0 | 278.8999 | 3.2949e-05 | 272.82 | -0.0030095 | 278.8999 | 0 | 362.2172 | 0.00014406 | 278.8999 | 0 | 278.8999 | 0 | 278.4715 | 0 | 558.01 | 0.015906 | 278.4715 | 0 | 556.9203 | 0.00034783 | 558.01 | 0.016614 | 278.0269 | 0
|  | 279.1089 | 0.064504 | 278.6799 | -0.013465 | 362.7392 | 0.0022829 | 279.1089 | 0.0087674 | 278.6799 | 0 | 272.5858 | 0 | 278.6799 | 0 | 279.109 | 0 | 279.109 | 0 | 362.7392 | 0.0032926 | 279.109 | 0 | 279.1089 | 0 | 273.03 | -0.0074475 | 279.109 | 0 | 362.3282 | 0.00014122 | 279.109 | 0 | 279.1089 | 0.008269 | 278.6799 | 0 | 558.1669 | 0.023403 | 278.6799 | 0 | 557.078 | 7.7296e-05 | 558.1669 | 0.016094 | 278.2339 | 0
|  | 279.318 | 0.0095372 | 278.8883 | -0.030009 | 362.8524 | 0.00015185 | 279.318 | -0.0021615 | 278.8883 | 0 | 272.7959 | 0 | 278.8883 | 0 | 279.318 | 0 | 279.318 | 0 | 362.8524 | 0.0066294 | 279.318 | 0 | 279.318 | 6.8239e-05 | 273.24 | -0.00025504 | 279.318 | 0 | 362.4392 | 0.00016718 | 279.318 | 0 | 279.318 | 0 | 278.8883 | 0 | 558.3238 | 0.011245 | 278.8883 | 0 | 557.2357 | 0.00011594 | 558.3238 | 0.016925 | 278.4409 | 0
|  | 279.5271 | 0.01265 | 279.0967 | 0.02274 | 362.9657 | 0.00624 | 279.5271 | 0.0021579 | 279.0967 | 0 | 273.006 | 0 | 279.0967 | 0 | 279.5271 | 0 | 279.5271 | 0 | 362.9657 | 0.0031591 | 279.5271 | 0 | 279.5271 | 0 | 273.45 | 0.0051009 | 279.5271 | 0 | 362.5501 | 0.00015704 | 279.5271 | 0 | 279.5271 | 0.0049944 | 279.0967 | 0 | 558.4806 | 0.015041 | 279.0967 | 0 | 557.3934 | 0 | 558.4806 | 0.016406 | 278.648 | 0
|  | 279.7362 | 0.0010284 | 279.3051 | -0.0070501 | 363.0789 | 0.0051626 | 279.7362 | -0.010903 | 279.3051 | 0 | 273.2161 | 0 | 279.3051 | 0 | 279.7362 | 0 | 279.7362 | 0 | 363.0789 | 0.0074287 | 279.7362 | 0 | 279.7362 | 3.9712e-05 | 273.66 | -0.00086717 | 279.7362 | 0 | 362.6611 | 0.00015989 | 279.7362 | 0 | 279.7362 | 0 | 279.3051 | 0 | 558.6375 | 0.011341 | 279.3051 | 0 | 557.5511 | 0.00034783 | 558.6375 | 0.016821 | 278.855 | 0
|  | 279.9453 | 0.050005 | 279.5135 | -0.0040077 | 363.1922 | 0 | 279.9453 | -0.0058428 | 279.5135 | 0 | 273.4262 | 0 | 279.5135 | 0 | 279.9453 | 0 | 279.9453 | 0 | 363.1922 | 0.0046274 | 279.9453 | 0 | 279.9453 | 0 | 273.87 | -0.0013262 | 279.9453 | 0 | 362.7721 | 0.00013784 | 279.9453 | 0 | 279.9453 | 0.0085265 | 279.5135 | 0 | 558.7944 | 0.015714 | 279.5135 | 0 | 557.7088 | 7.7296e-05 | 558.7944 | 0.016043 | 279.0621 | 0
|  | 280.1544 | 0.014677 | 279.722 | -0.0076964 | 363.3054 | 0.0034924 | 280.1544 | -0.0089612 | 279.722 | 0 | 273.6363 | 0 | 279.722 | 0 | 280.1544 | 0 | 280.1544 | 0 | 363.3054 | 0.0074287 | 280.1544 | 0 | 280.1544 | 5.4202e-05 | 274.07 | -0.0085181 | 280.1544 | 0 | 362.8831 | 0.00014335 | 280.1544 | 0 | 280.1544 | 0 | 279.722 | 0 | 558.9513 | 0.013263 | 279.722 | 0 | 557.8665 | 0 | 558.9513 | 0.017029 | 279.2692 | 0
|  | 280.3635 | 0.021155 | 279.9305 | 0.012257 | 363.4186 | 0.003196 | 280.3635 | 0.012559 | 279.9305 | 0 | 273.8465 | 0 | 279.9305 | 0 | 280.3635 | 0 | 280.3635 | 0 | 363.4186 | 0.00088986 | 280.3635 | 0 | 280.3635 | 0 | 274.28 | 0.0028055 | 280.3635 | 0 | 362.9941 | 0.00013214 | 280.3635 | 0 | 280.3635 | 0.010934 | 279.9305 | 0 | 559.1082 | 0.01903 | 279.9305 | 0 | 558.0243 | 0 | 559.1082 | 0.016666 | 279.4763 | 0
|  | 280.5727 | -0.0026478 | 280.1389 | -0.031124 | 363.5319 | 0.0045552 | 280.5727 | 0.0017008 | 280.1389 | 0 | 274.0566 | 0 | 280.1389 | 0 | 280.5727 | 0 | 280.5727 | 0 | 363.5319 | 0.001846 | 280.5727 | 0 | 280.5727 | 5.2477e-05 | 274.49 | -0.0033155 | 280.5727 | 0 | 363.1051 | 0.00013214 | 280.5727 | 0 | 280.5727 | 0 | 280.1389 | 0 | 559.2652 | 0.017684 | 280.1389 | 0 | 558.182 | 0.00034783 | 559.2652 | 0.017548 | 279.6834 | 0
|  | 280.7819 | 0.038929 | 280.3474 | 0.018632 | 363.6451 | 0.00091317 | 280.7819 | -0.018362 | 280.3474 | 0 | 274.2668 | 0 | 280.3474 | 0 | 280.7819 | 0 | 280.7819 | 0 | 363.6451 | 0.0071466 | 280.7819 | 0 | 280.7819 | 0 | 274.7 | -0.0045398 | 280.7819 | 0 | 363.2161 | 0.0001421 | 280.7819 | 0 | 280.7819 | 0.0021435 | 280.3474 | 0 | 559.4221 | 0.02249 | 280.3474 | 0 | 558.3397 | 7.7296e-05 | 559.4221 | 0.016406 | 279.8905 | 0
|  | 280.9911 | -0.028124 | 280.556 | -0.057396 | 363.7583 | 0.00060732 | 280.9911 | 0.0078912 | 280.556 | 0 | 274.4769 | 0 | 280.556 | 0 | 280.991 | 0 | 280.991 | 0 | 363.7583 | 0.0031806 | 280.991 | 0 | 280.9911 | 6.6506e-05 | 274.91 | 0.0026524 | 280.991 | 0 | 363.3271 | 0.00014744 | 280.991 | 0 | 280.9911 | 0 | 280.556 | 0 | 559.579 | 0.014368 | 280.556 | 0 | 558.4975 | 0 | 559.579 | 0.017185 | 280.0976 | 0
|  | 281.2003 | 0.048946 | 280.7645 | 0.033393 | 363.8715 | 0 | 281.2003 | 0.012017 | 280.7645 | 0 | 274.6871 | 0 | 280.7645 | 0 | 281.2002 | 0 | 281.2002 | 0 | 363.8715 | 0.0032926 | 281.2002 | 0 | 281.2003 | 0 | 275.12 | -0.0056109 | 281.2002 | 0 | 363.4381 | 0.00013944 | 281.2002 | 0 | 281.2003 | 0.0083739 | 280.7645 | 0 | 559.736 | 0.014368 | 280.7645 | 0 | 558.6552 | 0 | 559.736 | 0.015887 | 280.3048 | 0
|  | 281.4095 | 0.0064752 | 280.9731 | 0.0025019 | 363.9848 | 0 | 281.4095 | -0.050682 | 280.9731 | 0 | 274.8973 | 0 | 280.9731 | 0 | 281.4095 | 0 | 281.4095 | 0 | 363.9848 | 0.0035809 | 281.4095 | 0 | 281.4095 | 4.3427e-05 | 275.33 | -0.01112 | 281.4095 | 0 | 363.5492 | 0.0001437 | 281.4095 | 0 | 281.4094 | 0 | 280.9731 | 0 | 559.893 | 0.013936 | 280.9731 | 0 | 558.813 | 0.00011594 | 559.893 | 0.016769 | 280.5119 | 0
|  | 281.6187 | 0.045889 | 281.1816 | 0.028653 | 364.098 | 0 | 281.6187 | 0.0013888 | 281.1816 | 0 | 275.1075 | 0 | 281.1816 | 0 | 281.6187 | 0 | 281.6187 | 0 | 364.098 | 0.0023582 | 281.6187 | 0 | 281.6187 | 0 | 275.54 | 0.0011222 | 281.6187 | 0 | 363.6602 | 0.0001357 | 281.6187 | 0 | 281.6187 | 0.0079315 | 281.1816 | 0 | 560.0499 | 0.019943 | 281.1816 | 0 | 558.9707 | 0 | 560.0499 | 0.015627 | 280.7191 | 0
|  | 281.8279 | 0.0063903 | 281.3902 | 0.014546 | 364.2112 | 0.0016702 | 281.8279 | -0.018229 | 281.3902 | 0 | 275.3178 | 0 | 281.3902 | 0 | 281.8279 | 0 | 281.8279 | 0 | 364.2112 | 0.0066294 | 281.8279 | 0 | 281.8279 | 6.0902e-05 | 275.75 | -0.010967 | 281.8279 | 0 | 363.7712 | 0.00015189 | 281.8279 | 0 | 281.8279 | 0 | 281.3902 | 0 | 560.2069 | 0.0060068 | 281.3902 | 0 | 559.1285 | 0 | 560.2069 | 0.017081 | 280.9263 | 0
|  | 282.0372 | 0.024017 | 281.5988 | 0.029439 | 364.3244 | 0 | 282.0372 | 0.023783 | 281.5988 | 0 | 275.528 | 0 | 281.5988 | 0 | 282.0372 | 0 | 282.0372 | 0 | 364.3244 | 0.0098266 | 282.0372 | 0 | 282.0372 | 8.067e-06 | 275.96 | -0.0037746 | 282.0372 | 0 | 363.8823 | 0.00011934 | 282.0372 | 0 | 282.0372 | 0.0058381 | 281.5988 | 0 | 560.3639 | 0.016723 | 281.5988 | 0 | 559.2863 | 7.7296e-05 | 560.3639 | 0.016146 | 281.1334 | 0
|  | 282.2465 | -0.0086784 | 281.8075 | 0.0069955 | 364.4376 | 0.0022776 | 282.2465 | -0.035817 | 281.8075 | 0 | 275.7383 | 0 | 281.8075 | 0 | 282.2465 | 0 | 282.2465 | 0 | 364.4376 | 0.00077847 | 282.2465 | 0 | 282.2465 | 4.2658e-05 | 276.17 | -0.0069881 | 282.2465 | 0 | 363.9933 | 0.0001421 | 282.2465 | 0 | 282.2465 | 0 | 281.8075 | 0 | 560.5209 | 0.0060068 | 281.8075 | 0 | 559.4441 | 0.00034783 | 560.5209 | 0.01734 | 281.3407 | 0
|  | 282.4558 | 0.0019869 | 282.0161 | 0.02519 | 364.5508 | 0.0053268 | 282.4558 | 0.042344 | 282.0161 | 0 | 275.9485 | 0 | 282.0161 | 0 | 282.4558 | 0 | 282.4558 | 0 | 364.5508 | 0 | 282.4558 | 0 | 282.4558 | 0 | 276.37 | -0.0011732 | 282.4558 | 0 | 364.1044 | 0.00012592 | 282.4558 | 0 | 282.4558 | 0.0049312 | 282.0161 | 0 | 560.6779 | 0.013503 | 282.0161 | 0 | 559.6019 | 7.7296e-05 | 560.6779 | 0.015991 | 281.5479 | 0
|  | 282.6651 | 0.01052 | 282.2247 | -0.062014 | 364.664 | 0.0051626 | 282.6651 | -0.014786 | 282.2247 | 0 | 276.1588 | 0 | 282.2247 | 0 | 282.6651 | 0 | 282.6651 | 0 | 364.664 | 0.0061122 | 282.6651 | 0 | 282.6651 | 4.1178e-05 | 276.58 | -0.0051518 | 282.6651 | 0 | 364.2154 | 0.00015491 | 282.6651 | 0 | 282.6651 | 0 | 282.2247 | 0 | 560.8349 | 0.011918 | 282.2247 | 0 | 559.7597 | 0.00034783 | 560.8349 | 0.016977 | 281.7551 | 0
|  | 282.8744 | 0.012476 | 282.4334 | 0.001527 | 364.7772 | 0 | 282.8744 | 0.012459 | 282.4334 | 0 | 276.3691 | 0 | 282.4334 | 0 | 282.8744 | 0 | 282.8744 | 0 | 364.7772 | 0.0074287 | 282.8744 | 0 | 282.8744 | 0 | 276.79 | -0.0046928 | 282.8744 | 0 | 364.3265 | 0.00014317 | 282.8744 | 0 | 282.8744 | 0.0072764 | 282.4334 | 0 | 560.9919 | 0.020615 | 282.4334 | 0 | 559.9175 | 7.7296e-05 | 560.9919 | 0.015835 | 281.9624 | 0
|  | 283.0838 | 0.0019215 | 282.6421 | -0.04286 | 364.8904 | 0.012172 | 283.0838 | -0.0029131 | 282.6421 | 0 | 276.5794 | 0 | 282.6421 | 0 | 283.0838 | 0 | 283.0838 | 0 | 364.8904 | 0.0095915 | 283.0838 | 0 | 283.0838 | 8.0038e-05 | 277 | -0.0048458 | 283.0838 | 0 | 364.4376 | 0.00017145 | 283.0838 | 0 | 283.0838 | 0 | 282.6421 | 0 | 561.1489 | 0.012494 | 282.6421 | 0 | 560.0753 | 0.00057972 | 561.1489 | 0.016717 | 282.1696 | 0
|  | 283.2931 | 0.036638 | 282.8508 | 0.041938 | 365.0036 | 0.0033483 | 283.2931 | 0.011146 | 282.8508 | 0 | 276.7897 | 0 | 282.8508 | 0 | 283.2931 | 0 | 283.2931 | 0 | 365.0036 | 0.00022246 | 283.2931 | 0 | 283.2931 | 0 | 277.21 | -0.0079064 | 283.2931 | 0 | 364.5487 | 0.00017056 | 283.2931 | 0 | 283.2931 | 0.0062667 | 282.8508 | 0 | 561.3059 | 0.016242 | 282.8508 | 0 | 560.2331 | 0 | 561.3059 | 0.015783 | 282.3769 | 0
|  | 283.5025 | 0.013622 | 283.0596 | -0.010218 | 365.1168 | 0.0039478 | 283.5025 | -0.0082461 | 283.0596 | 0 | 277.0001 | 0 | 283.0596 | 0 | 283.5025 | 0 | 283.5025 | 0 | 365.1168 | 0.0035809 | 283.5025 | 0 | 283.5025 | 6.7045e-05 | 277.42 | -0.0086717 | 283.5025 | 0 | 364.6597 | 0.0001727 | 283.5025 | 0 | 283.5025 | 0 | 283.0596 | 0 | 561.463 | 0.015377 | 283.0596 | 0 | 560.391 | 0.00011594 | 561.463 | 0.016717 | 282.5842 | 0
|  | 283.7119 | 0.042932 | 283.2683 | 0.048594 | 365.2301 | 0 | 283.7119 | 0.024615 | 283.2683 | 0 | 277.2104 | 0 | 283.2683 | 0 | 283.7119 | 0 | 283.7119 | 0 | 365.2301 | 0.0020912 | 283.7119 | 0 | 283.7119 | 0 | 277.63 | 0.0034176 | 283.7119 | 0 | 364.7708 | 0.0001622 | 283.7119 | 0 | 283.7119 | 0.0074706 | 283.2683 | 0 | 561.62 | 0.014849 | 283.2683 | 0 | 560.5488 | 0 | 561.62 | 0.016043 | 282.7915 | 0
|  | 283.9213 | 0.0055675 | 283.4771 | -0.022726 | 365.3433 | 0.013222 | 283.9213 | -0.0087712 | 283.4771 | 0 | 277.4208 | 0 | 283.4771 | 0 | 283.9213 | 0 | 283.9213 | 0 | 365.3433 | 0.013071 | 283.9213 | 0 | 283.9213 | 8.7117e-05 | 277.84 | 0.0075495 | 283.9213 | 0 | 364.8819 | 0.00015082 | 283.9213 | 0 | 283.9213 | 0 | 283.4771 | 0 | 561.7771 | 0.014032 | 283.4771 | 0 | 560.7066 | 0.00034783 | 561.7771 | 0.016821 | 282.9988 | 0
|  | 284.1307 | 0.03625 | 283.6858 | 0.050972 | 365.4564 | 0 | 284.1307 | 0.024845 | 283.6858 | 0 | 277.6312 | 0 | 283.6858 | 0 | 284.1307 | 0 | 284.1307 | 0 | 365.4564 | 0.0069115 | 284.1307 | 0 | 284.1307 | 0 | 278.05 | 0.0024994 | 284.1307 | 0 | 364.993 | 0.00014993 | 284.1307 | 0 | 284.1307 | 0.0079734 | 283.6858 | 0 | 561.9341 | 0.021288 | 283.6858 | 0 | 560.8645 | 0 | 561.9341 | 0.015731 | 283.2062 | 0
|  | 284.3402 | -0.0083694 | 283.8946 | -0.0055785 | 365.5696 | 0.0024295 | 284.3402 | -0.035275 | 283.8946 | 0 | 277.8416 | 0 | 283.8946 | 0 | 284.3402 | 0 | 284.3402 | 0 | 365.5696 | 0.0059712 | 284.3402 | 0 | 284.3402 | 4.3431e-05 | 278.26 | 0.00020403 | 284.3402 | 0 | 365.1041 | 0.00014531 | 284.3402 | 0 | 284.3402 | 0 | 283.8946 | 0 | 562.0912 | 0.007929 | 283.8946 | 0 | 561.0223 | 0.00034783 | 562.0912 | 0.016198 | 283.4135 | 0
|  | 284.5496 | 0.058956 | 284.1034 | -0.00026047 | 365.6828 | 0.0036527 | 284.5496 | 0.013059 | 284.1034 | 0 | 278.052 | 0 | 284.1034 | 0 | 284.5496 | 0 | 284.5496 | 0 | 365.6828 | 0.0026252 | 284.5496 | 0 | 284.5496 | 0 | 278.47 | 0.0023464 | 284.5496 | 0 | 365.2152 | 0.00014335 | 284.5496 | 0 | 284.5496 | 0.010641 | 284.1035 | 0 | 562.2483 | 0.020375 | 284.1034 | 0 | 561.1802 | 0.00030918 | 562.2483 | 0.015471 | 283.6209 | 0
|  | 284.7591 | 0.0029385 | 284.3123 | -0.022468 | 365.796 | 0.0045552 | 284.7591 | -0.037218 | 284.3123 | 0 | 278.2624 | 0 | 284.3123 | 0 | 284.7591 | 0 | 284.7591 | 0 | 365.796 | 0.0013123 | 284.7591 | 0 | 284.7591 | 5.6302e-05 | 278.68 | 0.0046418 | 284.7591 | 0 | 365.3263 | 0.00014246 | 284.7591 | 0 | 284.7591 | 0 | 284.3123 | 0 | 562.4054 | 0.01259 | 284.3123 | 0 | 561.3381 | 0 | 562.4054 | 0.01625 | 283.8283 | 0
|  | 284.9686 | 0.034951 | 284.5211 | -0.05841 | 365.9092 | 0 | 284.9686 | 0.019568 | 284.5211 | 0 | 278.4728 | 0 | 284.5211 | 0 | 284.9686 | 0 | 284.9686 | 0 | 365.9092 | 0.0026252 | 284.9686 | 0 | 284.9686 | 0 | 278.89 | 0.0055599 | 284.9686 | 0 | 365.4375 | 0.00013748 | 284.9686 | 0 | 284.9686 | 0.0067151 | 284.5211 | 0 | 562.5625 | 0.011004 | 284.5211 | 0 | 561.496 | 7.7296e-05 | 562.5625 | 0.015419 | 284.0356 | 0
|  | 285.1781 | 0.011203 | 284.73 | -0.0050904 | 366.0224 | 0.012172 | 285.1781 | -0.034404 | 284.73 | 0 | 278.6832 | 0 | 284.73 | 0 | 285.1781 | 0 | 285.1781 | 0 | 366.0224 | 0.008134 | 285.1781 | 0 | 285.1781 | 4.3568e-05 | 279.09 | -0.0039276 | 285.1781 | 0 | 365.5486 | 0.00015331 | 285.1781 | 0 | 285.1781 | 0 | 284.73 | 0 | 562.7196 | 0.012494 | 284.73 | 0 | 561.6539 | 0.00011594 | 562.7196 | 0.016302 | 284.243 | 0
|  | 285.3876 | 0.045814 | 284.9389 | 0.008207 | 366.1356 | 0 | 285.3876 | 0.014053 | 284.9389 | 0 | 278.8937 | 0 | 284.9389 | 0 | 285.3876 | 0 | 285.3876 | 0 | 366.1356 | 0.0083691 | 285.3876 | 0 | 285.3876 | 0 | 279.3 | 0.0063253 | 285.3876 | 0 | 365.6597 | 0.00015402 | 285.3876 | 0 | 285.3876 | 0.007988 | 284.9389 | 0 | 562.8767 | 0.019606 | 284.9389 | 0 | 561.8117 | 0 | 562.8767 | 0.015419 | 284.4504 | 0
|  | 285.5971 | 0.0041839 | 285.1478 | -0.040243 | 366.2488 | 0.0019739 | 285.5971 | -0.03085 | 285.1478 | 0 | 279.1042 | 0 | 285.1478 | 0 | 285.5971 | 0 | 285.5971 | 0 | 366.2488 | 0.0069115 | 285.5971 | 0 | 285.5971 | 7.0997e-05 | 279.51 | 0.011528 | 285.5971 | 0 | 365.7709 | 0.000159 | 285.5971 | 0 | 285.5971 | 0 | 285.1478 | 0 | 563.0338 | 0.010476 | 285.1478 | 0 | 561.9696 | 0.00011594 | 563.0338 | 0.016458 | 284.6579 | 0
|  | 285.8067 | 0.038449 | 285.3567 | 0.027476 | 366.3619 | 0 | 285.8067 | -0.0013722 | 285.3567 | 0 | 279.3146 | 0 | 285.3567 | 0 | 285.8067 | 0 | 285.8067 | 0 | 366.3619 | 0 | 285.8067 | 0 | 285.8067 | 0 | 279.72 | 0.0032646 | 285.8067 | 0 | 365.882 | 0.00014122 | 285.8067 | 0 | 285.8067 | 0.0084741 | 285.3567 | 0 | 563.1909 | 0.020712 | 285.3567 | 0 | 562.1276 | 7.7296e-05 | 563.1909 | 0.015575 | 284.8653 | 0
|  | 286.0163 | 0.021371 | 285.5656 | -0.014853 | 366.4751 | 0 | 286.0163 | -0.010825 | 285.5656 | 0 | 279.5251 | 0 | 285.5656 | 0 | 286.0163 | 0 | 286.0163 | 0 | 366.4751 | 0.0038478 | 286.0163 | 0 | 286.0163 | 3.2827e-05 | 279.93 | -0.0092835 | 286.0163 | 0 | 365.9932 | 0.00015117 | 286.0163 | 0 | 286.0163 | 0 | 285.5656 | 0 | 563.348 | 0.013455 | 285.5656 | 0 | 562.2855 | 0.00011594 | 563.348 | 0.016302 | 285.0727 | 0
|  | 286.2258 | 0.075648 | 285.7746 | -0.0029555 | 366.5883 | 0.003196 | 286.2258 | 0.016865 | 285.7746 | 0 | 279.7357 | 0 | 285.7746 | 0 | 286.2258 | 0 | 286.2258 | 0 | 366.5883 | 0.0053129 | 286.2258 | 0 | 286.2258 | 0 | 280.14 | 0.0035706 | 286.2258 | 0 | 366.1043 | 0.00013944 | 286.2258 | 0 | 286.2258 | 0.0047988 | 285.7746 | 0 | 563.5052 | 0.016146 | 285.7746 | 0 | 562.4434 | 0 | 563.5052 | 0.015368 | 285.2802 | 0
|  | 286.4354 | 0.023761 | 285.9835 | 0.0030664 | 366.7015 | 0.0099825 | 286.4354 | -0.0065817 | 285.9835 | 0 | 279.9462 | 0 | 285.9835 | 0 | 286.4354 | 0 | 286.4354 | 0 | 366.7015 | 0.003314 | 286.4354 | 0 | 286.4354 | 3.6251e-05 | 280.35 | 0.0034176 | 286.4354 | 0 | 366.2155 | 0.00015064 | 286.4354 | 0 | 286.4354 | 0 | 285.9835 | 0 | 563.6623 | 0.014705 | 285.9835 | 0 | 562.6013 | 0.00011594 | 563.6623 | 0.015679 | 285.4877 | 0
|  | 286.6451 | 0.049808 | 286.1925 | 0.012488 | 366.8146 | 0.0013697 | 286.6451 | 0.017568 | 286.1925 | 0 | 280.1567 | 0 | 286.1925 | 0 | 286.645 | 0 | 286.645 | 0 | 366.8146 | 0.010344 | 286.645 | 0 | 286.6451 | 0 | 280.56 | 0.0063253 | 286.645 | 0 | 366.3266 | 0.00015491 | 286.645 | 0 | 286.6451 | 0.0089158 | 286.1925 | 0 | 563.8195 | 0.024604 | 286.1925 | 0 | 562.7592 | 0 | 563.8195 | 0.015056 | 285.6952 | 0
|  | 286.8547 | 0.011482 | 286.4015 | -0.016013 | 366.9278 | 0.00075918 | 286.8547 | -0.0078186 | 286.4015 | 0 | 280.3672 | 0 | 286.4015 | 0 | 286.8547 | 0 | 286.8547 | 0 | 366.9278 | 0.0097326 | 286.8547 | 0 | 286.8547 | 3.2449e-05 | 280.77 | 0.0044887 | 286.8547 | 0 | 366.4378 | 0.00016736 | 286.8547 | 0 | 286.8547 | 0 | 286.4015 | 0 | 563.9767 | 0.01557 | 286.4015 | 0 | 562.9172 | 0 | 563.9767 | 0.015991 | 285.9027 | 0
|  | 287.0643 | 0.050351 | 286.6105 | 0.015866 | 367.041 | 0.0071531 | 287.0643 | 0.013141 | 286.6105 | 0 | 280.5778 | 0 | 286.6105 | 0 | 287.0643 | 0 | 287.0643 | 0 | 367.041 | 0.0019577 | 287.0643 | 0 | 287.0643 | 0 | 280.98 | -0.0027035 | 287.0643 | 0 | 366.549 | 0.00015864 | 287.0643 | 0 | 287.0643 | 0.0047221 | 286.6105 | 0 | 564.1339 | 0.017588 | 286.6105 | 0 | 563.0751 | 7.7296e-05 | 564.1339 | 0.015575 | 286.1102 | 0
|  | 287.274 | 0.0091384 | 286.8196 | 0.01174 | 367.1542 | 0 | 287.274 | 0.0155 | 286.8196 | 0 | 280.7884 | 0 | 286.8196 | 0 | 287.274 | 0 | 287.274 | 0 | 367.1542 | 0 | 287.274 | 0 | 287.274 | 2.0492e-05 | 281.19 | -0.0028565 | 287.274 | 0 | 366.6602 | 0.00012343 | 287.274 | 0 | 287.274 | 0 | 286.8196 | 0 | 564.291 | 0.019078 | 286.8196 | 0 | 563.2331 | 0 | 564.291 | 0.016198 | 286.3177 | 0
|  | 287.4836 | 0.031559 | 287.0286 | -0.014094 | 367.2673 | 0.0024351 | 287.4836 | -0.0034048 | 287.0286 | 0 | 280.999 | 0 | 287.0286 | 0 | 287.4837 | 0 | 287.4837 | 0 | 367.2673 | 0.01025 | 287.4837 | 0 | 287.4836 | 0 | 281.4 | 0.0089266 | 287.4837 | 0 | 366.7713 | 0.00012094 | 287.4837 | 0 | 287.4836 | 0.01043 | 287.0286 | 0 | 564.4482 | 0.025277 | 287.0286 | 0 | 563.391 | 7.7296e-05 | 564.4482 | 0.015264 | 286.5253 | 0
|  | 287.6934 | 0.037943 | 287.2377 | 0.017777 | 367.3805 | 0.0051626 | 287.6934 | -0.022166 | 287.2377 | 0 | 281.2096 | 0 | 287.2377 | 0 | 287.6934 | 0 | 287.6934 | 0 | 367.3805 | 0.0017126 | 287.6934 | 0 | 287.6934 | 5.8652e-05 | 281.61 | -0.020454 | 287.6934 | 0 | 366.8825 | 0.00011169 | 287.6934 | 0 | 287.6934 | 0 | 287.2377 | 0 | 564.6054 | 0.01605 | 287.2377 | 0 | 563.549 | 0.00057972 | 564.6054 | 0.01625 | 286.7329 | 0
|  | 287.903 | 0.03152 | 287.4468 | 0.024619 | 367.4936 | 0.0035005 | 287.903 | 0.0022914 | 287.4468 | 0 | 281.4202 | 0 | 287.4468 | 0 | 287.9031 | 0 | 287.9031 | 0 | 367.4936 | 0 | 287.9031 | 0 | 287.903 | 0 | 281.82 | -0.0011732 | 287.9031 | 0 | 366.9937 | 0.00012379 | 287.9031 | 0 | 287.9031 | 0.0036308 | 287.4468 | 0 | 564.7626 | 0.016723 | 287.4468 | 0 | 563.707 | 0 | 564.7626 | 0.015627 | 286.9404 | 0
|  | 288.1128 | 0.016417 | 287.6559 | 0.021785 | 367.6068 | 0 | 288.1128 | -0.013502 | 287.6559 | 0 | 281.6308 | 0 | 287.6559 | 0 | 288.1128 | 0 | 288.1128 | 0 | 367.6068 | 0.0069115 | 288.1128 | 0 | 288.1128 | 7.2943e-05 | 282.03 | 0.0031115 | 288.1128 | 0 | 367.1049 | 0.0001309 | 288.1128 | 0 | 288.1128 | 0 | 287.6559 | 0 | 564.9198 | 0.014512 | 287.6559 | 0 | 563.865 | 0.00011594 | 564.9198 | 0.016354 | 287.148 | 0
|  | 288.3225 | 0.039721 | 287.865 | 0.02602 | 367.7199 | 0 | 288.3225 | 0.032394 | 287.865 | 0 | 281.8415 | 0 | 287.865 | 0 | 288.3225 | 0 | 288.3225 | 0 | 367.7199 | 0.012224 | 288.3225 | 0 | 288.3225 | 0 | 282.24 | -0.0013262 | 288.3225 | 0 | 367.2162 | 0.0001478 | 288.3225 | 0 | 288.3225 | 0.0061734 | 287.865 | 0 | 565.0771 | 0.018645 | 287.865 | 0 | 564.0229 | 7.7296e-05 | 565.0771 | 0.015419 | 287.3556 | 0
|  | 288.5323 | -0.0079732 | 288.0741 | -0.017318 | 367.8331 | 0.0024295 | 288.5323 | -0.0047835 | 288.0741 | 0 | 282.0521 | 0 | 288.0741 | 0 | 288.5323 | 0 | 288.5323 | 0 | 367.8331 | 0.00037814 | 288.5323 | 0 | 288.5323 | 8.567e-05 | 282.45 | -0.0031625 | 288.5323 | 0 | 367.3274 | 0.00016434 | 288.5323 | 0 | 288.5323 | 0 | 288.0741 | 0 | 565.2343 | 0.014176 | 288.0741 | 0 | 564.1809 | 0 | 565.2343 | 0.015939 | 287.5632 | 0
|  | 288.742 | 0.039714 | 288.2833 | 0.041848 | 367.9463 | 0 | 288.742 | 0.019553 | 288.2833 | 0 | 282.2628 | 0 | 288.2833 | 0 | 288.742 | 0 | 288.742 | 0 | 367.9463 | 0.0010234 | 288.742 | 0 | 288.742 | 0 | 282.66 | 0.0058659 | 288.742 | 0 | 367.4386 | 0.00014033 | 288.742 | 0 | 288.742 | 0.015793 | 288.2833 | 0 | 565.3916 | 0.015522 | 288.2833 | 0 | 564.3389 | 7.7296e-05 | 565.3916 | 0.014952 | 287.7709 | 0
|  | 288.9518 | 0.023246 | 288.4925 | -0.0030736 | 368.0594 | 0.0063773 | 288.9518 | -0.02974 | 288.4925 | 0 | 282.4734 | 0 | 288.4925 | 0 | 288.9518 | 0 | 288.9518 | 0 | 368.0594 | 0.012366 | 288.9518 | 0 | 288.9518 | 4.991e-05 | 282.87 | -0.007141 | 288.9518 | 0 | 367.5498 | 0.000159 | 288.9518 | 0 | 288.9518 | 0 | 288.4925 | 0 | 565.5488 | 0.0099473 | 288.4925 | 0 | 564.4969 | 0.00034783 | 565.5488 | 0.015887 | 287.9785 | 0
|  | 289.1617 | 0.01935 | 288.7017 | 0.025603 | 368.1726 | 0 | 289.1617 | 0.0017437 | 288.7017 | 0 | 282.6841 | 0 | 288.7017 | 0 | 289.1616 | 0 | 289.1616 | 0 | 368.1726 | 0.0071466 | 289.1616 | 0 | 289.1617 | 0 | 283.08 | 0.0015813 | 289.1616 | 0 | 367.661 | 0.00015527 | 289.1616 | 0 | 289.1617 | 0.012244 | 288.7017 | 0 | 565.7061 | 0.02619 | 288.7017 | 0 | 564.655 | 7.7296e-05 | 565.7061 | 0.015316 | 288.1862 | 0
|  | 289.3715 | 0.024904 | 288.9109 | -0.076692 | 368.2857 | 0.012785 | 289.3715 | -0.015481 | 288.9109 | 0 | 282.8948 | 0 | 288.9109 | 0 | 289.3715 | 0 | 289.3715 | 0 | 368.2857 | 0.0079929 | 289.3715 | 0 | 289.3715 | 4.8695e-05 | 283.29 | 0.00096913 | 289.3715 | 0 | 367.7723 | 0.0001702 | 289.3715 | 0 | 289.3715 | 0 | 288.9109 | 0 | 565.8633 | 0.0076887 | 288.9109 | 0 | 564.813 | 0.00034783 | 565.8633 | 0.016302 | 288.3938 | 0
|  | 289.5813 | 0.049114 | 289.1201 | -0.0048301 | 368.3989 | 0.0012176 | 289.5813 | 0.028073 | 289.1201 | 0 | 283.1056 | 0 | 289.1201 | 0 | 289.5813 | 0 | 289.5813 | 0 | 368.3989 | 0.0074287 | 289.5813 | 0 | 289.5813 | 2.9365e-06 | 283.5 | 0.0089266 | 289.5813 | 0 | 367.8835 | 0.0001437 | 289.5813 | 0 | 289.5813 | 0.005554 | 289.1201 | 0 | 566.0206 | 0.015474 | 289.1201 | 0 | 564.971 | 0 | 566.0206 | 0.015316 | 288.6015 | 0
|  | 289.7911 | 0.01174 | 289.3293 | 0.055361 | 368.512 | 0.0063773 | 289.7911 | -0.0069788 | 289.3293 | 0 | 283.3163 | 0 | 289.3293 | 0 | 289.7911 | 0 | 289.7911 | 0 | 368.512 | 0.0041147 | 289.7911 | 0 | 289.7911 | 4.3585e-05 | 283.7 | -0.011885 | 289.7911 | 0 | 367.9948 | 0.00013659 | 289.7911 | 0 | 289.7911 | 0 | 289.3293 | 0 | 566.1779 | 0.012494 | 289.3293 | 0 | 565.1291 | 0.00034783 | 566.1779 | 0.015939 | 288.8092 | 0
|  | 290.001 | 0.041428 | 289.5386 | 0.029234 | 368.6252 | 0.0042614 | 290.001 | 0.028167 | 289.5386 | 0 | 283.527 | 0 | 289.5386 | 0 | 290.001 | 0 | 290.001 | 0 | 368.6252 | 0.0090273 | 290.001 | 0 | 290.001 | 0 | 283.91 | -0.0051518 | 290.001 | 0 | 368.106 | 0.00013463 | 290.001 | 0 | 290.001 | 0.0079926 | 289.5386 | 0 | 566.3352 | 0.018934 | 289.5386 | 0 | 565.2871 | 0 | 566.3352 | 0.014952 | 289.0169 | 0
|  | 290.2109 | 0.017086 | 289.7479 | -0.02975 | 368.7383 | 0.0044034 | 290.2109 | -0.015876 | 289.7479 | 0 | 283.7378 | 0 | 289.7479 | 0 | 290.2109 | 0 | 290.2109 | 0 | 368.7383 | 0.0038478 | 290.2109 | 0 | 290.2109 | 2.5766e-05 | 284.12 | -0.0053048 | 290.2109 | 0 | 368.2173 | 0.00016238 | 290.2109 | 0 | 290.2109 | 0 | 289.7479 | 0 | 566.4924 | 0.0094668 | 289.7479 | 0 | 565.4451 | 0 | 566.4924 | 0.015783 | 289.2246 | 0
|  | 290.4208 | 0.045 | 289.9572 | 0.010114 | 368.8514 | 0.0083706 | 290.4208 | 0.044442 | 289.9572 | 0 | 283.9486 | 0 | 289.9572 | 0 | 290.4208 | 0 | 290.4208 | 0 | 368.8514 | 0.0031591 | 290.4208 | 0 | 290.4208 | 0 | 284.33 | -0.00010202 | 290.4208 | 0 | 368.3286 | 0.0001727 | 290.4208 | 0 | 290.4208 | 0.014642 | 289.9572 | 0 | 566.6498 | 0.018069 | 289.9572 | 0 | 565.6032 | 0 | 566.6498 | 0.015056 | 289.4324 | 0
|  | 290.6307 | 0.03273 | 290.1665 | -0.010481 | 368.9646 | 0.014011 | 290.6307 | 0.012484 | 290.1665 | 0 | 284.1594 | 0 | 290.1665 | 0 | 290.6307 | 0 | 290.6307 | 0 | 368.9646 | 0.0039813 | 290.6307 | 0 | 290.6307 | 0.00010091 | 284.54 | 0.00066312 | 290.6307 | 0 | 368.4398 | 0.00017803 | 290.6307 | 0 | 290.6307 | 0 | 290.1665 | 0 | 566.8071 | 0.014368 | 290.1665 | 0 | 565.7613 | 0.00034783 | 566.8071 | 0.016406 | 289.6401 | 0
|  | 290.8406 | 0.04554 | 290.3758 | 0.022056 | 369.0777 | 0.0090193 | 290.8406 | 0.0064689 | 290.3758 | 0 | 284.3701 | 0 | 290.3758 | 0 | 290.8406 | 0 | 290.8406 | 0 | 369.0777 | 0.0050308 | 290.8406 | 0 | 290.8406 | 1.8326e-05 | 284.75 | -0.0034686 | 290.8406 | 0 | 368.5511 | 0.00015811 | 290.8406 | 0 | 290.8406 | 0.012103 | 290.3758 | 0 | 566.9644 | 0.020279 | 290.3758 | 0 | 565.9193 | 7.7296e-05 | 566.9644 | 0.015419 | 289.8479 | 0
|  | 291.0506 | 0.029382 | 290.5851 | 0.046817 | 369.1908 | 0 | 291.0506 | -0.022323 | 290.5851 | 0 | 284.581 | 0 | 290.5851 | 0 | 291.0506 | 0 | 291.0506 | 0 | 369.1908 | 0.0073347 | 291.0506 | 0 | 291.0506 | 2.3473e-05 | 284.96 | -0.0040807 | 291.0506 | 0 | 368.6624 | 0.0001759 | 291.0506 | 0 | 291.0506 | 0 | 290.5851 | 0 | 567.1217 | 0.015377 | 290.5851 | 0 | 566.0774 | 0.00034783 | 567.1217 | 0.016458 | 290.0557 | 0
|  | 291.2605 | 0.054495 | 290.7945 | 0.013387 | 369.304 | 0.0050224 | 291.2605 | -0.0080759 | 290.7945 | 0 | 284.7918 | 0 | 290.7945 | 0 | 291.2605 | 0 | 291.2605 | 0 | 369.304 | 0.0047487 | 291.2605 | 0 | 291.2605 | 0 | 285.17 | 0.010304 | 291.2605 | 0 | 368.7737 | 0.00017305 | 291.2605 | 0 | 291.2605 | 0.011303 | 290.7945 | 0 | 567.2791 | 0.02076 | 290.7945 | 0 | 566.2355 | 0 | 567.2791 | 0.014796 | 290.2635 | 0
|  | 291.4705 | -0.0039263 | 291.0039 | -0.028011 | 369.4171 | 0.0028849 | 291.4705 | -0.010483 | 291.0039 | 0 | 285.0026 | 0 | 291.0039 | 0 | 291.4705 | 0 | 291.4705 | 0 | 369.4171 | 0.0026468 | 291.4705 | 0 | 291.4705 | 6.7641e-05 | 285.38 | -0.0076005 | 291.4705 | 0 | 368.885 | 0.00016469 | 291.4705 | 0 | 291.4705 | 0 | 291.0039 | 0 | 567.4364 | 0.0093706 | 291.0039 | 0 | 566.3936 | 0.00011594 | 567.4364 | 0.015679 | 290.4712 | 0
|  | 291.6805 | 0.026872 | 291.2133 | 0.052818 | 369.5302 | 0.0036527 | 291.6805 | 0.0068925 | 291.2133 | 0 | 285.2135 | 0 | 291.2133 | 0 | 291.6805 | 0 | 291.6805 | 0 | 369.5302 | 0 | 291.6805 | 0 | 291.6805 | 0 | 285.59 | -0.0014792 | 291.6805 | 0 | 368.9963 | 0.00013588 | 291.6805 | 0 | 291.6805 | 0.004498 | 291.2133 | 0 | 567.5938 | 0.018645 | 291.2133 | 0 | 566.5517 | 7.7296e-05 | 567.5938 | 0.014693 | 290.6791 | 0
|  | 291.8905 | 0.0015713 | 291.4227 | -0.0024517 | 369.6433 | 0.0080475 | 291.8905 | -0.010869 | 291.4227 | 0 | 285.4243 | 0 | 291.4227 | 0 | 291.8905 | 0 | 291.8905 | 0 | 369.6433 | 0.0090743 | 291.8905 | 0 | 291.8905 | 3.7452e-05 | 285.8 | -0.0085181 | 291.8905 | 0 | 369.1076 | 0.00012752 | 291.8905 | 0 | 291.8905 | 0 | 291.4227 | 0 | 567.7511 | 0.010668 | 291.4227 | 0 | 566.7098 | 0.00034783 | 567.7511 | 0.016043 | 290.8869 | 0
|  | 292.1005 | 0.045215 | 291.6321 | 0.012543 | 369.7565 | 0.0057833 | 292.1005 | 0.033 | 291.6321 | 0 | 285.6352 | 0 | 291.6321 | 0 | 292.1005 | 0 | 292.1005 | 0 | 369.7565 | 0.0095445 | 292.1005 | 0 | 292.1005 | 0 | 286.01 | -0.0007141 | 292.1005 | 0 | 369.2189 | 0.00012058 | 292.1005 | 0 | 292.1005 | 0.0087581 | 291.6321 | 0 | 567.9085 | 0.017588 | 291.6321 | 0 | 566.8679 | 0 | 567.9085 | 0.014952 | 291.0947 | 0
|  | 292.3106 | -0.013558 | 291.8416 | -0.057694 | 369.8696 | 0.011208 | 292.3106 | -0.029243 | 291.8416 | 0 | 285.8461 | 0 | 291.8416 | 0 | 292.3106 | 0 | 292.3106 | 0 | 369.8696 | 0.0074287 | 292.3106 | 0 | 292.3106 | 6.0576e-05 | 286.22 | -0.00025504 | 292.3106 | 0 | 369.3302 | 0.00012628 | 292.3106 | 0 | 292.3106 | 0 | 291.8416 | 0 | 568.0659 | 0.013455 | 291.8416 | 0 | 567.026 | 0.00057972 | 568.0659 | 0.015991 | 291.3026 | 0
|  | 292.5206 | 0.033886 | 292.051 | 0.013137 | 369.9827 | 0.0050224 | 292.5206 | 0.0092523 | 292.051 | 0 | 286.057 | 0 | 292.051 | 0 | 292.5206 | 0 | 292.5206 | 0 | 369.9827 | 0.0010234 | 292.5206 | 0 | 292.5206 | 0 | 286.43 | 0.0034176 | 292.5206 | 0 | 369.4415 | 0.00011792 | 292.5206 | 0 | 292.5206 | 0.0072536 | 292.051 | 0 | 568.2232 | 0.019366 | 292.051 | 0 | 567.1841 | 0 | 568.2232 | 0.014745 | 291.5104 | 0
|  | 292.7307 | 0.011359 | 292.2605 | -0.016302 | 370.0958 | 0.009282 | 292.7307 | -0.054725 | 292.2605 | 0 | 286.2679 | 0 | 292.2605 | 0 | 292.7307 | 0 | 292.7307 | 0 | 370.0958 | 0 | 292.7307 | 0 | 292.7307 | 6.5977e-05 | 286.64 | -0.0034686 | 292.7307 | 0 | 369.5529 | 0.0001309 | 292.7307 | 0 | 292.7307 | 0 | 292.2605 | 0 | 568.3806 | 0.016723 | 292.2605 | 0 | 567.3423 | 0.00011594 | 568.3806 | 0.015731 | 291.7183 | 0
|  | 292.9408 | 0.022741 | 292.47 | 0.057218 | 370.209 | 0.0035005 | 292.9408 | 0.017873 | 292.47 | 0 | 286.4789 | 0 | 292.47 | 0 | 292.9408 | 0 | 292.9408 | 0 | 370.209 | 0.0031591 | 292.9408 | 0 | 292.9408 | 0 | 286.85 | -0.0033155 | 292.9408 | 0 | 369.6642 | 0.00011881 | 292.9408 | 0 | 292.9408 | 0.0053171 | 292.47 | 0 | 568.538 | 0.014176 | 292.47 | 0 | 567.5004 | 0 | 568.538 | 0.014745 | 291.9262 | 0
|  | 293.1509 | 0.026743 | 292.6795 | -0.027758 | 370.3221 | 0.013835 | 293.1509 | -0.03539 | 292.6795 | 0 | 286.6898 | 0 | 292.6795 | 0 | 293.1509 | 0 | 293.1509 | 0 | 370.3221 | 0 | 293.1509 | 0 | 293.1509 | 3.4516e-05 | 287.06 | -0.0077534 | 293.1509 | 0 | 369.7755 | 0.00014157 | 293.1509 | 0 | 293.1509 | 0 | 292.6795 | 0 | 568.6955 | 0.01581 | 292.6795 | 0 | 567.6585 | 0.00034783 | 568.6955 | 0.015783 | 292.1341 | 0
|  | 293.361 | 0.028098 | 292.889 | 0.013802 | 370.4352 | 0.0097198 | 293.361 | -0.015712 | 292.889 | 0 | 286.9008 | 0 | 292.889 | 0 | 293.361 | 0 | 293.361 | 0 | 370.4352 | 0.0079459 | 293.361 | 0 | 293.361 | 0 | 287.27 | -0.0034686 | 293.361 | 0 | 369.8869 | 0.00014815 | 293.361 | 0 | 293.361 | 0.0011991 | 292.889 | 0 | 568.8529 | 0.023403 | 292.889 | 0 | 567.8167 | 0.00054107 | 568.8529 | 0.015004 | 292.3421 | 0
|  | 293.5711 | 0.025862 | 293.0986 | 0.040589 | 370.5483 | 0.016375 | 293.5711 | -0.021574 | 293.0986 | 0 | 287.1118 | 0 | 293.0986 | 0 | 293.5711 | 0 | 293.5711 | 0 | 370.5483 | 0.0025133 | 293.5711 | 0 | 293.5711 | 8.2849e-05 | 287.48 | -0.010049 | 293.5711 | 0 | 369.9982 | 0.00017963 | 293.5711 | 0 | 293.5711 | 0 | 293.0986 | 0 | 569.0103 | 0.0094668 | 293.0986 | 0 | 567.9748 | 0.00011594 | 569.0103 | 0.015419 | 292.55 | 0
|  | 293.7813 | 0.063622 | 293.3082 | 0.057918 | 370.6614 | 0.014011 | 293.7813 | 0.0033283 | 293.3082 | 0 | 287.3227 | 0 | 293.3082 | 0 | 293.7813 | 0 | 293.7813 | 0 | 370.6614 | 0.010485 | 293.7813 | 0 | 293.7813 | 6.9605e-07 | 287.69 | 0.0012752 | 293.7813 | 0 | 370.1096 | 0.00015366 | 293.7813 | 0 | 293.7813 | 0.0083985 | 293.3082 | 0 | 569.1677 | 0.020519 | 293.3082 | 0 | 568.133 | 7.7296e-05 | 569.1677 | 0.014796 | 292.7579 | 0
|  | 293.9915 | 0.012048 | 293.5177 | 0.016022 | 370.7745 | 0.016725 | 293.9915 | 0.0032795 | 293.5177 | 0 | 287.5337 | 0 | 293.5177 | 0 | 293.9915 | 0 | 293.9915 | 0 | 370.7745 | 0.0087922 | 293.9915 | 0 | 293.9915 | 5.2091e-05 | 287.9 | -0.0033155 | 293.9915 | 0 | 370.2209 | 0.00014068 | 293.9915 | 0 | 293.9915 | 0 | 293.5177 | 0 | 569.3252 | 0.017059 | 293.5177 | 0 | 568.2912 | 0.00011594 | 569.3252 | 0.015679 | 292.9659 | 0
|  | 294.2016 | 0.0056804 | 293.7273 | -0.01877 | 370.8876 | 0.016287 | 294.2016 | 0.037634 | 293.7273 | 0 | 287.7448 | 0 | 293.7273 | 0 | 294.2016 | 0 | 294.2016 | 0 | 370.8876 | 0.0087452 | 294.2016 | 0 | 294.2016 | 0 | 288.11 | 0.0012752 | 294.2016 | 0 | 370.3323 | 0.00012254 | 294.2016 | 0 | 294.2016 | 0.0061285 | 293.7273 | 0 | 569.4826 | 0.016242 | 293.7273 | 0 | 568.4494 | 0 | 569.4826 | 0.015108 | 293.1739 | 0
|  | 294.4118 | 0.017326 | 293.9369 | -0.0013376 | 371.0007 | 0.010946 | 294.4118 | -0.0022975 | 293.9369 | 0 | 287.9557 | 0 | 293.9369 | 0 | 294.4118 | 0 | 294.4118 | 0 | 371.0007 | 0.01025 | 294.4118 | 0 | 294.4118 | 5.3721e-05 | 288.32 | 0.006019 | 294.4118 | 0 | 370.4437 | 0.00013944 | 294.4118 | 0 | 294.4118 | 0 | 293.937 | 0 | 569.6401 | 0.013599 | 293.9369 | 0 | 568.6075 | 0.00034783 | 569.6401 | 0.016094 | 293.3819 | 0
|  | 294.622 | 0.035115 | 294.1466 | 0.026084 | 371.1138 | 0.016462 | 294.622 | 0.033282 | 294.1466 | 0 | 288.1668 | 0 | 294.1466 | 0 | 294.622 | 0 | 294.622 | 0 | 371.1138 | 0.0040935 | 294.622 | 0 | 294.622 | 0 | 288.53 | -0.0054579 | 294.622 | 0 | 370.5551 | 0.00015064 | 294.622 | 0 | 294.622 | 0.011123 | 294.1466 | 0 | 569.7975 | 0.023979 | 294.1466 | 0 | 568.7657 | 0 | 569.7975 | 0.015368 | 293.5899 | 0
|  | 294.8323 | -0.0053302 | 294.3562 | 0.009321 | 371.2269 | 0.021279 | 294.8323 | -0.037976 | 294.3562 | 0 | 288.3778 | 0 | 294.3562 | 0 | 294.8323 | 0 | 294.8323 | 0 | 371.2269 | 0.0021129 | 294.8323 | 0 | 294.8323 | 5.7647e-05 | 288.74 | -0.007141 | 294.8323 | 0 | 370.6664 | 0.00013001 | 294.8323 | 0 | 294.8323 | 0 | 294.3562 | 0 | 569.955 | 0.0082654 | 294.3562 | 0 | 568.9239 | 0.00011594 | 569.955 | 0.016354 | 293.7979 | 0
|  | 295.0425 | 0.037816 | 294.5659 | 0.033998 | 371.34 | 0.020228 | 295.0425 | 0.024249 | 294.5659 | 0 | 288.5889 | 0 | 294.5659 | 0 | 295.0425 | 0 | 295.0425 | 0 | 371.34 | 0.0012903 | 295.0425 | 0 | 295.0425 | 0 | 288.95 | 0.0043357 | 295.0425 | 0 | 370.7778 | 0.00013499 | 295.0425 | 0 | 295.0425 | 0.006323 | 294.5659 | 0 | 570.1125 | 0.018309 | 294.5659 | 0 | 569.0821 | 0 | 570.1125 | 0.015056 | 294.0059 | 0
|  | 295.2528 | 0.0054031 | 294.7756 | -0.023425 | 371.4531 | 0.029335 | 295.2528 | -0.024501 | 294.7756 | 0 | 288.8 | 0 | 294.7756 | 0 | 295.2528 | 0 | 295.2528 | 0 | 371.4531 | 0.0017126 | 295.2528 | 0 | 295.2528 | 7.0204e-05 | 289.16 | -0.0042337 | 295.2528 | 0 | 370.8892 | 0.00012094 | 295.2528 | 0 | 295.2528 | 0 | 294.7756 | 0 | 570.27 | 0.012783 | 294.7756 | 0 | 569.2404 | 0 | 570.27 | 0.015627 | 294.214 | 0
|  | 295.463 | 0.029883 | 294.9853 | 0.011947 | 371.5662 | 0.021804 | 295.463 | 0.035653 | 294.9853 | 0 | 289.0111 | 0 | 294.9853 | 0 | 295.4631 | 0 | 295.4631 | 0 | 371.5662 | 0.0048898 | 295.4631 | 0 | 295.463 | 0 | 289.37 | 0.0035706 | 295.4631 | 0 | 371.0006 | 0.00015064 | 295.4631 | 0 | 295.463 | 0.0093553 | 294.9853 | 0 | 570.4275 | 0.01903 | 294.9853 | 0 | 569.3986 | 7.7296e-05 | 570.4275 | 0.014329 | 294.422 | 0
|  | 295.6733 | 0.03332 | 295.195 | 0.016238 | 371.6793 | 0.028371 | 295.6733 | -0.029878 | 295.195 | 0 | 289.2222 | 0 | 295.195 | 0 | 295.6733 | 0 | 295.6733 | 0 | 371.6793 | 0.011049 | 295.6733 | 0 | 295.6733 | 3.4095e-05 | 289.58 | -0.0051518 | 295.6733 | 0 | 371.112 | 0.00017714 | 295.6733 | 0 | 295.6733 | 0 | 295.195 | 0 | 570.585 | 0.014368 | 295.195 | 0 | 569.5568 | 0.00011594 | 570.585 | 0.015575 | 294.6301 | 0
|  | 295.8836 | 0.068249 | 295.4047 | 0.016668 | 371.7924 | 0.023555 | 295.8836 | 0.032871 | 295.4047 | 0 | 289.4333 | 0 | 295.4047 | 0 | 295.8837 | 0 | 295.8837 | 0 | 371.7924 | 0 | 295.8837 | 0 | 295.8836 | 0 | 289.79 | -0.0048458 | 295.8837 | 0 | 371.2234 | 0.00017518 | 295.8837 | 0 | 295.8836 | 0.0072711 | 295.4047 | 0 | 570.7425 | 0.025853 | 295.4047 | 0 | 569.715 | 7.7296e-05 | 570.7425 | 0.014589 | 294.8382 | 0
|  | 296.094 | -0.0033323 | 295.6145 | -0.0023236 | 371.9055 | 0.038529 | 296.094 | -0.020291 | 295.6145 | 0 | 289.6444 | 0 | 295.6145 | 0 | 296.094 | 0 | 296.094 | 0 | 371.9055 | 0.0053129 | 296.094 | 0 | 296.094 | 6.8523e-05 | 290 | -0.0036216 | 296.094 | 0 | 371.3349 | 0.00015864 | 296.094 | 0 | 296.094 | 0 | 295.6145 | 0 | 570.9 | 0.007929 | 295.6145 | 0 | 569.8733 | 0.00011594 | 570.9 | 0.015419 | 295.0463 | 0
|  | 296.3043 | 0.041185 | 295.8242 | 0.030634 | 372.0186 | 0.034676 | 296.3043 | 0.039046 | 295.8242 | 0 | 289.8556 | 0 | 295.8242 | 0 | 296.3043 | 0 | 296.3043 | 0 | 372.0186 | 0.0019577 | 296.3043 | 0 | 296.3043 | 0 | 290.21 | -0.0043867 | 296.3043 | 0 | 371.4463 | 0.00011667 | 296.3043 | 0 | 296.3043 | 0.0079582 | 295.8243 | 0 | 571.0575 | 0.017828 | 295.8242 | 0 | 570.0315 | 0 | 571.0575 | 0.014641 | 295.2544 | 0
|  | 296.5146 | 0.0073497 | 296.034 | 0.0030698 | 372.1317 | 0.037653 | 296.5146 | -0.0027782 | 296.034 | 0 | 290.0667 | 0 | 296.034 | 0 | 296.5147 | 0 | 296.5147 | 0 | 372.1317 | 0.010767 | 296.5147 | 0 | 296.5146 | 2.6169e-05 | 290.43 | -0.0036216 | 296.5147 | 0 | 371.5577 | 0.00012628 | 296.5147 | 0 | 296.5147 | 0 | 296.034 | 0 | 571.2151 | 0.019366 | 296.034 | 0 | 570.1898 | 0 | 571.2151 | 0.015627 | 295.4625 | 0
|  | 296.725 | 0.05313 | 296.2438 | -0.002691 | 372.2448 | 0.046147 | 296.725 | 0.012729 | 296.2438 | 0 | 290.2779 | 0 | 296.2438 | 0 | 296.725 | 0 | 296.725 | 0 | 372.2448 | 0.0062063 | 296.725 | 0 | 296.725 | 0 | 290.64 | 0.0031115 | 296.725 | 0 | 371.6691 | 0.00013588 | 296.725 | 0 | 296.725 | 0.0084828 | 296.2438 | 0 | 571.3726 | 0.020183 | 296.2438 | 0 | 570.348 | 0.00030918 | 571.3726 | 0.014745 | 295.6706 | 0
|  | 296.9354 | 0.0048691 | 296.4537 | -0.033997 | 372.3579 | 0.051751 | 296.9354 | -0.012244 | 296.4537 | 0 | 290.4891 | 0 | 296.4537 | 0 | 296.9354 | 0 | 296.9354 | 0 | 372.3579 | 0.0013123 | 296.9354 | 0 | 296.9354 | 4.3209e-05 | 290.85 | -0.0046928 | 296.9354 | 0 | 371.7806 | 0.00015366 | 296.9354 | 0 | 296.9354 | 0 | 296.4537 | 0 | 571.5302 | 0.014272 | 296.4537 | 0 | 570.5063 | 0.00011594 | 571.5302 | 0.014952 | 295.8788 | 0
|  | 297.1458 | 0.030733 | 296.6635 | 0.00041424 | 372.471 | 0.057356 | 297.1458 | 0.020033 | 296.6635 | 0 | 290.7003 | 0 | 296.6635 | 0 | 297.1458 | 0 | 297.1458 | 0 | 372.471 | 0.00396 | 297.1458 | 0 | 297.1458 | 0 | 291.06 | -0.0065293 | 297.1458 | 0 | 371.892 | 0.00017145 | 297.1458 | 0 | 297.1458 | 0.007613 | 296.6635 | 0 | 571.6877 | 0.018741 | 296.6635 | 0 | 570.6646 | 7.7296e-05 | 571.6877 | 0.014173 | 296.0869 | 0
|  | 297.3562 | 0.013757 | 296.8733 | -0.01345 | 372.584 | 0.062259 | 297.3562 | -0.0043704 | 296.8733 | 0 | 290.9115 | 0 | 296.8733 | 0 | 297.3562 | 0 | 297.3562 | 0 | 372.584 | 0.0053129 | 297.3562 | 0 | 297.3562 | 3.0067e-05 | 291.27 | -0.0020913 | 297.3562 | 0 | 372.0035 | 0.00017483 | 297.3562 | 0 | 297.3562 | 0 | 296.8733 | 0 | 571.8453 | 0.010332 | 296.8733 | 0 | 570.8229 | 0.00011594 | 571.8453 | 0.015419 | 296.2951 | 0
|  | 297.5667 | 0.034998 | 297.0832 | -0.00031999 | 372.6971 | 0.068914 | 297.5667 | 0.019268 | 297.0832 | 0 | 291.1227 | 0 | 297.0832 | 0 | 297.5667 | 0 | 297.5667 | 0 | 372.6971 | 0.0098266 | 297.5667 | 0 | 297.5667 | 0 | 291.48 | -0.00025504 | 297.5667 | 0 | 372.1149 | 0.00018266 | 297.5667 | 0 | 297.5666 | 0.0063834 | 297.0832 | 0 | 572.0029 | 0.019414 | 297.0832 | 0 | 570.9811 | 0 | 572.0029 | 0.014745 | 296.5033 | 0
|  | 297.7771 | -0.0096193 | 297.2931 | -0.0065579 | 372.8102 | 0.081524 | 297.7771 | 0.005691 | 297.2931 | 0 | 291.3339 | 0 | 297.2931 | 0 | 297.7771 | 0 | 297.7771 | 0 | 372.8102 | 0.0029137 | 297.7771 | 0 | 297.7771 | 7.6676e-05 | 291.69 | -0.007141 | 297.7771 | 0 | 372.2264 | 0.00016683 | 297.7771 | 0 | 297.7771 | 0 | 297.2931 | 0 | 572.1604 | 0.014609 | 297.2931 | 0 | 571.1394 | 0.00011594 | 572.1604 | 0.015316 | 296.7115 | 0
|  | 297.9876 | 0.02526 | 297.503 | 0.047471 | 372.9233 | 0.074431 | 297.9876 | 0.024833 | 297.503 | 0 | 291.5452 | 0 | 297.503 | 0 | 297.9876 | 0 | 297.9876 | 0 | 372.9233 | 0.0016908 | 297.9876 | 0 | 297.9876 | 0 | 291.9 | 0.00096913 | 297.9876 | 0 | 372.3378 | 0.00016718 | 297.9876 | 0 | 297.9876 | 0.0078585 | 297.503 | 0 | 572.318 | 0.021721 | 297.503 | 0 | 571.2977 | 0 | 572.318 | 0.014122 | 296.9197 | 0
|  | 298.1981 | 0.026459 | 297.7129 | -0.013588 | 373.0364 | 0.10201 | 298.1981 | -0.02137 | 297.7129 | 0 | 291.7564 | 0 | 297.7129 | 0 | 298.1981 | 0 | 298.1981 | 0 | 373.0364 | 0.0078519 | 298.1981 | 0 | 298.1981 | 7.7547e-05 | 292.11 | -0.0068351 | 298.1981 | 0 | 372.4493 | 0.0001437 | 298.1981 | 0 | 298.1981 | 0 | 297.7129 | 0 | 572.4756 | 0.0083615 | 297.7129 | 0 | 571.4561 | 0.00011594 | 572.4756 | 0.015368 | 297.1279 | 0
|  | 298.4085 | 0.032474 | 297.9229 | 0.0083192 | 373.1494 | 0.097373 | 298.4085 | 0.02092 | 297.9229 | 0 | 291.9677 | 0 | 297.9229 | 0 | 298.4085 | 0 | 298.4085 | 0 | 373.1494 | 0.0083691 | 298.4085 | 0 | 298.4085 | 0 | 292.32 | -0.0007141 | 298.4085 | 0 | 372.5608 | 0.00013944 | 298.4085 | 0 | 298.4085 | 0.0094321 | 297.9229 | 0 | 572.6332 | 0.021192 | 297.9229 | 0 | 571.6144 | 0 | 572.6332 | 0.014796 | 297.3362 | 0
|  | 298.619 | -0.0092368 | 298.1328 | -0.0096298 | 373.2625 | 0.11997 | 298.619 | -0.023143 | 298.1328 | 0 | 292.179 | 0 | 298.1328 | 0 | 298.6191 | 0 | 298.6191 | 0 | 373.2625 | 0 | 298.6191 | 0 | 298.619 | 4.781e-05 | 292.53 | -0.0010202 | 298.6191 | 0 | 372.6723 | 0.00012183 | 298.6191 | 0 | 298.6191 | 0 | 298.1328 | 0 | 572.7909 | 0.014464 | 298.1328 | 0 | 571.7727 | 0 | 572.7909 | 0.015835 | 297.5444 | 0
|  | 298.8296 | 0.038192 | 298.3428 | 0.012919 | 373.3756 | 0.12452 | 298.8296 | -0.00083376 | 298.3428 | 0 | 292.3903 | 0 | 298.3428 | 0 | 298.8296 | 0 | 298.8296 | 0 | 373.3756 | 0.0090273 | 298.8296 | 0 | 298.8296 | 0 | 292.74 | 0.0084671 | 298.8296 | 0 | 372.7838 | 0.0001325 | 298.8296 | 0 | 298.8296 | 0.0055296 | 298.3428 | 0 | 572.9485 | 0.017252 | 298.3428 | 0 | 571.931 | 0.00030918 | 572.9485 | 0.014485 | 297.7527 | 0
|  | 299.0401 | 0.0015188 | 298.5528 | -0.018908 | 373.4886 | 0.15552 | 299.0401 | -0.01169 | 298.5528 | 0 | 292.6016 | 0 | 298.5528 | 0 | 299.0401 | 0 | 299.0401 | 0 | 373.4886 | 0.01119 | 299.0401 | 0 | 299.0401 | 5.0934e-05 | 292.95 | -0.0007141 | 299.0401 | 0 | 372.8952 | 0.00014655 | 299.0401 | 0 | 299.0401 | 0 | 298.5528 | 0 | 573.1061 | 0.011725 | 298.5528 | 0 | 572.0893 | 0.00011594 | 573.1061 | 0.015471 | 297.961 | 0
|  | 299.2507 | 0.037206 | 298.7628 | 0.019361 | 373.6017 | 0.17461 | 299.2507 | 0.018335 | 298.7628 | 0 | 292.8129 | 0 | 298.7628 | 0 | 299.2507 | 0 | 299.2507 | 0 | 373.6017 | 0.0031591 | 299.2507 | 0 | 299.2507 | 0 | 293.16 | -0.014027 | 299.2507 | 0 | 373.0068 | 0.00013375 | 299.2507 | 0 | 299.2507 | 0.0073776 | 298.7628 | 0 | 573.2638 | 0.016291 | 298.7628 | 0 | 572.2477 | 7.7296e-05 | 573.2638 | 0.014537 | 298.1693 | 0
|  | 299.4612 | 0.012229 | 298.9728 | 0.033699 | 373.7148 | 0.18783 | 299.4612 | 0.0068319 | 298.9728 | 0 | 293.0243 | 0 | 298.9728 | 0 | 299.4613 | 0 | 299.4613 | 0 | 373.7148 | 0.0069115 | 299.4613 | 0 | 299.4612 | 4.3655e-05 | 293.37 | -0.005917 | 299.4613 | 0 | 373.1182 | 0.00015082 | 299.4613 | 0 | 299.4612 | 0 | 298.9728 | 0 | 573.4214 | 0.0095629 | 298.9728 | 0 | 572.406 | 0.00011594 | 573.4214 | 0.015368 | 298.3776 | 0
|  | 299.6718 | 0.041225 | 299.1828 | 0.0029806 | 373.8278 | 0.21322 | 299.6718 | 0.014637 | 299.1828 | 0 | 293.2356 | 0 | 299.1828 | 0 | 299.6718 | 0 | 299.6718 | 0 | 373.8278 | 0.011989 | 299.6718 | 0 | 299.6718 | 0 | 293.58 | -0.011426 | 299.6718 | 0 | 373.2298 | 0.00013321 | 299.6718 | 0 | 299.6718 | 0.0060789 | 299.1828 | 0 | 573.5791 | 0.015041 | 299.1828 | 0 | 572.5644 | 0 | 573.5791 | 0.014277 | 298.5859 | 0
|  | 299.8824 | 0.0076168 | 299.3929 | -0.033374 | 373.9409 | 0.25219 | 299.8824 | 0.0033025 | 299.3929 | 0 | 293.447 | 0 | 299.3929 | 0 | 299.8824 | 0 | 299.8824 | 0 | 373.9409 | 0.0078519 | 299.8824 | 0 | 299.8824 | 7.705e-05 | 293.79 | 0.00081613 | 299.8824 | 0 | 373.3413 | 0.000159 | 299.8824 | 0 | 299.8825 | 0 | 299.3929 | 0 | 573.7367 | 0.019078 | 299.3929 | 0 | 572.7228 | 0.00034783 | 573.7367 | 0.014796 | 298.7942 | 0
|  | 300.0931 | 0.0018619 | 299.603 | 0.019578 | 374.0539 | 0.25035 | 300.0931 | -0.00947 | 299.603 | 0 | 293.6584 | 0.00017049 | 299.603 | 0 | 300.0931 | 0 | 300.0931 | 0 | 374.0539 | 0.0047487 | 300.0931 | 0 | 300.0931 | 0 | 294 | 0.006172 | 300.0931 | 0 | 373.4528 | 0.00013446 | 300.0931 | 0 | 300.0931 | 0.007185 | 299.603 | 0 | 573.8944 | 0.016291 | 299.603 | 0 | 572.8811 | 7.7296e-05 | 573.8944 | 0.013966 | 299.0026 | 0
|  | 300.3037 | -0.0018812 | 299.8131 | -0.063757 | 374.167 | 0.31944 | 300.3037 | -0.021559 | 299.8131 | 0 | 293.8698 | -0.00013727 | 299.8131 | 0 | 300.3037 | 0 | 300.3037 | 0 | 374.167 | 0.0086512 | 300.3037 | 0 | 300.3037 | 8.5188e-05 | 294.21 | -0.014792 | 300.3037 | 0 | 373.5643 | 0.0001478 | 300.3037 | 0 | 300.3037 | 0 | 299.8131 | 0 | 574.0521 | 0.013263 | 299.8131 | 0 | 573.0395 | 0 | 574.0521 | 0.015212 | 299.2109 | 0
|  | 300.5143 | 0.048792 | 300.0232 | 0.063986 | 374.2801 | 0.331 | 300.5143 | 0.025169 | 300.0232 | 0 | 294.0812 | 0.00012853 | 300.0232 | 0 | 300.5144 | 0 | 300.5144 | 0 | 374.2801 | 0.005407 | 300.5144 | 0 | 300.5143 | 0 | 294.42 | -0.0007141 | 300.5144 | 0 | 373.6759 | 0.00013499 | 300.5144 | 0 | 300.5143 | 0.0083026 | 300.0232 | 0 | 574.2098 | 0.016723 | 300.0232 | 0 | 573.1979 | 0.00030918 | 574.2098 | 0.014641 | 299.4193 | 0
|  | 300.725 | 0.028738 | 300.2333 | 0.0099405 | 374.3931 | 0.35473 | 300.725 | 0.0018511 | 300.2333 | 0 | 294.2926 | -9.4789e-05 | 300.2333 | 0 | 300.725 | 0 | 300.725 | 0 | 374.3931 | 0.012789 | 300.725 | 0 | 300.725 | 5.0373e-05 | 294.63 | 0.0028055 | 300.725 | 0 | 373.7874 | 0.00014584 | 300.725 | 0 | 300.725 | 0 | 300.2333 | 0 | 574.3675 | 0.011053 | 300.2333 | 0 | 573.3563 | 0.00011594 | 574.3675 | 0.015523 | 299.6277 | 0
|  | 300.9357 | 0.040019 | 300.4434 | 0.051024 | 374.5062 | 0.37443 | 300.9357 | -0.0048204 | 300.4434 | 0 | 294.504 | 0.00024622 | 300.4434 | 0 | 300.9357 | 0 | 300.9357 | 0 | 374.5062 | 0.012507 | 300.9357 | 0 | 300.9357 | 0 | 294.84 | 0.0077024 | 300.9357 | 0 | 373.8989 | 0.00013286 | 300.9357 | 0 | 300.9357 | 0.0090336 | 300.4434 | 0 | 574.5252 | 0.019943 | 300.4434 | 0 | 573.5147 | 7.7296e-05 | 574.5252 | 0.01407 | 299.8361 | 0
|  | 301.1464 | 0.035387 | 300.6536 | 0.0011477 | 374.6192 | 0.43792 | 301.1464 | -0.012287 | 300.6536 | 0 | 294.7155 | -0.00015647 | 300.6536 | 0 | 301.1464 | 0 | 301.1464 | 0 | 374.6192 | 0 | 301.1464 | 0 | 301.1464 | 4.3462e-05 | 295.06 | -0.010355 | 301.1464 | 0 | 374.0105 | 0.00013624 | 301.1464 | 0 | 301.1464 | 0 | 300.6536 | 0 | 574.6829 | 0.021048 | 300.6536 | 0 | 573.6731 | 0 | 574.6829 | 0.014537 | 300.0445 | 0
|  | 301.3571 | 0.050221 | 300.8638 | 0.026371 | 374.7323 | 0.46331 | 301.3571 | 0.02283 | 300.8638 | 0 | 294.9269 | 0.00018311 | 300.8638 | 0 | 301.3571 | 0 | 301.3571 | 0 | 374.7323 | 0.0030256 | 301.3571 | 0 | 301.3571 | 1.2589e-05 | 295.27 | -0.0017853 | 301.3571 | 0 | 374.122 | 0.00012058 | 301.3571 | 0 | 301.3571 | 0.003995 | 300.8638 | 0 | 574.8406 | 0.020712 | 300.8638 | 0 | 573.8315 | 0 | 574.8406 | 0.013395 | 300.253 | 0
|  | 301.5678 | 0.006954 | 301.0739 | 0.036228 | 374.8453 | 0.49072 | 301.5678 | -0.015883 | 301.0739 | 0 | 295.1384 | -0.00010951 | 301.0739 | 0 | 301.5678 | 0 | 301.5678 | 0 | 374.8453 | 0.0021129 | 301.5678 | 0 | 301.5678 | 5.1321e-05 | 295.48 | -0.0025504 | 301.5678 | 0 | 374.2336 | 0.00012041 | 301.5678 | 0 | 301.5678 | 0 | 301.074 | 0 | 574.9983 | 0.012831 | 301.0739 | 0 | 573.9899 | 0.00034783 | 574.9983 | 0.014485 | 300.4614 | 0
|  | 301.7786 | 0.056309 | 301.2842 | 0.021157 | 374.9584 | 0.54195 | 301.7786 | 0.0046111 | 301.2842 | 0 | 295.3499 | 0.00014544 | 301.2842 | 0 | 301.7786 | 0 | 301.7786 | 0 | 374.9584 | 0.01025 | 301.7786 | 0 | 301.7786 | 0 | 295.69 | 0.0047948 | 301.7786 | 0 | 374.3452 | 0.00012432 | 301.7786 | 0 | 301.7786 | 0.003967 | 301.2842 | 0 | 575.1561 | 0.016387 | 301.2842 | 0 | 574.1483 | 7.7296e-05 | 575.1561 | 0.013966 | 300.6698 | 0
|  | 301.9893 | 0.00097007 | 301.4944 | -0.0097643 | 375.0714 | 0.5697 | 301.9893 | -0.024777 | 301.4944 | 0 | 295.5614 | -5.4286e-05 | 301.4944 | 0 | 301.9893 | 0 | 301.9893 | 0 | 375.0714 | 0.0059712 | 301.9893 | 0 | 301.9893 | 2.7989e-05 | 295.9 | 0.0095384 | 301.9893 | 0 | 374.4567 | 0.00013997 | 301.9893 | 0 | 301.9894 | 0 | 301.4944 | 0 | 575.3138 | 0.011245 | 301.4944 | 0 | 574.3067 | 0.00011594 | 575.3138 | 0.015004 | 300.8783 | 0
|  | 302.2001 | 0.020117 | 301.7046 | 0.023399 | 375.1845 | 0.64606 | 302.2001 | -0.012392 | 301.7046 | 0 | 295.7729 | 0.00026152 | 301.7046 | 0 | 302.2001 | 0 | 302.2001 | 0 | 375.1845 | 0.0071466 | 302.2001 | 0 | 302.2001 | 0 | 296.11 | -0.0076005 | 302.2001 | 0 | 374.5683 | 0.0001437 | 302.2001 | 0 | 302.2001 | 0.003405 | 301.7046 | 0 | 575.4715 | 0.012014 | 301.7046 | 0 | 574.4652 | 0 | 575.4715 | 0.01407 | 301.0868 | 0
|  | 302.4109 | 0.016127 | 301.9149 | 0.010666 | 375.2975 | 0.68555 | 302.4109 | -0.0045462 | 301.9149 | 0 | 295.9844 | -5.8698e-05 | 301.9149 | 0 | 302.4109 | 0 | 302.4109 | 0 | 375.2975 | 0.0019795 | 302.4109 | 0 | 302.4109 | 4.0737e-05 | 296.32 | 0.0093854 | 302.4109 | 0 | 374.6799 | 0.00014619 | 302.4109 | 0 | 302.4109 | 0 | 301.9149 | 0 | 575.6293 | 0.019606 | 301.9149 | 0 | 574.6236 | 0.00034783 | 575.6293 | 0.015316 | 301.2953 | 0
|  | 302.6217 | 0.03535 | 302.1252 | 0.022358 | 375.4106 | 0.73538 | 302.6217 | 0.05409 | 302.1252 | 0 | 296.1959 | 0.0002315 | 302.1252 | 0 | 302.6217 | 0 | 302.6217 | 0 | 375.4106 | 0.010626 | 302.6217 | 0 | 302.6217 | 0 | 296.53 | 0.0089266 | 302.6217 | 0 | 374.7915 | 0.00014531 | 302.6217 | 0 | 302.6217 | 0.0073318 | 302.1252 | 0 | 575.7871 | 0.017252 | 302.1252 | 0 | 574.7821 | 7.7296e-05 | 575.7871 | 0.014381 | 301.5038 | 0
|  | 302.8326 | 0.010351 | 302.3354 | -0.0065937 | 375.5236 | 0.81401 | 302.8326 | 0.0024059 | 302.3354 | 0 | 296.4075 | -0.00023511 | 302.3354 | 0 | 302.8325 | 0 | 302.8325 | 0 | 375.5236 | 0.0067705 | 302.8325 | 0 | 302.8326 | 5.8074e-05 | 296.74 | -0.0027035 | 302.8325 | 0 | 374.9031 | 0.00015562 | 302.8325 | 0 | 302.8326 | 0 | 302.3354 | 0 | 575.9448 | 0.014705 | 302.3354 | 0 | 574.9405 | 0.00034783 | 575.9448 | 0.015056 | 301.7123 | 0
|  | 303.0434 | 0.055062 | 302.5458 | 0.057208 | 375.6366 | 0.81988 | 303.0434 | 0.016227 | 302.5458 | 0 | 296.619 | 0.00012606 | 302.5458 | 0 | 303.0434 | 0 | 303.0434 | 0 | 375.6366 | 0.0083691 | 303.0434 | 0 | 303.0434 | 0 | 296.95 | 0.006172 | 303.0434 | 0 | 375.0147 | 0.00013624 | 303.0434 | 0 | 303.0434 | 0.0077659 | 302.5457 | 0 | 576.1026 | 0.009707 | 302.5458 | 0 | 575.099 | 7.7296e-05 | 576.1026 | 0.014018 | 301.9208 | 0
|  | 303.2542 | 0.023436 | 302.7561 | -0.013846 | 375.7497 | 0.86454 | 303.2542 | -0.046951 | 302.7561 | 0 | 296.8306 | -0.00010465 | 302.7561 | 0 | 303.2542 | 0 | 303.2542 | 0 | 375.7497 | 0.011472 | 303.2542 | 0 | 303.2542 | 1.0285e-05 | 297.16 | -0.0086717 | 303.2542 | 0 | 375.1263 | 0.00014708 | 303.2542 | 0 | 303.2542 | 0 | 302.7561 | 0 | 576.2604 | 0.013936 | 302.7561 | 0 | 575.2574 | 0.00034783 | 576.2604 | 0.01516 | 302.1294 | 0
|  | 303.4651 | 0.02897 | 302.9664 | -0.0088934 | 375.8627 | 0.88687 | 303.4651 | 0.023121 | 302.9664 | 0 | 297.0422 | 0.00013353 | 302.9664 | 0 | 303.4651 | 0 | 303.4651 | 0 | 375.8627 | 0.0079459 | 303.4651 | 0 | 303.4651 | 0 | 297.37 | 0.0023464 | 303.4651 | 0 | 375.2379 | 0.00013339 | 303.4651 | 0 | 303.4651 | 0.0071445 | 302.9664 | 0 | 576.4182 | 0.0173 | 302.9664 | 0 | 575.4159 | 0 | 576.4182 | 0.014485 | 302.3379 | 0
|  | 303.676 | -0.01033 | 303.1768 | -0.026104 | 375.9757 | 0.98048 | 303.676 | -0.025202 | 303.1768 | 0 | 297.2538 | -0.00014583 | 303.1768 | 0 | 303.676 | 0 | 303.676 | 0 | 375.9757 | 0.0017126 | 303.676 | 0 | 303.676 | 4.8774e-05 | 297.58 | 0.0029585 | 303.676 | 0 | 375.3495 | 0.00016469 | 303.676 | 0 | 303.676 | 0 | 303.1768 | 0 | 576.576 | 0.011389 | 303.1768 | 0 | 575.5744 | 0.00034783 | 576.576 | 0.014693 | 302.5465 | 0
|  | 303.8869 | 0.013767 | 303.3872 | 0.039756 | 376.0888 | 1.0257 | 303.8869 | 0.02108 | 303.3872 | 0 | 297.4654 | 5.5498e-05 | 303.3872 | 0 | 303.8869 | 0 | 303.8869 | 0 | 376.0888 | 0 | 303.8869 | 0 | 303.8869 | 0 | 297.79 | -0.0043867 | 303.8869 | 0 | 375.4611 | 0.000159 | 303.8869 | 0 | 303.8869 | 0.010525 | 303.3872 | 0 | 576.7338 | 0.0084576 | 303.3872 | 0 | 575.7329 | 0 | 576.7338 | 0.013239 | 302.7551 | 0
|  | 304.0978 | 0.028196 | 303.5975 | -0.031513 | 376.2018 | 1.0769 | 304.0978 | -0.019339 | 303.5975 | 0 | 297.6771 | 5.8817e-06 | 303.5975 | 0 | 304.0978 | 0 | 304.0978 | 0 | 376.2018 | 0.011707 | 304.0978 | 0 | 304.0978 | 6.0689e-05 | 298.01 | -0.007294 | 304.0978 | 0 | 375.5727 | 0.00018497 | 304.0978 | 0 | 304.0978 | 0 | 303.5976 | 0 | 576.8916 | 0.015137 | 303.5975 | 0 | 575.8914 | 0.00034783 | 576.8916 | 0.014018 | 302.9637 | 0
|  | 304.3087 | 0.058939 | 303.808 | -0.024791 | 376.3148 | 1.1094 | 304.3087 | 0.015622 | 303.808 | 0 | 297.8887 | 0.000139 | 303.808 | 0 | 304.3087 | 0 | 304.3087 | 0 | 376.3148 | 0.01119 | 304.3087 | 0 | 304.3087 | 0 | 298.22 | -0.013262 | 304.3087 | 0 | 375.6844 | 0.00017732 | 304.3087 | 0 | 304.3087 | 0.0063144 | 303.808 | 0 | 577.0495 | 0.017828 | 303.808 | 0 | 576.0499 | 0 | 577.0495 | 0.01355 | 303.1723 | 0
|  | 304.5197 | 0.0015964 | 304.0184 | 0.0067797 | 376.4279 | 1.1774 | 304.5197 | -0.011208 | 304.0184 | 0 | 298.1003 | -7.386e-05 | 304.0184 | 0 | 304.5197 | 0 | 304.5197 | 0 | 376.4279 | 0.0017126 | 304.5197 | 0 | 304.5197 | 0.00013056 | 298.43 | 0.0051009 | 304.5197 | 0 | 375.796 | 0.00017145 | 304.5197 | 0 | 304.5197 | 0 | 304.0184 | 0 | 577.2073 | 0.018261 | 304.0184 | 0 | 576.2084 | 0 | 577.2073 | 0.014537 | 303.3809 | 0
|  | 304.7307 | 0.053892 | 304.2288 | 0.10234 | 376.5409 | 1.2241 | 304.7307 | 0.014109 | 304.2288 | 0 | 298.312 | 0.00011715 | 304.2288 | 0 | 304.7306 | 0 | 304.7306 | 0 | 376.5409 | 0.0034261 | 304.7306 | 0 | 304.7307 | 0 | 298.64 | 0.0044887 | 304.7306 | 0 | 375.9076 | 0.0001606 | 304.7306 | 0 | 304.7307 | 0.010444 | 304.2288 | 0 | 577.3651 | 0.0173 | 304.2288 | 0 | 576.3669 | 0 | 577.3651 | 0.013499 | 303.5896 | 0
|  | 304.9416 | 0.011577 | 304.4393 | -0.036103 | 376.6539 | 1.2567 | 304.9416 | 0.0048811 | 304.4393 | 0 | 298.5237 | -0.00010531 | 304.4393 | 0 | 304.9416 | 0 | 304.9416 | 0 | 376.6539 | 0.0070526 | 304.9416 | 0 | 304.9416 | 4.7562e-05 | 298.85 | 0.0063253 | 304.9416 | 0 | 376.0193 | 0.00016558 | 304.9416 | 0 | 304.9416 | 0 | 304.4393 | 0 | 577.523 | 0.015233 | 304.4393 | 0 | 576.5254 | 0.00034783 | 577.523 | 0.014173 | 303.7982 | 0
|  | 305.1526 | 0.052013 | 304.6498 | 0.0078346 | 376.7669 | 1.3095 | 305.1526 | 0.011378 | 304.6498 | 0 | 298.7354 | 6.5726e-05 | 304.6498 | 0 | 305.1526 | 0 | 305.1526 | 0 | 376.7669 | 0.011425 | 305.1526 | 0 | 305.1526 | 0 | 299.06 | -0.0027035 | 305.1526 | 0 | 376.1309 | 0.00014744 | 305.1526 | 0 | 305.1526 | 0.012137 | 304.6498 | 0 | 577.6809 | 0.021817 | 304.6498 | 0 | 576.684 | 7.7296e-05 | 577.6809 | 0.013499 | 304.0069 | 0
|  | 305.3636 | 0.02494 | 304.8603 | -0.018756 | 376.88 | 1.3767 | 305.3636 | -0.018148 | 304.8603 | 0 | 298.9471 | -9.1543e-05 | 304.8603 | 0 | 305.3636 | 0 | 305.3636 | 0 | 376.88 | 0.012271 | 305.3636 | 0 | 305.3636 | 6.8936e-05 | 299.27 | 0.0034176 | 305.3636 | 0 | 376.2426 | 0.00013321 | 305.3636 | 0 | 305.3636 | 0 | 304.8603 | 0 | 577.8387 | 0.014176 | 304.8603 | 0 | 576.8425 | 0.00011594 | 577.8387 | 0.014329 | 304.2156 | 0
|  | 305.5746 | 0.047526 | 305.0708 | 0.039499 | 376.993 | 1.4464 | 305.5746 | 0.048153 | 305.0708 | 0 | 299.1588 | 0.00021823 | 305.0708 | 0 | 305.5746 | 0 | 305.5746 | 0 | 376.993 | 0.00075644 | 305.5746 | 0 | 305.5746 | 0 | 299.48 | 0.015047 | 305.5746 | 0 | 376.3543 | 0.00011471 | 305.5746 | 0 | 305.5747 | 0.0063276 | 305.0708 | 0 | 577.9966 | 0.017828 | 305.0708 | 0 | 577.001 | 0 | 577.9966 | 0.013654 | 304.4243 | 0
|  | 305.7857 | 0.014435 | 305.2813 | -0.042825 | 377.106 | 1.4811 | 305.7857 | 0.011192 | 305.2813 | 0 | 299.3705 | -8.7753e-05 | 305.2813 | 0 | 305.7857 | 0 | 305.7857 | 0 | 377.106 | 0.0015792 | 305.7857 | 0 | 305.7857 | 5.1709e-05 | 299.69 | -0.0034686 | 305.7857 | 0 | 376.4659 | 0.00012788 | 305.7857 | 0 | 305.7857 | 0 | 305.2813 | 0 | 578.1545 | 0.015281 | 305.2813 | 0 | 577.1596 | 0.00034783 | 578.1545 | 0.014225 | 304.633 | 0
|  | 305.9967 | 0.033382 | 305.4918 | 0.02528 | 377.219 | 1.5548 | 305.9967 | -0.0045869 | 305.4918 | 0 | 299.5823 | 0.00018317 | 305.4918 | 0 | 305.9967 | 0 | 305.9967 | 0 | 377.219 | 0.0075698 | 305.9967 | 0 | 305.9967 | 0 | 299.9 | -0.0022444 | 305.9967 | 0 | 376.5776 | 0.00015082 | 305.9967 | 0 | 305.9967 | 0.0075111 | 305.4918 | 0 | 578.3124 | 0.015281 | 305.4918 | 0 | 577.3182 | 0 | 578.3124 | 0.013654 | 304.8417 | 0
|  | 306.2078 | -0.0040494 | 305.7024 | -0.0067182 | 377.332 | 1.6011 | 306.2078 | 0.0026784 | 305.7024 | 0 | 299.794 | -0.00010068 | 305.7024 | 0 | 306.2078 | 0 | 306.2078 | 0 | 377.332 | 0.01119 | 306.2078 | 0 | 306.2078 | 4.316e-05 | 300.12 | -0.010967 | 306.2078 | 0 | 376.6893 | 0.00016932 | 306.2078 | 0 | 306.2078 | 0 | 305.7024 | 0 | 578.4703 | 0.011725 | 305.7024 | 0 | 577.4767 | 0 | 578.4703 | 0.014693 | 305.0504 | 0
|  | 306.4189 | 0.02635 | 305.913 | -0.013323 | 377.445 | 1.6728 | 306.4189 | 0.020464 | 305.913 | 0 | 300.0058 | 0.00012409 | 305.913 | 0 | 306.4189 | 0 | 306.4189 | 0 | 377.445 | 0.0022247 | 306.4189 | 0 | 306.4189 | 0 | 300.33 | 0.0031115 | 306.4189 | 0 | 376.801 | 0.0001622 | 306.4189 | 0 | 306.4189 | 0.006838 | 305.913 | 0 | 578.6282 | 0.018405 | 305.913 | 0 | 577.6353 | 0 | 578.6282 | 0.014122 | 305.2592 | 0
|  | 306.63 | 0.016785 | 306.1236 | -0.0036931 | 377.5581 | 1.7339 | 306.63 | -0.025886 | 306.1236 | 0 | 300.2176 | -0.00013475 | 306.1236 | 0 | 306.63 | 0 | 306.63 | 0 | 377.5581 | 0.0049368 | 306.63 | 0 | 306.63 | 4.5958e-05 | 300.54 | -0.0095893 | 306.63 | 0 | 376.9126 | 0.00014708 | 306.63 | 0 | 306.63 | 0 | 306.1236 | 0 | 578.7861 | 0.016242 | 306.1236 | 0 | 577.7939 | 0.00011594 | 578.7861 | 0.015212 | 305.4679 | 0
|  | 306.8411 | 0.038436 | 306.3342 | 0.030412 | 377.6711 | 1.8432 | 306.8411 | 0.018258 | 306.3342 | 0 | 300.4294 | 0.00026317 | 306.3342 | 0 | 306.8411 | 0 | 306.8411 | 0 | 377.6711 | 0.0074287 | 306.8411 | 0 | 306.8411 | 0 | 300.75 | 0.0034176 | 306.8411 | 0 | 377.0244 | 0.0001213 | 306.8411 | 0 | 306.8411 | 0.012332 | 306.3342 | 0 | 578.944 | 0.020087 | 306.3342 | 0 | 577.9524 | 0 | 578.944 | 0.014122 | 305.6767 | 0
|  | 307.0522 | 0.0035058 | 306.5448 | -0.010393 | 377.7841 | 1.8632 | 307.0522 | 0.00058214 | 306.5448 | 0 | 300.6412 | -0.00010732 | 306.5448 | 0 | 307.0522 | 0 | 307.0522 | 0 | 377.7841 | 0.0061122 | 307.0522 | 0 | 307.0522 | 5.8072e-05 | 300.96 | 0.0023464 | 307.0522 | 0 | 377.1361 | 0.00014122 | 307.0522 | 0 | 307.0523 | 0 | 306.5448 | 0 | 579.1019 | 0.016242 | 306.5448 | 0 | 578.111 | 0.00034783 | 579.1019 | 0.014693 | 305.8855 | 0
|  | 307.2634 | 0.0061325 | 306.7554 | 0.046297 | 377.8971 | 1.9553 | 307.2634 | -0.015419 | 306.7554 | 0 | 300.853 | 0.00015809 | 306.7554 | 0 | 307.2634 | 0 | 307.2634 | 0 | 377.8971 | 0.0012903 | 307.2634 | 0 | 307.2634 | 0 | 301.17 | 0.0054069 | 307.2634 | 0 | 377.2478 | 0.00014904 | 307.2634 | 0 | 307.2634 | 0.011844 | 306.7554 | 0 | 579.2599 | 0.017828 | 306.7554 | 0 | 578.2696 | 0 | 579.2599 | 0.013602 | 306.0943 | 0
|  | 307.4745 | 0.0053655 | 306.9661 | 0.0088957 | 378.0101 | 2.0103 | 307.4745 | 0.0045694 | 306.9661 | 0 | 301.0649 | 2.2339e-05 | 306.9661 | 0 | 307.4746 | 0 | 307.4746 | 0 | 378.0101 | 0.008134 | 307.4746 | 0 | 307.4745 | 2.7554e-05 | 301.38 | -0.0013262 | 307.4746 | 0 | 377.3595 | 0.00015527 | 307.4746 | 0 | 307.4746 | 0 | 306.9661 | 0 | 579.4178 | 0.013792 | 306.9661 | 0 | 578.4282 | 0.00011594 | 579.4178 | 0.014018 | 306.3031 | 0
|  | 307.6857 | -0.0033078 | 307.1768 | 0.0083514 | 378.1231 | 2.1265 | 307.6857 | 0.014973 | 307.1768 | 0 | 301.2767 | 0.00014604 | 307.1768 | 0 | 307.6857 | 0 | 307.6857 | 0 | 378.1231 | 0.013588 | 307.6857 | 0 | 307.6857 | 0 | 301.59 | 0.00020403 | 307.6857 | 0 | 377.4712 | 0.00014619 | 307.6857 | 0 | 307.6857 | 0.0090537 | 307.1768 | 0 | 579.5758 | 0.021721 | 307.1768 | 0 | 578.5869 | 0.00030918 | 579.5758 | 0.013395 | 306.5119 | 0
|  | 307.8969 | 0.013282 | 307.3875 | 0.0021352 | 378.2361 | 2.2391 | 307.8969 | -0.020473 | 307.3875 | 0 | 301.4886 | -4.5277e-05 | 307.3875 | 0 | 307.8969 | 0 | 307.8969 | 0 | 378.2361 | 0.0066294 | 307.8969 | 0 | 307.8969 | 4.1512e-05 | 301.8 | -0.0042337 | 307.8969 | 0 | 377.5829 | 0.00014708 | 307.8969 | 0 | 307.8969 | 0 | 307.3875 | 0 | 579.7337 | 0.017828 | 307.3875 | 0 | 578.7455 | 0.00011594 | 579.7337 | 0.013914 | 306.7207 | 0
|  | 308.1082 | 0.016868 | 307.5982 | 0.012668 | 378.3491 | 2.2914 | 308.1082 | 0.0082016 | 307.5982 | 0 | 301.7005 | 1.752e-05 | 307.5982 | 0 | 308.1081 | 0 | 308.1081 | 0 | 378.3491 | 0.0035596 | 308.1081 | 0 | 308.1082 | 0 | 302.02 | 0.00096913 | 308.1081 | 0 | 377.6946 | 0.00016807 | 308.1081 | 0 | 308.1082 | 0.0079792 | 307.5982 | 0 | 579.8917 | 0.024988 | 307.5982 | 0 | 578.9041 | 7.7296e-05 | 579.8917 | 0.013602 | 306.9296 | 0
|  | 308.3194 | 0.024777 | 307.8089 | 0.011672 | 378.4621 | 2.4021 | 308.3194 | -0.010979 | 307.8089 | 0 | 301.9124 | -1.2563e-05 | 307.8089 | 0 | 308.3194 | 0 | 308.3194 | 0 | 378.4621 | 0 | 308.3194 | 0 | 308.3194 | 4.3416e-05 | 302.23 | -0.0017853 | 308.3194 | 0 | 377.8064 | 0.00017981 | 308.3194 | 0 | 308.3194 | 0 | 307.8089 | 0 | 580.0497 | 0.016819 | 307.8089 | 0 | 579.0627 | 0.00011594 | 580.0497 | 0.014537 | 307.1385 | 0
|  | 308.5306 | 0.053208 | 308.0197 | 0.0091797 | 378.5751 | 2.4399 | 308.5306 | -0.0062132 | 308.0197 | 0 | 302.1242 | 0.0001233 | 308.0197 | 0 | 308.5306 | 0 | 308.5306 | 0 | 378.5751 | 0.0062063 | 308.5306 | 0 | 308.5306 | 0 | 302.44 | -0.0063763 | 308.5306 | 0 | 377.9181 | 0.00016487 | 308.5306 | 0 | 308.5306 | 0.0052572 | 308.0197 | 0 | 580.2077 | 0.025325 | 308.0197 | 0 | 579.2214 | 7.7296e-05 | 580.2077 | 0.013862 | 307.3473 | 0
|  | 308.7419 | 0.012714 | 308.2304 | -0.01267 | 378.6881 | 2.545 | 308.7419 | -0.013257 | 308.2304 | 0 | 302.3362 | 3.3541e-05 | 308.2304 | 0 | 308.7419 | 0 | 308.7419 | 0 | 378.6881 | 0.0090743 | 308.7419 | 0 | 308.7419 | 3.4135e-05 | 302.65 | -0.0030095 | 308.7419 | 0 | 378.0299 | 0.0001478 | 308.7419 | 0 | 308.7419 | 0 | 308.2304 | 0 | 580.3657 | 0.012927 | 308.2304 | 0 | 579.38 | 0.00011594 | 580.3657 | 0.014433 | 307.5562 | 0
|  | 308.9532 | 0.051651 | 308.4412 | -0.0054489 | 378.8011 | 2.6247 | 308.9532 | -0.0059848 | 308.4412 | 0 | 302.5481 | 0.00018629 | 308.4412 | 0 | 308.9531 | 0 | 308.9531 | 0 | 378.8011 | 0.0044939 | 308.9531 | 0 | 308.9532 | 0 | 302.86 | -0.0016323 | 308.9531 | 0 | 378.1416 | 0.00013054 | 308.9531 | 0 | 308.9532 | 0.0070993 | 308.4412 | 0 | 580.5237 | 0.02273 | 308.4412 | 0 | 579.5386 | 7.7296e-05 | 580.5237 | 0.013447 | 307.7651 | 0
|  | 309.1644 | 0.027035 | 308.652 | -0.0011026 | 378.9141 | 2.7672 | 309.1644 | 0.010454 | 308.652 | 0 | 302.76 | -0.00013467 | 308.652 | 0 | 309.1644 | 0 | 309.1644 | 0 | 378.9141 | 0.0034475 | 309.1644 | 0 | 309.1644 | 4.8625e-05 | 303.07 | -0.0066822 | 309.1644 | 0 | 378.2534 | 0.00013339 | 309.1644 | 0 | 309.1644 | 0 | 308.652 | 0 | 580.6817 | 0.016146 | 308.652 | 0 | 579.6973 | 0 | 580.6817 | 0.014381 | 307.974 | 0
|  | 309.3757 | 0.023642 | 308.8628 | 0.0097745 | 379.0271 | 2.8822 | 309.3757 | 0.029566 | 308.8628 | 0 | 302.972 | 0.00015121 | 308.8628 | 0 | 309.3757 | 0 | 309.3757 | 0 | 379.0271 | 0 | 309.3757 | 0 | 309.3757 | 0 | 303.28 | 5.1009e-05 | 309.3757 | 0 | 378.3651 | 0.00013463 | 309.3757 | 0 | 309.3757 | 0.006118 | 308.8628 | 0 | 580.8397 | 0.019414 | 308.8628 | 0 | 579.856 | 7.7296e-05 | 580.8397 | 0.01355 | 308.183 | 0
|  | 309.5871 | 0.0077149 | 309.0736 | 0.027861 | 379.1401 | 2.997 | 309.5871 | -0.0028512 | 309.0736 | 0 | 303.184 | -0.00011289 | 309.0736 | 0 | 309.5871 | 0 | 309.5871 | 0 | 379.1401 | 0.0089333 | 309.5871 | 0 | 309.5871 | 1.4178e-05 | 303.49 | 0.0038766 | 309.5871 | 0 | 378.4769 | 0.00012539 | 309.5871 | 0 | 309.5871 | 0 | 309.0736 | 0 | 580.9977 | 0.017492 | 309.0736 | 0 | 580.0146 | 0.00011594 | 580.9977 | 0.014122 | 308.3919 | 0
|  | 309.7984 | 0.043829 | 309.2845 | 0.0087086 | 379.2531 | 3.1144 | 309.7984 | -0.0035976 | 309.2845 | 0 | 303.3959 | 0.00013592 | 309.2845 | 0 | 309.7984 | 0 | 309.7984 | 0 | 379.2531 | 0.0014238 | 309.7984 | 0 | 309.7984 | 0 | 303.71 | 0.012599 | 309.7984 | 0 | 378.5887 | 0.00013997 | 309.7984 | 0 | 309.7984 | 0.0029783 | 309.2845 | 0 | 581.1558 | 0.021192 | 309.2845 | 0 | 580.1733 | 0 | 581.1558 | 0.012927 | 308.6009 | 0
|  | 310.0097 | 0.030861 | 309.4953 | -0.021574 | 379.3661 | 3.2033 | 310.0097 | -0.021813 | 309.4953 | 0 | 303.6079 | -1.1652e-05 | 309.4953 | 0 | 310.0097 | 0 | 310.0097 | 0 | 379.3661 | 0.0079929 | 310.0097 | 0 | 310.0097 | 3.238e-05 | 303.92 | -0.0085181 | 310.0097 | 0 | 378.7004 | 0.00015029 | 310.0097 | 0 | 310.0097 | 0 | 309.4953 | 0 | 581.3138 | 0.014801 | 309.4953 | 0 | 580.332 | 0.00011594 | 581.3138 | 0.013758 | 308.8098 | 0
|  | 310.2211 | 0.037897 | 309.7062 | 0.0071675 | 379.4791 | 3.379 | 310.2211 | 0.005044 | 309.7062 | 0 | 303.8199 | 8.8818e-05 | 309.7062 | 0 | 310.2211 | 0 | 310.2211 | 0 | 379.4791 | 0.00022246 | 310.2211 | 0 | 310.2211 | 0 | 304.13 | 0.0080083 | 310.2211 | 0 | 378.8122 | 0.00014744 | 310.2211 | 0 | 310.2211 | 0.010701 | 309.7062 | 0 | 581.4718 | 0.025181 | 309.7062 | 0 | 580.4907 | 7.7296e-05 | 581.4718 | 0.013135 | 309.0188 | 0
|  | 310.4325 | 0.011895 | 309.9171 | 0.020505 | 379.592 | 3.4923 | 310.4325 | -0.0058799 | 309.9171 | 0 | 304.032 | -2.4783e-05 | 309.9171 | 0 | 310.4325 | 0 | 310.4325 | 0 | 379.592 | 0.0059712 | 310.4325 | 0 | 310.4325 | 5.8121e-05 | 304.34 | 0.0043357 | 310.4325 | 0 | 378.924 | 0.00015082 | 310.4325 | 0 | 310.4325 | 0 | 309.9171 | 0 | 581.6299 | 0.016579 | 309.9171 | 0 | 580.6494 | 0.00011594 | 581.6299 | 0.013914 | 309.2278 | 0
|  | 310.6439 | 0.0097399 | 310.128 | 0.043586 | 379.705 | 3.6835 | 310.6439 | 0.0017815 | 310.128 | 0 | 304.244 | 5.3618e-05 | 310.128 | 0 | 310.6439 | 0 | 310.6439 | 0 | 379.705 | 0.010485 | 310.6439 | 0 | 310.6439 | 0 | 304.55 | -0.0065293 | 310.6439 | 0 | 379.0358 | 0.00014691 | 310.6439 | 0 | 310.6439 | 0.0084411 | 310.128 | 0 | 581.788 | 0.01951 | 310.128 | 0 | 580.8081 | 0 | 581.788 | 0.013187 | 309.4368 | 0
|  | 310.8553 | 0.024515 | 310.3389 | -0.031978 | 379.818 | 3.7626 | 310.8553 | 0.016293 | 310.3389 | 0 | 304.456 | -0.00010797 | 310.3389 | 0 | 310.8553 | 0 | 310.8553 | 0 | 379.818 | 0.014105 | 310.8553 | 0 | 310.8553 | 6.0217e-06 | 304.76 | -0.010202 | 310.8553 | 0 | 379.1476 | 0.00017607 | 310.8553 | 0 | 310.8553 | 0 | 310.339 | 0 | 581.946 | 0.017155 | 310.3389 | 0 | 580.9668 | 0 | 581.946 | 0.014122 | 309.6458 | 0
|  | 311.0667 | 0.020467 | 310.5499 | 0.0006462 | 379.931 | 3.8986 | 311.0667 | 0.015628 | 310.5499 | 0 | 304.6681 | 0.0001505 | 310.5499 | 0 | 311.0667 | 0 | 311.0667 | 0 | 379.931 | 0.012366 | 311.0667 | 0 | 311.0667 | 0 | 304.97 | 0.0054069 | 311.0667 | 0 | 379.2594 | 0.00015651 | 311.0667 | 0 | 311.0667 | 0.0021331 | 310.5499 | 0 | 582.1041 | 0.023835 | 310.5499 | 0 | 581.1255 | 0 | 582.1041 | 0.013499 | 309.8549 | 0
|  | 311.2782 | 0.0065747 | 310.7609 | -0.034826 | 380.044 | 4.0432 | 311.2782 | -0.023414 | 310.7609 | 0 | 304.8802 | -3.3391e-05 | 310.7609 | 0 | 311.2782 | 0 | 311.2782 | 0 | 380.044 | 0.0090743 | 311.2782 | 0 | 311.2782 | 2.8466e-05 | 305.18 | -0.0046928 | 311.2782 | 0 | 379.3712 | 0.00016647 | 311.2782 | 0 | 311.2782 | 0 | 310.7609 | 0 | 582.2622 | 0.020039 | 310.7609 | 0 | 581.2842 | 0 | 582.2622 | 0.014225 | 310.0639 | 0
|  | 311.4896 | 0.036226 | 310.9718 | -0.0061141 | 380.157 | 4.2096 | 311.4896 | 0.02831 | 310.9718 | 0 | 305.0923 | 7.2354e-05 | 310.9718 | 0 | 311.4896 | 0 | 311.4896 | 0 | 380.157 | 0.0050308 | 311.4896 | 0 | 311.4896 | 0 | 305.4 | 0.0038766 | 311.4896 | 0 | 379.483 | 0.0001494 | 311.4896 | 0 | 311.4896 | 0.00025463 | 310.9718 | 0 | 582.4203 | 0.020087 | 310.9718 | 0 | 581.443 | 0 | 582.4203 | 0.013291 | 310.273 | 0
|  | 311.7011 | 0.023654 | 311.1828 | -0.033149 | 380.2699 | 4.3524 | 311.7011 | -0.0079337 | 311.1828 | 0 | 305.3044 | -0.00016304 | 311.1828 | 0 | 311.7011 | 0 | 311.7011 | 0 | 380.2699 | 0.011331 | 311.7011 | 0 | 311.7011 | 5.8576e-05 | 305.61 | -0.015251 | 311.7011 | 0 | 379.5949 | 0.00013944 | 311.7011 | 0 | 311.7011 | 0 | 311.1828 | 0 | 582.5784 | 0.021192 | 311.1828 | 0 | 581.6017 | 0.00034783 | 582.5784 | 0.014018 | 310.4821 | 0
|  | 311.9126 | 0.028148 | 311.3938 | 0.043395 | 380.3829 | 4.5041 | 311.9126 | 0.034086 | 311.3938 | 0 | 305.5164 | 0.0001945 | 311.3938 | 0 | 311.9126 | 0 | 311.9126 | 0 | 380.3829 | 0.0032926 | 311.9126 | 0 | 311.9126 | 0 | 305.82 | 0.0011222 | 311.9126 | 0 | 379.7067 | 0.00012503 | 311.9126 | 0 | 311.9126 | 0.0094288 | 311.3938 | 0 | 582.7365 | 0.014032 | 311.3938 | 0 | 581.7604 | 7.7296e-05 | 582.7365 | 0.013187 | 310.6911 | 0
|  | 312.1241 | -0.0034451 | 311.6049 | -0.0023043 | 380.4959 | 4.6843 | 312.1241 | -0.011379 | 311.6049 | 0 | 305.7286 | -6.0314e-05 | 311.6049 | 0 | 312.1241 | 0 | 312.1241 | 0 | 380.4959 | 0.0034475 | 312.1241 | 0 | 312.1241 | 4.9598e-05 | 306.03 | -0.0049988 | 312.1241 | 0 | 379.8185 | 0.00012681 | 312.1241 | 0 | 312.1241 | 0 | 311.6049 | 0 | 582.8946 | 0.013359 | 311.6049 | 0 | 581.9192 | 0.00034783 | 582.8946 | 0.014018 | 310.9002 | 0
|  | 312.3356 | 0.034756 | 311.8159 | 0.033158 | 380.6089 | 4.8758 | 312.3356 | 0.046445 | 311.8159 | 0 | 305.9407 | 0.00018589 | 311.8159 | 0 | 312.3356 | 0 | 312.3356 | 0 | 380.6089 | 0.010908 | 312.3356 | 0 | 312.3356 | 0 | 306.24 | -0.0033155 | 312.3356 | 0 | 379.9303 | 0.00012877 | 312.3356 | 0 | 312.3356 | 0.0069944 | 311.8159 | 0 | 583.0527 | 0.025853 | 311.8159 | 0 | 582.0779 | 0 | 583.0527 | 0.013187 | 311.1093 | 0
|  | 312.5471 | 0.0085403 | 312.027 | 0.011669 | 380.7218 | 5.0615 | 312.5471 | -0.0015141 | 312.027 | 0 | 306.1529 | -0.00010928 | 312.027 | 0 | 312.5471 | 0 | 312.5471 | 0 | 380.7218 | 0.001846 | 312.5471 | 0 | 312.5471 | 5.591e-05 | 306.45 | -0.0013262 | 312.5471 | 0 | 380.0422 | 0.00013161 | 312.5471 | 0 | 312.5471 | 0 | 312.027 | 0 | 583.2109 | 0.013455 | 312.027 | 0 | 582.2367 | 0.00081146 | 583.2109 | 0.013914 | 311.3185 | 0
|  | 312.7587 | 0.027304 | 312.238 | 0.0053851 | 380.8348 | 5.1842 | 312.7587 | -0.017948 | 312.238 | 0 | 306.365 | 0.00010856 | 312.238 | 0 | 312.7587 | 0 | 312.7587 | 0 | 380.8348 | 0.00075644 | 312.7587 | 0 | 312.7587 | 0 | 306.67 | 0.0032646 | 312.7587 | 0 | 380.154 | 0.00014655 | 312.7587 | 0 | 312.7587 | 0.008838 | 312.238 | 0 | 583.369 | 0.019174 | 312.238 | 0 | 582.3955 | 0 | 583.369 | 0.012824 | 311.5276 | 0
|  | 312.9703 | -0.019049 | 312.4491 | -0.010815 | 380.9478 | 5.3727 | 312.9703 | -0.020391 | 312.4491 | 0 | 306.5772 | -8.9971e-05 | 312.4491 | 0 | 312.9703 | 0 | 312.9703 | 0 | 380.9478 | 0.0078519 | 312.9703 | 0 | 312.9703 | 4.9262e-05 | 306.88 | -0.0056109 | 312.9703 | 0 | 380.2659 | 0.00016398 | 312.9703 | 0 | 312.9703 | 0 | 312.4491 | 0 | 583.5272 | 0.020039 | 312.4491 | 0 | 582.5543 | 0.00011594 | 583.5272 | 0.013395 | 311.7368 | 0
|  | 313.1819 | -0.0042447 | 312.6603 | 0.020583 | 381.0607 | 5.5307 | 313.1819 | 0.03959 | 312.6603 | 0 | 306.7894 | 0.00011803 | 312.6603 | 0 | 313.1818 | 0 | 313.1818 | 0 | 381.0607 | 0.0096855 | 313.1818 | 0 | 313.1819 | 0 | 307.09 | 0.0080083 | 313.1818 | 0 | 380.3777 | 0.00016309 | 313.1818 | 0 | 313.1818 | 0.0069244 | 312.6603 | 0 | 583.6853 | 0.01605 | 312.6603 | 0 | 582.713 | 0 | 583.6853 | 0.012772 | 311.9459 | 0
|  | 313.3934 | 0.021778 | 312.8714 | -0.051424 | 381.1737 | 5.7338 | 313.3934 | -0.022317 | 312.8714 | 0 | 307.0016 | -2.6473e-05 | 312.8714 | 0 | 313.3934 | 0 | 313.3934 | 0 | 381.1737 | 0.014011 | 313.3934 | 0 | 313.3934 | 5.1574e-05 | 307.3 | -0.01617 | 313.3934 | 0 | 380.4896 | 0.0001494 | 313.3934 | 0 | 313.3934 | 0 | 312.8714 | 0 | 583.8435 | 0.018165 | 312.8714 | 0 | 582.8718 | 0 | 583.8435 | 0.01381 | 312.1551 | 0
|  | 313.605 | 0.038345 | 313.0825 | 0.0095903 | 381.2867 | 5.8486 | 313.605 | 0.041126 | 313.0825 | 0 | 307.2138 | 8.8269e-05 | 313.0825 | 0 | 313.6051 | 0 | 313.6051 | 0 | 381.2867 | 0.0093094 | 313.6051 | 0 | 313.605 | 0 | 307.51 | -0.0023974 | 313.6051 | 0 | 380.6015 | 0.00014033 | 313.6051 | 0 | 313.605 | 0.010999 | 313.0825 | 0 | 584.0016 | 0.015281 | 313.0825 | 0 | 583.0306 | 0 | 584.0016 | 0.013083 | 312.3643 | 0
|  | 313.8167 | 0.014804 | 313.2937 | 0.0004223 | 381.3997 | 6.0189 | 313.8167 | -0.0095908 | 313.2937 | 0 | 307.426 | -6.1012e-05 | 313.2937 | 0 | 313.8167 | 0 | 313.8167 | 0 | 381.3997 | 0.0057361 | 313.8167 | 0 | 313.8167 | 4.6999e-05 | 307.72 | 0.0014282 | 313.8167 | 0 | 380.7133 | 0.00014993 | 313.8167 | 0 | 313.8167 | 0 | 313.2937 | 0 | 584.1598 | 0.011149 | 313.2937 | 0 | 583.1894 | 0.00057972 | 584.1598 | 0.013602 | 312.5735 | 0
|  | 314.0283 | 0.027025 | 313.5049 | 0.041147 | 381.5126 | 6.081 | 314.0283 | 0.045593 | 313.5049 | 0 | 307.6383 | 0.00014627 | 313.5049 | 0 | 314.0283 | 0 | 314.0283 | 0 | 381.5126 | 0 | 314.0283 | 0 | 314.0283 | 0 | 307.93 | 5.1009e-05 | 314.0283 | 0 | 380.8252 | 0.0001437 | 314.0283 | 0 | 314.0283 | 0.011285 | 313.5049 | 0 | 584.318 | 0.02076 | 313.5049 | 0 | 583.3482 | 0 | 584.318 | 0.012772 | 312.7827 | 0
|  | 314.24 | -0.0033015 | 313.7161 | -0.021427 | 381.6256 | 6.2959 | 314.24 | -0.0069912 | 313.7161 | 0 | 307.8505 | -0.00018777 | 313.7161 | 0 | 314.24 | 0 | 314.24 | 0 | 381.6256 | 0.0053129 | 314.24 | 0 | 314.24 | 3.2513e-05 | 308.15 | -0.0022444 | 314.24 | 0 | 380.9371 | 0.00014246 | 314.24 | 0 | 314.24 | 0 | 313.7161 | 0 | 584.4762 | 0.011581 | 313.7161 | 0 | 583.5071 | 0.00011594 | 584.4762 | 0.013654 | 312.9919 | 0
|  | 314.4517 | 0.047709 | 313.9273 | 0.029394 | 381.7385 | 6.4189 | 314.4517 | 0.015547 | 313.9273 | 0 | 308.0628 | 0.00013228 | 313.9273 | 0 | 314.4517 | 0 | 314.4517 | 0 | 381.7385 | 0.003693 | 314.4517 | 0 | 314.4517 | 0 | 308.36 | -0.0076005 | 314.4517 | 0 | 381.049 | 0.00012254 | 314.4517 | 0 | 314.4517 | 0.0087053 | 313.9273 | 0 | 584.6344 | 0.015041 | 313.9273 | 0 | 583.6659 | 7.7296e-05 | 584.6344 | 0.013135 | 313.2012 | 0
|  | 314.6634 | -0.019402 | 314.1385 | 0.020216 | 381.8515 | 6.572 | 314.6634 | -0.014066 | 314.1385 | 0 | 308.2751 | -1.5348e-05 | 314.1385 | 0 | 314.6633 | 0 | 314.6633 | 0 | 381.8515 | 0.015704 | 314.6633 | 0 | 314.6634 | 0 | 308.57 | 0.00051009 | 314.6633 | 0 | 381.1609 | 0.00013819 | 314.6633 | 0 | 314.6634 | 0 | 314.1385 | 0 | 584.7926 | 0.016387 | 314.1385 | 0 | 583.8247 | 0.00034783 | 584.7926 | 0.014277 | 313.4105 | 0
|  | 314.8751 | 0.018729 | 314.3497 | -0.0045025 | 381.9645 | 6.6405 | 314.8751 | 0.0039432 | 314.3497 | 0 | 308.4874 | 0.00030397 | 314.3497 | 0 | 314.8751 | 0 | 314.8751 | 0 | 381.9645 | 0.0015573 | 314.8751 | 0 | 314.8751 | 0 | 308.78 | -0.00025504 | 314.8751 | 0 | 381.2728 | 0.00015651 | 314.8751 | 0 | 314.8751 | 0.0043206 | 314.3497 | 0 | 584.9508 | 0.020039 | 314.3497 | 0 | 583.9836 | 0 | 584.9508 | 0.013343 | 313.6197 | 0
|  | 315.0868 | 0.00037062 | 314.561 | -0.02568 | 382.0774 | 6.8219 | 315.0868 | -0.014901 | 314.561 | 0 | 308.6997 | -0.00011048 | 314.561 | 0 | 315.0868 | 0 | 315.0868 | 0 | 382.0774 | 0 | 315.0868 | 0 | 315.0868 | 5.8078e-05 | 308.99 | -0.0034686 | 315.0868 | 0 | 381.3847 | 0.00015527 | 315.0868 | 0 | 315.0868 | 0 | 314.561 | 0 | 585.109 | 0.013599 | 314.561 | 0 | 584.1424 | 0.00034783 | 585.109 | 0.013966 | 313.829 | 0
|  | 315.2985 | 0.059564 | 314.7723 | 0.031648 | 382.1904 | 6.9425 | 315.2985 | 0.054183 | 314.7723 | 0 | 308.912 | 0.00013074 | 314.7723 | 0 | 315.2985 | 0 | 315.2985 | 0 | 382.1904 | 0.0069115 | 315.2985 | 0 | 315.2985 | 0 | 309.21 | -0.00010202 | 315.2985 | 0 | 381.4966 | 0.00015402 | 315.2985 | 0 | 315.2985 | 0.010393 | 314.7723 | 0 | 585.2673 | 0.02076 | 314.7723 | 0 | 584.3012 | 7.7296e-05 | 585.2673 | 0.012512 | 314.0383 | 0
|  | 315.5103 | -0.020996 | 314.9836 | 0.020045 | 382.3033 | 7.1037 | 315.5103 | -0.020327 | 314.9836 | 0 | 309.1243 | -6.0882e-05 | 314.9836 | 0 | 315.5103 | 0 | 315.5103 | 0 | 382.3033 | 0.0023799 | 315.5103 | 0 | 315.5103 | 2.9491e-05 | 309.42 | 5.1009e-05 | 315.5103 | 0 | 381.6085 | 0.0001341 | 315.5103 | 0 | 315.5102 | 0 | 314.9836 | 0 | 585.4255 | 0.011485 | 314.9836 | 0 | 584.4601 | 0.00011594 | 585.4255 | 0.013187 | 314.2476 | 0
|  | 315.722 | 0.037521 | 315.1949 | 0.009308 | 382.4163 | 7.1469 | 315.722 | 0.020433 | 315.1949 | 0 | 309.3367 | 0.00017641 | 315.1949 | 0 | 315.722 | 0 | 315.722 | 0 | 382.4163 | 0.0083691 | 315.722 | 0 | 315.722 | 0 | 309.63 | -0.00010202 | 315.722 | 0 | 381.7205 | 0.00015029 | 315.722 | 0 | 315.722 | 0.0060899 | 315.1949 | 0 | 585.5838 | 0.013696 | 315.1949 | 0 | 584.619 | 0 | 585.5838 | 0.012356 | 314.4569 | 0
|  | 315.9338 | 0.064339 | 315.4062 | -0.034604 | 382.5292 | 7.2868 | 315.9338 | -0.0094047 | 315.4062 | 0 | 309.549 | -1.2338e-05 | 315.4062 | 0 | 315.9338 | 0 | 315.9338 | 0 | 382.5292 | 0 | 315.9338 | 0 | 315.9338 | 5.843e-05 | 309.84 | -0.012191 | 315.9338 | 0 | 381.8324 | 0.00013961 | 315.9338 | 0 | 315.9338 | 0 | 315.4062 | 0 | 585.742 | 0.015714 | 315.4062 | 0 | 584.7778 | 0.00011594 | 585.742 | 0.013395 | 314.6663 | 0
|  | 316.1456 | 0.055271 | 315.6176 | 0.039641 | 382.6422 | 7.3564 | 316.1456 | 0.013284 | 315.6176 | 0 | 309.7614 | 6.6767e-05 | 315.6176 | 0 | 316.1456 | 0 | 316.1456 | 0 | 382.6422 | 0.0053129 | 316.1456 | 0 | 316.1456 | 0 | 310.05 | -0.0036216 | 316.1456 | 0 | 381.9443 | 0.00013588 | 316.1456 | 0 | 316.1456 | 0.007777 | 315.6175 | 0 | 585.9003 | 0.024604 | 315.6176 | 0 | 584.9367 | 7.7296e-05 | 585.9003 | 0.013135 | 314.8756 | 0
|  | 316.3574 | 0.0081509 | 315.8289 | 0.01938 | 382.7551 | 7.4572 | 316.3574 | -0.018403 | 315.8289 | 0 | 309.9738 | -0.00012955 | 315.8289 | 0 | 316.3574 | 0 | 316.3574 | 0 | 382.7551 | 0.0075698 | 316.3574 | 0 | 316.3574 | 5.856e-05 | 310.26 | 0.0031115 | 316.3574 | 0 | 382.0563 | 0.00011792 | 316.3574 | 0 | 316.3574 | 0 | 315.8289 | 0 | 586.0585 | 0.015041 | 315.8289 | 0 | 585.0956 | 0.00011594 | 586.0585 | 0.01381 | 315.085 | 0
|  | 316.5692 | 0.026679 | 316.0403 | -0.036701 | 382.8681 | 7.6167 | 316.5692 | 0.029435 | 316.0403 | 0 | 310.1862 | 0.00022802 | 316.0403 | 0 | 316.5692 | 0 | 316.5692 | 0 | 382.8681 | 0.0078519 | 316.5692 | 0 | 316.5692 | 0 | 310.48 | 0.0028055 | 316.5692 | 0 | 382.1682 | 0.0001229 | 316.5692 | 0 | 316.5692 | 0.0078347 | 316.0403 | 0 | 586.2168 | 0.014801 | 316.0403 | 0 | 585.2545 | 7.7296e-05 | 586.2168 | 0.013135 | 315.2944 | 0
|  | 316.7811 | 0.011381 | 316.2517 | -0.056705 | 382.981 | 7.6953 | 316.7811 | -0.029212 | 316.2517 | 0 | 310.3986 | -6.6029e-05 | 316.2517 | 0 | 316.7811 | 0 | 316.7811 | 0 | 382.981 | 0.0039813 | 316.7811 | 0 | 316.7811 | 2.4819e-05 | 310.69 | -0.0080593 | 316.7811 | 0 | 382.2802 | 0.00016238 | 316.7811 | 0 | 316.7811 | 0 | 316.2517 | 0 | 586.3751 | 0.017732 | 316.2517 | 0 | 585.4134 | 0 | 586.3751 | 0.013135 | 315.5038 | 0
|  | 316.993 | 0.046081 | 316.4631 | 0.0084787 | 383.094 | 7.7759 | 316.993 | -0.012987 | 316.4631 | 0 | 310.611 | 0.00012177 | 316.4631 | 0 | 316.9929 | 0 | 316.9929 | 0 | 383.094 | 0.010109 | 316.9929 | 0 | 316.993 | 0 | 310.9 | 0.0028055 | 316.9929 | 0 | 382.3921 | 0.00016469 | 316.9929 | 0 | 316.993 | 0.0083049 | 316.4631 | 0 | 586.5334 | 0.021384 | 316.4631 | 0 | 585.5723 | 0 | 586.5334 | 0.01246 | 315.7131 | 0
|  | 317.2048 | 0.018096 | 316.6745 | -0.010529 | 383.2069 | 7.8793 | 317.2048 | -0.00016985 | 316.6745 | 0 | 310.8234 | -7.0396e-05 | 316.6745 | 0 | 317.2048 | 0 | 317.2048 | 0 | 383.2069 | 0.003314 | 317.2048 | 0 | 317.2048 | 4.6804e-05 | 311.11 | 0.006172 | 317.2048 | 0 | 382.5041 | 0.00016522 | 317.2048 | 0 | 317.2048 | 0 | 316.6745 | 0 | 586.6917 | 0.020615 | 316.6745 | 0 | 585.7312 | 0.00034783 | 586.6917 | 0.013343 | 315.9226 | 0
|  | 317.4167 | 0.025928 | 316.886 | 0.021979 | 383.3199 | 7.94 | 317.4167 | 0.012167 | 316.886 | 0 | 311.0359 | 0.00019155 | 316.886 | 0 | 317.4167 | 0 | 317.4167 | 0 | 383.3199 | 0.0016908 | 317.4167 | 0 | 317.4167 | 0 | 311.32 | 0.0098449 | 317.4167 | 0 | 382.616 | 0.00012503 | 317.4167 | 0 | 317.4167 | 0.0091117 | 316.886 | 0 | 586.85 | 0.01903 | 316.886 | 0 | 585.8901 | 0.00030918 | 586.85 | 0.012824 | 316.132 | 0
|  | 317.6286 | -0.013955 | 317.0974 | -0.037314 | 383.4328 | 7.9537 | 317.6286 | -0.015859 | 317.0974 | 0 | 311.2484 | -3.227e-05 | 317.0974 | 0 | 317.6286 | 0 | 317.6286 | 0 | 383.4328 | 0.0015792 | 317.6286 | 0 | 317.6286 | 2.9436e-05 | 311.54 | -0.011426 | 317.6286 | 0 | 382.728 | 0.0001357 | 317.6286 | 0 | 317.6286 | 0 | 317.0974 | 0 | 587.0083 | 0.013599 | 317.0974 | 0 | 586.049 | 0 | 587.0083 | 0.013395 | 316.3414 | 0
|  | 317.8405 | 0.02557 | 317.3089 | 0.021474 | 383.5457 | 8.0501 | 317.8405 | 0.011115 | 317.3089 | 0 | 311.4608 | 5.4194e-05 | 317.3089 | 0 | 317.8405 | 0 | 317.8405 | 0 | 383.5457 | 0.0023582 | 317.8405 | 0 | 317.8405 | 0 | 311.75 | 0.0037236 | 317.8405 | 0 | 382.84 | 0.00012218 | 317.8405 | 0 | 317.8406 | 0.012838 | 317.3089 | 0 | 587.1667 | 0.024316 | 317.3089 | 0 | 586.2079 | 0.00030918 | 587.1667 | 0.012408 | 316.5509 | 0
|  | 318.0525 | 0.004327 | 317.5204 | -0.074553 | 383.6587 | 8.0081 | 318.0525 | -0.016441 | 317.5204 | 0 | 311.6733 | 3.0615e-05 | 317.5204 | 0 | 318.0525 | 0 | 318.0525 | 0 | 383.6587 | 0.0066294 | 318.0525 | 0 | 318.0525 | 3.3177e-05 | 311.96 | 0.0083142 | 318.0525 | 0 | 382.952 | 0.00013286 | 318.0525 | 0 | 318.0525 | 0 | 317.5204 | 0 | 587.325 | 0.024171 | 317.5204 | 0 | 586.3669 | 0.00011594 | 587.325 | 0.013291 | 316.7604 | 0
|  | 318.2644 | 0.057177 | 317.7319 | 0.031113 | 383.7716 | 8.1489 | 318.2644 | 0.0090524 | 317.7319 | 0 | 311.8858 | 0.00021183 | 317.7319 | 0 | 318.2644 | 0 | 318.2644 | 0 | 383.7716 | 0.010485 | 318.2644 | 0 | 318.2644 | 0 | 312.17 | -0.0025504 | 318.2644 | 0 | 383.064 | 0.00012877 | 318.2644 | 0 | 318.2644 | 0.014201 | 317.7319 | 0 | 587.4833 | 0.021288 | 317.7319 | 0 | 586.5258 | 7.7296e-05 | 587.4833 | 0.012772 | 316.9698 | 0
|  | 318.4764 | 0.010612 | 317.9434 | 0.02952 | 383.8846 | 8.125 | 318.4764 | 0.013192 | 317.9434 | 0 | 312.0983 | -0.00015434 | 317.9434 | 0 | 318.4764 | 0 | 318.4764 | 0 | 383.8846 | 0.016268 | 318.4764 | 0 | 318.4764 | 2.2334e-05 | 312.38 | -0.0033155 | 318.4764 | 0 | 383.176 | 0.00013054 | 318.4764 | 0 | 318.4764 | 0 | 317.9434 | 0 | 587.6417 | 0.021961 | 317.9434 | 0 | 586.6848 | 0 | 587.6417 | 0.01355 | 317.1793 | 0
|  | 318.6884 | 0.023502 | 318.155 | -0.0046638 | 383.9975 | 8.2027 | 318.6884 | 0.0090978 | 318.155 | 0 | 312.3109 | 9.7377e-05 | 318.155 | 0 | 318.6884 | 0 | 318.6884 | 0 | 383.9975 | 0.011989 | 318.6884 | 0 | 318.6884 | 0 | 312.6 | 0.00081613 | 318.6884 | 0 | 383.288 | 0.00013748 | 318.6884 | 0 | 318.6884 | 0.0048205 | 318.155 | 0 | 587.8 | 0.026622 | 318.155 | 0 | 586.8437 | 0.00030918 | 587.8 | 0.012876 | 317.3888 | 0
|  | 318.9004 | 0.0068833 | 318.3665 | 0.0045796 | 384.1104 | 8.2164 | 318.9004 | -0.013511 | 318.3665 | 0 | 312.5234 | -8.0196e-05 | 318.3665 | 0 | 318.9004 | 0 | 318.9004 | 0 | 384.1104 | 0.0057361 | 318.9004 | 0 | 318.9004 | 5.0114e-05 | 312.81 | -0.0019383 | 318.9004 | 0 | 383.3999 | 0.00015651 | 318.9004 | 0 | 318.9004 | 0 | 318.3665 | 0 | 587.9584 | 0.014272 | 318.3665 | 0 | 587.0027 | 0.00011594 | 587.9584 | 0.013187 | 317.5983 | 0
|  | 319.1124 | 0.040515 | 318.5781 | -0.0022628 | 384.2234 | 8.2367 | 319.1124 | 0.034225 | 318.5781 | 0 | 312.7359 | 0.00019404 | 318.5781 | 0 | 319.1124 | 0 | 319.1124 | 0 | 384.2234 | 0.0074287 | 319.1124 | 0 | 319.1124 | 0 | 313.02 | 0.0051009 | 319.1124 | 0 | 383.512 | 0.00017181 | 319.1124 | 0 | 319.1124 | 0.0039274 | 318.5781 | 0 | 588.1168 | 0.017492 | 318.5781 | 0 | 587.1617 | 0.00030918 | 588.1168 | 0.01246 | 317.8079 | 0
|  | 319.3244 | 0.020585 | 318.7897 | -0.00020785 | 384.3363 | 8.3415 | 319.3244 | -0.0092397 | 318.7897 | 0 | 312.9485 | -0.00020307 | 318.7897 | 0 | 319.3244 | 0 | 319.3244 | 0 | 384.3363 | 0.0077108 | 319.3244 | 0 | 319.3244 | 2.387e-05 | 313.23 | -0.00607 | 319.3244 | 0 | 383.624 | 0.00015491 | 319.3244 | 0 | 319.3244 | 0 | 318.7897 | 0 | 588.2751 | 0.018261 | 318.7897 | 0 | 587.3206 | 0.00011594 | 588.2751 | 0.012927 | 318.0174 | 0
|  | 319.5364 | 0.047142 | 319.0013 | 0.010267 | 384.4492 | 8.3612 | 319.5364 | 0.018836 | 319.0013 | 0 | 313.1611 | 6.5434e-05 | 319.0013 | 0 | 319.5365 | 0 | 319.5365 | 0 | 384.4492 | 0.0015573 | 319.5365 | 0 | 319.5364 | 0 | 313.44 | 0.011834 | 319.5365 | 0 | 383.736 | 0.0001325 | 319.5365 | 0 | 319.5364 | 0.0097886 | 319.0013 | 0 | 588.4335 | 0.022201 | 319.0013 | 0 | 587.4796 | 0 | 588.4335 | 0.01246 | 318.227 | 0
|  | 319.7485 | 0.021638 | 319.2129 | -0.018317 | 384.5622 | 8.401 | 319.7485 | -0.012612 | 319.2129 | 0 | 313.3737 | -4.4574e-05 | 319.2129 | 0 | 319.7485 | 0 | 319.7485 | 0 | 384.5622 | 0.0051719 | 319.7485 | 0 | 319.7485 | 6.763e-05 | 313.66 | -0.0022444 | 319.7485 | 0 | 383.848 | 0.00013339 | 319.7485 | 0 | 319.7485 | 0 | 319.2129 | 0 | 588.5919 | 0.015377 | 319.2129 | 0 | 587.6386 | 0 | 588.5919 | 0.013291 | 318.4366 | 0
|  | 319.9606 | 0.045385 | 319.4246 | 0.031364 | 384.6751 | 8.3055 | 319.9606 | 0.0073181 | 319.4246 | 0 | 313.5863 | 0.00014766 | 319.4246 | 0 | 319.9606 | 0 | 319.9606 | 0 | 384.6751 | 0.0020912 | 319.9606 | 0 | 319.9606 | 0 | 313.87 | 0.010916 | 319.9606 | 0 | 383.9601 | 0.00014815 | 319.9606 | 0 | 319.9606 | 0.011079 | 319.4246 | 0 | 588.7503 | 0.016915 | 319.4246 | 0 | 587.7976 | 7.7296e-05 | 588.7503 | 0.012876 | 318.6461 | 0
|  | 320.1727 | -0.0021723 | 319.6362 | -0.022906 | 384.788 | 8.3974 | 320.1727 | -0.0020745 | 319.6362 | 0 | 313.7989 | -8.5855e-05 | 319.6362 | 0 | 320.1727 | 0 | 320.1727 | 0 | 384.788 | 0.0037144 | 320.1727 | 0 | 320.1727 | 4.6082e-05 | 314.08 | -0.0046928 | 320.1727 | 0 | 384.0721 | 0.00016362 | 320.1727 | 0 | 320.1727 | 0 | 319.6362 | 0 | 588.9087 | 0.017155 | 319.6362 | 0 | 587.9566 | 0 | 588.9087 | 0.013291 | 318.8557 | 0
|  | 320.3848 | 0.021464 | 319.8479 | -0.00043371 | 384.901 | 8.3863 | 320.3848 | 0.018744 | 319.8479 | 0 | 314.0115 | 0.00016771 | 319.8479 | 0 | 320.3848 | 0 | 320.3848 | 0 | 384.901 | 0.005407 | 320.3848 | 0 | 320.3848 | 0 | 314.29 | -0.0028565 | 320.3848 | 0 | 384.1841 | 0.00015189 | 320.3848 | 0 | 320.3848 | 0.0068576 | 319.8479 | 0 | 589.0671 | 0.01259 | 319.8479 | 0 | 588.1156 | 7.7296e-05 | 589.0671 | 0.012616 | 319.0653 | 0
|  | 320.5969 | -0.012385 | 320.0596 | -0.011848 | 385.0139 | 8.4181 | 320.5969 | 0.0016091 | 320.0596 | 0 | 314.2242 | -0.00013109 | 320.0596 | 0 | 320.5969 | 0 | 320.5969 | 0 | 385.0139 | 0.0029137 | 320.5969 | 0 | 320.5969 | 2.0886e-05 | 314.5 | -0.010049 | 320.5969 | 0 | 384.2962 | 0.0001622 | 320.5969 | 0 | 320.5969 | 0 | 320.0596 | 0 | 589.2256 | 0.020039 | 320.0596 | 0 | 588.2746 | 0.00034783 | 589.2256 | 0.013239 | 319.275 | 0
|  | 320.809 | 0.047242 | 320.2713 | 0.01357 | 385.1268 | 8.4413 | 320.809 | 0.024402 | 320.2713 | 0 | 314.4368 | 0.00019037 | 320.2713 | 0 | 320.809 | 0 | 320.809 | 0 | 385.1268 | 0.010344 | 320.809 | 0 | 320.809 | 0 | 314.72 | -0.00025504 | 320.809 | 0 | 384.4082 | 0.00014957 | 320.809 | 0 | 320.809 | 0.0073819 | 320.2713 | 0 | 589.384 | 0.02297 | 320.2713 | 0 | 588.4336 | 7.7296e-05 | 589.384 | 0.013083 | 319.4846 | 0
|  | 321.0212 | 0.014347 | 320.483 | -0.036418 | 385.2397 | 8.4739 | 321.0212 | -0.0052546 | 320.483 | 0 | 314.6495 | -0.00014047 | 320.483 | 0 | 321.0212 | 0 | 321.0212 | 0 | 385.2397 | 0.0067705 | 321.0212 | 0 | 321.0212 | 4.2926e-05 | 314.93 | -0.0030095 | 321.0212 | 0 | 384.5203 | 0.00016398 | 321.0212 | 0 | 321.0212 | 0 | 320.483 | 0 | 589.5424 | 0.014945 | 320.483 | 0 | 588.5927 | 0.00034783 | 589.5424 | 0.013447 | 319.6942 | 0
|  | 321.2333 | 0.021848 | 320.6948 | 0.036405 | 385.3526 | 8.4945 | 321.2333 | 0.023568 | 320.6948 | 0 | 314.8622 | 0.00012602 | 320.6948 | 0 | 321.2333 | 0 | 321.2333 | 0 | 385.3526 | 0.0047487 | 321.2333 | 0 | 321.2333 | 0 | 315.14 | 0.0018873 | 321.2333 | 0 | 384.6323 | 0.00014993 | 321.2333 | 0 | 321.2333 | 0.0081762 | 320.6948 | 0 | 589.7009 | 0.017588 | 320.6948 | 0 | 588.7517 | 0 | 589.7009 | 0.012876 | 319.9039 | 0
|  | 321.4455 | -0.0010228 | 320.9065 | 0.025724 | 385.4656 | 8.5031 | 321.4455 | -0.0075627 | 320.9065 | 0 | 315.0749 | -0.00012437 | 320.9065 | 0 | 321.4455 | 0 | 321.4455 | 0 | 385.4656 | 0.012789 | 321.4455 | 0 | 321.4455 | 5.275e-05 | 315.35 | -0.00010202 | 321.4455 | 0 | 384.7444 | 0.00016594 | 321.4455 | 0 | 321.4455 | 0 | 320.9065 | 0 | 589.8593 | 0.016291 | 320.9065 | 0 | 588.9107 | 0.00034783 | 589.8593 | 0.013187 | 320.1136 | 0
|  | 321.6577 | 0.0035921 | 321.1183 | 0.026547 | 385.5785 | 8.4485 | 321.6577 | 0.022963 | 321.1183 | 0 | 315.2876 | 0.00011288 | 321.1183 | 0 | 321.6577 | 0 | 321.6577 | 0 | 385.5785 | 0.00075644 | 321.6577 | 0 | 321.6577 | 0 | 315.56 | 0.00020403 | 321.6577 | 0 | 384.8565 | 0.00015153 | 321.6577 | 0 | 321.6577 | 0.007825 | 321.1183 | 0 | 590.0178 | 0.015377 | 321.1183 | 0 | 589.0698 | 0 | 590.0178 | 0.012408 | 320.3233 | 0
|  | 321.8699 | 0.018714 | 321.3301 | -0.016962 | 385.6914 | 8.5371 | 321.8699 | -0.013144 | 321.3301 | 0 | 315.5003 | -0.00011716 | 321.3301 | 0 | 321.8699 | 0 | 321.8699 | 0 | 385.6914 | 0.0059712 | 321.8699 | 0 | 321.8699 | 5.155e-05 | 315.78 | -0.010202 | 321.8699 | 0 | 384.9686 | 0.00017483 | 321.8699 | 0 | 321.8699 | 0 | 321.3301 | 0 | 590.1763 | 0.012831 | 321.3301 | 0 | 589.2288 | 0.00034783 | 590.1763 | 0.012876 | 320.533 | 0
|  | 322.0822 | 0.044739 | 321.5419 | 0.012169 | 385.8043 | 8.5423 | 322.0822 | 0.013011 | 321.5419 | 0 | 315.713 | 0.00016444 | 321.5419 | 0 | 322.0822 | 0 | 322.0822 | 0 | 385.8043 | 0.0079459 | 322.0822 | 0 | 322.0822 | 0 | 315.99 | -0.0077534 | 322.0822 | 0 | 385.0806 | 0.00017305 | 322.0822 | 0 | 322.0822 | 0.00681 | 321.5419 | 0 | 590.3347 | 0.02643 | 321.5419 | 0 | 589.3879 | 0 | 590.3347 | 0.012149 | 320.7427 | 0
|  | 322.2944 | 0.027184 | 321.7537 | 0.0084206 | 385.9172 | 8.5596 | 322.2944 | -0.0090177 | 321.7537 | 0 | 315.9258 | -9.2113e-05 | 321.7537 | 0 | 322.2944 | 0 | 322.2944 | 0 | 385.9172 | 0.010767 | 322.2944 | 0 | 322.2944 | 2.1834e-05 | 316.2 | -0.0016323 | 322.2944 | 0 | 385.1927 | 0.00017145 | 322.2944 | 0 | 322.2944 | 0 | 321.7537 | 0 | 590.4932 | 0.011485 | 321.7537 | 0 | 589.547 | 0.00011594 | 590.4932 | 0.012979 | 320.9524 | 0
|  | 322.5067 | 0.051813 | 321.9655 | 0.00048799 | 386.0301 | 8.6047 | 322.5067 | -0.0047089 | 321.9655 | 0 | 316.1385 | 0.00020255 | 321.9655 | 0 | 322.5067 | 0 | 322.5067 | 0 | 386.0301 | 0.0046274 | 322.5067 | 0 | 322.5067 | 0 | 316.41 | 0.0037236 | 322.5067 | 0 | 385.3048 | 0.0001494 | 322.5067 | 0 | 322.5066 | 0.0060106 | 321.9655 | 0 | 590.6517 | 0.015185 | 321.9655 | 0 | 589.706 | 0 | 590.6517 | 0.012253 | 321.1621 | 0
|  | 322.7189 | 0.01793 | 322.1774 | -0.03764 | 386.1431 | 8.6595 | 322.7189 | -0.020682 | 322.1774 | 0 | 316.3513 | -7.74e-05 | 322.1774 | 0 | 322.7189 | 0 | 322.7189 | 0 | 386.1431 | 0.014387 | 322.7189 | 0 | 322.7189 | 4.0606e-05 | 316.63 | -0.0045398 | 322.7189 | 0 | 385.4169 | 0.00014904 | 322.7189 | 0 | 322.7189 | 0 | 322.1774 | 0 | 590.8102 | 0.015906 | 322.1774 | 0 | 589.8651 | 0 | 590.8102 | 0.012772 | 321.3719 | 0
|  | 322.9312 | 0.026308 | 322.3893 | 0.033342 | 386.256 | 8.6488 | 322.9312 | 0.029093 | 322.3893 | 0 | 316.5641 | 7.5439e-05 | 322.3893 | 0 | 322.9312 | 0 | 322.9312 | 0 | 386.256 | 0.004227 | 322.9312 | 0 | 322.9312 | 0 | 316.84 | -0.0039276 | 322.9312 | 0 | 385.529 | 0.00015864 | 322.9312 | 0 | 322.9312 | 0.0056564 | 322.3893 | 0 | 590.9687 | 0.020279 | 322.3893 | 0 | 590.0242 | 7.7296e-05 | 590.9687 | 0.012149 | 321.5817 | 0
|  | 323.1435 | 0.01972 | 322.6012 | -0.039013 | 386.3689 | 8.7096 | 323.1435 | 0.0052462 | 322.6012 | 0 | 316.7769 | -9.8188e-05 | 322.6012 | 0 | 323.1435 | 0 | 323.1435 | 0 | 386.3689 | 0.014246 | 323.1435 | 0 | 323.1435 | 3.3603e-05 | 317.05 | 0.00096913 | 323.1435 | 0 | 385.6411 | 0.00016274 | 323.1435 | 0 | 323.1435 | 0 | 322.6012 | 0 | 591.1272 | 0.014609 | 322.6012 | 0 | 590.1833 | 0.00011594 | 591.1272 | 0.012668 | 321.7914 | 0
|  | 323.3558 | 0.035856 | 322.8131 | 0.026777 | 386.4818 | 8.6908 | 323.3558 | 0.026147 | 322.8131 | 0 | 316.9897 | 0.00014308 | 322.8131 | 0 | 323.3558 | 0 | 323.3558 | 0 | 386.4818 | 0.0079459 | 323.3558 | 0 | 323.3558 | 0 | 317.26 | -0.0017853 | 323.3558 | 0 | 385.7533 | 0.00014335 | 323.3558 | 0 | 323.3558 | 0.0064005 | 322.8131 | 0 | 591.2858 | 0.022826 | 322.8131 | 0 | 590.3424 | 0 | 591.2858 | 0.012408 | 322.0012 | 0
|  | 323.5682 | -0.0048542 | 323.025 | -0.0117 | 386.5947 | 8.7396 | 323.5682 | 0.017121 | 323.025 | 0 | 317.2025 | 5.3156e-05 | 323.025 | 0 | 323.5682 | 0 | 323.5682 | 0 | 386.5947 | 0.0089333 | 323.5682 | 0 | 323.5682 | 4.6272e-05 | 317.48 | 0.0055599 | 323.5682 | 0 | 385.8654 | 0.00014282 | 323.5682 | 0 | 323.5682 | 0 | 323.025 | 0 | 591.4443 | 0.015377 | 323.025 | 0 | 590.5015 | 0.00011594 | 591.4443 | 0.012927 | 322.211 | 0
|  | 323.7805 | 0.074356 | 323.2369 | 0.034352 | 386.7076 | 8.7566 | 323.7805 | 0.034209 | 323.2369 | 0 | 317.4153 | 0.00018416 | 323.2369 | 0 | 323.7805 | 0 | 323.7805 | 0 | 386.7076 | 0.0072877 | 323.7805 | 0 | 323.7805 | 0 | 317.69 | -0.0022444 | 323.7805 | 0 | 385.9775 | 0.00013695 | 323.7805 | 0 | 323.7805 | 0.0050762 | 323.2369 | 0 | 591.6028 | 0.0099473 | 323.2369 | 0 | 590.6606 | 7.7296e-05 | 591.6028 | 0.012304 | 322.4209 | 0
|  | 323.9929 | 0.029612 | 323.4489 | 0.026263 | 386.8205 | 8.651 | 323.9929 | 0.0056434 | 323.4489 | 0 | 317.6282 | -9.9996e-06 | 323.4489 | 0 | 323.9929 | 0 | 323.9929 | 0 | 386.8205 | 0.0059712 | 323.9929 | 0 | 323.9929 | 2.8535e-05 | 317.9 | -0.0016323 | 323.9929 | 0 | 386.0896 | 0.00014584 | 323.9929 | 0 | 323.9929 | 0 | 323.4489 | 0 | 591.7614 | 0.017588 | 323.4489 | 0 | 590.8197 | 0.00034783 | 591.7614 | 0.012356 | 322.6307 | 0
|  | 324.2053 | 0.0478 | 323.6608 | 8.0087e-05 | 386.9334 | 8.6337 | 324.2053 | 0.035166 | 323.6608 | 0 | 317.8411 | 0.00013226 | 323.6608 | 0 | 324.2053 | 0 | 324.2053 | 0 | 386.9334 | 0.0069115 | 324.2053 | 0 | 324.2053 | 0 | 318.11 | -0.0088246 | 324.2053 | 0 | 386.2018 | 0.00014531 | 324.2053 | 0 | 324.2053 | 0.010871 | 323.6608 | 0 | 591.9199 | 0.025949 | 323.6608 | 0 | 590.9789 | 0.00030918 | 591.9199 | 0.011422 | 322.8406 | 0
|  | 324.4177 | 0.018118 | 323.8728 | -0.03277 | 387.0463 | 8.6291 | 324.4177 | -0.004114 | 323.8728 | 0 | 318.0539 | -0.00019749 | 323.8728 | 0 | 324.4177 | 0 | 324.4177 | 0 | 387.0463 | 0.0059712 | 324.4177 | 0 | 324.4177 | 1.1864e-05 | 318.33 | -0.016475 | 324.4177 | 0 | 386.3139 | 0.000159 | 324.4177 | 0 | 324.4177 | 0 | 323.8728 | 0 | 592.0785 | 0.0173 | 323.8728 | 0 | 591.138 | 0.00011594 | 592.0785 | 0.012097 | 323.0504 | 0
|  | 324.6301 | 0.059949 | 324.0848 | 0.0027373 | 387.1592 | 8.5604 | 324.6301 | 0.027209 | 324.0848 | 0 | 318.2668 | 0.00020213 | 324.0848 | 0 | 324.6301 | 0 | 324.6301 | 0 | 387.1592 | 0.00396 | 324.6301 | 0 | 324.6301 | 0 | 318.54 | -0.0022444 | 324.6301 | 0 | 386.4261 | 0.00015704 | 324.6301 | 0 | 324.6301 | 0.0035911 | 324.0848 | 0 | 592.2371 | 0.02249 | 324.0848 | 0 | 591.2971 | 7.7296e-05 | 592.2371 | 0.01163 | 323.2602 | 0
|  | 324.8425 | 0.012377 | 324.2969 | -0.0043902 | 387.2721 | 8.5055 | 324.8425 | 0.0017768 | 324.2969 | 0 | 318.4797 | -0.00014732 | 324.2969 | 0 | 324.8425 | 0 | 324.8425 | 0 | 387.2721 | 0.0087922 | 324.8425 | 0 | 324.8425 | 4.2432e-05 | 318.75 | -0.0076005 | 324.8425 | 0 | 386.5382 | 0.0001727 | 324.8425 | 0 | 324.8425 | 0 | 324.2969 | 0 | 592.3956 | 0.010668 | 324.2969 | 0 | 591.4563 | 0.00034783 | 592.3956 | 0.012097 | 323.4701 | 0
|  | 325.0549 | 0.064091 | 324.5089 | 0.018806 | 387.385 | 8.4547 | 325.0549 | -0.0032355 | 324.5089 | 0 | 318.6926 | 0.00029341 | 324.5089 | 0 | 325.0549 | 0 | 325.0549 | 0 | 387.385 | 0.0066294 | 325.0549 | 0 | 325.0549 | 0 | 318.96 | -0.00010202 | 325.0549 | 0 | 386.6504 | 0.00015527 | 325.0549 | 0 | 325.0549 | 0.0013685 | 324.5089 | 0 | 592.5542 | 0.021048 | 324.5089 | 0 | 591.6154 | 7.7296e-05 | 592.5542 | 0.011318 | 323.68 | 0
|  | 325.2674 | 0.0038578 | 324.7209 | 0.006233 | 387.498 | 8.268 | 325.2674 | -0.020852 | 324.7209 | 0 | 318.9055 | -5.6375e-05 | 324.7209 | 0 | 325.2674 | 0 | 325.2674 | 0 | 387.498 | 0.00077847 | 325.2674 | 0 | 325.2674 | 3.0047e-05 | 319.17 | 0.0049478 | 325.2674 | 0 | 386.7625 | 0.00016772 | 325.2674 | 0 | 325.2674 | 0 | 324.7209 | 0 | 592.7128 | 0.015474 | 324.7209 | 0 | 591.7746 | 0 | 592.7128 | 0.011837 | 323.8899 | 0
|  | 325.4799 | 0.077103 | 324.933 | 0.017464 | 387.6109 | 8.2343 | 325.4799 | 0.015761 | 324.933 | 0.002421 | 319.1185 | 0.0001594 | 324.933 | 0 | 325.4799 | 0 | 325.4799 | 0 | 387.6109 | 0.0050308 | 325.4799 | 0 | 325.4799 | 0 | 319.39 | 0.0087736 | 325.4799 | 0 | 386.8747 | 0.00014495 | 325.4799 | 0 | 325.4799 | 0.0082914 | 324.933 | 0 | 592.8714 | 0.014801 | 324.933 | 0 | 591.9338 | 0 | 592.8714 | 0.011526 | 324.0999 | 0
|  | 325.6924 | 0.01967 | 325.1451 | 0.0055676 | 387.7237 | 8.1295 | 325.6924 | 0.015106 | 325.1451 | 0.039501 | 319.3315 | -0.00012823 | 325.1451 | 0 | 325.6924 | 0 | 325.6924 | 0 | 387.7237 | 0.0047957 | 325.6924 | 0 | 325.6924 | 9.1186e-05 | 319.6 | -0.0082122 | 325.6924 | 0 | 386.9869 | 0.00015438 | 325.6924 | 0 | 325.6923 | 0 | 325.1451 | 0 | 593.03 | 0.025709 | 325.1451 | 0 | 592.0929 | 0 | 593.03 | 0.012149 | 324.3098 | 0
|  | 325.9048 | 0.013166 | 325.3572 | 0.059927 | 387.8366 | 7.9591 | 325.9048 | 0.012653 | 325.3572 | -0.011347 | 319.5444 | 0.00022449 | 325.3572 | 0 | 325.9049 | 0 | 325.9049 | 0 | 387.8366 | 0.00396 | 325.9049 | 0 | 325.9048 | 0 | 319.81 | 0.0029585 | 325.9049 | 0 | 387.0991 | 0.00014335 | 325.9049 | 0 | 325.9049 | 0.0089787 | 325.3572 | 0 | 593.1886 | 0.01951 | 325.3572 | 0 | 592.2521 | 0 | 593.1886 | 0.01163 | 324.5197 | 0
|  | 326.1174 | 0.010278 | 325.5693 | -0.038975 | 387.9495 | 7.8265 | 326.1174 | -0.0044277 | 325.5693 | 0.048291 | 319.7574 | -0.0001143 | 325.5693 | 0 | 326.1174 | 0 | 326.1174 | 0 | 387.9495 | 0.0049368 | 326.1174 | 0 | 326.1174 | 3.51e-05 | 320.03 | 0.0089266 | 326.1174 | 0 | 387.2113 | 0.00014744 | 326.1174 | 0 | 326.1174 | 0 | 325.5693 | 0 | 593.3472 | 0.019847 | 325.5693 | 0 | 592.4113 | 0.00011594 | 593.3472 | 0.012253 | 324.7297 | 0
|  | 326.3299 | 0.039343 | 325.7814 | 0.03161 | 388.0624 | 7.6462 | 326.3299 | 0.02762 | 325.7814 | -0.023912 | 319.9704 | 5.9628e-05 | 325.7814 | 0 | 326.3299 | 0 | 326.3299 | 0 | 388.0624 | 0.0094504 | 326.3299 | 0 | 326.3299 | 0 | 320.24 | 0.0047948 | 326.3299 | 0 | 387.3234 | 0.00013321 | 326.3299 | 0 | 326.3299 | 0.0074622 | 325.7815 | 0 | 593.5059 | 0.019943 | 325.7814 | 0 | 592.5705 | 0 | 593.5059 | 0.011889 | 324.9397 | 0
|  | 326.5424 | -0.032887 | 325.9936 | -0.010138 | 388.1753 | 7.5683 | 326.5424 | 0.03119 | 325.9936 | 0.044508 | 320.1834 | -0.00011945 | 325.9936 | 0 | 326.5425 | 0 | 326.5425 | 0 | 388.1753 | 0.012366 | 326.5425 | 0 | 326.5424 | 3.7991e-05 | 320.45 | -0.0007141 | 326.5425 | 0 | 387.4356 | 0.00012343 | 326.5425 | 0 | 326.5424 | 0 | 325.9936 | 0 | 593.6645 | 0.01605 | 325.9936 | 0 | 592.7297 | 0.00011594 | 593.6645 | 0.012408 | 325.1497 | 0
|  | 326.755 | 0.020265 | 326.2058 | 0.0049738 | 388.2882 | 7.3337 | 326.755 | -0.0099468 | 326.2058 | -0.0084788 | 320.3964 | 0.00024626 | 326.2058 | 0 | 326.755 | 0 | 326.755 | 0 | 388.2882 | 0.0061122 | 326.755 | 0 | 326.755 | 0 | 320.66 | -0.0013262 | 326.755 | 0 | 387.5478 | 0.00012343 | 326.755 | 0 | 326.755 | 0.0046671 | 326.2058 | 0 | 593.8232 | 0.022153 | 326.2058 | 0 | 592.8889 | 0 | 593.8232 | 0.011681 | 325.3597 | 0
|  | 326.9676 | 0.021362 | 326.4179 | 0.0096587 | 388.4011 | 7.1885 | 326.9676 | -0.022242 | 326.4179 | 0.022177 | 320.6094 | -0.00014748 | 326.4179 | 0 | 326.9676 | 0 | 326.9676 | 0 | 388.4011 | 0.014387 | 326.9676 | 0 | 326.9676 | 7.6776e-05 | 320.88 | 0.0032646 | 326.9676 | 0 | 387.66 | 0.00013321 | 326.9676 | 0 | 326.9676 | 0 | 326.418 | 0 | 593.9818 | 0.01259 | 326.4179 | 0 | 593.0481 | 0 | 593.9818 | 0.011993 | 325.5697 | 0
|  | 327.1802 | 0.041341 | 326.6301 | 0.026813 | 388.514 | 7.052 | 327.1802 | 0.05156 | 326.6301 | -0.020975 | 320.8224 | 0.00016717 | 326.6301 | 0 | 327.1802 | 0 | 327.1802 | 0 | 388.514 | 0.0066294 | 327.1802 | 0 | 327.1802 | 0 | 321.09 | -0.0007141 | 327.1802 | 0 | 387.7722 | 0.00014957 | 327.1802 | 0 | 327.1802 | 0.0059722 | 326.6302 | 0 | 594.1405 | 0.018597 | 326.6301 | 0 | 593.2073 | 0 | 594.1405 | 0.011578 | 325.7797 | 0
|  | 327.3928 | 0.0077403 | 326.8424 | -0.019669 | 388.6269 | 6.8638 | 327.3928 | -0.0071587 | 326.8424 | 0.046842 | 321.0355 | -0.00013373 | 326.8424 | 0 | 327.3928 | 0 | 327.3928 | 0 | 388.6269 | 0.011707 | 327.3928 | 0 | 327.3928 | 3.5326e-05 | 321.3 | -0.014487 | 327.3928 | 0 | 387.8845 | 0.00017714 | 327.3928 | 0 | 327.3928 | 0 | 326.8424 | 0 | 594.2991 | 0.018837 | 326.8424 | 0 | 593.3665 | 0.00011594 | 594.2991 | 0.012097 | 325.9898 | 0
|  | 327.6054 | 0.064056 | 327.0546 | 0.013681 | 388.7398 | 6.6731 | 327.6054 | 0.013782 | 327.0546 | -0.028933 | 321.2486 | 0.00016949 | 327.0546 | 0 | 327.6054 | 0 | 327.6054 | 0 | 388.7398 | 0.0018242 | 327.6054 | 0 | 327.6054 | 0 | 321.51 | -0.0010202 | 327.6054 | 0 | 387.9967 | 0.0001759 | 327.6054 | 0 | 327.6054 | 0.0047833 | 327.0546 | 0 | 594.4578 | 0.024844 | 327.0546 | 0 | 593.5258 | 7.7296e-05 | 594.4578 | 0.01163 | 326.1998 | 0
|  | 327.8181 | 0.0020847 | 327.2668 | 0.016191 | 388.8527 | 6.5218 | 327.8181 | -0.0079975 | 327.2668 | 0.020034 | 321.4617 | -2.5116e-05 | 327.2668 | 0 | 327.8181 | 0 | 327.8181 | 0 | 388.8527 | 0.0097326 | 327.8181 | 0 | 327.8181 | 3.5644e-05 | 321.73 | -0.021373 | 327.8181 | 0 | 388.1089 | 0.00018514 | 327.8181 | 0 | 327.8181 | 0 | 327.2668 | 0 | 594.6165 | 0.017492 | 327.2668 | 0 | 593.685 | 0 | 594.6165 | 0.012097 | 326.4099 | 0
|  | 328.0307 | 0.025883 | 327.4791 | -0.0065628 | 388.9656 | 6.3839 | 328.0307 | 0.020981 | 327.4791 | 0.0016321 | 321.6747 | 0.00012756 | 327.4791 | 0 | 328.0307 | 0 | 328.0307 | 0 | 388.9656 | 0.005548 | 328.0307 | 0 | 328.0307 | 0 | 321.94 | -0.0020913 | 328.0307 | 0 | 388.2212 | 0.00014655 | 328.0307 | 0 | 328.0307 | 0.0064115 | 327.4791 | 0 | 594.7752 | 0.01951 | 327.4791 | 0 | 593.8442 | 0 | 594.7752 | 0.011318 | 326.6199 | 0
|  | 328.2434 | 0.024354 | 327.6914 | -0.027867 | 389.0784 | 6.1842 | 328.2434 | -0.040037 | 327.6914 | 0.060964 | 321.8879 | -8.6245e-05 | 327.6914 | 0 | 328.2434 | 0 | 328.2434 | 0 | 389.0784 | 0.01387 | 328.2434 | 0 | 328.2434 | 3.3928e-05 | 322.15 | -0.0042337 | 328.2434 | 0 | 388.3334 | 0.000159 | 328.2434 | 0 | 328.2434 | 0 | 327.6914 | 0 | 594.9339 | 0.017252 | 327.6914 | 0 | 594.0035 | 0.00011594 | 594.9339 | 0.012149 | 326.83 | 0
|  | 328.4561 | 0.047451 | 327.9037 | 0.014892 | 389.1913 | 6.0632 | 328.4561 | 0.025941 | 327.9037 | -0.057226 | 322.101 | 5.182e-05 | 327.9037 | 0 | 328.4561 | 0 | 328.4561 | 0 | 389.1913 | 0.010344 | 328.4561 | 0 | 328.4561 | 0 | 322.36 | 0.0018873 | 328.4561 | 0 | 388.4456 | 0.00013961 | 328.4561 | 0 | 328.4561 | 0.0055099 | 327.9037 | 0 | 595.0926 | 0.021961 | 327.9037 | 0 | 594.1627 | 7.7296e-05 | 595.0926 | 0.011578 | 327.0401 | 0
|  | 328.6688 | 0.029529 | 328.116 | -0.020763 | 389.3042 | 5.8294 | 328.6688 | -0.017283 | 328.116 | 0.049771 | 322.3141 | -0.00024851 | 328.116 | 0 | 328.6688 | 0 | 328.6688 | 0 | 389.3042 | 0.010109 | 328.6688 | 0 | 328.6688 | 6.4135e-05 | 322.58 | -0.012191 | 328.6688 | 0 | 388.5579 | 0.00016345 | 328.6688 | 0 | 328.6688 | 0 | 328.116 | 0 | 595.2513 | 0.016723 | 328.116 | 0 | 594.322 | 0 | 595.2513 | 0.012564 | 327.2502 | 0
|  | 328.8815 | 0.0509 | 328.3283 | -0.0059025 | 389.4171 | 5.678 | 328.8815 | 0.0097053 | 328.3283 | -0.0089579 | 322.5273 | 0.0001392 | 328.3283 | 0 | 328.8815 | 0 | 328.8815 | 0 | 389.4171 | 0.0027586 | 328.8815 | 0 | 328.8815 | 0 | 322.79 | -0.0017853 | 328.8815 | 0 | 388.6701 | 0.00014691 | 328.8815 | 0 | 328.8815 | 0.0089881 | 328.3283 | 0 | 595.41 | 0.022057 | 328.3283 | 0 | 594.4813 | 0.00030918 | 595.41 | 0.011422 | 327.4604 | 0
|  | 329.0942 | 0.0095277 | 328.5407 | -0.019171 | 389.53 | 5.4959 | 329.0942 | -0.0067423 | 328.5407 | 0.013248 | 322.7404 | -5.2744e-05 | 328.5407 | 0 | 329.0942 | 0 | 329.0942 | 0 | 389.53 | 0 | 329.0942 | 0 | 329.0942 | 3.235e-05 | 323 | -0.0036216 | 329.0942 | 0 | 388.7824 | 0.00015331 | 329.0942 | 0 | 329.0942 | 0 | 328.5407 | 0 | 595.5687 | 0.013023 | 328.5407 | 0 | 594.6405 | 0.00057972 | 595.5687 | 0.011889 | 327.6705 | 0
|  | 329.3069 | 0.061606 | 328.753 | 0.011803 | 389.6429 | 5.3364 | 329.3069 | 0.029434 | 328.753 | -0.025766 | 322.9536 | 0.00019359 | 328.753 | 0 | 329.307 | 0 | 329.307 | 0 | 389.6429 | 0.0047487 | 329.307 | 0 | 329.3069 | 0 | 323.22 | 0.0066312 | 329.307 | 0 | 388.8947 | 0.00015029 | 329.307 | 0 | 329.3069 | 0.0063531 | 328.753 | 0 | 595.7275 | 0.016819 | 328.753 | 0 | 594.7998 | 0 | 595.7275 | 0.01111 | 327.8807 | 0
|  | 329.5197 | 0.0062893 | 328.9654 | -0.033293 | 389.7557 | 5.2382 | 329.5197 | -0.00094526 | 328.9654 | 0.048921 | 323.1668 | -7.0613e-05 | 328.9654 | 0 | 329.5197 | 0 | 329.5197 | 0 | 389.7557 | 0.012271 | 329.5197 | 0 | 329.5197 | 5.9061e-05 | 323.43 | -0.005917 | 329.5197 | 0 | 389.0069 | 0.00015082 | 329.5197 | 0 | 329.5197 | 0 | 328.9654 | 0 | 595.8862 | 0.017588 | 328.9654 | 0 | 594.9591 | 0.00034783 | 595.8862 | 0.011837 | 328.0908 | 0
|  | 329.7325 | 0.031539 | 329.1778 | 0.016204 | 389.8686 | 4.9948 | 329.7325 | 0.0076624 | 329.1778 | -0.013794 | 323.38 | 0.00013864 | 329.1778 | 0 | 329.7325 | 0 | 329.7325 | 0 | 389.8686 | 0.0061122 | 329.7325 | 0 | 329.7325 | 0 | 323.64 | -0.0025504 | 329.7325 | 0 | 389.1192 | 0.00014459 | 329.7325 | 0 | 329.7325 | 0.0043438 | 329.1778 | 0 | 596.0449 | 0.024508 | 329.1778 | 0 | 595.1184 | 0 | 596.0449 | 0.011526 | 328.301 | 0
|  | 329.9453 | -0.0011683 | 329.3902 | 0.013682 | 389.9815 | 4.8704 | 329.9453 | -0.012261 | 329.3902 | 0.029476 | 323.5932 | 2.2461e-05 | 329.3902 | 0 | 329.9453 | 0 | 329.9453 | 0 | 389.9815 | 0.0042482 | 329.9453 | 0 | 329.9453 | 3.3026e-05 | 323.85 | -0.0049988 | 329.9453 | 0 | 389.2315 | 0.00013214 | 329.9453 | 0 | 329.9453 | 0 | 329.3902 | 0 | 596.2037 | 0.019078 | 329.3902 | 0 | 595.2777 | 0 | 596.2037 | 0.012045 | 328.5112 | 0
|  | 330.1581 | 0.029282 | 329.6027 | 0.014973 | 390.0944 | 4.6559 | 330.1581 | 0.0090705 | 329.6027 | -0.019869 | 323.8064 | 0.00014808 | 329.6027 | 0 | 330.1581 | 0 | 330.1581 | 0 | 390.0944 | 0.012366 | 330.1581 | 0 | 330.1581 | 0 | 324.07 | 0.0081613 | 330.1581 | 0 | 389.3438 | 0.00013997 | 330.1581 | 0 | 330.1581 | 0.0074791 | 329.6027 | 0 | 596.3625 | 0.024652 | 329.6027 | 0 | 595.437 | 0 | 596.3625 | 0.011578 | 328.7214 | 0
|  | 330.3709 | 0.034723 | 329.8151 | -0.028285 | 390.2072 | 4.6205 | 330.3709 | -0.024099 | 329.8151 | 0.014191 | 324.0196 | 3.7711e-05 | 329.8151 | 0 | 330.3709 | 0 | 330.3709 | 0 | 390.2072 | 0.013306 | 330.3709 | 0 | 330.3709 | 4.7853e-05 | 324.28 | -0.0097429 | 330.3709 | 0 | 389.4561 | 0.00014655 | 330.3709 | 0 | 330.3709 | 0 | 329.8151 | 0 | 596.5212 | 0.019606 | 329.8151 | 0 | 595.5963 | 0 | 596.5212 | 0.011941 | 328.9316 | 0
|  | 330.5837 | 0.045111 | 330.0276 | -0.015339 | 390.3201 | 4.4191 | 330.5837 | 0.042729 | 330.0276 | -0.038877 | 324.2329 | 0.0001675 | 330.0276 | 0 | 330.5837 | 0 | 330.5837 | 0 | 390.3201 | 0.01782 | 330.5837 | 0 | 330.5837 | 0 | 324.49 | -0.00040807 | 330.5837 | 0 | 389.5684 | 0.00015687 | 330.5837 | 0 | 330.5837 | 0.003867 | 330.0276 | 0 | 596.68 | 0.023066 | 330.0276 | 0 | 595.7557 | 7.7296e-05 | 596.68 | 0.011526 | 329.1419 | 0
|  | 330.7966 | 0.014373 | 330.24 | -0.0093717 | 390.433 | 4.274 | 330.7966 | 0.0003163 | 330.24 | 0.036935 | 324.4461 | -0.00017293 | 330.24 | 0 | 330.7966 | 0 | 330.7966 | 0 | 390.433 | 0.013071 | 330.7966 | 0 | 330.7966 | 3.3164e-05 | 324.71 | -0.011732 | 330.7966 | 0 | 389.6807 | 0.00015455 | 330.7966 | 0 | 330.7966 | 0 | 330.24 | 0 | 596.8388 | 0.014609 | 330.24 | 0 | 595.915 | 0 | 596.8388 | 0.011681 | 329.3521 | 0
|  | 331.0095 | 0.035643 | 330.4525 | 0.02395 | 390.5459 | 4.1829 | 331.0095 | 0.027145 | 330.4525 | -0.037774 | 324.6594 | 9.731e-05 | 330.4525 | 0 | 331.0095 | 0 | 331.0095 | 0 | 390.5459 | 0.0047487 | 331.0095 | 0 | 331.0095 | 0 | 324.92 | -0.0054579 | 331.0095 | 0 | 389.793 | 0.00014868 | 331.0095 | 0 | 331.0095 | 0.0067698 | 330.4525 | 0 | 596.9976 | 0.020952 | 330.4525 | 0 | 596.0743 | 7.7296e-05 | 596.9976 | 0.011214 | 329.5624 | 0
|  | 331.2224 | 0.016363 | 330.665 | -0.018774 | 390.6587 | 4.0253 | 331.2224 | 0.0060461 | 330.665 | 0.056347 | 324.8727 | -5.4802e-05 | 330.665 | 0 | 331.2223 | 0 | 331.2223 | 0 | 390.6587 | 0.0063943 | 331.2223 | 0 | 331.2224 | 3.4573e-05 | 325.13 | -0.0085181 | 331.2223 | 0 | 389.9053 | 0.00014993 | 331.2223 | 0 | 331.2224 | 0 | 330.665 | 0 | 597.1564 | 0.017588 | 330.665 | 0 | 596.2337 | 0.00011594 | 597.1564 | 0.011785 | 329.7726 | 0
|  | 331.4352 | 0.06457 | 330.8776 | -0.02717 | 390.7716 | 3.9724 | 331.4352 | -0.0061494 | 330.8776 | -0.035403 | 325.086 | 1.1985e-05 | 330.8776 | 0 | 331.4352 | 0 | 331.4352 | 0 | 390.7716 | 0.012224 | 331.4352 | 0 | 331.4352 | 0 | 325.34 | 0.00035706 | 331.4352 | 0 | 390.0176 | 0.00015029 | 331.4352 | 0 | 331.4352 | 0.0093833 | 330.8776 | 0 | 597.3152 | 0.013936 | 330.8776 | 0 | 596.393 | 7.7296e-05 | 597.3152 | 0.011526 | 329.9829 | 0
|  | 331.6482 | 0.021951 | 331.0901 | -0.011371 | 390.8845 | 3.861 | 331.6482 | -0.0067168 | 331.0901 | 0.031827 | 325.2993 | -4.9553e-05 | 331.0901 | 0 | 331.6481 | 0 | 331.6481 | 0 | 390.8845 | 0.0042482 | 331.6481 | 0 | 331.6482 | 6.5806e-05 | 325.56 | -0.0025504 | 331.6481 | 0 | 390.1299 | 0.00014815 | 331.6481 | 0 | 331.6482 | 0 | 331.0901 | 0 | 597.474 | 0.020808 | 331.0901 | 0 | 596.5524 | 0.00011594 | 597.474 | 0.011941 | 330.1932 | 0
|  | 331.8611 | 0.043994 | 331.3027 | 0.052414 | 390.9973 | 3.7615 | 331.8611 | 0.025801 | 331.3027 | -0.016444 | 325.5126 | 0.00017404 | 331.3027 | 0 | 331.8611 | 0 | 331.8611 | 0 | 390.9973 | 0.020264 | 331.8611 | 0 | 331.8611 | 0 | 325.77 | -0.0030095 | 331.8611 | 0 | 390.2422 | 0.00012218 | 331.8611 | 0 | 331.8611 | 0.0053196 | 331.3027 | 0 | 597.6328 | 0.022874 | 331.3027 | 0 | 596.7117 | 7.7296e-05 | 597.6328 | 0.011162 | 330.4035 | 0
|  | 332.074 | 0.0065581 | 331.5152 | -0.019614 | 391.1102 | 3.6867 | 332.074 | 0.0254 | 331.5152 | 0.044031 | 325.726 | -0.00021453 | 331.5152 | 0 | 332.074 | 0 | 332.074 | 0 | 391.1102 | 0.0045151 | 332.074 | 0 | 332.074 | 4.004e-05 | 325.98 | -0.01418 | 332.074 | 0 | 390.3546 | 0.00011418 | 332.074 | 0 | 332.074 | 0 | 331.5152 | 0 | 597.7917 | 0.015233 | 331.5152 | 0 | 596.8711 | 0.00034783 | 597.7917 | 0.011889 | 330.6139 | 0
|  | 332.287 | 0.019234 | 331.7278 | 0.031287 | 391.2231 | 3.621 | 332.287 | 0.038664 | 331.7278 | -0.052407 | 325.9393 | 0.00019313 | 331.7278 | 0 | 332.287 | 0 | 332.287 | 0 | 391.2231 | 0.0083691 | 332.287 | 0 | 332.287 | 0 | 326.2 | 0.0032646 | 332.287 | 0 | 390.4669 | 0.00011969 | 332.287 | 0 | 332.287 | 0.003452 | 331.7278 | 0 | 597.9505 | 0.023739 | 331.7278 | 0 | 597.0305 | 0 | 597.9505 | 0.011318 | 330.8242 | 0
|  | 332.4999 | 0.011242 | 331.9404 | 0.024397 | 391.336 | 3.5057 | 332.4999 | -0.0012905 | 331.9404 | 0.045818 | 326.1527 | -7.7004e-05 | 331.9404 | 0 | 332.4999 | 0 | 332.4999 | 0 | 391.336 | 0.012507 | 332.4999 | 0 | 332.4999 | 3.3101e-05 | 326.41 | -0.0011732 | 332.4999 | 0 | 390.5793 | 0.00013214 | 332.4999 | 0 | 332.4999 | 0 | 331.9404 | 0 | 598.1094 | 0.021048 | 331.9404 | 0 | 597.1898 | 0.00011594 | 598.1094 | 0.012045 | 331.0346 | 0
|  | 332.7129 | 0.051078 | 332.1531 | 0.040941 | 391.4488 | 3.4341 | 332.7129 | 0.018392 | 332.1531 | 0.0006598 | 326.3661 | 0.00017417 | 332.1531 | 0 | 332.7129 | 0 | 332.7129 | 0 | 391.4488 | 0.011848 | 332.7129 | 0 | 332.7129 | 0 | 326.62 | -0.0019383 | 332.7129 | 0 | 390.6916 | 0.00016096 | 332.7129 | 0 | 332.7129 | 0.0083726 | 332.1531 | 0 | 598.2682 | 0.025325 | 332.1531 | 0 | 597.3492 | 7.7296e-05 | 598.2682 | 0.01137 | 331.2449 | 0
|  | 332.9259 | 0.018585 | 332.3657 | 0.0070747 | 391.5617 | 3.3481 | 332.9259 | 0.010837 | 332.3657 | 0.046094 | 326.5794 | -0.00017312 | 332.3657 | 0 | 332.9259 | 0 | 332.9259 | 0 | 391.5617 | 0.008134 | 332.9259 | 0 | 332.9259 | 4.5411e-05 | 326.84 | -0.018771 | 332.9259 | 0 | 390.8039 | 0.00016611 | 332.9259 | 0 | 332.9259 | 0 | 332.3657 | 0 | 598.4271 | 0.01927 | 332.3657 | 0 | 597.5086 | 0.00034783 | 598.4271 | 0.01163 | 331.4553 | 0
|  | 333.1389 | 0.045637 | 332.5784 | 0.041508 | 391.6746 | 3.3236 | 333.1389 | 0.031998 | 332.5784 | -0.03052 | 326.7928 | 0.00010967 | 332.5784 | 0 | 333.139 | 0 | 333.139 | 0 | 391.6746 | 0.0044939 | 333.139 | 0 | 333.1389 | 0 | 327.05 | 0.0031115 | 333.139 | 0 | 390.9163 | 0.00016469 | 333.139 | 0 | 333.139 | 0.010666 | 332.5784 | 0 | 598.5859 | 0.015858 | 332.5784 | 0 | 597.668 | 0 | 598.5859 | 0.011007 | 331.6657 | 0
|  | 333.352 | -0.0075435 | 332.791 | 0.017121 | 391.7874 | 3.2434 | 333.352 | 0.0085219 | 332.791 | 0.020928 | 327.0063 | -0.00010977 | 332.791 | 0 | 333.352 | 0 | 333.352 | 0 | 391.7874 | 0 | 333.352 | 0 | 333.352 | 4.8215e-05 | 327.26 | -0.0074475 | 333.352 | 0 | 391.0287 | 0.00015455 | 333.352 | 0 | 333.352 | 0 | 332.791 | 0 | 598.7448 | 0.01951 | 332.791 | 0 | 597.8274 | 0 | 598.7448 | 0.011214 | 331.8761 | 0
|  | 333.565 | 0.02427 | 333.0037 | 0.034315 | 391.9003 | 3.1699 | 333.565 | 0.033715 | 333.0037 | -0.017784 | 327.2197 | 0.00023487 | 333.0037 | 0 | 333.565 | 0 | 333.565 | 0 | 391.9003 | 0.0034261 | 333.565 | 0 | 333.565 | 0 | 327.47 | 0.0023464 | 333.565 | 0 | 391.141 | 0.0001325 | 333.565 | 0 | 333.565 | 0.0050393 | 333.0037 | 0 | 598.9037 | 0.021096 | 333.0037 | 0 | 597.9868 | 0 | 598.9037 | 0.010903 | 332.0865 | 0
|  | 333.7781 | 0.033621 | 333.2164 | -0.012233 | 392.0131 | 3.1468 | 333.7781 | -0.012257 | 333.2164 | 0.031157 | 327.4331 | -4.2634e-05 | 333.2164 | 0 | 333.7781 | 0 | 333.7781 | 0 | 392.0131 | 0.0047957 | 333.7781 | 0 | 333.7781 | 4.3624e-05 | 327.69 | -0.0048458 | 333.7781 | 0 | 391.2534 | 0.00015117 | 333.7781 | 0 | 333.7781 | 0 | 333.2164 | 0 | 599.0626 | 0.017059 | 333.2164 | 0 | 598.1463 | 0.00011594 | 599.0626 | 0.011474 | 332.2969 | 0
|  | 333.9912 | 0.039736 | 333.4292 | 0.011794 | 392.126 | 3.1499 | 333.9912 | 0.0042539 | 333.4292 | -0.021185 | 327.6466 | 0.00010079 | 333.4292 | 0 | 333.9912 | 0 | 333.9912 | 0 | 392.126 | 0.0058301 | 333.9912 | 0 | 333.9912 | 0 | 327.9 | 0.0049478 | 333.9912 | 0 | 391.3658 | 0.00012716 | 333.9912 | 0 | 333.9912 | 0.0034335 | 333.4291 | 0 | 599.2215 | 0.02494 | 333.4292 | 0 | 598.3057 | 0 | 599.2215 | 0.01137 | 332.5073 | 0
|  | 334.2043 | 0.00044551 | 333.6419 | -0.0090958 | 392.2389 | 3.0678 | 334.2043 | -0.018464 | 333.6419 | 0.035393 | 327.86 | -4.2435e-05 | 333.6419 | 0 | 334.2043 | 0 | 334.2043 | 0 | 392.2389 | 0.014904 | 334.2043 | 0 | 334.2043 | 5.2782e-05 | 328.11 | -0.0020913 | 334.2043 | 0 | 391.4782 | 0.00015064 | 334.2043 | 0 | 334.2043 | 0 | 333.6419 | 0 | 599.3804 | 0.016915 | 333.6419 | 0 | 598.4651 | 0.00034783 | 599.3804 | 0.011578 | 332.7178 | 0
|  | 334.4174 | 0.063415 | 333.8546 | 0.032573 | 392.3517 | 3.0641 | 334.4174 | 0.014458 | 333.8546 | -0.017443 | 328.0735 | 0.00017448 | 333.8546 | 0 | 334.4174 | 0 | 334.4174 | 0 | 392.3517 | 0.0066294 | 334.4174 | 0 | 334.4174 | 0 | 328.33 | -0.0062227 | 334.4174 | 0 | 391.5906 | 0.00014566 | 334.4174 | 0 | 334.4174 | 0.011735 | 333.8546 | 0 | 599.5393 | 0.017636 | 333.8546 | 0 | 598.6245 | 0 | 599.5393 | 0.010799 | 332.9282 | 0
|  | 334.6305 | 0.01082 | 334.0674 | -0.042806 | 392.4646 | 3.0338 | 334.6305 | -0.00098623 | 334.0674 | 0.034744 | 328.287 | -0.00011206 | 334.0674 | 0 | 334.6305 | 0 | 334.6305 | 0 | 392.4646 | 0.010109 | 334.6305 | 0 | 334.6305 | 1.156e-05 | 328.54 | -0.0033155 | 334.6305 | 0 | 391.703 | 0.0001871 | 334.6305 | 0 | 334.6305 | 0 | 334.0674 | 0 | 599.6982 | 0.013263 | 334.0674 | 0 | 598.784 | 0.00034783 | 599.6982 | 0.01111 | 333.1387 | 0
|  | 334.8436 | 0.066185 | 334.2802 | -0.037153 | 392.5774 | 3.0157 | 334.8436 | 0.015276 | 334.2802 | -0.023612 | 328.5005 | 8.6298e-05 | 334.2802 | 0 | 334.8436 | 0 | 334.8436 | 0 | 392.5774 | 0.0099676 | 334.8436 | 0 | 334.8436 | 0 | 328.75 | 0.0032646 | 334.8436 | 0 | 391.8154 | 0.00017928 | 334.8436 | 0 | 334.8436 | 0.0084451 | 334.2802 | 0 | 599.8572 | 0.024412 | 334.2802 | 0 | 598.9434 | 7.7296e-05 | 599.8572 | 0.011058 | 333.3492 | 0
|  | 335.0568 | -0.0092588 | 334.493 | 0.02467 | 392.6903 | 2.9521 | 335.0568 | -0.003165 | 334.493 | 0.021145 | 328.714 | -0.00011847 | 334.493 | 0 | 335.0568 | 0 | 335.0568 | 0 | 392.6903 | 0.010532 | 335.0568 | 0 | 335.0568 | 6.0314e-05 | 328.97 | -0.0065293 | 335.0568 | 0 | 391.9278 | 0.00017607 | 335.0568 | 0 | 335.0568 | 0 | 334.493 | 0 | 600.0161 | 0.01259 | 334.493 | 0 | 599.1029 | 0.00011594 | 600.0161 | 0.011889 | 333.5597 | 0
|  | 335.27 | 0.024135 | 334.7058 | 0.034149 | 392.8031 | 2.9098 | 335.27 | 0.028585 | 334.7058 | 0.0052055 | 328.9276 | 0.00011323 | 334.7058 | 0 | 335.27 | 0 | 335.27 | 0 | 392.8031 | 0.0061122 | 335.27 | 0 | 335.27 | 0 | 329.18 | -0.0065293 | 335.27 | 0 | 392.0402 | 0.00013748 | 335.27 | 0 | 335.27 | 0.0075309 | 334.7058 | 0 | 600.175 | 0.024171 | 334.7058 | 0 | 599.2623 | 7.7296e-05 | 600.175 | 0.011526 | 333.7702 | 0
|  | 335.4832 | 0.023031 | 334.9187 | 0.0015104 | 392.916 | 2.9559 | 335.4832 | -0.024842 | 334.9187 | 0.039345 | 329.1411 | -7.6683e-05 | 334.9187 | 0 | 335.4831 | 0 | 335.4831 | 0 | 392.916 | 0.015469 | 335.4831 | 0 | 335.4832 | 0.0001438 | 329.39 | -0.0066822 | 335.4831 | 0 | 392.1526 | 0.00014122 | 335.4831 | 0 | 335.4832 | 0 | 334.9187 | 0 | 600.334 | 0.024844 | 334.9187 | 0 | 599.4218 | 0 | 600.334 | 0.012149 | 333.9808 | 0
|  | 335.6964 | 0.042926 | 335.1315 | 0.1162 | 393.0288 | 2.8927 | 335.6964 | 0.015586 | 335.1315 | -0.022516 | 329.3546 | 0.00014364 | 335.1315 | 0 | 335.6963 | 0 | 335.6963 | 0 | 393.0288 | 0.0088862 | 335.6963 | 0 | 335.6964 | 0 | 329.61 | 0.0098449 | 335.6963 | 0 | 392.265 | 0.00013784 | 335.6963 | 0 | 335.6963 | 0.014128 | 335.1315 | 0 | 600.4929 | 0.023162 | 335.1315 | 0 | 599.5813 | 7.7296e-05 | 600.4929 | 0.01163 | 334.1913 | 0
|  | 335.9096 | 0.0172 | 335.3444 | 0.016701 | 393.1417 | 2.8423 | 335.9096 | 0.010269 | 335.3444 | 0.10048 | 329.5682 | -6.929e-05 | 335.3444 | 0 | 335.9096 | 0 | 335.9096 | 0 | 393.1417 | 0.0063943 | 335.9096 | 0 | 335.9096 | 3.6912e-05 | 329.82 | -0.0017853 | 335.9096 | 0 | 392.3775 | 0.0001558 | 335.9096 | 0 | 335.9096 | 0 | 335.3444 | 0 | 600.6519 | 0.016483 | 335.3444 | 0 | 599.7408 | 0.00034783 | 600.6519 | 0.012149 | 334.4019 | 0
|  | 336.1228 | 0.041044 | 335.5573 | 0.015219 | 393.2545 | 2.7983 | 336.1228 | 0.014131 | 335.5573 | -0.0008437 | 329.7818 | 0.00012321 | 335.5573 | 0 | 336.1228 | 0 | 336.1228 | 0 | 393.2545 | 0.0079459 | 336.1228 | 0 | 336.1228 | 0 | 330.03 | -0.0027035 | 336.1228 | 0 | 392.4899 | 0.00016647 | 336.1228 | 0 | 336.1228 | 0.0074964 | 335.5573 | 0 | 600.8109 | 0.013936 | 335.5573 | 0 | 599.9003 | 7.7296e-05 | 600.8109 | 0.011266 | 334.6124 | 0
|  | 336.336 | 0.0041746 | 335.7702 | -0.0013624 | 393.3674 | 2.8005 | 336.336 | -0.0020541 | 335.7702 | 0.016468 | 329.9954 | -3.0281e-06 | 335.7702 | 0 | 336.336 | 0 | 336.336 | 0 | 393.3674 | 0 | 336.336 | 0 | 336.336 | 3.7755e-05 | 330.25 | 0.0081613 | 336.336 | 0 | 392.6023 | 0.000159 | 336.336 | 0 | 336.336 | 0 | 335.7702 | 0 | 600.9698 | 0.017732 | 335.7702 | 0 | 600.0598 | 0.00011594 | 600.9698 | 0.011681 | 334.823 | 0
|  | 336.5493 | 0.057042 | 335.9831 | 0.037275 | 393.4802 | 2.7845 | 336.5493 | 0.021302 | 335.9831 | -0.026809 | 330.209 | 0.00017177 | 335.9831 | 0 | 336.5493 | 0 | 336.5493 | 0 | 393.4802 | 0.0056891 | 336.5493 | 0 | 336.5493 | 0 | 330.46 | 0.0017343 | 336.5493 | 0 | 392.7148 | 0.00015491 | 336.5493 | 0 | 336.5493 | 0.0091807 | 335.9831 | 0 | 601.1288 | 0.025084 | 335.9831 | 0 | 600.2193 | 0 | 601.1288 | 0.011058 | 335.0336 | 0
|  | 336.7626 | 0.011946 | 336.196 | 0.014644 | 393.5931 | 2.7449 | 336.7626 | -0.0034064 | 336.196 | 0.02171 | 330.4226 | -0.00010003 | 336.196 | 0 | 336.7626 | 0 | 336.7626 | 0 | 393.5931 | 0.014528 | 336.7626 | 0 | 336.7626 | 5.0002e-05 | 330.67 | -0.0036216 | 336.7626 | 0 | 392.8272 | 0.00015651 | 336.7626 | 0 | 336.7626 | 0 | 336.196 | 0 | 601.2878 | 0.017155 | 336.196 | 0 | 600.3788 | 0 | 601.2878 | 0.011422 | 335.2442 | 0
|  | 336.9759 | 0.071725 | 336.409 | 0.041939 | 393.7059 | 2.6853 | 336.9759 | 0.021056 | 336.409 | -0.021618 | 330.6363 | 0.00018024 | 336.409 | 0 | 336.9759 | 0 | 336.9759 | 0 | 393.7059 | 0.0015573 | 336.9759 | 0 | 336.9759 | 0 | 330.89 | 0.0023464 | 336.9759 | 0 | 392.9397 | 0.00016522 | 336.9759 | 0 | 336.9759 | 0.009464 | 336.409 | 0 | 601.4468 | 0.019847 | 336.409 | 0 | 600.5383 | 0 | 601.4468 | 0.010747 | 335.4548 | 0
|  | 337.1892 | 0.011647 | 336.6219 | 0.0086462 | 393.8188 | 2.6692 | 337.1892 | 0.0040453 | 336.6219 | 0.06486 | 330.8499 | -4.4795e-05 | 336.6219 | 0 | 337.1892 | 0 | 337.1892 | 0 | 393.8188 | 0.0061122 | 337.1892 | 0 | 337.1892 | 4.6465e-05 | 331.1 | 0.0051009 | 337.1892 | 0 | 393.0521 | 0.00015776 | 337.1892 | 0 | 337.1892 | 0 | 336.6219 | 0 | 601.6059 | 0.019943 | 336.6219 | 0 | 600.6978 | 0.00011594 | 601.6059 | 0.011214 | 335.6654 | 0
|  | 337.4025 | 0.078478 | 336.8349 | 0.021355 | 393.9316 | 2.6133 | 337.4025 | 0.0043005 | 336.8349 | 0.00083917 | 331.0635 | 0.00012909 | 336.8349 | 0 | 337.4025 | 0 | 337.4025 | 0 | 393.9316 | 0.0093094 | 337.4025 | 0 | 337.4025 | 0 | 331.31 | -0.0048458 | 337.4025 | 0 | 393.1646 | 0.00013712 | 337.4025 | 0 | 337.4025 | 0.011617 | 336.8349 | 0 | 601.7649 | 0.022538 | 336.8349 | 0 | 600.8573 | 0 | 601.7649 | 0.010851 | 335.8761 | 0
|  | 337.6158 | 0.026529 | 337.0479 | 0.0091971 | 394.0445 | 2.5521 | 337.6158 | 0.015127 | 337.0479 | 0.032802 | 331.2772 | -0.00010004 | 337.0479 | 0 | 337.6158 | 0 | 337.6158 | 0 | 394.0445 | 0.0063943 | 337.6158 | 0 | 337.6158 | 5.3409e-05 | 331.53 | -0.0037746 | 337.6158 | 0 | 393.2771 | 0.0001341 | 337.6158 | 0 | 337.6158 | 0 | 337.0479 | 0 | 601.9239 | 0.012783 | 337.0479 | 0 | 601.0169 | 0.00011594 | 601.9239 | 0.01137 | 336.0868 | 0
|  | 337.8292 | 0.068574 | 337.2609 | 0.057135 | 394.1573 | 2.5162 | 337.8292 | 0.017896 | 337.2609 | -0.014912 | 331.4909 | 0.00016677 | 337.2609 | 0 | 337.8292 | 0 | 337.8292 | 0 | 394.1573 | 0.0094504 | 337.8292 | 0 | 337.8292 | 0 | 331.74 | 0.007243 | 337.8292 | 0 | 393.3895 | 0.00013321 | 337.8292 | 0 | 337.8292 | 0.012425 | 337.2609 | 0 | 602.0829 | 0.019847 | 337.2609 | 0 | 601.1764 | 7.7296e-05 | 602.0829 | 0.010851 | 336.2974 | 0
|  | 338.0425 | 0.040391 | 337.4739 | 0.021251 | 394.2702 | 2.475 | 338.0425 | -0.01232 | 337.4739 | 0.03262 | 331.7046 | -6.7856e-05 | 337.4739 | 0 | 338.0425 | 0 | 338.0425 | 0 | 394.2702 | 0.0093094 | 338.0425 | 0 | 338.0425 | 5.4978e-05 | 331.95 | 0.0075495 | 338.0425 | 0 | 393.502 | 0.00015402 | 338.0425 | 0 | 338.0425 | 0 | 337.4739 | 0 | 602.242 | 0.021817 | 337.4739 | 0 | 601.336 | 0.00011594 | 602.242 | 0.011162 | 336.5081 | 0
|  | 338.2559 | 0.074716 | 337.687 | 0.044048 | 394.383 | 2.4447 | 338.2559 | 0.0061341 | 337.687 | 0.01403 | 331.9183 | 0.00017631 | 337.687 | 0 | 338.2559 | 0 | 338.2559 | 0 | 394.383 | 0.011707 | 338.2559 | 0 | 338.2559 | 0 | 332.17 | -0.0010202 | 338.2559 | 0 | 393.6145 | 0.00015064 | 338.2559 | 0 | 338.2559 | 0.011632 | 337.687 | 0 | 602.401 | 0.03186 | 337.687 | 0 | 601.4955 | 0.00054107 | 602.401 | 0.010591 | 336.7188 | 0
|  | 338.4693 | 0.014339 | 337.9 | 0.0060435 | 394.4959 | 2.3957 | 338.4693 | 0.016452 | 337.9 | 0.051688 | 332.132 | -1.2931e-05 | 337.9 | 0 | 338.4693 | 0 | 338.4693 | 0 | 394.4959 | 0.0087922 | 338.4693 | 0 | 338.4693 | 2.0863e-05 | 332.38 | -0.0049988 | 338.4693 | 0 | 393.727 | 0.00014708 | 338.4693 | 0 | 338.4693 | 0 | 337.9 | 0 | 602.5601 | 0.010476 | 337.9 | 0 | 601.6551 | 0 | 602.5601 | 0.011422 | 336.9295 | 0
|  | 338.6827 | 0.056045 | 338.1131 | 0.038109 | 394.6087 | 2.3193 | 338.6827 | 0.018156 | 338.1131 | -0.03122 | 332.3458 | 0.00017365 | 338.1131 | 0 | 338.6827 | 0 | 338.6827 | 0 | 394.6087 | 0.0083691 | 338.6827 | 0 | 338.6827 | 0 | 332.59 | 0.0081613 | 338.6827 | 0 | 393.8395 | 0.00012183 | 338.6827 | 0 | 338.6827 | 0.0089212 | 338.1131 | 0 | 602.7191 | 0.02321 | 338.1131 | 0 | 601.8146 | 7.7296e-05 | 602.7191 | 0.011058 | 337.1402 | 0
|  | 338.8961 | 0.019097 | 338.3262 | 0.036139 | 394.7215 | 2.2949 | 338.8961 | 0.022633 | 338.3262 | 0.023162 | 332.5595 | -5.2335e-05 | 338.3262 | 0 | 338.8961 | 0 | 338.8961 | 0 | 394.7215 | 0.01387 | 338.8961 | 0 | 338.8961 | 7.4274e-05 | 332.81 | -0.011273 | 338.8961 | 0 | 393.952 | 0.00012379 | 338.8961 | 0 | 338.8961 | 0 | 338.3262 | 0 | 602.8782 | 0.023306 | 338.3262 | 0 | 601.9742 | 0 | 602.8782 | 0.01163 | 337.351 | 0
|  | 339.1096 | 0.023602 | 338.5393 | 0.059954 | 394.8344 | 2.2372 | 339.1096 | 0.03361 | 338.5393 | -0.015559 | 332.7733 | 0.00019707 | 338.5393 | 0 | 339.1096 | 0 | 339.1096 | 0 | 394.8344 | 0.0059712 | 339.1096 | 0 | 339.1096 | 0 | 333.02 | 0.00096913 | 339.1096 | 0 | 394.0645 | 0.00013179 | 339.1096 | 0 | 339.1096 | 0.010358 | 338.5393 | 0 | 603.0373 | 0.032293 | 338.5393 | 0 | 602.1338 | 7.7296e-05 | 603.0373 | 0.010643 | 337.5617 | 0
|  | 339.323 | 0.052601 | 338.7524 | 0.041999 | 394.9472 | 2.202 | 339.323 | -0.0017043 | 338.7524 | 0.05815 | 332.987 | -0.00012265 | 338.7524 | 0 | 339.323 | 0 | 339.323 | 0 | 394.9472 | 0.008275 | 339.323 | 0 | 339.323 | 2.4733e-05 | 333.24 | 0.0040296 | 339.323 | 0 | 394.177 | 0.00014157 | 339.323 | 0 | 339.323 | 0 | 338.7525 | 0 | 603.1963 | 0.016723 | 338.7524 | 0 | 602.2934 | 0 | 603.1963 | 0.011266 | 337.7725 | 0
|  | 339.5365 | 0.048635 | 338.9656 | 0.055968 | 395.06 | 2.1453 | 339.5365 | 0.012938 | 338.9656 | -0.0051465 | 333.2008 | 0.00012171 | 338.9656 | 0 | 339.5365 | 0 | 339.5365 | 0 | 395.06 | 0.0083691 | 339.5365 | 0 | 339.5365 | 0 | 333.45 | 0.0012752 | 339.5365 | 0 | 394.2895 | 0.00014317 | 339.5365 | 0 | 339.5365 | 0.0082392 | 338.9656 | 0 | 603.3554 | 0.026094 | 338.9656 | 0 | 602.453 | 0 | 603.3554 | 0.010851 | 337.9832 | 0
|  | 339.75 | 0.030466 | 339.1787 | -0.025811 | 395.1729 | 2.0793 | 339.75 | -0.023988 | 339.1787 | 0.043733 | 333.4146 | -0.00015207 | 339.1787 | 0 | 339.75 | 0 | 339.75 | 0 | 395.1729 | 0.005595 | 339.75 | 0 | 339.75 | 8.7857e-06 | 333.66 | -0.0010202 | 339.75 | 0 | 394.402 | 0.00013819 | 339.75 | 0 | 339.75 | 0 | 339.1787 | 0 | 603.5145 | 0.014272 | 339.1787 | 0 | 602.6126 | 0 | 603.5145 | 0.011733 | 338.194 | 0
|  | 339.9635 | 0.060831 | 339.3919 | 0.0084299 | 395.2857 | 2.065 | 339.9635 | 0.016402 | 339.3919 | -0.056737 | 333.6284 | 8.7153e-05 | 339.3919 | 0 | 339.9635 | 0 | 339.9635 | 0 | 395.2857 | 0.0094504 | 339.9635 | 0 | 339.9635 | 0 | 333.88 | 0.0054069 | 339.9635 | 0 | 394.5146 | 0.00013819 | 339.9635 | 0 | 339.9635 | 0.0038039 | 339.3919 | 0 | 603.6736 | 0.02494 | 339.3919 | 0 | 602.7722 | 7.7296e-05 | 603.6736 | 0.011214 | 338.4048 | 0
|  | 340.177 | 0.009778 | 339.6051 | 0.063814 | 395.3986 | 2.0169 | 340.177 | -0.0076611 | 339.6051 | 0.023343 | 333.8423 | -0.00012726 | 339.6051 | 0 | 340.177 | 0 | 340.177 | 0 | 395.3986 | 0.011331 | 340.177 | 0 | 340.177 | 3.0839e-05 | 334.09 | -0.0042337 | 340.177 | 0 | 394.6271 | 0.00015438 | 340.177 | 0 | 340.177 | 0 | 339.6051 | 0 | 603.8328 | 0.016291 | 339.6051 | 0 | 602.9318 | 0.00034783 | 603.8328 | 0.011733 | 338.6156 | 0
|  | 340.3905 | 0.045032 | 339.8183 | 0.033344 | 395.5114 | 1.9528 | 340.3905 | 0.022116 | 339.8183 | -0.0050659 | 334.0561 | 0.00025431 | 339.8183 | 0 | 340.3905 | 0 | 340.3905 | 0 | 395.5114 | 0.010908 | 340.3905 | 0 | 340.3905 | 0 | 334.3 | -0.0010202 | 340.3905 | 0 | 394.7396 | 0.00015331 | 340.3905 | 0 | 340.3905 | 0.0095984 | 339.8183 | 0 | 603.9919 | 0.01927 | 339.8183 | 0 | 603.0914 | 0 | 603.9919 | 0.010955 | 338.8265 | 0
|  | 340.6041 | 0.024165 | 340.0315 | 0.037758 | 395.6242 | 1.9064 | 340.6041 | -0.039556 | 340.0315 | 0.023034 | 334.2699 | -7.1723e-05 | 340.0315 | 0 | 340.6041 | 0 | 340.6041 | 0 | 395.6242 | 0.008275 | 340.6041 | 0 | 340.6041 | 3.3487e-05 | 334.52 | -0.012038 | 340.6041 | 0 | 394.8522 | 0.00015455 | 340.6041 | 0 | 340.6041 | 0 | 340.0315 | 0 | 604.151 | 0.015474 | 340.0315 | 0 | 603.251 | 0.00011594 | 604.151 | 0.01163 | 339.0373 | 0
|  | 340.8177 | 0.049818 | 340.2448 | 0.033118 | 395.7371 | 1.8525 | 340.8177 | 0.0045306 | 340.2448 | 0.005991 | 334.4838 | 0.0001234 | 340.2448 | 0 | 340.8176 | 0 | 340.8176 | 0 | 395.7371 | 0.0050308 | 340.8176 | 0 | 340.8177 | 0 | 334.73 | 0.006019 | 340.8176 | 0 | 394.9647 | 0.00013997 | 340.8176 | 0 | 340.8177 | 0.0093057 | 340.2448 | 0 | 604.3101 | 0.022874 | 340.2448 | 0 | 603.4107 | 0 | 604.3101 | 0.010955 | 339.2481 | 0
|  | 341.0312 | 0.015597 | 340.458 | 0.029125 | 395.8499 | 1.8338 | 341.0312 | -0.0087128 | 340.458 | 0.053297 | 334.6977 | -1.7944e-05 | 340.458 | 0 | 341.0312 | 0 | 341.0312 | 0 | 395.8499 | 0.0026468 | 341.0312 | 0 | 341.0312 | 4.7811e-05 | 334.94 | -0.011273 | 341.0312 | 0 | 395.0773 | 0.00014957 | 341.0312 | 0 | 341.0312 | 0 | 340.458 | 0 | 604.4693 | 0.019078 | 340.458 | 0 | 603.5703 | 0.00011594 | 604.4693 | 0.011733 | 339.459 | 0
|  | 341.2448 | 0.061699 | 340.6713 | 0.060473 | 395.9627 | 1.7363 | 341.2448 | 0.034921 | 340.6713 | -0.0091019 | 334.9116 | 0.00012786 | 340.6713 | 0 | 341.2448 | 0 | 341.2448 | 0 | 395.9627 | 0.012789 | 341.2448 | 0 | 341.2448 | 0 | 335.16 | -0.0027035 | 341.2448 | 0 | 395.1898 | 0.00015331 | 341.2448 | 0 | 341.2448 | 0.0045519 | 340.6713 | 0 | 604.6284 | 0.026526 | 340.6713 | 0 | 603.7299 | 0 | 604.6284 | 0.010851 | 339.6699 | 0
|  | 341.4584 | 0.027722 | 340.8846 | 0.0013767 | 396.0756 | 1.7138 | 341.4584 | -0.00039086 | 340.8846 | 0.029781 | 335.1255 | -3.9961e-05 | 340.8846 | 0 | 341.4584 | 0 | 341.4584 | 0 | 396.0756 | 0.01387 | 341.4584 | 0 | 341.4584 | 2.9578e-05 | 335.37 | -0.010508 | 341.4584 | 0 | 395.3024 | 0.0001574 | 341.4584 | 0 | 341.4584 | 0 | 340.8846 | 0 | 604.7876 | 0.021528 | 340.8846 | 0 | 603.8896 | 0.00011594 | 604.7876 | 0.011007 | 339.8808 | 0
|  | 341.672 | 0.060477 | 341.0979 | 0.045528 | 396.1884 | 1.6608 | 341.672 | 0.0020442 | 341.0979 | -0.021641 | 335.3394 | 0.00025929 | 341.0979 | 0 | 341.672 | 0 | 341.672 | 0 | 396.1884 | 0.0095445 | 341.672 | 0 | 341.672 | 0 | 335.59 | 0.00035706 | 341.672 | 0 | 395.415 | 0.00015331 | 341.672 | 0 | 341.672 | 0.0075 | 341.0979 | 0 | 604.9467 | 0.030419 | 341.0979 | 0 | 604.0492 | 0 | 604.9467 | 0.010383 | 340.0917 | 0
|  | 341.8857 | 0.018863 | 341.3112 | -0.0094747 | 396.3012 | 1.6443 | 341.8857 | -0.053955 | 341.3112 | 0.02558 | 335.5533 | -0.00013474 | 341.3112 | 0 | 341.8857 | 0 | 341.8857 | 0 | 396.3012 | 0.0029137 | 341.8857 | 0 | 341.8857 | 5.3834e-05 | 335.8 | -0.0036216 | 341.8857 | 0 | 395.5275 | 0.00015651 | 341.8857 | 0 | 341.8857 | 0 | 341.3112 | 0 | 605.1059 | 0.015233 | 341.3112 | 0 | 604.2089 | 0.00034783 | 605.1059 | 0.010955 | 340.3026 | 0
|  | 342.0993 | 0.01855 | 341.5246 | -0.0017465 | 396.414 | 1.5877 | 342.0993 | 0.034053 | 341.5246 | -0.018686 | 335.7672 | 0.00022379 | 341.5246 | 0 | 342.0993 | 0 | 342.0993 | 0 | 396.414 | 0.0087452 | 342.0993 | 0 | 342.0993 | 0 | 336.01 | 0.0034176 | 342.0993 | 0 | 395.6401 | 0.00015278 | 342.0993 | 0 | 342.0993 | 0.0080812 | 341.5245 | 0 | 605.2651 | 0.028064 | 341.5246 | 0 | 604.3686 | 0 | 605.2651 | 0.011058 | 340.5135 | 0
|  | 342.313 | 0.023456 | 341.7379 | 0.012903 | 396.5269 | 1.567 | 342.313 | -0.0037776 | 341.7379 | 0.036122 | 335.9812 | 3.2509e-06 | 341.7379 | 0 | 342.313 | 0 | 342.313 | 0 | 396.5269 | 0.021346 | 342.313 | 0 | 342.313 | 2.7685e-05 | 336.23 | -0.0034686 | 342.313 | 0 | 395.7527 | 0.00015651 | 342.313 | 0 | 342.313 | 0 | 341.7379 | 0 | 605.4243 | 0.01975 | 341.7379 | 0 | 604.5282 | 0.00034783 | 605.4243 | 0.011526 | 340.7244 | 0
|  | 342.5267 | 0.038186 | 341.9513 | 0.011523 | 396.6397 | 1.5279 | 342.5267 | 0.0047924 | 341.9513 | -0.022136 | 336.1951 | 0.00018856 | 341.9513 | 0 | 342.5267 | 0 | 342.5267 | 0 | 396.6397 | 0.011425 | 342.5267 | 0 | 342.5267 | 0 | 336.44 | 0.00035706 | 342.5267 | 0 | 395.8653 | 0.00013908 | 342.5267 | 0 | 342.5267 | 0.0082855 | 341.9513 | 0 | 605.5835 | 0.026863 | 341.9513 | 0 | 604.6879 | 0 | 605.5835 | 0.01111 | 340.9354 | 0
|  | 342.7404 | 0.0509 | 342.1647 | 0.036175 | 396.7525 | 1.5016 | 342.7404 | -0.010759 | 342.1647 | 0.051793 | 336.4091 | -0.00013128 | 342.1647 | 0 | 342.7404 | 0 | 342.7404 | 0 | 396.7525 | 0.0070526 | 342.7404 | 0 | 342.7404 | 4.9248e-05 | 336.65 | 0.0051009 | 342.7404 | 0 | 395.9779 | 0.00014193 | 342.7404 | 0 | 342.7404 | 0 | 342.1646 | 0 | 605.7427 | 0.017155 | 342.1647 | 0 | 604.8476 | 0.00011594 | 605.7427 | 0.011214 | 341.1464 | 0
|  | 342.9541 | 0.062064 | 342.3781 | 0.043363 | 396.8654 | 1.4428 | 342.9541 | 0.01252 | 342.3781 | -0.0066111 | 336.6231 | 0.00016312 | 342.3781 | 0 | 342.9541 | 0 | 342.9541 | 0 | 396.8654 | 0.010109 | 342.9541 | 0 | 342.9541 | 0 | 336.87 | -0.0062227 | 342.9541 | 0 | 396.0905 | 0.00013712 | 342.9541 | 0 | 342.9541 | 0.0074858 | 342.378 | 0 | 605.9019 | 0.024652 | 342.3781 | 0 | 605.0073 | 7.7296e-05 | 605.9019 | 0.010539 | 341.3573 | 0
|  | 343.1678 | 0.032725 | 342.5915 | -0.013942 | 396.9782 | 1.4042 | 343.1678 | -0.034294 | 342.5915 | 0.056173 | 336.8371 | -0.00013224 | 342.5915 | 0 | 343.1678 | 0 | 343.1678 | 0 | 396.9782 | 0.0069115 | 343.1678 | 0 | 343.1678 | 2.3679e-05 | 337.08 | 0.0040296 | 343.1678 | 0 | 396.2031 | 0.00016611 | 343.1678 | 0 | 343.1678 | 0 | 342.5915 | 0 | 606.0611 | 0.017588 | 342.5915 | 0 | 605.167 | 0.00057972 | 606.0611 | 0.01111 | 341.5683 | 0
|  | 343.3816 | 0.072838 | 342.8049 | 0.040946 | 397.091 | 1.3595 | 343.3816 | 0.025703 | 342.8049 | -0.028728 | 337.0511 | 0.00027468 | 342.8049 | 0 | 343.3815 | 0 | 343.3815 | 0 | 397.091 | 0.0063473 | 343.3815 | 0 | 343.3816 | 0 | 337.3 | -0.0025504 | 343.3815 | 0 | 396.3157 | 0.00017714 | 343.3815 | 0 | 343.3816 | 0.010392 | 342.8049 | 0 | 606.2203 | 0.01903 | 342.8049 | 0 | 605.3267 | 0 | 606.2203 | 0.010539 | 341.7793 | 0
|  | 343.5953 | 0.0094996 | 343.0183 | 0.011499 | 397.2038 | 1.3611 | 343.5953 | -0.0059494 | 343.0183 | 0.060735 | 337.2651 | 1.2647e-06 | 343.0183 | 0 | 343.5953 | 0 | 343.5953 | 0 | 397.2038 | 0.0087922 | 343.5953 | 0 | 343.5953 | 5.7793e-05 | 337.51 | 5.1009e-05 | 343.5953 | 0 | 396.4283 | 0.00018995 | 343.5953 | 0 | 343.5953 | 0 | 343.0183 | 0 | 606.3795 | 0.021865 | 343.0183 | 0 | 605.4864 | 0.00034783 | 606.3795 | 0.011318 | 341.9903 | 0
|  | 343.8091 | 0.072117 | 343.2318 | 0.058216 | 397.3166 | 1.3026 | 343.8091 | 0.038054 | 343.2318 | -0.020416 | 337.4792 | 0.00013898 | 343.2318 | 0 | 343.8091 | 0 | 343.8091 | 0 | 397.3166 | 0.013964 | 343.8091 | 0 | 343.8091 | 0 | 337.72 | 0.0055599 | 343.8091 | 0 | 396.5409 | 0.00017145 | 343.8091 | 0 | 343.8091 | 0.0098601 | 343.2318 | 0 | 606.5388 | 0.013455 | 343.2318 | 0 | 605.6461 | 7.7296e-05 | 606.5388 | 0.010539 | 342.2013 | 0
|  | 344.0229 | 0.028594 | 343.4453 | 0.038532 | 397.4295 | 1.2687 | 344.0229 | -0.015367 | 343.4453 | 0.060359 | 337.6932 | -0.00016239 | 343.4453 | 0 | 344.0229 | 0 | 344.0229 | 0 | 397.4295 | 0.0037144 | 344.0229 | 0 | 344.0229 | 7.0371e-05 | 337.94 | 0.00051009 | 344.0229 | 0 | 396.6535 | 0.00014744 | 344.0229 | 0 | 344.0229 | 0 | 343.4453 | 0 | 606.698 | 0.022538 | 343.4453 | 0 | 605.8059 | 0.00034783 | 606.698 | 0.011578 | 342.4124 | 0
|  | 344.2367 | 0.053211 | 343.6588 | 0.064287 | 397.5423 | 1.2173 | 344.2367 | 0.033318 | 343.6588 | -0.012485 | 337.9073 | 0.00014668 | 343.6588 | 0 | 344.2367 | 0 | 344.2367 | 0 | 397.5423 | 0.004227 | 344.2367 | 0 | 344.2367 | 0 | 338.15 | -0.005917 | 344.2367 | 0 | 396.7662 | 0.00012539 | 344.2367 | 0 | 344.2367 | 0.012298 | 343.6588 | 0 | 606.8573 | 0.027391 | 343.6588 | 0 | 605.9656 | 0 | 606.8573 | 0.010643 | 342.6234 | 0
|  | 344.4505 | 0.032242 | 343.8723 | 0.014965 | 397.6551 | 1.2369 | 344.4505 | -0.0051137 | 343.8723 | 0.06983 | 338.1214 | -0.00010952 | 343.8723 | 0 | 344.4505 | 0 | 344.4505 | 0 | 397.6551 | 0.0075698 | 344.4505 | 0 | 344.4505 | 4.4455e-05 | 338.37 | -0.0077534 | 344.4505 | 0 | 396.8788 | 0.00012307 | 344.4505 | 0 | 344.4505 | 0 | 343.8723 | 0 | 607.0165 | 0.014945 | 343.8723 | 0 | 606.1253 | 0 | 607.0165 | 0.01163 | 342.8345 | 0
|  | 344.6643 | 0.068987 | 344.0858 | 0.035533 | 397.7679 | 1.1837 | 344.6643 | 0.03363 | 344.0858 | -0.026029 | 338.3354 | 6.4329e-05 | 344.0858 | 0 | 344.6643 | 0 | 344.6643 | 0 | 397.7679 | 0.0090273 | 344.6643 | 0 | 344.6643 | 0 | 338.58 | 0.0051009 | 344.6643 | 0 | 396.9915 | 0.00012432 | 344.6643 | 0 | 344.6643 | 0.0032184 | 344.0858 | 0 | 607.1758 | 0.023306 | 344.0858 | 0 | 606.2851 | 0 | 607.1758 | 0.010383 | 343.0456 | 0
|  | 344.8781 | 0.037087 | 344.2994 | 0.0253 | 397.8808 | 1.1648 | 344.8781 | -0.022902 | 344.2994 | 0.029239 | 338.5496 | -0.00011311 | 344.2994 | 0 | 344.8782 | 0 | 344.8782 | 0 | 397.8808 | 0.01025 | 344.8782 | 0 | 344.8781 | 2.9579e-05 | 338.79 | -0.0010202 | 344.8782 | 0 | 397.1041 | 0.00012681 | 344.8782 | 0 | 344.8781 | 0 | 344.2994 | 0 | 607.3351 | 0.018741 | 344.2994 | 0 | 606.4448 | 0.00011594 | 607.3351 | 0.010903 | 343.2567 | 0
|  | 345.092 | 0.062798 | 344.5129 | 0.051764 | 397.9936 | 1.1547 | 345.092 | 0.0029433 | 344.5129 | -0.0076791 | 338.7637 | 9.1869e-05 | 344.5129 | 0 | 345.092 | 0 | 345.092 | 0 | 397.9936 | 0.0058301 | 345.092 | 0 | 345.092 | 0 | 339.01 | 0.00051009 | 345.092 | 0 | 397.2167 | 0.00012254 | 345.092 | 0 | 345.092 | 0.0061166 | 344.5129 | 0 | 607.4944 | 0.015137 | 344.5129 | 0 | 606.6046 | 0 | 607.4944 | 0.010072 | 343.4678 | 0
|  | 345.3059 | 0.033214 | 344.7265 | 0.0003773 | 398.1064 | 1.1117 | 345.3059 | -0.023953 | 344.7265 | 0.029647 | 338.9778 | -0.00011954 | 344.7265 | 0 | 345.3059 | 0 | 345.3059 | 0 | 398.1064 | 0.0031806 | 345.3059 | 0 | 345.3059 | 4.6975e-05 | 339.22 | -0.0049988 | 345.3059 | 0 | 397.3294 | 0.00013873 | 345.3059 | 0 | 345.3059 | 0 | 344.7265 | 0 | 607.6536 | 0.020952 | 344.7265 | 0 | 606.7644 | 0.00057972 | 607.6536 | 0.010747 | 343.6789 | 0
|  | 345.5198 | 0.08895 | 344.9401 | 0.0496 | 398.2192 | 1.0635 | 345.5198 | 0.022103 | 344.9401 | -0.025277 | 339.1919 | 0.00012696 | 344.9401 | 0 | 345.5198 | 0 | 345.5198 | 0 | 398.2192 | 0.0063473 | 345.5198 | 0 | 345.5198 | 0 | 339.44 | 0.0023464 | 345.5198 | 0 | 397.4421 | 0.00015189 | 345.5198 | 0 | 345.5198 | 0.0093201 | 344.9401 | 0 | 607.8129 | 0.021384 | 344.9401 | 0 | 606.9241 | 0 | 607.8129 | 0.010228 | 343.89 | 0
|  | 345.7337 | 0.053954 | 345.1537 | 0.08668 | 398.332 | 1.0864 | 345.7337 | 0.0241 | 345.1537 | 0.04159 | 339.4061 | -0.00010497 | 345.1537 | 0 | 345.7337 | 0 | 345.7337 | 0 | 398.332 | 0.0073347 | 345.7337 | 0 | 345.7337 | 4.9797e-05 | 339.65 | -0.0043867 | 345.7337 | 0 | 397.5547 | 0.00015864 | 345.7337 | 0 | 345.7337 | 0 | 345.1537 | 0 | 607.9723 | 0.016387 | 345.1537 | 0 | 607.0839 | 0.00011594 | 607.9723 | 0.010799 | 344.1012 | 0
|  | 345.9476 | 0.045223 | 345.3673 | 0.096233 | 398.4448 | 1.0403 | 345.9476 | 0.032497 | 345.3673 | 0.02984 | 339.6202 | 0.00020898 | 345.3673 | 0 | 345.9476 | 0 | 345.9476 | 0 | 398.4448 | 0.0070526 | 345.9476 | 0 | 345.9476 | 0 | 339.86 | 0.0096913 | 345.9476 | 0 | 397.6674 | 0.00015616 | 345.9476 | 0 | 345.9476 | 0.0064807 | 345.3673 | 0 | 608.1316 | 0.020952 | 345.3673 | 0 | 607.2437 | 7.7296e-05 | 608.1316 | 0.0098124 | 344.3123 | 0
|  | 346.1615 | 0.027272 | 345.581 | 0.030978 | 398.5577 | 1.0407 | 346.1615 | -0.013982 | 345.581 | 0.077637 | 339.8344 | -5.0396e-05 | 345.581 | 0 | 346.1615 | 0 | 346.1615 | 0 | 398.5577 | 0.0083691 | 346.1615 | 0 | 346.1615 | 3.3393e-05 | 340.08 | -0.0076005 | 346.1615 | 0 | 397.7801 | 0.00015064 | 346.1615 | 0 | 346.1615 | 0 | 345.581 | 0 | 608.2909 | 0.013167 | 345.581 | 0 | 607.4035 | 0.00011594 | 608.2909 | 0.010332 | 344.5235 | 0
|  | 346.3755 | 0.058646 | 345.7946 | 0.072748 | 398.6705 | 1.0032 | 346.3755 | -0.01064 | 345.7946 | -0.027358 | 340.0486 | 0.0001332 | 345.7946 | 0 | 346.3755 | 0 | 346.3755 | 0 | 398.6705 | 0.0098266 | 346.3755 | 0 | 346.3755 | 0 | 340.29 | -0.0049988 | 346.3755 | 0 | 397.8928 | 0.00014406 | 346.3755 | 0 | 346.3755 | 0.0060888 | 345.7946 | 0 | 608.4502 | 0.017732 | 345.7946 | 0 | 607.5633 | 0 | 608.4502 | 0.0093971 | 344.7347 | 0
|  | 346.5894 | 0.071541 | 346.0083 | -0.0055551 | 398.7833 | 1.0062 | 346.5894 | -0.030786 | 346.0083 | 0.034612 | 340.2628 | -6.8159e-05 | 346.0083 | 0 | 346.5895 | 0 | 346.5895 | 0 | 398.7833 | 0.00091188 | 346.5895 | 0 | 346.5894 | 5.8364e-05 | 340.51 | -0.0040807 | 346.5895 | 0 | 398.0054 | 0.00015082 | 346.5895 | 0 | 346.5894 | 0 | 346.0083 | 0 | 608.6095 | 0.021288 | 346.0083 | 0 | 607.7231 | 0.00011594 | 608.6095 | 0.010383 | 344.9459 | 0
|  | 346.8034 | 0.085977 | 346.222 | 0.06182 | 398.8961 | 0.96533 | 346.8034 | 0.024022 | 346.222 | -0.045707 | 340.4771 | 0.00015138 | 346.222 | 0 | 346.8034 | 0 | 346.8034 | 0 | 398.8961 | 0.012366 | 346.8034 | 0 | 346.8034 | 0 | 340.72 | -0.0089776 | 346.8034 | 0 | 398.1181 | 0.00014122 | 346.8034 | 0 | 346.8034 | 0.0053899 | 346.222 | 0 | 608.7689 | 0.023547 | 346.222 | 0 | 607.8829 | 7.7296e-05 | 608.7689 | 0.010383 | 345.1571 | 0
|  | 347.0174 | 0.051043 | 346.4357 | 0.058049 | 399.0089 | 0.96463 | 347.0174 | 0.022354 | 346.4357 | 0.046618 | 340.6913 | -0.00014035 | 346.4357 | 0 | 347.0174 | 0 | 347.0174 | 0 | 399.0089 | 0.0025133 | 347.0174 | 0 | 347.0174 | 7.0806e-05 | 340.93 | -0.016475 | 347.0174 | 0 | 398.2308 | 0.00013873 | 347.0174 | 0 | 347.0174 | 0 | 346.4357 | 0 | 608.9282 | 0.025613 | 346.4357 | 0 | 608.0427 | 0.00057972 | 608.9282 | 0.011162 | 345.3683 | 0
|  | 347.2314 | 0.073404 | 346.6494 | 0.074051 | 399.1217 | 0.93004 | 347.2314 | 0.040487 | 346.6494 | -0.0090941 | 340.9055 | 0.00014927 | 346.6494 | 0 | 347.2314 | 0 | 347.2314 | 0 | 399.1217 | 0.013964 | 347.2314 | 0 | 347.2314 | 0 | 341.15 | -0.0010202 | 347.2314 | 0 | 398.3435 | 0.00013446 | 347.2314 | 0 | 347.2314 | 0.0089981 | 346.6494 | 0 | 609.0876 | 0.024748 | 346.6494 | 0 | 608.2025 | 7.7296e-05 | 609.0876 | 0.010643 | 345.5795 | 0
|  | 347.4455 | 0.071264 | 346.8632 | 0.041382 | 399.2346 | 0.94037 | 347.4455 | -0.022287 | 346.8632 | 0.095004 | 341.1198 | -6.0832e-05 | 346.8632 | 0 | 347.4455 | 0 | 347.4455 | 0 | 399.2346 | 0.0070526 | 347.4455 | 0 | 347.4455 | 5.7118e-05 | 341.36 | -0.0039276 | 347.4455 | 0 | 398.4563 | 0.00015704 | 347.4455 | 0 | 347.4455 | 0 | 346.8632 | 0 | 609.2469 | 0.023066 | 346.8632 | 0 | 608.3623 | 0 | 609.2469 | 0.011007 | 345.7908 | 0
|  | 347.6595 | 0.069677 | 347.0769 | 0.046228 | 399.3474 | 0.92181 | 347.6595 | 0.040104 | 347.0769 | -0.017512 | 341.334 | 0.00022257 | 347.0769 | 0 | 347.6595 | 0 | 347.6595 | 0 | 399.3474 | 0.0086512 | 347.6595 | 0 | 347.6595 | 0 | 341.58 | -0.0037746 | 347.6595 | 0 | 398.569 | 0.00015936 | 347.6595 | 0 | 347.6595 | 0.0042404 | 347.0769 | 0 | 609.4063 | 0.026959 | 347.0769 | 0 | 608.5222 | 0.00030918 | 609.4063 | 0.010435 | 346.002 | 0
|  | 347.8736 | 0.085731 | 347.2907 | -0.0067299 | 399.4602 | 0.93897 | 347.8736 | -0.017572 | 347.2907 | 0.065743 | 341.5483 | -0.00012999 | 347.2907 | 0 | 347.8736 | 0 | 347.8736 | 0 | 399.4602 | 0.0083691 | 347.8736 | 0 | 347.8736 | 7.494e-05 | 341.79 | -0.00086717 | 347.8736 | 0 | 398.6817 | 0.00014335 | 347.8736 | 0 | 347.8736 | 0 | 347.2907 | 0 | 609.5657 | 0.024268 | 347.2907 | 0 | 608.682 | 0.00034783 | 609.5657 | 0.010955 | 346.2133 | 0
|  | 348.0876 | 0.093075 | 347.5045 | 0.087535 | 399.573 | 0.89037 | 348.0876 | 0.042455 | 347.5045 | -0.0062135 | 341.7626 | 0.00013007 | 347.5045 | 0 | 348.0876 | 0 | 348.0876 | 0 | 399.573 | 0.0051719 | 348.0876 | 0 | 348.0876 | 0 | 342 | -0.0051518 | 348.0876 | 0 | 398.7944 | 0.00013375 | 348.0876 | 0 | 348.0876 | 0.0026711 | 347.5045 | 0 | 609.7251 | 0.02989 | 347.5045 | 0 | 608.8419 | 7.7296e-05 | 609.7251 | 0.010072 | 346.4246 | 0
|  | 348.3017 | 0.027584 | 347.7183 | 0.04513 | 399.6858 | 0.89098 | 348.3017 | -0.011377 | 347.7183 | 0.079303 | 341.9769 | -9.2292e-05 | 347.7183 | 0 | 348.3017 | 0 | 348.3017 | 0 | 399.6858 | 0.020264 | 348.3017 | 0 | 348.3017 | 5.977e-05 | 342.22 | -0.011426 | 348.3017 | 0 | 398.9071 | 0.00015829 | 348.3017 | 0 | 348.3017 | 0 | 347.7183 | 0 | 609.8845 | 0.016915 | 347.7183 | 0 | 609.0017 | 0.00011594 | 609.8845 | 0.010435 | 346.6359 | 0
|  | 348.5158 | 0.077029 | 347.9321 | -0.016317 | 399.7986 | 0.86795 | 348.5158 | 0.0091847 | 347.9321 | -0.02208 | 342.1912 | 0.00010341 | 347.9321 | 0 | 348.5158 | 0 | 348.5158 | 0 | 399.7986 | 0.016785 | 348.5158 | 0 | 348.5158 | 0 | 342.43 | -0.00040807 | 348.5158 | 0 | 399.0199 | 0.00016398 | 348.5158 | 0 | 348.5158 | 0.007302 | 347.9321 | 0 | 610.0438 | 0.018934 | 347.9321 | 0 | 609.1616 | 0 | 610.0438 | 0.009449 | 346.8472 | 0
|  | 348.7299 | 0.057399 | 348.1459 | 0.035434 | 399.9114 | 0.84685 | 348.7299 | 0.0069232 | 348.1459 | 0.02631 | 342.4055 | -0.00014054 | 348.1459 | 0 | 348.7299 | 0 | 348.7299 | 0 | 399.9114 | 0.01025 | 348.7299 | 0 | 348.7299 | 1.8673e-05 | 342.65 | 0.00035706 | 348.7299 | 0 | 399.1326 | 0.00017839 | 348.7299 | 0 | 348.7299 | 0 | 348.1459 | 0 | 610.2033 | 0.018741 | 348.1459 | 0 | 609.3214 | 0.00011594 | 610.2033 | 0.0098643 | 347.0585 | 0
|  | 348.9441 | 0.088629 | 348.3598 | 0.082133 | 400.0242 | 0.85149 | 348.9441 | 0.04595 | 348.3598 | -0.011199 | 342.6199 | 0.00023619 | 348.3598 | 0 | 348.9441 | 0 | 348.9441 | 0 | 400.0242 | 0.0074287 | 348.9441 | 0 | 348.9441 | 0 | 342.86 | 0.00066312 | 348.9441 | 0 | 399.2453 | 0.00015278 | 348.9441 | 0 | 348.9441 | 0.0061169 | 348.3598 | 0 | 610.3627 | 0.025998 | 348.3598 | 0 | 609.4813 | 7.7296e-05 | 610.3627 | 0.0091894 | 347.2698 | 0
|  | 349.1582 | 0.063948 | 348.5736 | 0.096619 | 400.137 | 0.83013 | 349.1582 | -0.018255 | 348.5736 | 0.06579 | 342.8343 | -3.2992e-05 | 348.5736 | 0 | 349.1582 | 0 | 349.1582 | 0 | 400.137 | 0.012366 | 349.1582 | 0 | 349.1582 | 6.7875e-05 | 343.08 | 0.0041827 | 349.1582 | 0 | 399.3581 | 0.00015189 | 349.1582 | 0 | 349.1582 | 0 | 348.5736 | 0 | 610.5221 | 0.016291 | 348.5736 | 0 | 609.6412 | 0.00034783 | 610.5221 | 0.0099682 | 347.4812 | 0
|  | 349.3723 | 0.075877 | 348.7875 | 0.066296 | 400.2498 | 0.78713 | 349.3723 | 0.038812 | 348.7875 | -0.03025 | 343.0486 | 0.00013832 | 348.7875 | 0 | 349.3724 | 0 | 349.3724 | 0 | 400.2498 | 0.014246 | 349.3724 | 0 | 349.3723 | 0 | 343.29 | 0.0031115 | 349.3724 | 0 | 399.4708 | 0.00012094 | 349.3724 | 0 | 349.3723 | 0.0097781 | 348.7875 | 0 | 610.6815 | 0.026334 | 348.7875 | 0 | 609.8011 | 7.7296e-05 | 610.6815 | 0.0093971 | 347.6925 | 0
|  | 349.5865 | 0.062564 | 349.0014 | 0.066483 | 400.3626 | 0.79142 | 349.5865 | -0.014886 | 349.0014 | 0.066005 | 343.263 | 4.3541e-06 | 349.0014 | 0 | 349.5865 | 0 | 349.5865 | 0 | 400.3626 | 0.013212 | 349.5865 | 0 | 349.5865 | 1.633e-05 | 343.5 | 0.0041827 | 349.5865 | 0 | 399.5836 | 0.00012663 | 349.5865 | 0 | 349.5865 | 0 | 349.0014 | 0 | 610.8409 | 0.017155 | 349.0014 | 0 | 609.961 | 0.00011594 | 610.8409 | 0.0097605 | 347.9039 | 0
|  | 349.8007 | 0.091109 | 349.2153 | 0.080698 | 400.4754 | 0.77592 | 349.8007 | 0.044017 | 349.2153 | -0.020384 | 343.4774 | 0.00015296 | 349.2153 | 0 | 349.8007 | 0 | 349.8007 | 0 | 400.4754 | 0.014763 | 349.8007 | 0 | 349.8007 | 0 | 343.72 | 0.0064783 | 349.8007 | 0 | 399.6964 | 0.00012663 | 349.8007 | 0 | 349.8007 | 0.0059229 | 349.2153 | 0 | 611.0004 | 0.028737 | 349.2153 | 0 | 610.1209 | 0 | 611.0004 | 0.0090336 | 348.1153 | 0
|  | 350.0149 | 0.072679 | 349.4292 | 0.028902 | 400.5882 | 0.77969 | 350.0149 | -0.0094524 | 349.4292 | 0.044053 | 343.6918 | 2.2817e-05 | 349.4292 | 0 | 350.0149 | 0 | 350.0149 | 0 | 400.5882 | 0.011989 | 350.0149 | 0 | 350.0149 | 4.4316e-05 | 343.93 | -0.0080593 | 350.0149 | 0 | 399.8091 | 0.00013837 | 350.0149 | 0 | 350.0149 | 0 | 349.4292 | 0 | 611.1598 | 0.017924 | 349.4292 | 0 | 610.2808 | 0 | 611.1598 | 0.0097605 | 348.3267 | 0
|  | 350.2291 | 0.095756 | 349.6432 | 0.048419 | 400.7011 | 0.74028 | 350.2291 | 0.029083 | 349.6432 | 0.004136 | 343.9062 | 0.00022724 | 349.6432 | 0 | 350.2291 | 0 | 350.2291 | 0 | 400.7011 | 0.0085101 | 350.2291 | 0 | 350.2291 | 0 | 344.15 | -0.0068351 | 350.2291 | 0 | 399.9219 | 0.00014033 | 350.2291 | 0 | 350.2291 | 0.012661 | 349.6432 | 0 | 611.3193 | 0.020519 | 349.6432 | 0 | 610.4407 | 7.7296e-05 | 611.3193 | 0.0098643 | 348.5381 | 0
|  | 350.4434 | 0.069982 | 349.8571 | 0.10472 | 400.8139 | 0.73065 | 350.4434 | -0.0013496 | 349.8571 | 0.061844 | 344.1206 | -0.00022246 | 349.8571 | 0 | 350.4434 | 0 | 350.4434 | 0 | 400.8139 | 0.010767 | 350.4434 | 0 | 350.4434 | 5.771e-05 | 344.36 | -0.0097429 | 350.4434 | 0 | 400.0347 | 0.0001478 | 350.4434 | 0 | 350.4434 | 0 | 349.8571 | 0 | 611.4787 | 0.022297 | 349.8571 | 0 | 610.6006 | 0 | 611.4787 | 0.010435 | 348.7495 | 0
|  | 350.6576 | 0.11412 | 350.0711 | 0.049018 | 400.9267 | 0.70788 | 350.6576 | 0.034633 | 350.0711 | 0.0074211 | 344.3351 | 0.00019695 | 350.0711 | 0 | 350.6576 | 0 | 350.6576 | 0 | 400.9267 | 0.011284 | 350.6576 | 0 | 350.6576 | 0 | 344.58 | -0.0017853 | 350.6576 | 0 | 400.1475 | 0.00015864 | 350.6576 | 0 | 350.6576 | 0.0070594 | 350.0711 | 0 | 611.6382 | 0.019078 | 350.0711 | 0 | 610.7605 | 0 | 611.6382 | 0.010072 | 348.961 | 0
|  | 350.8719 | 0.10511 | 350.2851 | 0.07752 | 401.0395 | 0.70272 | 350.8719 | 0.013405 | 350.2851 | 0.060128 | 344.5496 | 1.8937e-05 | 350.2851 | 0 | 350.8719 | 0 | 350.8719 | 0 | 401.0395 | 0.01025 | 350.8719 | 0 | 350.8719 | 0 | 344.79 | -0.0051518 | 350.8719 | 0 | 400.2603 | 0.00014833 | 350.8719 | 0 | 350.8719 | 0 | 350.2851 | 0 | 611.7977 | 0.016242 | 350.2851 | 0 | 610.9204 | 0 | 611.7977 | 0.010435 | 349.1724 | 0
|  | 351.0862 | 0.10734 | 350.4991 | 0.12607 | 401.1523 | 0.65946 | 351.0862 | 0.037353 | 350.4991 | -0.016499 | 344.764 | 0.00019172 | 350.4991 | 0 | 351.0862 | 0 | 351.0862 | 0 | 401.1523 | 0.011049 | 351.0862 | 0 | 351.0862 | 0 | 345 | 0.0058659 | 351.0862 | 0 | 400.3731 | 0.00014619 | 351.0862 | 0 | 351.0861 | 0.0094505 | 350.4991 | 0 | 611.9572 | 0.02249 | 350.4991 | 0 | 611.0804 | 7.7296e-05 | 611.9572 | 0.0099162 | 349.3839 | 0
|  | 351.3004 | 0.10505 | 350.7131 | 0.091822 | 401.2651 | 0.65228 | 351.3004 | 0.014716 | 350.7131 | 0.043388 | 344.9785 | -4.8524e-05 | 350.7131 | 0 | 351.3005 | 0 | 351.3005 | 0 | 401.2651 | 0.0077108 | 351.3005 | 0 | 351.3004 | 5.6276e-05 | 345.22 | 0.00066312 | 351.3005 | 0 | 400.4859 | 0.00013321 | 351.3005 | 0 | 351.3005 | 0 | 350.7131 | 0 | 612.1167 | 0.013503 | 350.7131 | 0 | 611.2403 | 0.00034783 | 612.1167 | 0.010487 | 349.5953 | 0
|  | 351.5148 | 0.11799 | 350.9272 | 0.19297 | 401.3779 | 0.62338 | 351.5148 | 0.019643 | 350.9272 | -0.026014 | 345.193 | 0.00016931 | 350.9272 | 0 | 351.5148 | 0 | 351.5148 | 0 | 401.3779 | 0.014622 | 351.5148 | 0 | 351.5148 | 0 | 345.43 | 0.0014282 | 351.5148 | 0 | 400.5987 | 0.00012716 | 351.5148 | 0 | 351.5148 | 0.0078146 | 350.9272 | 0 | 612.2762 | 0.018069 | 350.9272 | 0 | 611.4003 | 7.7296e-05 | 612.2762 | 0.0097605 | 349.8068 | 0
|  | 351.7291 | 0.10354 | 351.1412 | 0.18004 | 401.4907 | 0.60858 | 351.7291 | -0.030198 | 351.1412 | 0.041388 | 345.4075 | -6.5286e-05 | 351.1412 | 0 | 351.7291 | 0 | 351.7291 | 0 | 401.4907 | 0.011707 | 351.7291 | 0 | 351.7291 | 6.4742e-05 | 345.65 | -0.0011732 | 351.7291 | 0 | 400.7115 | 0.00012965 | 351.7291 | 0 | 351.7291 | 0 | 351.1412 | 0 | 612.4357 | 0.01802 | 351.1412 | 0 | 611.5602 | 0 | 612.4357 | 0.010487 | 350.0183 | 0
|  | 351.9434 | 0.13716 | 351.3553 | 0.23387 | 401.6035 | 0.58809 | 351.9434 | 0.023449 | 351.3553 | 0.014869 | 345.622 | 0.00020146 | 351.3553 | 0 | 351.9434 | 0 | 351.9434 | 0 | 401.6035 | 0.010109 | 351.9434 | 0 | 351.9434 | 0 | 345.86 | -0.0098958 | 351.9434 | 0 | 400.8243 | 0.00013126 | 351.9434 | 0 | 351.9434 | 0.0044532 | 351.3553 | 0 | 612.5952 | 0.025661 | 351.3553 | 0 | 611.7202 | 7.7296e-05 | 612.5952 | 0.0096047 | 350.2298 | 0
|  | 352.1578 | 0.10907 | 351.5694 | 0.2023 | 401.7163 | 0.58914 | 352.1578 | 0.01543 | 351.5694 | 0.051232 | 345.8365 | -8.704e-05 | 351.5694 | 0 | 352.1578 | 0 | 352.1578 | 0 | 401.7163 | 0.010391 | 352.1578 | 0 | 352.1578 | 3.3186e-05 | 346.08 | 0.0032646 | 352.1578 | 0 | 400.9371 | 0.000159 | 352.1578 | 0 | 352.1578 | 0 | 351.5694 | 0 | 612.7547 | 0.016819 | 351.5694 | 0 | 611.8801 | 0.00011594 | 612.7547 | 0.010228 | 350.4413 | 0
|  | 352.3721 | 0.15158 | 351.7835 | 0.28181 | 401.8291 | 0.55657 | 352.3721 | 0.026501 | 351.7835 | -0.0049812 | 346.0511 | 8.4621e-05 | 351.7835 | 0 | 352.3721 | 0 | 352.3721 | 0 | 401.8291 | 0.01119 | 352.3721 | 0 | 352.3721 | 0 | 346.29 | 0.0037236 | 352.3721 | 0 | 401.0499 | 0.00014619 | 352.3721 | 0 | 352.3721 | 0.0082714 | 351.7835 | 0 | 612.9142 | 0.027631 | 351.7835 | 0 | 612.0401 | 7.7296e-05 | 612.9142 | 0.0093971 | 350.6529 | 0
|  | 352.5865 | 0.14182 | 351.9976 | 0.29291 | 401.9419 | 0.55026 | 352.5865 | 0.0063596 | 351.9976 | 0.033993 | 346.2657 | -1.4652e-05 | 351.9976 | 0 | 352.5865 | 0 | 352.5865 | 0 | 401.9419 | 0.0043816 | 352.5865 | 0 | 352.5865 | 6.1541e-05 | 346.51 | -0.0036216 | 352.5865 | 0 | 401.1628 | 0.00015278 | 352.5865 | 0 | 352.5865 | 0 | 351.9976 | 0 | 613.0738 | 0.02148 | 351.9976 | 0 | 612.2001 | 0.00034783 | 613.0738 | 0.010124 | 350.8644 | 0
|  | 352.8009 | 0.16717 | 352.2117 | 0.38468 | 402.0547 | 0.51489 | 352.8009 | 0.028528 | 352.2117 | -0.012847 | 346.4802 | 0.00018579 | 352.2117 | 0 | 352.8009 | 0 | 352.8009 | 0 | 402.0547 | 0.0064884 | 352.8009 | 0 | 352.8009 | 0 | 346.72 | -0.0010202 | 352.8009 | 0 | 401.2756 | 0.00012716 | 352.8009 | 0 | 352.8009 | 0.0096201 | 352.2117 | 0 | 613.2333 | 0.020087 | 352.2117 | 0 | 612.3601 | 7.7296e-05 | 613.2333 | 0.0097086 | 351.076 | 0
|  | 353.0153 | 0.16265 | 352.4259 | 0.36368 | 402.1675 | 0.50245 | 353.0153 | 0.007887 | 352.4259 | 0.054092 | 346.6948 | -9.8971e-05 | 352.4259 | 0 | 353.0153 | 0 | 353.0153 | 0 | 402.1675 | 0.017584 | 353.0153 | 0 | 353.0153 | 7.6061e-05 | 346.94 | -0.010355 | 353.0153 | 0 | 401.3884 | 0.00013784 | 353.0153 | 0 | 353.0153 | 0 | 352.4259 | 0 | 613.3928 | 0.014032 | 352.4259 | 0 | 612.5201 | 0.00011594 | 613.3928 | 0.010695 | 351.2876 | 0
|  | 353.2298 | 0.235 | 352.6401 | 0.46958 | 402.2803 | 0.49054 | 353.2298 | 0.0061957 | 352.6401 | -0.010806 | 346.9094 | 0.0001763 | 352.6401 | 0 | 353.2298 | 0 | 353.2298 | 0 | 402.2803 | 0.017302 | 353.2298 | 0 | 353.2298 | 0 | 347.15 | 0.010763 | 353.2298 | 0 | 401.5013 | 0.00013339 | 353.2298 | 0 | 353.2298 | 0.0088492 | 352.64 | 0 | 613.5524 | 0.02076 | 352.6401 | 0 | 612.6801 | 0 | 613.5524 | 0.010176 | 351.4992 | 0
|  | 353.4442 | 0.17588 | 352.8542 | 0.4706 | 402.3931 | 0.46279 | 353.4442 | 0.012108 | 352.8542 | 0.067435 | 347.124 | -2.5228e-05 | 352.8542 | 0 | 353.4442 | 0 | 353.4442 | 0 | 402.3931 | 0.010673 | 353.4442 | 0 | 353.4442 | 6.3669e-05 | 347.36 | -0.01112 | 353.4442 | 0 | 401.6141 | 0.00016611 | 353.4442 | 0 | 353.4442 | 0 | 352.8542 | 0 | 613.712 | 0.027391 | 352.8542 | 0 | 612.8401 | 0.00011594 | 613.712 | 0.010747 | 351.7108 | 0
|  | 353.6587 | 0.26244 | 353.0684 | 0.54488 | 402.5059 | 0.46174 | 353.6587 | 0.022732 | 353.0684 | 0.02509 | 347.3386 | 0.00027896 | 353.0684 | 0 | 353.6587 | 0 | 353.6587 | 0 | 402.5059 | 0.01025 | 353.6587 | 0 | 353.6587 | 0 | 347.58 | -0.0076005 | 353.6587 | 0 | 401.727 | 0.00015936 | 353.6587 | 0 | 353.6587 | 0.0089943 | 353.0684 | 0 | 613.8715 | 0.024652 | 353.0684 | 0 | 613.0001 | 7.7296e-05 | 613.8715 | 0.0096047 | 351.9224 | 0
|  | 353.8731 | 0.22932 | 353.2826 | 0.53148 | 402.6186 | 0.44107 | 353.8731 | -0.0037516 | 353.2826 | 0.088832 | 347.5533 | -2.1973e-05 | 353.2826 | 0 | 353.8731 | 0 | 353.8731 | 0 | 402.6186 | 0.018149 | 353.8731 | 0 | 353.8731 | 3.9203e-05 | 347.79 | -0.012497 | 353.8731 | 0 | 401.8399 | 0.00016185 | 353.8731 | 0 | 353.8731 | 0 | 353.2826 | 0 | 614.0311 | 0.023306 | 353.2826 | 0 | 613.1601 | 0.00034783 | 614.0311 | 0.010539 | 352.134 | 0
|  | 354.0876 | 0.31278 | 353.4969 | 0.62953 | 402.7314 | 0.40499 | 354.0876 | 0.030816 | 353.4969 | -0.016643 | 347.7679 | 0.00020832 | 353.4969 | 0 | 354.0876 | 0 | 354.0876 | 0 | 402.7314 | 0.015986 | 354.0876 | 0 | 354.0876 | 0 | 348.01 | 0.0055599 | 354.0876 | 0 | 401.9527 | 0.00014495 | 354.0876 | 0 | 354.0876 | 0.0089766 | 353.4969 | 0 | 614.1907 | 0.023739 | 353.4969 | 0 | 613.3201 | 7.7296e-05 | 614.1907 | 0.0099162 | 352.3456 | 0
|  | 354.3021 | 0.2997 | 353.7111 | 0.53389 | 402.8442 | 0.41454 | 354.3021 | -0.0018693 | 353.7111 | 0.079393 | 347.9826 | -0.00023721 | 353.7111 | 0 | 354.3021 | 0 | 354.3021 | 0 | 402.8442 | 0.021581 | 354.3021 | 0 | 354.3021 | 9.4582e-06 | 348.22 | -0.011579 | 354.3021 | 0 | 402.0656 | 0.00015082 | 354.3021 | 0 | 354.3021 | 0 | 353.7111 | 0 | 614.3503 | 0.020375 | 353.7111 | 0 | 613.4802 | 0.00011594 | 614.3503 | 0.01002 | 352.5573 | 0
|  | 354.5166 | 0.38931 | 353.9254 | 0.6505 | 402.957 | 0.3866 | 354.5166 | 0.031887 | 353.9254 | 0.0093968 | 348.1972 | 0.00022117 | 353.9254 | 0 | 354.5166 | 0 | 354.5166 | 0 | 402.957 | 0.012083 | 354.5166 | 0 | 354.5166 | 0 | 348.44 | -0.00040807 | 354.5166 | 0 | 402.1785 | 0.00013961 | 354.5166 | 0 | 354.5166 | 0.0057417 | 353.9254 | 0 | 614.5099 | 0.022826 | 353.9254 | 0 | 613.6402 | 0 | 614.5099 | 0.0089298 | 352.769 | 0
|  | 354.7312 | 0.39388 | 354.1397 | 0.77983 | 403.0698 | 0.3873 | 354.7312 | -0.0033981 | 354.1397 | 0.035931 | 348.4119 | -0.00013336 | 354.1397 | 0 | 354.7312 | 0 | 354.7312 | 0 | 403.0698 | 0.021863 | 354.7312 | 0 | 354.7312 | 3.2334e-05 | 348.65 | -0.0063763 | 354.7312 | 0 | 402.2914 | 0.00012628 | 354.7312 | 0 | 354.7312 | 0 | 354.1397 | 0 | 614.6695 | 0.021625 | 354.1397 | 0 | 613.8002 | 0.00034783 | 614.6695 | 0.0097086 | 352.9806 | 0
|  | 354.9457 | 0.51076 | 354.354 | 0.89977 | 403.1826 | 0.35779 | 354.9457 | 0.056103 | 354.354 | 0.00096424 | 348.6266 | 9.0828e-05 | 354.354 | 0 | 354.9457 | 0 | 354.9457 | 0 | 403.1826 | 0.0091683 | 354.9457 | 0 | 354.9457 | 0 | 348.87 | 0.0037236 | 354.9457 | 0 | 402.4042 | 0.00011098 | 354.9457 | 0 | 354.9457 | 0.0048881 | 354.354 | 0 | 614.8291 | 0.021048 | 354.354 | 0 | 613.9603 | 0 | 614.8291 | 0.0095528 | 353.1923 | 0
|  | 355.1602 | 0.54116 | 354.5683 | 0.89327 | 403.2954 | 0.34851 | 355.1602 | 0.028736 | 354.5683 | 0.056167 | 348.8413 | -0.0001462 | 354.5683 | 0 | 355.1603 | 0 | 355.1603 | 0 | 403.2954 | 0.022521 | 355.1603 | 0 | 355.1602 | 4.4389e-05 | 349.08 | -0.0033155 | 355.1603 | 0 | 402.5171 | 0.00010796 | 355.1603 | 0 | 355.1603 | 0 | 354.5683 | 0 | 614.9887 | 0.019702 | 354.5683 | 0 | 614.1203 | 0.00034783 | 614.9887 | 0.010124 | 353.404 | 0
|  | 355.3748 | 0.68316 | 354.7826 | 1.0187 | 403.4082 | 0.31655 | 355.3748 | 0.047242 | 354.7826 | -0.01497 | 349.056 | 0.00010856 | 354.7826 | 0 | 355.3748 | 0 | 355.3748 | 0 | 403.4082 | 0.024261 | 355.3748 | 0 | 355.3748 | 0 | 349.3 | 0.0038766 | 355.3748 | 0 | 402.63 | 0.00010689 | 355.3748 | 0 | 355.3748 | 0.005122 | 354.7826 | 0 | 615.1484 | 0.025084 | 354.7826 | 0 | 614.2804 | 0.00054107 | 615.1484 | 0.0090856 | 353.6157 | 0
|  | 355.5894 | 0.71495 | 354.9969 | 1.1295 | 403.521 | 0.32058 | 355.5894 | -0.011837 | 354.9969 | 0.025775 | 349.2708 | 2.7048e-05 | 354.9969 | 0 | 355.5894 | 0 | 355.5894 | 0 | 403.521 | 0.0086512 | 355.5894 | 0 | 355.5894 | 2.8404e-05 | 349.51 | -0.01112 | 355.5894 | 0 | 402.7429 | 0.00011667 | 355.5894 | 0 | 355.5894 | 0 | 354.9969 | 0 | 615.308 | 0.016915 | 354.9969 | 0 | 614.4405 | 0.00034783 | 615.308 | 0.0098643 | 353.8274 | 0
|  | 355.804 | 0.85293 | 355.2113 | 1.2325 | 403.6338 | 0.29589 | 355.804 | 0.018546 | 355.2113 | 0.0051292 | 349.4855 | 0.00013709 | 355.2113 | 0 | 355.804 | 0 | 355.804 | 0 | 403.6338 | 0.018666 | 355.804 | 0 | 355.804 | 0 | 349.73 | 0.0031115 | 355.804 | 0 | 402.8558 | 0.00012503 | 355.804 | 0 | 355.804 | 0.0082919 | 355.2113 | 0 | 615.4676 | 0.023403 | 355.2113 | 0 | 614.6005 | 0 | 615.4676 | 0.0093451 | 354.0392 | 0
|  | 356.0186 | 0.95079 | 355.4257 | 1.2957 | 403.7466 | 0.27662 | 356.0186 | 0.02439 | 355.4257 | 0.071421 | 349.7003 | -8.1132e-05 | 355.4257 | 0 | 356.0186 | 0 | 356.0186 | 0 | 403.7466 | 0.014105 | 356.0186 | 0 | 356.0186 | 1.399e-05 | 349.94 | -0.0088246 | 356.0186 | 0 | 402.9688 | 0.00014442 | 356.0186 | 0 | 356.0186 | 0 | 355.4257 | 0 | 615.6273 | 0.019414 | 355.4257 | 0 | 614.7606 | 0.00011594 | 615.6273 | 0.0097605 | 354.2509 | 0
|  | 356.2333 | 1.0799 | 355.64 | 1.412 | 403.8594 | 0.27198 | 356.2333 | 0.014923 | 355.64 | -0.020833 | 349.915 | 0.0001947 | 355.64 | 0 | 356.2333 | 0 | 356.2333 | 0 | 403.8594 | 0.011707 | 356.2333 | 0 | 356.2333 | 0 | 350.16 | 0.0040296 | 356.2333 | 0 | 403.0817 | 0.00013748 | 356.2333 | 0 | 356.2333 | 0.0028118 | 355.64 | 0 | 615.7869 | 0.02989 | 355.64 | 0 | 614.9207 | 7.7296e-05 | 615.7869 | 0.0091894 | 354.4627 | 0
|  | 356.4479 | 1.2011 | 355.8545 | 1.5666 | 403.9721 | 0.27032 | 356.4479 | 0.018935 | 355.8545 | 0.035161 | 350.1298 | -4.1314e-05 | 355.8545 | 0 | 356.4479 | 0 | 356.4479 | 0 | 403.9721 | 0.016268 | 356.4479 | 0 | 356.4479 | 6.8631e-05 | 350.37 | 0.0090795 | 356.4479 | 0 | 403.1946 | 0.00013375 | 356.4479 | 0 | 356.4479 | 0 | 355.8544 | 0 | 615.9466 | 0.017828 | 355.8545 | 0 | 615.0808 | 0.00034783 | 615.9466 | 0.010072 | 354.6745 | 0
|  | 356.6626 | 1.3784 | 356.0689 | 1.7472 | 404.0849 | 0.25657 | 356.6626 | 0.028893 | 356.0689 | 0.0059769 | 350.3446 | 0.00019268 | 356.0689 | 0 | 356.6626 | 0 | 356.6626 | 0 | 404.0849 | 0.016926 | 356.6626 | 0 | 356.6626 | 0 | 350.59 | -0.0042337 | 356.6626 | 0 | 403.3075 | 0.0001156 | 356.6626 | 0 | 356.6626 | 0.0093707 | 356.0689 | 0 | 616.1063 | 0.024748 | 356.0689 | 0 | 615.2409 | 0.00030918 | 616.1063 | 0.0098124 | 354.8863 | 0
|  | 356.8773 | 1.513 | 356.2833 | 1.8248 | 404.1977 | 0.24186 | 356.8773 | 0.014089 | 356.2833 | 0.11279 | 350.5594 | -0.00016565 | 356.2833 | 0 | 356.8773 | 0 | 356.8773 | 0 | 404.1977 | 0.013212 | 356.8773 | 0 | 356.8773 | 6.3658e-05 | 350.8 | -0.0049988 | 356.8773 | 0 | 403.4205 | 0.00013375 | 356.8773 | 0 | 356.8773 | 0 | 356.2833 | 0 | 616.2659 | 0.017924 | 356.2833 | 0 | 615.401 | 0 | 616.2659 | 0.010955 | 355.0981 | 0
|  | 357.092 | 1.7133 | 356.4978 | 1.9295 | 404.3105 | 0.24256 | 357.092 | 0.031413 | 356.4978 | 0.016382 | 350.7743 | 0.00017098 | 356.4978 | 0 | 357.092 | 0 | 357.092 | 0 | 404.3105 | 0.00396 | 357.092 | 0 | 357.092 | 0 | 351.01 | 0.011069 | 357.092 | 0 | 403.5334 | 0.0001309 | 357.092 | 0 | 357.092 | 0.01071 | 356.4978 | 0 | 616.4256 | 0.022826 | 356.4978 | 0 | 615.5611 | 0.00030918 | 616.4256 | 0.01028 | 355.3099 | 0
|  | 357.3067 | 1.8351 | 356.7122 | 2.1323 | 404.4233 | 0.22863 | 357.3067 | -0.0036913 | 356.7122 | 0.047082 | 350.9891 | 3.7982e-06 | 356.7122 | 0 | 357.3067 | 0 | 357.3067 | 0 | 404.4233 | 0.0094504 | 357.3067 | 0 | 357.3067 | 3.8471e-05 | 351.23 | -0.0074475 | 357.3067 | 0 | 403.6463 | 0.00012912 | 357.3067 | 0 | 357.3067 | 0 | 356.7122 | 0 | 616.5853 | 0.017588 | 356.7122 | 0 | 615.7212 | 0.00011594 | 616.5853 | 0.010903 | 355.5217 | 0
|  | 357.5214 | 2.0897 | 356.9267 | 2.284 | 404.5361 | 0.22172 | 357.5214 | 0.050658 | 356.9267 | 0.017961 | 351.2039 | 0.0002453 | 356.9267 | 0 | 357.5214 | 0 | 357.5214 | 0 | 404.5361 | 0.010908 | 357.5214 | 0 | 357.5214 | 0 | 351.44 | -0.0031625 | 357.5214 | 0 | 403.7593 | 0.00011596 | 357.5214 | 0 | 357.5214 | 0.0044213 | 356.9267 | 0 | 616.745 | 0.02249 | 356.9267 | 0 | 615.8814 | 0.00030918 | 616.745 | 0.009449 | 355.7335 | 0
|  | 357.7361 | 2.3192 | 357.1412 | 2.512 | 404.6489 | 0.21261 | 357.7361 | 0.0031591 | 357.1412 | 0.049526 | 351.4188 | -0.0001105 | 357.1412 | 0 | 357.7361 | 0 | 357.7361 | 0 | 404.6489 | 0.014528 | 357.7361 | 0 | 357.7361 | 6.4329e-05 | 351.66 | -0.0007141 | 357.7361 | 0 | 403.8722 | 0.00013659 | 357.7361 | 0 | 357.7362 | 0 | 357.1412 | 0 | 616.9047 | 0.016242 | 357.1412 | 0 | 616.0415 | 0.00011594 | 616.9047 | 0.0097605 | 355.9454 | 0
|  | 357.9509 | 2.53 | 357.3557 | 2.7161 | 404.7617 | 0.20272 | 357.9509 | 0.050562 | 357.3557 | 0.013573 | 351.6337 | 0.0001286 | 357.3557 | 0 | 357.9509 | 0 | 357.9509 | 0 | 404.7617 | 0.0058301 | 357.9509 | 0 | 357.9509 | 0 | 351.87 | -0.0046928 | 357.9509 | 0 | 403.9852 | 0.00014584 | 357.9509 | 0 | 357.9509 | 0.0070791 | 357.3557 | 0 | 617.0644 | 0.034119 | 357.3557 | 0 | 616.2016 | 0.00030918 | 617.0644 | 0.0092932 | 356.1573 | 0
|  | 358.1656 | 2.7233 | 357.5703 | 2.9423 | 404.8745 | 0.2218 | 358.1656 | -0.013665 | 357.5703 | 0.073871 | 351.8486 | -9.8497e-05 | 357.5703 | 0 | 358.1657 | 0 | 358.1657 | 0 | 404.8745 | 0.016644 | 358.1657 | 0 | 358.1656 | 4.085e-05 | 352.09 | -0.0043867 | 358.1657 | 0 | 404.0982 | 0.0001478 | 358.1657 | 0 | 358.1657 | 0 | 357.5702 | 0 | 617.2242 | 0.016627 | 357.5703 | 0 | 616.3618 | 0 | 617.2242 | 0.010072 | 356.3691 | 0
|  | 358.3804 | 3.0496 | 357.7848 | 3.2237 | 404.9872 | 0.17399 | 358.3804 | 0.030653 | 357.7848 | -0.0038296 | 352.0634 | 0.00017637 | 357.7848 | 0 | 358.3804 | 0 | 358.3804 | 0 | 404.9872 | 0.018901 | 358.3804 | 0 | 358.3804 | 0 | 352.3 | 0.00035706 | 358.3804 | 0 | 404.2111 | 0.0001357 | 358.3804 | 0 | 358.3804 | 0.0088132 | 357.7848 | 0 | 617.3839 | 0.023306 | 357.7848 | 0 | 616.5219 | 7.7296e-05 | 617.3839 | 0.009449 | 356.581 | 0
|  | 358.5952 | 3.3195 | 357.9994 | 3.4321 | 405.1 | 0.18371 | 358.5952 | 0.00303 | 357.9994 | 0.070213 | 352.2784 | -9.7731e-05 | 357.9994 | 0 | 358.5952 | 0 | 358.5952 | 0 | 405.1 | 0.0090743 | 358.5952 | 0 | 358.5952 | 2.3487e-05 | 352.52 | -0.005917 | 358.5952 | 0 | 404.3241 | 0.00012912 | 358.5952 | 0 | 358.5953 | 0 | 357.9994 | 0 | 617.5436 | 0.01605 | 357.9994 | 0 | 616.6821 | 0.00011594 | 617.5436 | 0.0097605 | 356.7929 | 0
|  | 358.81 | 3.6258 | 358.2139 | 3.7564 | 405.2128 | 0.17399 | 358.81 | 0.040435 | 358.2139 | 0.011726 | 352.4933 | 0.00018267 | 358.2139 | 0 | 358.81 | 0 | 358.81 | 0 | 405.2128 | 0.0030256 | 358.81 | 0 | 358.81 | 0 | 352.73 | -0.0056109 | 358.81 | 0 | 404.4371 | 0.00012681 | 358.81 | 0 | 358.81 | 0.0066402 | 358.2139 | 0 | 617.7034 | 0.026959 | 358.2139 | 0 | 616.8422 | 0.00030918 | 617.7034 | 0.0092932 | 357.0048 | 0
|  | 359.0249 | 3.9975 | 358.4285 | 4.0907 | 405.3256 | 0.18266 | 359.0249 | 0.012931 | 358.4285 | 0.037754 | 352.7082 | -1.2177e-05 | 358.4285 | 0 | 359.0249 | 0 | 359.0249 | 0 | 405.3256 | 0.011989 | 359.0249 | 0 | 359.0249 | 7.2686e-05 | 352.95 | -0.00607 | 359.0249 | 0 | 404.5501 | 0.00010404 | 359.0249 | 0 | 359.0249 | 0 | 358.4285 | 0 | 617.8631 | 0.016483 | 358.4285 | 0 | 617.0024 | 0 | 617.8631 | 0.0098643 | 357.2168 | 0
|  | 359.2397 | 4.3402 | 358.6431 | 4.5053 | 405.4384 | 0.181 | 359.2397 | 0.039938 | 358.6431 | 0.034946 | 352.9232 | 0.00016723 | 358.6431 | 0 | 359.2397 | 0 | 359.2397 | 0 | 405.4384 | 0.017302 | 359.2397 | 0 | 359.2397 | 0 | 353.16 | -0.0030095 | 359.2397 | 0 | 404.6631 | 0.00011294 | 359.2397 | 0 | 359.2397 | 0.008914 | 358.6431 | 0 | 618.0229 | 0.027055 | 358.6431 | 0 | 617.1626 | 7.7296e-05 | 618.0229 | 0.0095009 | 357.4287 | 0
|  | 359.4546 | 4.7605 | 358.8578 | 4.7863 | 405.5512 | 0.1655 | 359.4546 | 0.013022 | 358.8578 | 0.12542 | 353.1381 | -3.9291e-05 | 358.8578 | 0 | 359.4546 | 0 | 359.4546 | 0 | 405.5512 | 0.013447 | 359.4546 | 0 | 359.4546 | 1.9972e-05 | 353.38 | -0.0048458 | 359.4546 | 0 | 404.776 | 0.00012539 | 359.4546 | 0 | 359.4546 | 0 | 358.8578 | 0 | 618.1826 | 0.016963 | 358.8578 | 0 | 617.3228 | 0.00034783 | 618.1826 | 0.01002 | 357.6407 | 0
|  | 359.6694 | 5.3258 | 359.0724 | 5.2621 | 405.6639 | 0.16699 | 359.6694 | 0.03073 | 359.0724 | 0.027231 | 353.3531 | 7.7894e-05 | 359.0724 | 0 | 359.6694 | 0 | 359.6694 | 0 | 405.6639 | 0.014246 | 359.6694 | 0 | 359.6694 | 0 | 353.59 | -0.0025504 | 359.6694 | 0 | 404.889 | 0.0001325 | 359.6694 | 0 | 359.6694 | 0.0081684 | 359.0724 | 0 | 618.3424 | 0.030082 | 359.0724 | 0 | 617.4829 | 0 | 618.3424 | 0.0096567 | 357.8526 | 0
|  | 359.8843 | 5.6947 | 359.2871 | 5.7069 | 405.7767 | 0.16051 | 359.8843 | 0.028215 | 359.2871 | 0.12226 | 353.5681 | 2.604e-05 | 359.2871 | 0 | 359.8843 | 0 | 359.8843 | 0 | 405.7767 | 0.019465 | 359.8843 | 0 | 359.8843 | 7.0862e-05 | 353.81 | 0.0041827 | 359.8843 | 0 | 405.002 | 0.00014406 | 359.8843 | 0 | 359.8843 | 0 | 359.2871 | 0 | 618.5022 | 0.017155 | 359.2871 | 0 | 617.6431 | 0 | 618.5022 | 0.010176 | 358.0646 | 0
|  | 360.0992 | 6.2905 | 359.5017 | 6.2566 | 405.8895 | 0.12461 | 360.0992 | 0.032951 | 359.5017 | 0.046487 | 353.7831 | 0.00023568 | 359.5017 | 0 | 360.0992 | 0 | 360.0992 | 0 | 405.8895 | 0.013024 | 360.0992 | 0 | 360.0992 | 0 | 354.02 | -0.0011732 | 360.0992 | 0 | 405.1151 | 0.00011916 | 360.0992 | 0 | 360.0992 | 0.0052147 | 359.5017 | 0 | 618.662 | 0.021384 | 359.5017 | 0 | 617.8033 | 0 | 618.662 | 0.0096567 | 358.2766 | 0
|  | 360.3141 | 6.9031 | 359.7164 | 6.6631 | 406.0023 | 0.14247 | 360.3141 | 0.027515 | 359.7164 | 0.098616 | 353.9981 | -0.094749 | 359.7164 | 0 | 360.3141 | 0 | 360.3141 | 0 | 406.0023 | 0.019183 | 360.3141 | 0 | 360.3141 | 8.9486e-05 | 354.24 | -0.01112 | 360.3141 | 0 | 405.2281 | 0.00012005 | 360.3141 | 0 | 360.3141 | 0 | 359.7164 | 0 | 618.8218 | 0.023258 | 359.7164 | 0 | 617.9635 | 0.00011594 | 618.8218 | 0.01028 | 358.4886 | 0
|  | 360.5291 | 7.5099 | 359.9311 | 7.3391 | 406.1151 | 0.15814 | 360.5291 | 0.084911 | 359.9311 | 0.028196 | 354.2131 | 0.12083 | 359.9311 | 0 | 360.5291 | 0 | 360.5291 | 0 | 406.1151 | 0.0090273 | 360.5291 | 0 | 360.5291 | 0 | 354.45 | 0.0018873 | 360.5291 | 0 | 405.3411 | 8.8926e-05 | 360.5291 | 0 | 360.529 | 0.0080937 | 359.9311 | 0 | 618.9816 | 0.020279 | 359.9311 | 0 | 618.1237 | 0 | 618.9816 | 0.0095528 | 358.7006 | 0
|  | 360.744 | 8.0962 | 360.1458 | 7.9103 | 406.2279 | 0.14028 | 360.744 | 0.065471 | 360.1458 | 0.12869 | 354.4282 | 0.0037306 | 360.1458 | 0 | 360.744 | 0 | 360.744 | 0 | 406.2279 | 0.016926 | 360.744 | 0 | 360.744 | 4.1457e-05 | 354.67 | -0.0095893 | 360.744 | 0 | 405.4541 | 9.9775e-05 | 360.744 | 0 | 360.744 | 0 | 360.1458 | 0 | 619.1414 | 0.015137 | 360.1458 | 0 | 618.284 | 0.00034783 | 619.1414 | 0.0097605 | 358.9126 | 0
|  | 360.959 | 8.9036 | 360.3606 | 8.5796 | 406.3406 | 0.14501 | 360.959 | 0.059779 | 360.3606 | 0.044757 | 354.6432 | 0.054527 | 360.3606 | 0 | 360.959 | 0 | 360.959 | 0 | 406.3406 | 0.011707 | 360.959 | 0 | 360.959 | 0 | 354.88 | -0.0054579 | 360.959 | 0 | 405.5672 | 0.00010476 | 360.959 | 0 | 360.959 | 0.0065147 | 360.3606 | 0 | 619.3012 | 0.014945 | 360.3606 | 0 | 618.4442 | 0 | 619.3012 | 0.0088779 | 359.1247 | 0
|  | 361.174 | 9.7135 | 360.5753 | 9.2652 | 406.4534 | 0.15552 | 361.174 | 0.023262 | 360.5753 | 0.10312 | 354.8582 | -0.034253 | 360.5753 | 0 | 361.1739 | 0 | 361.1739 | 0 | 406.4534 | 0.020782 | 361.1739 | 0 | 361.174 | 2.4443e-05 | 355.1 | 0.0046418 | 361.1739 | 0 | 405.6802 | 0.00010387 | 361.1739 | 0 | 361.1739 | 0 | 360.5753 | 0 | 619.461 | 0.022153 | 360.5753 | 0 | 618.6044 | 0.00034783 | 619.461 | 0.0095009 | 359.3367 | 0
|  | 361.3889 | 10.5735 | 360.7901 | 9.9789 | 406.5662 | 0.12347 | 361.3889 | 0.056935 | 360.7901 | 0.063224 | 355.0733 | 0.065272 | 360.7901 | 0 | 361.3889 | 0 | 361.3889 | 0 | 406.5662 | 0.024402 | 361.3889 | 0 | 361.3889 | 0 | 355.32 | -0.0036216 | 361.3889 | 0 | 405.7932 | 0.00010066 | 361.3889 | 0 | 361.3889 | 0.0090819 | 360.7901 | 0 | 619.6208 | 0.023306 | 360.7901 | 0 | 618.7646 | 7.7296e-05 | 619.6208 | 0.0097605 | 359.5488 | 0
|  | 361.6039 | 11.5063 | 361.0049 | 10.8735 | 406.679 | 0.12758 | 361.6039 | 0.038083 | 361.0049 | 0.098374 | 355.2884 | 0.051914 | 361.0049 | 0 | 361.6039 | 0 | 361.6039 | 0 | 406.679 | 0.025342 | 361.6039 | 0 | 361.6039 | 6.1901e-05 | 355.53 | -0.0013262 | 361.6039 | 0 | 405.9063 | 0.00010689 | 361.6039 | 0 | 361.6039 | 0 | 361.0049 | 0 | 619.7807 | 0.014945 | 361.0049 | 0 | 618.9249 | 0.00011594 | 619.7807 | 0.010383 | 359.7609 | 0
|  | 361.8189 | 12.5861 | 361.2197 | 11.8468 | 406.7918 | 0.11445 | 361.8189 | 0.070736 | 361.2197 | 0.052137 | 355.5035 | 0.18849 | 361.2197 | 0 | 361.8189 | 0 | 361.8189 | 0 | 406.7918 | 0.014246 | 361.8189 | 0 | 361.8189 | 0 | 355.75 | 0.0034176 | 361.8189 | 0 | 406.0193 | 0.00010671 | 361.8189 | 0 | 361.8189 | 0.0077326 | 361.2197 | 0 | 619.9405 | 0.013167 | 361.2197 | 0 | 619.0851 | 0 | 619.9405 | 0.0099682 | 359.973 | 0
|  | 362.034 | 13.7137 | 361.4345 | 12.7471 | 406.9045 | 0.12583 | 362.034 | 0.031823 | 361.4345 | 0.1309 | 355.7186 | -0.054651 | 361.4345 | 0 | 362.034 | 0 | 362.034 | 0 | 406.9045 | 0.012789 | 362.034 | 0 | 362.034 | 4.9517e-05 | 355.96 | -0.012038 | 362.034 | 0 | 406.1324 | 8.5369e-05 | 362.034 | 0 | 362.034 | 0 | 361.4345 | 0 | 620.1004 | 0.022297 | 361.4345 | 0 | 619.2454 | 0.00057972 | 620.1004 | 0.010072 | 360.1851 | 0
|  | 362.249 | 14.7164 | 361.6493 | 13.8249 | 407.0173 | 0.09317 | 362.249 | 0.062521 | 361.6493 | 0.042355 | 355.9337 | 0.099481 | 361.6493 | 0 | 362.249 | 0 | 362.249 | 0 | 407.0173 | 0.017584 | 362.249 | 0 | 362.249 | 0 | 356.18 | 0.0028055 | 362.249 | 0 | 406.2454 | 7.203e-05 | 362.249 | 0 | 362.249 | 0.0089821 | 361.6493 | 0 | 620.2602 | 0.020952 | 361.6493 | 0 | 619.4057 | 7.7296e-05 | 620.2602 | 0.0093451 | 360.3972 | 0
|  | 362.4641 | 15.9357 | 361.8642 | 14.8587 | 407.1301 | 0.11541 | 362.4641 | 0.025243 | 361.8642 | 0.13076 | 356.1489 | -0.10625 | 361.8642 | 0 | 362.4641 | 0 | 362.4641 | 0 | 407.1301 | 0.014246 | 362.4641 | 0 | 362.4641 | 4.5217e-05 | 356.39 | 0.0028055 | 362.4641 | 0 | 406.3585 | 7.8789e-05 | 362.4641 | 0 | 362.4641 | 0 | 361.8642 | 0 | 620.4201 | 0.023162 | 361.8642 | 0 | 619.5659 | 0.00011594 | 620.4201 | 0.0093451 | 360.6093 | 0
|  | 362.6792 | 17.2813 | 362.079 | 16.1569 | 407.2429 | 0.092382 | 362.6792 | 0.076744 | 362.079 | 0.076265 | 356.364 | 0.10252 | 362.079 | 0 | 362.6792 | 0 | 362.6792 | 0 | 407.2429 | 0.0090273 | 362.6792 | 0 | 362.6792 | 0 | 356.61 | -0.0049988 | 362.6792 | 0 | 406.4716 | 9.3195e-05 | 362.6792 | 0 | 362.6792 | 0.006801 | 362.079 | 0 | 620.5799 | 0.022393 | 362.079 | 0 | 619.7262 | 0 | 620.5799 | 0.0087221 | 360.8214 | 0
|  | 362.8943 | 18.6227 | 362.2939 | 17.2589 | 407.3557 | 0.11112 | 362.8943 | 0.03632 | 362.2939 | 0.16461 | 356.5792 | -0.0077508 | 362.2939 | 0 | 362.8943 | 0 | 362.8943 | 0 | 407.3557 | 0.022286 | 362.8943 | 0 | 362.8943 | 4.6365e-05 | 356.82 | -0.007141 | 362.8943 | 0 | 406.5846 | 9.0171e-05 | 362.8943 | 0 | 362.8943 | 0 | 362.2939 | 0 | 620.7398 | 0.020135 | 362.2939 | 0 | 619.8865 | 0.00011594 | 620.7398 | 0.0091375 | 361.0336 | 0
|  | 363.1094 | 20.0065 | 362.5088 | 18.631 | 407.4684 | 0.0831 | 363.1094 | 0.060475 | 362.5088 | 0.070976 | 356.7944 | 0.10566 | 362.5088 | 0 | 363.1094 | 0 | 363.1094 | 0 | 407.4684 | 0.0044939 | 363.1094 | 0 | 363.1094 | 0 | 357.04 | 0.0014282 | 363.1094 | 0 | 406.6977 | 8.3946e-05 | 363.1094 | 0 | 363.1094 | 0.0092168 | 362.5088 | 0 | 620.8997 | 0.021384 | 362.5088 | 0 | 620.0468 | 7.7296e-05 | 620.8997 | 0.0087741 | 361.2458 | 0
|  | 363.3245 | 21.2577 | 362.7237 | 19.9466 | 407.5812 | 0.10359 | 363.3245 | 0.06223 | 362.7237 | 0.16094 | 357.0096 | -0.096254 | 362.7237 | 0 | 363.3245 | 0 | 363.3245 | 0 | 407.5812 | 0.016785 | 363.3245 | 0 | 363.3245 | 4.0265e-05 | 357.25 | -0.0017853 | 363.3245 | 0 | 406.8108 | 8.2879e-05 | 363.3245 | 0 | 363.3245 | 0 | 362.7237 | 0 | 621.0596 | 0.021721 | 362.7237 | 0 | 620.207 | 0.00011594 | 621.0596 | 0.0092413 | 361.4579 | 0
|  | 363.5396 | 22.7387 | 362.9386 | 21.4826 | 407.694 | 0.086778 | 363.5396 | 0.071638 | 362.9386 | 0.12282 | 357.2247 | 0.15336 | 362.9386 | 0 | 363.5396 | 0 | 363.5396 | 0 | 407.694 | 0.017725 | 363.5396 | 0 | 363.5396 | 0 | 357.47 | 5.1009e-05 | 363.5396 | 0 | 406.9239 | 8.6436e-05 | 363.5396 | 0 | 363.5396 | 0.013593 | 362.9386 | 0 | 621.2195 | 0.025421 | 362.9386 | 0 | 620.3673 | 0 | 621.2195 | 0.0089298 | 361.6701 | 0
|  | 363.7548 | 24.4033 | 363.1536 | 23.0044 | 407.8068 | 0.087916 | 363.7548 | 0.06594 | 363.1536 | 0.17836 | 357.4399 | -0.097642 | 363.1536 | 0 | 363.7548 | 0 | 363.7548 | 0 | 407.8068 | 0.012366 | 363.7548 | 0 | 363.7548 | 6.5149e-05 | 357.68 | -0.0042337 | 363.7548 | 0 | 407.037 | 9.0349e-05 | 363.7548 | 0 | 363.7548 | 0 | 363.1536 | 0 | 621.3794 | 0.019078 | 363.1536 | 0 | 620.5276 | 0.00011594 | 621.3794 | 0.0096567 | 361.8823 | 0
|  | 363.9699 | 25.7374 | 363.3685 | 24.7061 | 407.9196 | 0.069878 | 363.9699 | 0.078382 | 363.3685 | 0.1698 | 357.6552 | 0.14817 | 363.3685 | 0 | 363.9699 | 0 | 363.9699 | 0 | 407.9196 | 0.018901 | 363.9699 | 0 | 363.9699 | 0 | 357.9 | -0.0040807 | 363.9699 | 0 | 407.1501 | 9.6574e-05 | 363.9699 | 0 | 363.9699 | 0.0050859 | 363.3685 | 0 | 621.5393 | 0.028208 | 363.3685 | 0 | 620.688 | 0 | 621.5393 | 0.0092413 | 362.0945 | 0
|  | 364.1851 | 27.2818 | 363.5835 | 26.319 | 408.0323 | 0.081699 | 364.1851 | 0.059541 | 363.5835 | 0.21089 | 357.8704 | -0.054702 | 363.5835 | 0 | 364.1851 | 0 | 364.1851 | 0 | 408.0323 | 0.010908 | 364.1851 | 0 | 364.1851 | 6.0954e-05 | 358.11 | -0.0086717 | 364.1851 | 0 | 407.2632 | 0.00010476 | 364.1851 | 0 | 364.1851 | 0 | 363.5835 | 0 | 621.6992 | 0.018934 | 363.5835 | 0 | 620.8483 | 0.00034783 | 621.6992 | 0.0098124 | 362.3068 | 0
|  | 364.4003 | 28.6381 | 363.7985 | 28.0301 | 408.1451 | 0.072942 | 364.4003 | 0.077443 | 363.7985 | 0.15633 | 358.0857 | 0.076428 | 363.7985 | 0 | 364.4003 | 0 | 364.4003 | 0 | 408.1451 | 0.017302 | 364.4003 | 0 | 364.4003 | 0 | 358.33 | -0.0053048 | 364.4003 | 0 | 407.3763 | 0.00010155 | 364.4003 | 0 | 364.4003 | 0.0087698 | 363.7985 | 0 | 621.8591 | 0.023499 | 363.7985 | 0 | 621.0086 | 0 | 621.8591 | 0.0089817 | 362.519 | 0
|  | 364.6155 | 29.7045 | 364.0135 | 29.6625 | 408.2579 | 0.068652 | 364.6155 | 0.061389 | 364.0135 | 0.2501 | 358.3009 | -0.027247 | 364.0135 | 0 | 364.6155 | 0 | 364.6155 | 0 | 408.2579 | 0.024261 | 364.6155 | 0 | 364.6155 | 5.842e-05 | 358.54 | -0.00025504 | 364.6155 | 0 | 407.4894 | 0.00011347 | 364.6155 | 0 | 364.6155 | 0 | 364.0135 | 0 | 622.0191 | 0.020471 | 364.0135 | 0 | 621.1689 | 0.00034783 | 622.0191 | 0.0095009 | 362.7313 | 0
|  | 364.8307 | 30.7964 | 364.2285 | 31.2637 | 408.3707 | 0.043258 | 364.8307 | 0.090791 | 364.2285 | 0.1958 | 358.5162 | 0.061762 | 364.2285 | 0 | 364.8307 | 0 | 364.8307 | 0 | 408.3707 | 0.014904 | 364.8307 | 0 | 364.8307 | 0 | 358.76 | -0.0098958 | 364.8307 | 0 | 407.6025 | 0.0001156 | 364.8307 | 0 | 364.8308 | 0.0074184 | 364.2285 | 0 | 622.179 | 0.022297 | 364.2285 | 0 | 621.3293 | 7.7296e-05 | 622.179 | 0.0092413 | 362.9435 | 0
|  | 365.046 | 31.7355 | 364.4435 | 32.8169 | 408.4834 | 0.067688 | 365.046 | 0.069093 | 364.4435 | 0.26295 | 358.7315 | -0.0022103 | 364.4435 | 0 | 365.046 | 0 | 365.046 | 0 | 408.4834 | 0.014528 | 365.046 | 0 | 365.046 | 4.0834e-05 | 358.98 | -0.0036216 | 365.046 | 0 | 407.7157 | 0.00012805 | 365.046 | 0 | 365.046 | 0 | 364.4435 | 0 | 622.339 | 0.021144 | 364.4435 | 0 | 621.4896 | 0.00057972 | 622.339 | 0.010176 | 363.1558 | 0
|  | 365.2612 | 32.6281 | 364.6586 | 34.5544 | 408.5962 | 0.041506 | 365.2612 | 0.10141 | 364.6586 | 0.17168 | 358.9468 | 0.14017 | 364.6586 | 0 | 365.2612 | 0 | 365.2612 | 0 | 408.5962 | 0.014622 | 365.2612 | 0 | 365.2612 | 0 | 359.19 | -0.0019383 | 365.2612 | 0 | 407.8288 | 0.00011294 | 365.2612 | 0 | 365.2612 | 0.0050649 | 364.6586 | 0 | 622.4989 | 0.023547 | 364.6586 | 0 | 621.65 | 7.7296e-05 | 622.4989 | 0.0096567 | 363.3681 | 0
|  | 365.4765 | 33.6273 | 364.8736 | 36.1014 | 408.709 | 0.062872 | 365.4765 | 0.091452 | 364.8736 | 0.2766 | 359.1621 | -0.016743 | 364.8736 | 0 | 365.4765 | 0 | 365.4765 | 0 | 408.709 | 0.016503 | 365.4765 | 0 | 365.4765 | 6.0378e-05 | 359.41 | 0.0018873 | 365.4765 | 0 | 407.9419 | 0.0001044 | 365.4765 | 0 | 365.4765 | 0 | 364.8736 | 0 | 622.6589 | 0.018837 | 364.8736 | 0 | 621.8103 | 0.00011594 | 622.6589 | 0.010072 | 363.5804 | 0
|  | 365.6918 | 34.1976 | 365.0887 | 37.7789 | 408.8218 | 0.047899 | 365.6918 | 0.14678 | 365.0887 | 0.2058 | 359.3774 | 0.046418 | 365.0887 | 0 | 365.6918 | 0 | 365.6918 | 0 | 408.8218 | 0.015845 | 365.6918 | 0 | 365.6918 | 0 | 359.62 | -0.01617 | 365.6918 | 0 | 408.0551 | 8.4124e-05 | 365.6918 | 0 | 365.6918 | 0.010904 | 365.0887 | 0 | 622.8188 | 0.019078 | 365.0887 | 0 | 621.9707 | 0 | 622.8188 | 0.0091894 | 363.7927 | 0
|  | 365.9071 | 34.7171 | 365.3038 | 39.3006 | 408.9345 | 0.061209 | 365.9071 | 0.10105 | 365.3038 | 0.34084 | 359.5927 | -0.035151 | 365.3038 | 0 | 365.9071 | 0 | 365.9071 | 0 | 408.9345 | 0.018948 | 365.9071 | 0 | 365.9071 | 5.8635e-05 | 359.84 | -0.013874 | 365.9071 | 0 | 408.1682 | 7.6299e-05 | 365.9071 | 0 | 365.9071 | 0 | 365.3038 | 0 | 622.9788 | 0.01605 | 365.3038 | 0 | 622.131 | 0.00011594 | 622.9788 | 0.0095009 | 364.005 | 0
|  | 366.1224 | 35.2624 | 365.5189 | 40.6734 | 409.0473 | 0.025744 | 366.1224 | 0.12997 | 365.5189 | 0.27873 | 359.8081 | 0.084978 | 365.5189 | 0 | 366.1224 | 0 | 366.1224 | 0 | 409.0473 | 0.010485 | 366.1224 | 0 | 366.1224 | 0 | 360.05 | 0.00020403 | 366.1224 | 0 | 408.2813 | 7.6121e-05 | 366.1224 | 0 | 366.1224 | 0.009402 | 365.5189 | 0 | 623.1388 | 0.023403 | 365.5189 | 0 | 622.2914 | 7.7296e-05 | 623.1388 | 0.0089817 | 364.2174 | 0
|  | 366.3377 | 35.4773 | 365.7341 | 41.8353 | 409.1601 | 0.042207 | 366.3377 | 0.12363 | 365.7341 | 0.38653 | 360.0234 | 0.017699 | 365.7341 | 0 | 366.3377 | 0 | 366.3377 | 0 | 409.1601 | 0.015328 | 366.3377 | 0 | 366.3377 | 6.0101e-05 | 360.27 | -0.011732 | 366.3377 | 0 | 408.3945 | 7.6655e-05 | 366.3377 | 0 | 366.3377 | 0 | 365.7341 | 0 | 623.2988 | 0.014945 | 365.7341 | 0 | 622.4518 | 0.00011594 | 623.2988 | 0.0091894 | 364.4298 | 0
|  | 366.553 | 35.7109 | 365.9492 | 43.0846 | 409.2729 | 0.024694 | 366.553 | 0.14277 | 365.9492 | 0.3352 | 360.2388 | 0.069256 | 365.9492 | 0 | 366.553 | 0 | 366.553 | 0 | 409.2729 | 0.015045 | 366.553 | 0 | 366.553 | 0 | 360.48 | -0.0063763 | 366.553 | 0 | 408.5077 | 7.292e-05 | 366.553 | 0 | 366.553 | 0.010022 | 365.9492 | 0 | 623.4588 | 0.025325 | 365.9492 | 0 | 622.6122 | 0 | 623.4588 | 0.0089298 | 364.6421 | 0
|  | 366.7684 | 35.5352 | 366.1644 | 43.9831 | 409.3856 | 0.047198 | 366.7684 | 0.12147 | 366.1644 | 0.367 | 360.4542 | -0.033869 | 366.1644 | 0 | 366.7684 | 0 | 366.7684 | 0 | 409.3856 | 0.019747 | 366.7684 | 0 | 366.7684 | 5.4859e-05 | 360.7 | 0.0015813 | 366.7684 | 0 | 408.6208 | 8.4124e-05 | 366.7684 | 0 | 366.7684 | 0 | 366.1644 | 0 | 623.6188 | 0.017732 | 366.1644 | 0 | 622.7726 | 0.00011594 | 623.6188 | 0.0095009 | 364.8545 | 0
|  | 366.9838 | 35.5947 | 366.3795 | 44.7081 | 409.4984 | 0.024168 | 366.9838 | 0.16546 | 366.3795 | 0.36647 | 360.6696 | 0.10213 | 366.3795 | 0 | 366.9838 | 0 | 366.9838 | 0 | 409.4984 | 0.021863 | 366.9838 | 0 | 366.9838 | 0 | 360.91 | 0.00081613 | 366.9838 | 0 | 408.734 | 8.8926e-05 | 366.9838 | 0 | 366.9838 | 0.010404 | 366.3795 | 0 | 623.7788 | 0.024652 | 366.3795 | 0 | 622.933 | 7.7296e-05 | 623.7788 | 0.009449 | 365.0669 | 0
|  | 367.1992 | 35.1387 | 366.5947 | 45.2934 | 409.6112 | 0.042557 | 367.1992 | 0.15536 | 366.5947 | 0.47269 | 360.885 | -0.0077846 | 366.5947 | 0 | 367.1992 | 0 | 367.1992 | 0 | 409.6112 | 0.020923 | 367.1992 | 0 | 367.1992 | 3.5987e-05 | 361.13 | -0.0037746 | 367.1992 | 0 | 408.8472 | 9.9775e-05 | 367.1992 | 0 | 367.1992 | 0 | 366.5947 | 0 | 623.9388 | 0.020135 | 366.5947 | 0 | 623.0934 | 0 | 623.9388 | 0.0097605 | 365.2793 | 0
|  | 367.4146 | 34.8701 | 366.8099 | 45.4796 | 409.724 | 0.021016 | 367.4146 | 0.19826 | 366.8099 | 0.47337 | 361.1004 | 0.088025 | 366.8099 | 0 | 367.4146 | 0 | 367.4146 | 0 | 409.724 | 0.02238 | 367.4146 | 0 | 367.4146 | 0 | 361.35 | 0.0046418 | 367.4146 | 0 | 408.9604 | 8.1457e-05 | 367.4146 | 0 | 367.4146 | 0.0050283 | 366.8099 | 0 | 624.0988 | 0.02989 | 366.8099 | 0 | 623.2538 | 0 | 624.0988 | 0.0090336 | 365.4917 | 0
|  | 367.63 | 34.1849 | 367.0252 | 45.7681 | 409.8367 | 0.040543 | 367.63 | 0.14949 | 367.0252 | 0.5253 | 361.3159 | -0.017633 | 367.0252 | 0 | 367.63 | 0 | 367.63 | 0 | 409.8367 | 0.015469 | 367.63 | 0 | 367.63 | 5.0996e-05 | 361.56 | -0.0039276 | 367.63 | 0 | 409.0735 | 7.7366e-05 | 367.63 | 0 | 367.63 | 0 | 367.0251 | 0 | 624.2589 | 0.021288 | 367.0252 | 0 | 623.4142 | 0.00011594 | 624.2589 | 0.0096567 | 365.7041 | 0
|  | 367.8454 | 33.7986 | 367.2404 | 45.8504 | 409.9495 | 0.0085228 | 367.8454 | 0.21537 | 367.2404 | 0.46699 | 361.5313 | 0.085799 | 367.2404 | 0 | 367.8454 | 0 | 367.8454 | 0 | 409.9495 | 0.018102 | 367.8454 | 0 | 367.8454 | 0 | 361.78 | -0.0051518 | 367.8454 | 0 | 409.1867 | 8.2879e-05 | 367.8454 | 0 | 367.8454 | 0.006647 | 367.2404 | 0 | 624.4189 | 0.025853 | 367.2404 | 0 | 623.5746 | 0.00030918 | 624.4189 | 0.0095009 | 365.9166 | 0
|  | 368.0609 | 33.1654 | 367.4556 | 45.7413 | 410.0623 | 0.035114 | 368.0609 | 0.23452 | 367.4556 | 0.58159 | 361.7468 | -0.02355 | 367.4556 | 0 | 368.0608 | 0 | 368.0608 | 0 | 410.0623 | 0.015328 | 368.0608 | 0 | 368.0609 | 6.4841e-05 | 361.99 | -0.010049 | 368.0608 | 0 | 409.2999 | 8.946e-05 | 368.0608 | 0 | 368.0609 | 0 | 367.4556 | 0 | 624.5789 | 0.017924 | 367.4556 | 0 | 623.735 | 0.00011594 | 624.5789 | 0.010072 | 366.129 | 0
|  | 368.2763 | 32.6277 | 367.6709 | 45.4962 | 410.175 | 0.010771 | 368.2763 | 0.25031 | 367.6709 | 0.59099 | 361.9622 | 0.067144 | 367.6709 | 0 | 368.2763 | 0 | 368.2763 | 0 | 410.175 | 0.015845 | 368.2763 | 0 | 368.2763 | 0 | 362.21 | 0.0023464 | 368.2763 | 0 | 409.4131 | 0.00010387 | 368.2763 | 0 | 368.2763 | 0.011086 | 367.6709 | 0 | 624.739 | 0.024652 | 367.6709 | 0 | 623.8955 | 0 | 624.739 | 0.0090336 | 366.3415 | 0
|  | 368.4918 | 31.5473 | 367.8862 | 45.1627 | 410.2878 | 0.032925 | 368.4918 | 0.25883 | 367.8862 | 0.67342 | 362.1777 | 0.017099 | 367.8862 | 0 | 368.4918 | 0 | 368.4918 | 0 | 410.2878 | 0.016644 | 368.4918 | 0 | 368.4918 | 4.6601e-05 | 362.42 | 0.00051009 | 368.4918 | 0 | 409.5263 | 9.6396e-05 | 368.4918 | 0 | 368.4918 | 0 | 367.8862 | 0 | 624.8991 | 0.018069 | 367.8862 | 0 | 624.0559 | 0 | 624.8991 | 0.0093451 | 366.554 | 0
|  | 368.7072 | 30.911 | 368.1015 | 44.7085 | 410.4006 | 0.015061 | 368.7072 | 0.27044 | 368.1015 | 0.65767 | 362.3932 | 0.064083 | 368.1015 | 0 | 368.7073 | 0 | 368.7073 | 0 | 410.4006 | 0.014904 | 368.7073 | 0 | 368.7072 | 0 | 362.64 | -0.0063763 | 368.7073 | 0 | 409.6395 | 9.8175e-05 | 368.7073 | 0 | 368.7072 | 0.0082909 | 368.1015 | 0 | 625.0591 | 0.015185 | 368.1015 | 0 | 624.2164 | 7.7296e-05 | 625.0591 | 0.0088779 | 366.7665 | 0
|  | 368.9228 | 29.8928 | 368.3168 | 43.8718 | 410.5134 | 0.02338 | 368.9228 | 0.28786 | 368.3168 | 0.78278 | 362.6087 | -0.028465 | 368.3168 | 0 | 368.9228 | 0 | 368.9228 | 0 | 410.5134 | 0.018666 | 368.9228 | 0 | 368.9228 | 3.7189e-05 | 362.86 | 0.006019 | 368.9228 | 0 | 409.7528 | 8.199e-05 | 368.9228 | 0 | 368.9228 | 0 | 368.3168 | 0 | 625.2192 | 0.018501 | 368.3168 | 0 | 624.3768 | 0.00034783 | 625.2192 | 0.0099682 | 366.9789 | 0
|  | 369.1383 | 28.804 | 368.5321 | 42.8982 | 410.6261 | 0.0083706 | 369.1383 | 0.34434 | 368.5321 | 0.72656 | 362.8242 | 0.11103 | 368.5321 | 0 | 369.1383 | 0 | 369.1383 | 0 | 410.6261 | 0.015704 | 369.1383 | 0 | 369.1383 | 0 | 363.07 | 0.0052539 | 369.1383 | 0 | 409.866 | 7.1141e-05 | 369.1383 | 0 | 369.1383 | 0.0084987 | 368.5321 | 0 | 625.3793 | 0.027631 | 368.5321 | 0 | 624.5373 | 7.7296e-05 | 625.3793 | 0.0095009 | 367.1915 | 0
|  | 369.3538 | 27.7838 | 368.7475 | 41.7506 | 410.7389 | 0.025219 | 369.3538 | 0.36771 | 368.7475 | 0.87007 | 363.0398 | -0.039387 | 368.7475 | 0 | 369.3538 | 0 | 369.3538 | 0 | 410.7389 | 0.019324 | 369.3538 | 0 | 369.3538 | 4.8866e-05 | 363.29 | 0.0020403 | 369.3538 | 0 | 409.9792 | 6.8295e-05 | 369.3538 | 0 | 369.3538 | 0 | 368.7475 | 0 | 625.5394 | 0.01927 | 368.7475 | 0 | 624.6977 | 0.00034783 | 625.5394 | 0.0097086 | 367.404 | 0
|  | 369.5693 | 26.7351 | 368.9628 | 40.6891 | 410.8517 | 0.0094571 | 369.5693 | 0.39537 | 368.9628 | 0.83646 | 363.2553 | 0.053964 | 368.9628 | 0 | 369.5694 | 0 | 369.5694 | 0 | 410.8517 | 0.01782 | 369.5694 | 0 | 369.5693 | 0 | 363.5 | -0.0031625 | 369.5694 | 0 | 410.0924 | 6.794e-05 | 369.5694 | 0 | 369.5693 | 0.0056459 | 368.9629 | 0 | 625.6995 | 0.025325 | 368.9628 | 0 | 624.8582 | 0.00030918 | 625.6995 | 0.0089298 | 367.6165 | 0
|  | 369.7849 | 25.7931 | 369.1782 | 39.8631 | 410.9644 | 0.027321 | 369.7849 | 0.36439 | 369.1782 | 0.97167 | 363.4709 | 0.017201 | 369.1782 | 0 | 369.7849 | 0 | 369.7849 | 0 | 410.9644 | 0.018149 | 369.7849 | 0 | 369.7849 | 2.7613e-05 | 363.72 | -0.007141 | 369.7849 | 0 | 410.2057 | 7.8255e-05 | 369.7849 | 0 | 369.7849 | 0 | 369.1782 | 0 | 625.8596 | 0.017732 | 369.1782 | 0 | 625.0187 | 0.00034783 | 625.8596 | 0.0092932 | 367.8291 | 0
|  | 370.0005 | 25.0581 | 369.3936 | 39.1432 | 411.0772 | 0.0088442 | 370.0005 | 0.43823 | 369.3936 | 0.98904 | 363.6865 | 0.073275 | 369.3936 | 0 | 370.0005 | 0 | 370.0005 | 0 | 411.0772 | 0.011425 | 370.0005 | 0 | 370.0005 | 0 | 363.93 | 0.00020403 | 370.0005 | 0 | 410.3189 | 7.5765e-05 | 370.0005 | 0 | 370.0005 | 0.0072844 | 369.3936 | 0 | 626.0197 | 0.027439 | 369.3936 | 0 | 625.1792 | 0 | 626.0197 | 0.0089817 | 368.0416 | 0
|  | 370.2161 | 24.0925 | 369.609 | 38.1466 | 411.19 | 0.029422 | 370.2161 | 0.42755 | 369.609 | 1.1235 | 363.9021 | -0.012199 | 369.609 | 0 | 370.2161 | 0 | 370.2161 | 0 | 411.19 | 0.018243 | 370.2161 | 0 | 370.2161 | 5.9134e-05 | 364.15 | -0.0054579 | 370.2161 | 0 | 410.4321 | 8.4836e-05 | 370.2161 | 0 | 370.2161 | 0 | 369.609 | 0 | 626.1798 | 0.017059 | 369.609 | 0 | 625.3397 | 0.00011594 | 626.1798 | 0.0092932 | 368.2542 | 0
|  | 370.4317 | 23.3557 | 369.8244 | 37.2815 | 411.3028 | 0.0022829 | 370.4317 | 0.44818 | 369.8244 | 1.1531 | 364.1176 | 0.047879 | 369.8244 | 0 | 370.4317 | 0 | 370.4317 | 0 | 411.3028 | 0.01119 | 370.4317 | 0 | 370.4317 | 0 | 364.37 | -0.0007141 | 370.4317 | 0 | 410.5454 | 8.1101e-05 | 370.4317 | 0 | 370.4317 | 0.0061485 | 369.8245 | 0 | 626.3399 | 0.02297 | 369.8244 | 0 | 625.5001 | 7.7296e-05 | 626.3399 | 0.0088779 | 368.4668 | 0
|  | 370.6473 | 22.3201 | 370.0399 | 35.9888 | 411.4155 | 0.020841 | 370.6473 | 0.48932 | 370.0399 | 1.2516 | 364.3333 | -0.014391 | 370.0399 | 0 | 370.6473 | 0 | 370.6473 | 0 | 411.4155 | 0.015986 | 370.6473 | 0 | 370.6473 | 6.9275e-05 | 364.58 | -0.0076005 | 370.6473 | 0 | 410.6587 | 8.1457e-05 | 370.6473 | 0 | 370.6473 | 0 | 370.0399 | 0 | 626.5 | 0.017492 | 370.0399 | 0 | 625.6607 | 0.00034783 | 626.5 | 0.0097605 | 368.6794 | 0
|  | 370.8629 | 21.3257 | 370.2553 | 34.6376 | 411.5283 | 0.0022829 | 370.8629 | 0.50705 | 370.2553 | 1.2749 | 364.5489 | 0.063697 | 370.2553 | 0 | 370.8629 | 0 | 370.8629 | 0 | 411.5283 | 0.019982 | 370.8629 | 0 | 370.8629 | 2.0735e-05 | 364.8 | 0.0021933 | 370.8629 | 0 | 410.7719 | 7.2386e-05 | 370.8629 | 0 | 370.8629 | 0.013336 | 370.2553 | 0 | 626.6602 | 0.024748 | 370.2553 | 0 | 625.8212 | 7.7296e-05 | 626.6602 | 0.0093971 | 368.892 | 0
|  | 371.0786 | 20.1944 | 370.4708 | 33.3136 | 411.6411 | 0.017338 | 371.0786 | 0.54061 | 370.4708 | 1.413 | 364.7645 | 0.028552 | 370.4708 | 0 | 371.0786 | 0 | 371.0786 | 0 | 411.6411 | 0.019982 | 371.0786 | 0 | 371.0786 | 3.9337e-05 | 365.01 | -0.017853 | 371.0786 | 0 | 410.8852 | 7.4165e-05 | 371.0786 | 0 | 371.0786 | 0 | 370.4708 | 0 | 626.8203 | 0.017396 | 370.4708 | 0 | 625.9817 | 0.00011594 | 626.8203 | 0.0097605 | 369.1046 | 0
|  | 371.2943 | 19.3254 | 370.6863 | 32.0334 | 411.7538 | 0 | 371.2943 | 0.58375 | 370.6863 | 1.4745 | 364.9802 | 0.096175 | 370.6863 | 0 | 371.2942 | 0 | 371.2942 | 0 | 411.7538 | 0.014622 | 371.2942 | 0 | 371.2943 | 0 | 365.23 | 0.0028055 | 371.2942 | 0 | 410.9984 | 5.8691e-05 | 371.2942 | 0 | 371.2942 | 0.007329 | 370.6863 | 0 | 626.9805 | 0.028304 | 370.6863 | 0 | 626.1422 | 0 | 626.9805 | 0.0090336 | 369.3173 | 0
|  | 371.5099 | 18.4263 | 370.9018 | 30.9141 | 411.8666 | 0.021366 | 371.5099 | 0.58927 | 370.9018 | 1.5637 | 365.1958 | -0.03674 | 370.9018 | 0 | 371.5099 | 0 | 371.5099 | 0 | 411.8666 | 0.021064 | 371.5099 | 0 | 371.5099 | 5.155e-05 | 365.45 | -0.0040807 | 371.5099 | 0 | 411.1117 | 6.6339e-05 | 371.5099 | 0 | 371.5099 | 0 | 370.9018 | 0 | 627.1406 | 0.019847 | 370.9018 | 0 | 626.3027 | 0.00011594 | 627.1406 | 0.0096047 | 369.5299 | 0
|  | 371.7256 | 17.7181 | 371.1173 | 29.8555 | 411.9794 | 0.0038048 | 371.7256 | 0.67354 | 371.1173 | 1.6072 | 365.4115 | 0.1022 | 371.1173 | 0 | 371.7256 | 0 | 371.7256 | 0 | 411.9794 | 0.01702 | 371.7256 | 0 | 371.7256 | 0 | 365.66 | 0.0041827 | 371.7256 | 0 | 411.225 | 6.8295e-05 | 371.7256 | 0 | 371.7256 | 0.0090568 | 371.1173 | 0 | 627.3008 | 0.030995 | 371.1173 | 0 | 626.4633 | 0 | 627.3008 | 0.0089817 | 369.7426 | 0
|  | 371.9413 | 16.9383 | 371.3328 | 28.6591 | 412.0922 | 0.018652 | 371.9413 | 0.72971 | 371.3328 | 1.7859 | 365.6272 | 0.011478 | 371.3328 | 0 | 371.9413 | 0 | 371.9413 | 0 | 412.0922 | 0.023085 | 371.9413 | 0 | 371.9413 | 5.1979e-05 | 365.88 | 0.0029585 | 371.9413 | 0 | 411.3383 | 8.9104e-05 | 371.9413 | 0 | 371.9413 | 0 | 371.3329 | 0 | 627.461 | 0.01014 | 371.3328 | 0 | 626.6238 | 0.00057972 | 627.461 | 0.0093971 | 369.9553 | 0
|  | 372.157 | 16.2844 | 371.5484 | 27.7422 | 412.2049 | 0.0013697 | 372.157 | 0.77284 | 371.5484 | 1.8414 | 365.8429 | 0.086778 | 371.5484 | 0 | 372.157 | 0 | 372.157 | 0 | 412.2049 | 0.018666 | 372.157 | 0 | 372.157 | 0 | 366.09 | -0.0027035 | 372.157 | 0 | 411.4516 | 9.6574e-05 | 372.157 | 0 | 372.157 | 0.0067877 | 371.5484 | 0 | 627.6211 | 0.018934 | 371.5484 | 0 | 626.7843 | 0 | 627.6211 | 0.008826 | 370.168 | 0
|  | 372.3728 | 15.5488 | 371.764 | 26.6796 | 412.3177 | 0.022154 | 372.3728 | 0.79596 | 371.764 | 2.0361 | 366.0586 | -0.027608 | 371.764 | 0 | 372.3728 | 0 | 372.3728 | 0 | 412.3177 | 0.020923 | 372.3728 | 0 | 372.3728 | 2.6204e-05 | 366.31 | -0.0057639 | 372.3728 | 0 | 411.5649 | 8.448e-05 | 372.3728 | 0 | 372.3728 | 0 | 371.764 | 0 | 627.7813 | 0.014801 | 371.764 | 0 | 626.9449 | 0 | 627.7813 | 0.009449 | 370.3807 | 0
|  | 372.5885 | 14.9093 | 371.9795 | 25.6926 | 412.4305 | 0 | 372.5885 | 0.86423 | 371.9795 | 2.0604 | 366.2743 | 0.083781 | 371.9795 | 0 | 372.5885 | 0 | 372.5885 | 0 | 412.4305 | 0.015328 | 372.5885 | 0 | 372.5885 | 0 | 366.53 | 0.0047948 | 372.5885 | 0 | 411.6782 | 6.9185e-05 | 372.5885 | 0 | 372.5885 | 0.012481 | 371.9795 | 0 | 627.9415 | 0.027391 | 371.9795 | 0 | 627.1055 | 0 | 627.9415 | 0.008826 | 370.5934 | 0
|  | 372.8043 | 14.2312 | 372.1951 | 24.7456 | 412.5432 | 0.014536 | 372.8043 | 0.90122 | 372.1951 | 2.2675 | 366.4901 | -0.0041965 | 372.1951 | 0 | 372.8043 | 0 | 372.8043 | 0 | 412.5432 | 0.019606 | 372.8043 | 0 | 372.8043 | 7.911e-05 | 366.74 | -0.0023974 | 372.8043 | 0 | 411.7915 | 6.1715e-05 | 372.8043 | 0 | 372.8043 | 0 | 372.1951 | 0 | 628.1017 | 0.012494 | 372.1951 | 0 | 627.266 | 0.00034783 | 628.1017 | 0.0096047 | 370.8061 | 0
|  | 373.0201 | 13.5521 | 372.4107 | 23.7772 | 412.656 | 0.00060875 | 373.0201 | 0.99525 | 372.4107 | 2.3485 | 366.7058 | 0.060456 | 372.4107 | 0 | 373.0201 | 0 | 373.0201 | 0 | 412.656 | 0.018901 | 373.0201 | 0 | 373.0201 | 0 | 366.96 | -0.0010202 | 373.0201 | 0 | 411.9048 | 7.2564e-05 | 373.0201 | 0 | 373.0201 | 0.0064134 | 372.4107 | 0 | 628.2619 | 0.02148 | 372.4107 | 0 | 627.4266 | 0 | 628.2619 | 0.0095009 | 371.0189 | 0
|  | 373.2358 | 12.9539 | 372.6264 | 22.8405 | 412.7688 | 0.016112 | 373.2358 | 1.0624 | 372.6264 | 2.5359 | 366.9215 | 0.0095814 | 372.6264 | 0 | 373.2358 | 0 | 373.2358 | 0 | 412.7688 | 0.020782 | 373.2358 | 0 | 373.2358 | 5.7049e-05 | 367.17 | -0.013109 | 373.2358 | 0 | 412.0181 | 7.3631e-05 | 373.2358 | 0 | 373.2358 | 0 | 372.6264 | 0 | 628.4221 | 0.02297 | 372.6264 | 0 | 627.5871 | 0.00057972 | 628.4221 | 0.0098124 | 371.2316 | 0
|  | 373.4517 | 12.5076 | 372.842 | 21.8141 | 412.8816 | 0 | 373.4517 | 1.1174 | 372.842 | 2.6897 | 367.1373 | 0.067256 | 372.842 | 0 | 373.4517 | 0 | 373.4517 | 0 | 412.8816 | 0.018384 | 373.4517 | 0 | 373.4517 | 0 | 367.39 | 0.0020403 | 373.4517 | 0 | 412.1314 | 7.0785e-05 | 373.4517 | 0 | 373.4517 | 0.0076912 | 372.842 | 0 | 628.5823 | 0.018837 | 372.842 | 0 | 627.7477 | 7.7296e-05 | 628.5823 | 0.0090856 | 371.4444 | 0
|  | 373.6675 | 11.807 | 373.0577 | 20.9626 | 412.9943 | 0.018827 | 373.6675 | 1.1985 | 373.0577 | 2.9051 | 367.3531 | -0.0045727 | 373.0577 | 0 | 373.6675 | 0 | 373.6675 | 0 | 412.9943 | 0.014246 | 373.6675 | 0 | 373.6675 | 2.3148e-05 | 367.61 | -0.0011732 | 373.6675 | 0 | 412.2448 | 8.6081e-05 | 373.6675 | 0 | 373.6675 | 0 | 373.0577 | 0 | 628.7426 | 0.016627 | 373.0577 | 0 | 627.9083 | 0.00011594 | 628.7426 | 0.0090856 | 371.6571 | 0
|  | 373.8833 | 11.3387 | 373.2733 | 20.1274 | 413.1071 | 0 | 373.8833 | 1.3227 | 373.2733 | 3.0465 | 367.5689 | 0.073652 | 373.2733 | 0 | 373.8833 | 0 | 373.8833 | 0 | 413.1071 | 0.0197 | 373.8833 | 0 | 373.8833 | 0 | 367.82 | -0.0028565 | 373.8833 | 0 | 412.3581 | 9.0705e-05 | 373.8833 | 0 | 373.8833 | 0.004743 | 373.2733 | 0 | 628.9028 | 0.022538 | 373.2733 | 0 | 628.0689 | 0 | 628.9028 | 0.0087221 | 371.8699 | 0
|  | 374.0992 | 10.7038 | 373.489 | 19.1438 | 413.2199 | 0.018652 | 374.0992 | 1.3955 | 373.489 | 3.226 | 367.7847 | 0.020498 | 373.489 | 0 | 374.0992 | 0 | 374.0992 | 0 | 413.2199 | 0.015704 | 374.0992 | 0 | 374.0992 | 7.0204e-05 | 368.04 | -0.0007141 | 374.0992 | 0 | 412.4714 | 9.3195e-05 | 374.0992 | 0 | 374.0992 | 0 | 373.489 | 0 | 629.063 | 0.02249 | 373.489 | 0 | 628.2295 | 0.00011594 | 629.063 | 0.0088779 | 372.0827 | 0
|  | 374.315 | 10.2487 | 373.7047 | 18.5148 | 413.3326 | 0 | 374.315 | 1.4886 | 373.7047 | 3.4446 | 368.0005 | 0.073515 | 373.7047 | 0 | 374.315 | 0 | 374.315 | 0 | 413.3326 | 0.019465 | 374.315 | 0 | 374.315 | 0 | 368.25 | 0.010763 | 374.315 | 0 | 412.5847 | 7.8255e-05 | 374.315 | 0 | 374.315 | 0.0084641 | 373.7047 | 0 | 629.2233 | 0.023499 | 373.7047 | 0 | 628.3901 | 7.7296e-05 | 629.2233 | 0.0083587 | 372.2956 | 0
|  | 374.5309 | 9.8989 | 373.9204 | 17.7834 | 413.4454 | 0.011559 | 374.5309 | 1.5117 | 373.9204 | 3.7463 | 368.2163 | 0.027238 | 373.9204 | 0 | 374.5309 | 0 | 374.5309 | 0 | 413.4454 | 0.025718 | 374.5309 | 0 | 374.5309 | 4.6826e-05 | 368.47 | 0.0012752 | 374.5309 | 0 | 412.6981 | 9.444e-05 | 374.5309 | 0 | 374.5309 | 0 | 373.9204 | 0 | 629.3835 | 0.020135 | 373.9204 | 0 | 628.5507 | 0.00011594 | 629.3835 | 0.0092413 | 372.5084 | 0
|  | 374.7468 | 9.3705 | 374.1362 | 16.9952 | 413.5582 | 0 | 374.7468 | 1.6865 | 374.1362 | 3.9017 | 368.4322 | 0.10158 | 374.1362 | 0 | 374.7468 | 0 | 374.7468 | 0 | 413.5582 | 0.017302 | 374.7468 | 0 | 374.7468 | 0 | 368.69 | 0.00051009 | 374.7468 | 0 | 412.8114 | 8.5369e-05 | 374.7468 | 0 | 374.7468 | 0.0096471 | 374.1362 | 0 | 629.5438 | 0.018741 | 374.1362 | 0 | 628.7114 | 0 | 629.5438 | 0.0091894 | 372.7212 | 0
|  | 374.9627 | 8.9398 | 374.3519 | 16.3229 | 413.6709 | 0.025832 | 374.9627 | 1.7543 | 374.3519 | 4.2092 | 368.6481 | 0.02715 | 374.3519 | 0 | 374.9627 | 0 | 374.9627 | 0 | 413.6709 | 0.017349 | 374.9627 | 0 | 374.9627 | 8.5833e-05 | 368.9 | -0.0010202 | 374.9627 | 0 | 412.9248 | 9.2305e-05 | 374.9627 | 0 | 374.9627 | 0 | 374.3519 | 0 | 629.7041 | 0.014705 | 374.3519 | 0 | 628.872 | 0.00011594 | 629.7041 | 0.0096567 | 372.9341 | 0
|  | 375.1786 | 8.602 | 374.5677 | 15.6984 | 413.7837 | 0 | 375.1786 | 1.918 | 374.5677 | 4.4549 | 368.8639 | 0.11325 | 374.5677 | 0 | 375.1786 | 0 | 375.1786 | 0 | 413.7837 | 0.018901 | 375.1786 | 0 | 375.1786 | 0 | 369.12 | 0.0023464 | 375.1786 | 0 | 413.0382 | 7.6299e-05 | 375.1786 | 0 | 375.1787 | 0.012206 | 374.5677 | 0 | 629.8643 | 0.022153 | 374.5677 | 0 | 629.0326 | 7.7296e-05 | 629.8643 | 0.0091894 | 373.1469 | 0
|  | 375.3946 | 8.211 | 374.7835 | 14.8994 | 413.8965 | 0.014886 | 375.3946 | 2.0609 | 374.7835 | 4.8002 | 369.0798 | -0.029372 | 374.7835 | 0 | 375.3946 | 0 | 375.3946 | 0 | 413.8965 | 0.017208 | 375.3946 | 0 | 375.3946 | 5.2252e-05 | 369.33 | 0.013517 | 375.3946 | 0 | 413.1515 | 7.95e-05 | 375.3946 | 0 | 375.3946 | 0 | 374.7835 | 0 | 630.0246 | 0.023162 | 374.7835 | 0 | 629.1932 | 0.00057972 | 630.0246 | 0.0093971 | 373.3598 | 0
|  | 375.6105 | 7.8825 | 374.9993 | 14.3859 | 414.0092 | 0 | 375.6105 | 2.2539 | 374.9993 | 5.0269 | 369.2957 | 0.066898 | 374.9993 | 0 | 375.6105 | 0 | 375.6105 | 0 | 414.0092 | 0.015986 | 375.6105 | 0 | 375.6105 | 0 | 369.55 | 0.0023464 | 375.6105 | 0 | 413.2649 | 9.0349e-05 | 375.6105 | 0 | 375.6105 | 0.0083899 | 374.9993 | 0 | 630.1849 | 0.020615 | 374.9993 | 0 | 629.3539 | 0 | 630.1849 | 0.0092932 | 373.5727 | 0
|  | 375.8265 | 7.5296 | 375.2151 | 13.6512 | 414.122 | 0.022329 | 375.8265 | 2.3461 | 375.2151 | 5.376 | 369.5116 | 0.014747 | 375.2151 | 0 | 375.8265 | 0 | 375.8265 | 0 | 414.122 | 0.011566 | 375.8265 | 0 | 375.8265 | 7.0597e-05 | 369.77 | -0.0063763 | 375.8265 | 0 | 413.3783 | 8.946e-05 | 375.8265 | 0 | 375.8265 | 0 | 375.2151 | 0 | 630.3452 | 0.016579 | 375.2151 | 0 | 629.5145 | 0.00011594 | 630.3452 | 0.0095009 | 373.7856 | 0
|  | 376.0425 | 7.1907 | 375.4309 | 13.2578 | 414.2348 | 0 | 376.0425 | 2.538 | 375.4309 | 5.7225 | 369.7275 | 0.079654 | 375.4309 | 0 | 376.0425 | 0 | 376.0425 | 0 | 414.2348 | 0.025859 | 376.0425 | 0 | 376.0425 | 0 | 369.98 | 0.0014282 | 376.0425 | 0 | 413.4916 | 9.1416e-05 | 376.0425 | 0 | 376.0425 | 0.0063307 | 375.4309 | 0 | 630.5055 | 0.025949 | 375.4309 | 0 | 629.6752 | 7.7296e-05 | 630.5055 | 0.0092932 | 373.9985 | 0
|  | 376.2585 | 6.8759 | 375.6467 | 12.7434 | 414.3475 | 0.0091069 | 376.2585 | 2.6604 | 375.6467 | 6.1664 | 369.9435 | 0.031377 | 375.6467 | 0 | 376.2585 | 0 | 376.2585 | 0 | 414.3475 | 0.021346 | 376.2585 | 0 | 376.2585 | 5.8763e-05 | 370.2 | -0.0088246 | 376.2585 | 0 | 413.605 | 8.0212e-05 | 376.2585 | 0 | 376.2585 | 0 | 375.6467 | 0 | 630.6658 | 0.020808 | 375.6467 | 0 | 629.8359 | 0 | 630.6658 | 0.0095009 | 374.2114 | 0
|  | 376.4745 | 6.6916 | 375.8626 | 12.3246 | 414.4603 | 0 | 376.4745 | 2.9392 | 375.8626 | 6.5454 | 370.1594 | 0.086331 | 375.8626 | 0 | 376.4745 | 0 | 376.4745 | 0 | 414.4603 | 0.022897 | 376.4745 | 0 | 376.4745 | 0 | 370.41 | -0.0016323 | 376.4745 | 0 | 413.7184 | 7.95e-05 | 376.4745 | 0 | 376.4745 | 0.0038142 | 375.8626 | 0 | 630.8261 | 0.01975 | 375.8626 | 0 | 629.9965 | 7.7296e-05 | 630.8261 | 0.0089817 | 374.4244 | 0
|  | 376.6905 | 6.3395 | 376.0785 | 11.8225 | 414.5731 | 0.0089317 | 376.6905 | 3.1365 | 376.0785 | 7.0207 | 370.3754 | 0.034049 | 376.0785 | 0 | 376.6905 | 0 | 376.6905 | 0 | 414.5731 | 0.021346 | 376.6905 | 0 | 376.6905 | 6.8862e-05 | 370.63 | -0.0046928 | 376.6905 | 0 | 413.8318 | 7.6655e-05 | 376.6905 | 0 | 376.6905 | 0 | 376.0785 | 0 | 630.9864 | 0.018261 | 376.0785 | 0 | 630.1572 | 0.00034783 | 630.9864 | 0.0092932 | 374.6373 | 0
|  | 376.9066 | 6.1771 | 376.2944 | 11.288 | 414.6859 | 0 | 376.9066 | 3.3569 | 376.2944 | 7.4683 | 370.5913 | 0.10698 | 376.2944 | 0 | 376.9066 | 0 | 376.9066 | 0 | 414.6859 | 0.017584 | 376.9066 | 0 | 376.9066 | 0 | 370.85 | 0.0029585 | 376.9066 | 0 | 413.9452 | 6.6161e-05 | 376.9066 | 0 | 376.9066 | 0.01176 | 376.2944 | 0 | 631.1468 | 0.016723 | 376.2944 | 0 | 630.3179 | 7.7296e-05 | 631.1468 | 0.0089298 | 374.8503 | 0
|  | 377.1226 | 5.9155 | 376.5103 | 10.9833 | 414.7986 | 0.015149 | 377.1226 | 3.5502 | 376.5103 | 7.9577 | 370.8073 | -0.008852 | 376.5103 | 0 | 377.1226 | 0 | 377.1226 | 0 | 414.7986 | 0.022004 | 377.1226 | 0 | 377.1226 | 7.6946e-05 | 371.06 | 0.0018873 | 377.1226 | 0 | 414.0586 | 7.8611e-05 | 377.1226 | 0 | 377.1226 | 0 | 376.5103 | 0 | 631.3071 | 0.019943 | 376.5103 | 0 | 630.4786 | 0 | 631.3071 | 0.0096567 | 375.0632 | 0
|  | 377.3387 | 5.6861 | 376.7262 | 10.6429 | 414.9114 | 0 | 377.3387 | 3.8479 | 376.7262 | 8.46 | 371.0233 | 0.12865 | 376.7262 | 0 | 377.3387 | 0 | 377.3387 | 0 | 414.9114 | 0.0197 | 377.3387 | 0 | 377.3387 | 0 | 371.28 | -0.0045398 | 377.3387 | 0 | 414.172 | 8.2346e-05 | 377.3387 | 0 | 377.3387 | 0.0095517 | 376.7262 | 0 | 631.4674 | 0.030563 | 376.7262 | 0 | 630.6392 | 7.7296e-05 | 631.4674 | 0.0089298 | 375.2763 | 0
|  | 377.5547 | 5.4942 | 376.9421 | 10.2453 | 415.0242 | 0.015149 | 377.5547 | 4.1401 | 376.9421 | 9.1348 | 371.2393 | 0.020945 | 376.9421 | 0 | 377.5548 | 0 | 377.5548 | 0 | 415.0242 | 0.013447 | 377.5548 | 0 | 377.5547 | 7.9971e-05 | 371.5 | -0.0080593 | 377.5548 | 0 | 414.2854 | 0.00010191 | 377.5548 | 0 | 377.5548 | 0 | 376.9421 | 0 | 631.6278 | 0.023258 | 376.9421 | 0 | 630.7999 | 0 | 631.6278 | 0.0095009 | 375.4892 | 0
|  | 377.7708 | 5.2167 | 377.1581 | 9.9101 | 415.1369 | 0 | 377.7708 | 4.4918 | 377.1581 | 9.6201 | 371.4553 | 0.15004 | 377.1581 | 0 | 377.7709 | 0 | 377.7709 | 0 | 415.1369 | 0.016926 | 377.7709 | 0 | 377.7708 | 0 | 371.71 | 0.0044887 | 377.7709 | 0 | 414.3988 | 8.1457e-05 | 377.7709 | 0 | 377.7708 | 0.0078282 | 377.1581 | 0 | 631.7881 | 0.028064 | 377.1581 | 0 | 630.9606 | 7.7296e-05 | 631.7881 | 0.0086702 | 375.7022 | 0
|  | 377.987 | 5.1158 | 377.374 | 9.631 | 415.2497 | 0.011208 | 377.987 | 4.6704 | 377.374 | 10.3818 | 371.6714 | 0.058764 | 377.374 | 0 | 377.987 | 0 | 377.987 | 0 | 415.2497 | 0.023462 | 377.987 | 0 | 377.987 | 4.1531e-05 | 371.93 | -0.0051518 | 377.987 | 0 | 414.5123 | 8.5191e-05 | 377.987 | 0 | 377.987 | 0 | 377.374 | 0 | 631.9485 | 0.021528 | 377.374 | 0 | 631.1214 | 0.00034783 | 631.9485 | 0.0096567 | 375.9153 | 0
|  | 378.2031 | 4.9732 | 377.59 | 9.2869 | 415.3625 | 0 | 378.2031 | 5.1595 | 377.59 | 11.0359 | 371.8874 | 0.091123 | 377.59 | 0 | 378.2031 | 0 | 378.2031 | 0 | 415.3625 | 0.020923 | 378.2031 | 0 | 378.2031 | 0 | 372.15 | -0.00010202 | 378.2031 | 0 | 414.6257 | 6.7406e-05 | 378.2031 | 0 | 378.2031 | 0.004702 | 377.59 | 0 | 632.1089 | 0.025757 | 377.59 | 0 | 631.2821 | 0.00030918 | 632.1089 | 0.0085664 | 376.1283 | 0
|  | 378.4193 | 4.8304 | 377.806 | 9.1082 | 415.4752 | 0.010595 | 378.4193 | 5.5196 | 377.806 | 11.7277 | 372.1035 | 0.064293 | 377.806 | 0 | 378.4192 | 0 | 378.4192 | 0 | 415.4752 | 0.022944 | 378.4192 | 0 | 378.4193 | 0.030803 | 372.36 | -0.02229 | 378.4192 | 0 | 414.7391 | 7.4165e-05 | 378.4192 | 0 | 378.4192 | 0 | 377.806 | 0 | 632.2693 | 0.019606 | 377.806 | 0 | 631.4428 | 0.00011594 | 632.2693 | 0.0093971 | 376.3413 | 0
|  | 378.6354 | 4.7258 | 378.022 | 8.7724 | 415.588 | 0 | 378.6354 | 6.0366 | 378.022 | 12.661 | 372.3195 | 0.11877 | 378.022 | 0 | 378.6354 | 0.14465 | 378.6354 | 0 | 415.588 | 0.019841 | 378.6354 | 0.033098 | 378.6354 | 0 | 372.58 | -0.0034686 | 378.6354 | 0.030651 | 414.8526 | 6.1181e-05 | 378.6354 | 0.083817 | 378.6354 | 0.0062137 | 378.022 | 0 | 632.4296 | 0.029409 | 378.022 | 0 | 631.6035 | 0 | 632.4296 | 0.0083587 | 376.5544 | 0
|  | 378.8516 | 4.4417 | 378.2381 | 8.4561 | 415.7008 | 0.0099825 | 378.8516 | 6.3583 | 378.2381 | 13.6257 | 372.5356 | 0.072375 | 378.2381 | 0 | 378.8516 | 0 | 378.8516 | 0 | 415.7008 | 0.017584 | 378.8516 | 0 | 378.8516 | 0.022031 | 372.79 | -0.0063763 | 378.8516 | 0 | 414.966 | 7.2386e-05 | 378.8516 | 0 | 378.8516 | 0 | 378.2381 | 0 | 632.59 | 0.014945 | 378.2381 | 0 | 631.7643 | 0.00011594 | 632.59 | 0.0093971 | 376.7675 | 0
|  | 379.0677 | 4.2107 | 378.4541 | 8.0877 | 415.8135 | 0 | 379.0677 | 6.6449 | 378.4541 | 14.0528 | 372.7517 | 0.12069 | 378.4541 | 0 | 379.0677 | 0.1397 | 379.0677 | 0 | 415.8135 | 0.020782 | 379.0677 | 0.0435 | 379.0677 | 0 | 373.01 | 0.0090795 | 379.0677 | 0.011151 | 415.0795 | 9.3906e-05 | 379.0677 | 0.067205 | 379.0677 | 0.0058265 | 378.4541 | 0 | 632.7504 | 0.023547 | 378.4541 | 0 | 631.925 | 0 | 632.7504 | 0.0084625 | 376.9806 | 0
|  | 379.2839 | 4.0643 | 378.6702 | 7.6972 | 415.9263 | 0.0088442 | 379.2839 | 6.9961 | 378.6702 | 14.733 | 372.9678 | 0.057486 | 378.6702 | 0 | 379.2839 | 0 | 379.2839 | 0 | 415.9263 | 0.019183 | 379.2839 | 0 | 379.2839 | 0.025054 | 373.23 | -0.01112 | 379.2839 | 0 | 415.1929 | 0.00010974 | 379.2839 | 0 | 379.2839 | 0 | 378.6702 | 0 | 632.9108 | 0.017492 | 378.6702 | 0 | 632.0857 | 0.00011594 | 632.9108 | 0.0088779 | 377.1937 | 0
|  | 379.5002 | 4.0115 | 378.8862 | 7.6898 | 416.0391 | 0.00045654 | 379.5002 | 7.6301 | 378.8862 | 15.4397 | 373.1839 | 0.12538 | 378.8862 | 0 | 379.5002 | 0.1043 | 379.5002 | 0 | 416.0391 | 0.021863 | 379.5002 | 0.044674 | 379.5002 | 0.0050994 | 373.44 | 0.0051009 | 379.5002 | 0.011474 | 415.3064 | 0.00011045 | 379.5002 | 0.064444 | 379.5002 | 0.0015014 | 378.8862 | 0 | 633.0712 | 0.029506 | 378.8862 | 0 | 632.2465 | 0 | 633.0712 | 0.0085145 | 377.4068 | 0
|  | 379.7164 | 3.9367 | 379.1023 | 7.6003 | 416.1518 | 0.0094571 | 379.7164 | 8.1582 | 379.1023 | 16.5728 | 373.4001 | 0.064001 | 379.1023 | 0 | 379.7164 | 0 | 379.7164 | 0 | 416.1518 | 0.020782 | 379.7164 | 0 | 379.7164 | 0.016913 | 373.66 | 0.0035706 | 379.7164 | 0 | 415.4198 | 0.00010031 | 379.7164 | 0 | 379.7164 | 0 | 379.1023 | 0 | 633.2317 | 0.017252 | 379.1023 | 0 | 632.4072 | 0.00011594 | 633.2317 | 0.0091375 | 377.6199 | 0
|  | 379.9326 | 3.8707 | 379.3184 | 7.5152 | 416.2646 | 0 | 379.9326 | 8.9253 | 379.3184 | 17.8428 | 373.6162 | 0.1378 | 379.3184 | 0 | 379.9326 | 0.11769 | 379.9326 | 0 | 416.2646 | 0.023179 | 379.9326 | 0.031705 | 379.9326 | 0.0026103 | 373.88 | 0.0020403 | 379.9326 | 0.014033 | 415.5333 | 0.0001076 | 379.9326 | 0.069177 | 379.9326 | 0.0049526 | 379.3184 | 0 | 633.3921 | 0.024844 | 379.3184 | 0 | 632.568 | 7.7296e-05 | 633.3921 | 0.0089298 | 377.833 | 0
|  | 380.1489 | 3.7711 | 379.5345 | 7.3705 | 416.3774 | 0.011997 | 380.1489 | 9.4686 | 379.5345 | 19.165 | 373.8323 | 0.072501 | 379.5345 | 0 | 380.1489 | 0 | 380.1489 | 0 | 416.3774 | 0.023979 | 380.1489 | 0 | 380.1489 | 0.011523 | 374.09 | -0.0016323 | 380.1489 | 0 | 415.6468 | 9.2661e-05 | 380.1489 | 0 | 380.1489 | 0 | 379.5345 | 0 | 633.5525 | 0.014512 | 379.5345 | 0 | 632.7288 | 0.00011594 | 633.5525 | 0.0091894 | 378.0462 | 0
|  | 380.3652 | 3.7248 | 379.7507 | 7.2148 | 416.4901 | 0 | 380.3652 | 10.3852 | 379.7507 | 20.3308 | 374.0485 | 0.17192 | 379.7507 | 0 | 380.3652 | 0.14154 | 380.3652 | 0 | 416.4901 | 0.027834 | 380.3652 | 0.03018 | 380.3652 | 0 | 374.31 | 0.0075495 | 380.3652 | 0.030442 | 415.7603 | 8.6436e-05 | 380.3652 | 0.015914 | 380.3652 | 0.0015327 | 379.7507 | 0 | 633.713 | 0.02321 | 379.7507 | 0 | 632.8896 | 7.7296e-05 | 633.713 | 0.008826 | 378.2593 | 0
|  | 380.5815 | 3.6314 | 379.9668 | 7.1017 | 416.6029 | 0.0053144 | 380.5815 | 11.0387 | 379.9668 | 21.7485 | 374.2647 | 0.081905 | 379.9668 | 0 | 380.5814 | 0 | 380.5814 | 0 | 416.6029 | 0.015328 | 380.5814 | 0 | 380.5815 | 0.02585 | 374.53 | -0.0025504 | 380.5814 | 0 | 415.8737 | 7.6121e-05 | 380.5814 | 0 | 380.5815 | 0 | 379.9668 | 0 | 633.8734 | 0.01975 | 379.9668 | 0 | 633.0503 | 0.00034783 | 633.8734 | 0.0090336 | 378.4725 | 0
|  | 380.7977 | 3.5851 | 380.183 | 7.0414 | 416.7157 | 0 | 380.7977 | 11.8248 | 380.183 | 23.1096 | 374.4809 | 0.14415 | 380.183 | 0 | 380.7977 | 0.11852 | 380.7977 | 0 | 416.7157 | 0.014387 | 380.7977 | 0.025228 | 380.7977 | 0 | 374.74 | -0.0048458 | 380.7977 | 0.023504 | 415.9872 | 8.6436e-05 | 380.7977 | 0.087243 | 380.7977 | 0.0061346 | 380.183 | 0 | 634.0339 | 0.023643 | 380.183 | 0 | 633.2111 | 0 | 634.0339 | 0.0087221 | 378.6857 | 0
|  | 381.0141 | 3.4348 | 380.3992 | 6.8524 | 416.8284 | 0.018039 | 381.0141 | 12.6712 | 380.3992 | 24.5033 | 374.6971 | 0.094892 | 380.3992 | 0 | 381.0141 | 0 | 381.0141 | 0 | 416.8284 | 0.026142 | 381.0141 | 0 | 381.0141 | 0.0093209 | 374.96 | -0.0037746 | 381.0141 | 0 | 416.1007 | 0.00010636 | 381.0141 | 0 | 381.0141 | 0 | 380.3992 | 0 | 634.1943 | 0.022393 | 380.3992 | 0 | 633.3719 | 0 | 634.1943 | 0.0090856 | 378.8989 | 0
|  | 381.2304 | 3.455 | 380.6154 | 6.7685 | 416.9412 | 0 | 381.2304 | 13.5906 | 380.6154 | 25.9531 | 374.9133 | 0.16311 | 380.6154 | 0 | 381.2304 | 0.10655 | 381.2304 | 0 | 416.9412 | 0.026941 | 381.2304 | 0.037248 | 381.2304 | 0 | 375.18 | 0.0051009 | 381.2304 | 0.0066372 | 416.2142 | 0.0001156 | 381.2304 | 0.030968 | 381.2304 | 0.0060124 | 380.6154 | 0 | 634.3548 | 0.030515 | 380.6154 | 0 | 633.5327 | 7.7296e-05 | 634.3548 | 0.0089298 | 379.1121 | 0
|  | 381.4467 | 3.388 | 380.8316 | 6.6521 | 417.054 | 0.01366 | 381.4467 | 14.5402 | 380.8316 | 27.6292 | 375.1295 | 0.12853 | 380.8316 | 0 | 381.4467 | 0 | 381.4467 | 0 | 417.054 | 0.023744 | 381.4467 | 0 | 381.4467 | 0.014858 | 375.39 | -0.010813 | 381.4467 | 0 | 416.3277 | 0.00011667 | 381.4467 | 0 | 381.4467 | 0 | 380.8316 | 0 | 634.5153 | 0.02249 | 380.8316 | 0 | 633.6935 | 0.00011594 | 634.5153 | 0.0090856 | 379.3253 | 0
|  | 381.6631 | 3.3496 | 381.0478 | 6.5864 | 417.1668 | 0 | 381.6631 | 15.6112 | 381.0478 | 29.3731 | 375.3458 | 0.18528 | 381.0478 | 0.42343 | 381.6631 | 0.1174 | 381.6631 | 0 | 417.1668 | 0.024261 | 381.6631 | 0.053716 | 381.6631 | 0 | 375.61 | 5.1009e-05 | 381.6631 | 0.026516 | 416.4412 | 9.1416e-05 | 381.6631 | 0.094687 | 381.6631 | 0.010665 | 381.0478 | 0.13415 | 634.6757 | 0.02297 | 381.0478 | -0.0064141 | 633.8543 | 0 | 634.6757 | 0.0087221 | 379.5385 | 0
|  | 381.8795 | 3.2575 | 381.2641 | 6.4446 | 417.2795 | 0.009895 | 381.8795 | 16.505 | 381.2641 | 31.1022 | 375.562 | 0.12568 | 381.2641 | 0.14585 | 381.8795 | 0 | 381.8795 | 0 | 417.2795 | 0.0083691 | 381.8795 | 0 | 381.8795 | 0.01561 | 375.83 | 0.00096913 | 381.8795 | 0 | 416.5547 | 8.6436e-05 | 381.8795 | 0 | 381.8795 | 0 | 381.264 | -0.18972 | 634.8362 | 0.0173 | 381.2641 | 0.0020817 | 634.0152 | 0.00011594 | 634.8362 | 0.0089298 | 379.7518 | 0
|  | 382.0959 | 3.1582 | 381.4803 | 6.436 | 417.3923 | 0 | 382.0959 | 17.8831 | 381.4803 | 31.4176 | 375.7783 | 0.1774 | 381.4803 | 0.44214 | 382.0958 | 0.073354 | 382.0958 | 0 | 417.3923 | 0.021957 | 382.0958 | 0.027973 | 382.0959 | 0 | 376.04 | -0.0039276 | 382.0958 | 0.023567 | 416.6683 | 7.4165e-05 | 382.0958 | 0.039051 | 382.0959 | 0.0084868 | 381.4803 | 0.084148 | 634.9967 | 0.022297 | 381.4803 | 0.057518 | 634.176 | 0 | 634.9967 | 0.0089817 | 379.9651 | 0
|  | 382.3123 | 3.1292 | 381.6966 | 6.3752 | 417.5051 | 0.014886 | 382.3123 | 19.1575 | 381.6966 | 31.7646 | 375.9946 | 0.13434 | 381.6966 | 0.16827 | 382.3122 | 0 | 382.3122 | 0 | 417.5051 | 0.018948 | 382.3122 | 0 | 382.3123 | 0.013713 | 376.26 | 0.0015813 | 382.3122 | 0 | 416.7818 | 8.4836e-05 | 382.3122 | 0 | 382.3123 | 0 | 381.6966 | -0.10513 | 635.1572 | 0.017924 | 381.6966 | -0.03905 | 634.3368 | 0.00011594 | 635.1572 | 0.0092932 | 380.1783 | 0
|  | 382.5287 | 3.1332 | 381.9129 | 6.4128 | 417.6178 | 0 | 382.5287 | 20.6544 | 381.9129 | 33.5108 | 376.2108 | 0.17925 | 381.9129 | 0.51177 | 382.5287 | 0.14123 | 382.5287 | 0 | 417.6178 | 0.016503 | 382.5287 | 0.026869 | 382.5287 | 0 | 376.48 | 0.0032646 | 382.5287 | 0.015162 | 416.8953 | 9.5329e-05 | 382.5287 | 0.050774 | 382.5287 | 0.0060692 | 381.9129 | 0.089505 | 635.3177 | 0.025181 | 381.9129 | 0.020131 | 634.4977 | 0 | 635.3177 | 0.0091375 | 380.3916 | 0
|  | 382.7451 | 3.1348 | 382.1292 | 6.3702 | 417.7306 | 0.0027331 | 382.7451 | 22.248 | 382.1292 | 35.3591 | 376.4272 | 0.1615 | 382.1292 | 0.23965 | 382.7451 | 0 | 382.7451 | 0 | 417.7306 | 0.019982 | 382.7451 | 0 | 382.7451 | 0.02334 | 376.69 | -0.0039276 | 382.7451 | 0 | 417.0088 | 0.00011187 | 382.7451 | 0 | 382.7451 | 0 | 382.1292 | -0.12276 | 635.4782 | 0.012398 | 382.1292 | -0.14278 | 634.6585 | 0.00034783 | 635.4782 | 0.0092932 | 380.6049 | 0
|  | 382.9615 | 3.151 | 382.3455 | 6.4217 | 417.8434 | 0 | 382.9615 | 24.0009 | 382.3455 | 36.5421 | 376.6435 | 0.22395 | 382.3455 | 0.54392 | 382.9615 | 0.052076 | 382.9615 | 0 | 417.8434 | 0.021957 | 382.9615 | 0.027966 | 382.9615 | 0 | 376.91 | -0.0027035 | 382.9615 | 0.026721 | 417.1224 | 0.00011311 | 382.9615 | 0.047761 | 382.9615 | 0.005153 | 382.3455 | 0.14419 | 635.6387 | 0.026334 | 382.3455 | 0.089617 | 634.8193 | 7.7296e-05 | 635.6387 | 0.0087741 | 380.8182 | 0
|  | 383.178 | 3.0438 | 382.5618 | 6.2249 | 417.9561 | 0.0095447 | 383.178 | 25.298 | 382.5618 | 37.2303 | 376.8598 | 0.19817 | 382.5618 | 0.30196 | 383.178 | 0 | 383.178 | 0 | 417.9561 | 0.017067 | 383.178 | 0 | 383.178 | 0.010114 | 377.13 | -0.0057639 | 383.178 | 0 | 417.2359 | 0.00011098 | 383.178 | 0 | 383.178 | 0 | 382.5618 | -0.088389 | 635.7993 | 0.013696 | 382.5618 | -0.0092404 | 634.9802 | 0.00034783 | 635.7993 | 0.0089298 | 381.0315 | 0
|  | 383.3945 | 3.0125 | 382.7782 | 6.1698 | 418.0689 | 0 | 383.3945 | 26.6045 | 382.7782 | 37.0384 | 377.0761 | 0.26122 | 382.7782 | 0.55 | 383.3945 | 0.077156 | 383.3945 | 0 | 418.0689 | 0.013024 | 383.3945 | 0.026484 | 383.3945 | 0 | 377.34 | 0.0078554 | 383.3945 | 0.013762 | 417.3495 | 9.0171e-05 | 383.3945 | 0.040392 | 383.3945 | 0.003788 | 382.7782 | 0.054685 | 635.9598 | 0.020952 | 382.7782 | -0.031065 | 635.1411 | 7.7296e-05 | 635.9598 | 0.0084625 | 381.2449 | 0
|  | 383.611 | 2.9083 | 382.9945 | 6.0502 | 418.1817 | 0.013047 | 383.611 | 28.0682 | 382.9945 | 38.8448 | 377.2925 | 0.19718 | 382.9945 | 0.36725 | 383.611 | 0 | 383.611 | 0 | 418.1817 | 0.015328 | 383.611 | 0 | 383.611 | 0.0091056 | 377.56 | 0.0067842 | 383.611 | 0 | 417.463 | 9.0349e-05 | 383.611 | 0 | 383.611 | 0 | 382.9946 | -0.063837 | 636.1204 | 0.01975 | 382.9945 | -0.018157 | 635.3019 | 0.00034783 | 636.1204 | 0.0088779 | 381.4582 | 0
|  | 383.8275 | 2.8755 | 383.2109 | 5.8942 | 418.2945 | 0 | 383.8275 | 29.2238 | 383.2109 | 38.7769 | 377.5089 | 0.25474 | 383.2109 | 0.57916 | 383.8275 | 0.073225 | 383.8275 | 0 | 418.2945 | 0.018901 | 383.8275 | 0.016923 | 383.8275 | 0 | 377.78 | -0.0010202 | 383.8275 | 0.0011891 | 417.5766 | 7.541e-05 | 383.8275 | 0.042784 | 383.8274 | 0.0032326 | 383.2109 | 0.088389 | 636.2809 | 0.021865 | 383.2109 | 0.021781 | 635.4628 | 0 | 636.2809 | 0.0087741 | 381.6716 | 0
|  | 384.044 | 2.7587 | 383.4273 | 5.8123 | 418.4072 | 0.006681 | 384.044 | 30.6635 | 383.4273 | 39.9242 | 377.7252 | 0.24176 | 383.4273 | 0.41006 | 384.044 | 0 | 384.044 | 0 | 418.4072 | 0.017584 | 384.044 | 0.00018287 | 384.044 | 0.015705 | 377.99 | 0.0058659 | 384.044 | 0 | 417.6901 | 9.4796e-05 | 384.044 | 0 | 384.044 | 0 | 383.4273 | -0.12276 | 636.4415 | 0.020135 | 383.4273 | -0.0055137 | 635.6237 | 0.00011594 | 636.4415 | 0.0093971 | 381.885 | 0
|  | 384.2605 | 2.7145 | 383.6437 | 5.7107 | 418.52 | 0 | 384.2605 | 32.0747 | 383.6437 | 40.536 | 377.9416 | 0.27919 | 383.6437 | 0.63417 | 384.2605 | 0.10008 | 384.2605 | 0 | 418.52 | 0.022239 | 384.2605 | 0.004936 | 384.2605 | 0 | 378.21 | 0.0018873 | 384.2605 | 0.00092544 | 417.8037 | 9.3906e-05 | 384.2605 | 0.047619 | 384.2605 | 0.0075938 | 383.6437 | 0.06406 | 636.602 | 0.021096 | 383.6437 | 0.050216 | 635.7846 | 0 | 636.602 | 0.0092932 | 382.0983 | 0
|  | 384.4771 | 2.5947 | 383.8602 | 5.5761 | 418.6328 | 0.026095 | 384.4771 | 33.6602 | 383.8602 | 42.4913 | 378.158 | 0.25662 | 383.8602 | 0.47519 | 384.4771 | 0 | 384.4771 | 0 | 418.6328 | 0.015328 | 384.4771 | 0 | 384.4771 | 0.017568 | 378.43 | -0.012497 | 384.4771 | 0 | 417.9173 | 0.0001172 | 384.4771 | 0 | 384.4771 | 0 | 383.8602 | -0.09821 | 636.7626 | 0.017684 | 383.8602 | -0.011092 | 635.9455 | 0.00034783 | 636.7626 | 0.009449 | 382.3117 | 0
|  | 384.6936 | 2.6015 | 384.0766 | 5.5316 | 418.7455 | 0 | 384.6936 | 35.2752 | 384.0766 | 43.0695 | 378.3744 | 0.31095 | 384.0766 | 0.73152 | 384.6936 | 0.079256 | 384.6936 | 0 | 418.7455 | 0.017961 | 384.6936 | 0.015718 | 384.6936 | 0 | 378.64 | 0.00035706 | 384.6936 | 0.016718 | 418.0308 | 0.00010796 | 384.6936 | 0.05574 | 384.6936 | 0.010232 | 384.0766 | 0.045087 | 636.9231 | 0.021961 | 384.0766 | 0.01237 | 636.1064 | 0 | 636.9231 | 0.0088779 | 382.5251 | 0
|  | 384.9102 | 2.516 | 384.2931 | 5.4558 | 418.8583 | 0.014711 | 384.9102 | 36.5504 | 384.2931 | 45.1564 | 378.5909 | 0.27588 | 384.2931 | 0.55068 | 384.9102 | 0 | 384.9102 | 0 | 418.8583 | 0.023462 | 384.9102 | 0 | 384.9102 | 0.014556 | 378.86 | -0.0048458 | 384.9102 | 0 | 418.1444 | 0.00010974 | 384.9102 | 0 | 384.9102 | 0 | 384.2931 | -0.094639 | 637.0837 | 0.020808 | 384.2931 | -0.0025056 | 636.2673 | 0.00011594 | 637.0837 | 0.0087741 | 382.7385 | 0
|  | 385.1268 | 2.5432 | 384.5095 | 5.3379 | 418.9711 | 0 | 385.1268 | 37.8447 | 384.5095 | 45.4132 | 378.8073 | 0.34577 | 384.5095 | 0.81776 | 385.1268 | 0.12752 | 385.1268 | 0 | 418.9711 | 0.025295 | 385.1268 | 0.025029 | 385.1268 | 0.0053472 | 379.08 | 0.0073959 | 385.1268 | 0.0049808 | 418.258 | 8.2346e-05 | 385.1268 | 0.01869 | 385.1268 | 0.0064596 | 384.5095 | 0.029017 | 637.2443 | 0.022634 | 384.5095 | -0.0061683 | 636.4282 | 7.7296e-05 | 637.2443 | 0.0080472 | 382.952 | 0
|  | 385.3434 | 2.369 | 384.726 | 5.2519 | 419.0838 | 0.015061 | 385.3434 | 39.1109 | 384.726 | 46.6655 | 379.0237 | 0.32064 | 384.726 | 0.68387 | 385.3434 | 0 | 385.3434 | 0 | 419.0838 | 0.019982 | 385.3434 | 0.0047132 | 385.3434 | 0.016836 | 379.29 | -0.0030095 | 385.3434 | 0 | 418.3716 | 8.8571e-05 | 385.3434 | 0 | 385.3434 | 0 | 384.726 | -0.046873 | 637.4049 | 0.017924 | 384.726 | -0.086136 | 636.5891 | 0.00011594 | 637.4049 | 0.0086702 | 383.1654 | 0
|  | 385.56 | 2.3361 | 384.9425 | 5.1366 | 419.1966 | 0 | 385.56 | 40.034 | 384.9425 | 47.3018 | 379.2402 | 0.38533 | 384.9425 | 0.88952 | 385.56 | 0.057996 | 385.56 | 0 | 419.1966 | 0.030514 | 385.56 | 0.012794 | 385.56 | 0 | 379.51 | 0.010763 | 385.56 | 0.011001 | 418.4852 | 7.6299e-05 | 385.56 | 0.069671 | 385.56 | 0.0094042 | 384.9425 | 0.029463 | 637.5655 | 0.024316 | 384.9425 | 0.074019 | 636.75 | 7.7296e-05 | 637.5655 | 0.0084625 | 383.3789 | 0
|  | 385.7766 | 2.2124 | 385.159 | 4.8429 | 419.3094 | 0.023205 | 385.7766 | 40.7175 | 385.159 | 47.9353 | 379.4567 | 0.34486 | 385.159 | 0.71631 | 385.7766 | 0 | 385.7766 | 0 | 419.3094 | 0.014528 | 385.7766 | 0 | 385.7766 | 0.010401 | 379.73 | 0.00051009 | 385.7766 | 0 | 418.5988 | 9.7641e-05 | 385.7766 | 0 | 385.7766 | 0 | 385.159 | -0.059149 | 637.7261 | 0.02148 | 385.159 | -0.044661 | 636.9109 | 0 | 637.7261 | 0.0090336 | 383.5923 | 0
|  | 385.9933 | 2.1949 | 385.3756 | 4.891 | 419.4222 | 0 | 385.9933 | 41.9279 | 385.3756 | 47.8066 | 379.6732 | 0.41987 | 385.3756 | 1.0091 | 385.9933 | 0.033116 | 385.9933 | 0 | 419.4222 | 0.022098 | 385.9933 | 0.021239 | 385.9933 | 0 | 379.94 | -0.0033155 | 385.9933 | 0.0034214 | 418.7124 | 9.0349e-05 | 385.9933 | 0.058442 | 385.9933 | 0.01197 | 385.3756 | 0.047543 | 637.8867 | 0.02619 | 385.3756 | -0.024679 | 637.0719 | 0 | 637.8867 | 0.008203 | 383.8058 | 0
|  | 386.2099 | 2.1536 | 385.5921 | 4.7327 | 419.5349 | 0.0069846 | 386.2099 | 42.4577 | 385.5921 | 48.209 | 379.8896 | 0.40724 | 385.5921 | 0.84484 | 386.2099 | 0 | 386.2099 | 0 | 419.5349 | 0.023179 | 386.2099 | 0 | 386.2099 | 0.017315 | 380.16 | -0.0049988 | 386.2099 | 0 | 418.826 | 0.00010013 | 386.2099 | 0 | 386.2099 | 0 | 385.5921 | -0.084148 | 638.0474 | 0.016723 | 385.5921 | -0.029681 | 637.2328 | 0.00011594 | 638.0474 | 0.0089817 | 384.0193 | 0
|  | 386.4266 | 2.0881 | 385.8087 | 4.6036 | 419.6477 | 0 | 386.4266 | 43.446 | 385.8087 | 48.3212 | 380.1062 | 0.47363 | 385.8087 | 1.1253 | 386.4266 | 0.13331 | 386.4266 | 0 | 419.6477 | 0.019982 | 386.4266 | 0.025347 | 386.4266 | 0 | 380.38 | 0.00020403 | 386.4266 | 0.0071225 | 418.9396 | 0.00010387 | 386.4266 | 0.06909 | 386.4266 | 0.0096658 | 385.8087 | 0.060712 | 638.208 | 0.025421 | 385.8087 | 0.014939 | 637.3938 | 0 | 638.208 | 0.0089298 | 384.2328 | 0
|  | 386.6433 | 2.0395 | 386.0253 | 4.5655 | 419.7605 | 0.014273 | 386.6433 | 44.1754 | 386.0253 | 49.1319 | 380.3227 | 0.43809 | 386.0253 | 0.95979 | 386.6433 | 0 | 386.6433 | 0 | 419.7605 | 0.02506 | 386.6433 | 0 | 386.6433 | 0.012465 | 380.6 | 0.0020403 | 386.6433 | 0 | 419.0532 | 0.00012503 | 386.6433 | 0 | 386.6433 | 0 | 386.0253 | -0.055355 | 638.3686 | 0.020856 | 386.0253 | -0.038105 | 637.5547 | 0.00034783 | 638.3686 | 0.0091894 | 384.4463 | 0
|  | 386.86 | 2.0025 | 386.2419 | 4.4833 | 419.8733 | 0 | 386.86 | 44.7725 | 386.2419 | 47.8907 | 380.5392 | 0.50796 | 386.2419 | 1.1807 | 386.86 | 0.06685 | 386.86 | 0 | 419.8733 | 0.019042 | 386.86 | 0.013655 | 386.86 | 0 | 380.81 | 0.015047 | 386.86 | 0.013483 | 419.1669 | 0.00012165 | 386.86 | 0.056924 | 386.86 | 0.0063709 | 386.2419 | 0.026338 | 638.5293 | 0.02273 | 386.2419 | 0.010655 | 637.7157 | 0.00030918 | 638.5293 | 0.0086702 | 384.6599 | 0
|  | 387.0767 | 1.9646 | 386.4585 | 4.3594 | 419.986 | 0.015149 | 387.0767 | 45.1289 | 386.4585 | 47.3651 | 380.7558 | 0.5128 | 386.4585 | 1.0819 | 387.0767 | 0 | 387.0767 | 0 | 419.986 | 0.023744 | 387.0767 | 0 | 387.0767 | 0.0073302 | 381.03 | 0.0089266 | 387.0767 | 0 | 419.2805 | 0.00011596 | 387.0767 | 0 | 387.0767 | 0 | 386.4585 | -0.074327 | 638.6899 | 0.018357 | 386.4585 | -0.019149 | 637.8766 | 0.00057972 | 638.6899 | 0.0088779 | 384.8734 | 0
|  | 387.2935 | 1.9268 | 386.6751 | 4.3078 | 420.0988 | 0 | 387.2935 | 45.2425 | 386.6751 | 46.689 | 380.9724 | 0.57941 | 386.6751 | 1.2799 | 387.2935 | 0.036316 | 387.2935 | 0 | 420.0988 | 0.019183 | 387.2935 | 0.0013358 | 387.2935 | 0 | 381.25 | -0.0043867 | 387.2935 | 0 | 419.3941 | 9.7819e-05 | 387.2935 | 0.019144 | 387.2935 | 0.0032644 | 386.6751 | 0.025222 | 638.8506 | 0.028785 | 386.6751 | -0.0046518 | 638.0376 | 7.7296e-05 | 638.8506 | 0.0086702 | 385.0869 | 0
|  | 387.5102 | 1.8595 | 386.8917 | 4.1929 | 420.2116 | 0.015324 | 387.5102 | 45.2483 | 386.8917 | 46.7648 | 381.1889 | 0.56228 | 386.8917 | 1.1347 | 387.5102 | 0 | 387.5102 | 0 | 420.2116 | 0.016785 | 387.5102 | 0 | 387.5102 | 0.012007 | 381.46 | 0.0040296 | 387.5102 | 0 | 419.5078 | 9.2839e-05 | 387.5102 | 0 | 387.5102 | 0 | 386.8917 | -0.018138 | 639.0112 | 0.022922 | 386.8917 | -0.033817 | 638.1986 | 0.00011594 | 639.0112 | 0.0087221 | 385.3005 | 0
|  | 387.727 | 1.7945 | 387.1084 | 4.0695 | 420.3243 | 0 | 387.727 | 45.2419 | 387.1084 | 44.451 | 381.4055 | 0.64044 | 387.1084 | 1.3964 | 387.727 | 0.075132 | 387.727 | 0 | 420.3243 | 0.023321 | 387.727 | 0.026257 | 387.727 | 0 | 381.68 | -0.007141 | 387.727 | 0.0050422 | 419.6214 | 9.0349e-05 | 387.727 | 0.021413 | 387.727 | 0.0037574 | 387.1084 | 0.058703 | 639.1719 | 0.032437 | 387.1084 | 0.028045 | 638.3596 | 0 | 639.1719 | 0.0083068 | 385.5141 | 0
|  | 387.9437 | 1.6893 | 387.3251 | 3.995 | 420.4371 | 0.0024295 | 387.9437 | 44.9383 | 387.3251 | 43.9867 | 381.6221 | 0.6483 | 387.3251 | 1.3019 | 387.9437 | 0 | 387.9437 | 0 | 420.4371 | 0.020923 | 387.9437 | 0 | 387.9437 | 0.017038 | 381.9 | -0.0086717 | 387.9437 | 0 | 419.7351 | 9.2839e-05 | 387.9437 | 0 | 387.9437 | 0 | 387.3251 | -0.043971 | 639.3326 | 0.013119 | 387.3251 | -0.047908 | 638.5205 | 0.00011594 | 639.3326 | 0.008826 | 385.7277 | 0
|  | 388.1605 | 1.6992 | 387.5417 | 3.9619 | 420.5499 | 0 | 388.1605 | 44.5124 | 387.5417 | 43.1112 | 381.8387 | 0.72274 | 387.5417 | 1.5976 | 388.1605 | 0.086272 | 388.1605 | 0 | 420.5499 | 0.023697 | 388.1605 | 0.02241 | 388.1605 | 0.0062857 | 382.11 | -0.00025504 | 388.1605 | 0.013545 | 419.8487 | 0.00010725 | 388.1605 | 0.048194 | 388.1605 | 0.0074663 | 387.5417 | 0.035936 | 639.4932 | 0.023066 | 387.5417 | -0.006239 | 638.6815 | 7.7296e-05 | 639.4932 | 0.0086183 | 385.9413 | 0
|  | 388.3773 | 1.6172 | 387.7584 | 3.8586 | 420.6627 | 0.0018221 | 388.3773 | 44.1145 | 387.7584 | 43.622 | 382.0553 | 0.71287 | 387.7584 | 1.4543 | 388.3773 | 0 | 388.3773 | 0 | 420.6627 | 0.023885 | 388.3773 | 0 | 388.3773 | 0.015263 | 382.33 | -0.0086717 | 388.3773 | 0 | 419.9624 | 0.00010974 | 388.3773 | 0 | 388.3773 | 0 | 387.7584 | -0.033481 | 639.6539 | 0.01581 | 387.7584 | 0.012851 | 638.8425 | 0 | 639.6539 | 0.0093451 | 386.1549 | 0
|  | 388.5941 | 1.586 | 387.9752 | 3.7824 | 420.7754 | 0 | 388.5941 | 43.5168 | 387.9752 | 41.5202 | 382.272 | 0.78763 | 387.9752 | 1.7147 | 388.5941 | 0.067828 | 388.5941 | 0 | 420.7754 | 0.023838 | 388.5941 | 0.017593 | 388.5941 | 0 | 382.55 | -0.0082122 | 388.5941 | 0.014517 | 420.076 | 0.00011134 | 388.5941 | 0.037681 | 388.5942 | 0.0027688 | 387.9752 | 0.044195 | 639.8146 | 0.030899 | 387.9752 | 0.049563 | 639.0035 | 0 | 639.8146 | 0.0084625 | 386.3685 | 0
|  | 388.811 | 1.5738 | 388.1919 | 3.6174 | 420.8882 | 0.010333 | 388.811 | 42.717 | 388.1919 | 41.4963 | 382.4886 | 0.82291 | 388.1919 | 1.6217 | 388.811 | 0 | 388.811 | 0 | 420.8882 | 0.022004 | 388.811 | 0 | 388.811 | 0.007774 | 382.77 | -0.0028565 | 388.811 | 0 | 420.1897 | 0.00011436 | 388.811 | 0 | 388.811 | 0 | 388.1919 | -0.073881 | 639.9753 | 0.01581 | 388.1919 | -0.0020988 | 639.1645 | 0.00011594 | 639.9753 | 0.0092413 | 386.5822 | 0
|  | 389.0278 | 1.4936 | 388.4086 | 3.5575 | 421.001 | 0 | 389.0278 | 42.0055 | 388.4086 | 39.7831 | 382.7053 | 0.88161 | 388.4086 | 1.905 | 389.0278 | 0.089946 | 389.0278 | 0 | 421.001 | 0.025859 | 389.0278 | 0.013123 | 389.0278 | 0 | 382.98 | 0.0040296 | 389.0278 | 0.011801 | 420.3034 | 0.00010529 | 389.0278 | 0.045242 | 389.0278 | 0.0059985 | 388.4086 | 0.065176 | 640.136 | 0.023066 | 388.4086 | 0.020358 | 639.3256 | 0 | 640.136 | 0.0086183 | 386.7958 | 0
|  | 389.2447 | 1.4255 | 388.6254 | 3.4275 | 421.1138 | 0.012785 | 389.2447 | 41.1814 | 388.6254 | 39.1456 | 382.9219 | 0.88187 | 388.6254 | 1.8207 | 389.2447 | 0 | 389.2447 | 0 | 421.1138 | 0.018149 | 389.2447 | 0 | 389.2447 | 0.0099259 | 383.2 | 0.0026524 | 389.2447 | 0 | 420.4171 | 0.00010636 | 389.2447 | 0 | 389.2447 | 0 | 388.6254 | -0.04598 | 640.2968 | 0.014945 | 388.6254 | -0.02053 | 639.4866 | 0.00011594 | 640.2968 | 0.0092932 | 387.0095 | 0
|  | 389.4615 | 1.3763 | 388.8422 | 3.3879 | 421.2265 | 0 | 389.4615 | 40.2142 | 388.8422 | 37.7339 | 383.1386 | 0.9803 | 388.8422 | 2.0775 | 389.4616 | 0.066237 | 389.4616 | 0 | 421.2265 | 0.030138 | 389.4616 | 0.010272 | 389.4615 | 0 | 383.42 | 0.00035706 | 389.4616 | 0.012711 | 420.5307 | 8.6614e-05 | 389.4616 | 0.02656 | 389.4615 | 0.010946 | 388.8422 | 0.031249 | 640.4575 | 0.014849 | 388.8422 | -0.015102 | 639.6476 | 0 | 640.4575 | 0.0086702 | 387.2231 | 0
|  | 389.6784 | 1.3015 | 389.059 | 3.2791 | 421.3393 | 0.012259 | 389.6784 | 39.1549 | 389.059 | 37.1752 | 383.3553 | 1.0035 | 389.059 | 2.0423 | 389.6784 | 0 | 389.6784 | 0 | 421.3393 | 0.025483 | 389.6784 | 0 | 389.6784 | 0.019087 | 383.63 | 0.0011222 | 389.6784 | 0 | 420.6444 | 8.8215e-05 | 389.6784 | 0 | 389.6784 | 0 | 389.059 | -0.088613 | 640.6182 | 0.011149 | 389.059 | -0.013173 | 639.8087 | 0 | 640.6182 | 0.0092932 | 387.4368 | 0
|  | 389.8954 | 1.3419 | 389.2758 | 3.3352 | 421.4521 | 0 | 389.8954 | 38.1083 | 389.2758 | 35.9989 | 383.572 | 1.1209 | 389.2758 | 2.4084 | 389.8954 | 0.11722 | 389.8954 | 0 | 421.4521 | 0.014246 | 389.8954 | 0.025855 | 389.8954 | 0 | 383.85 | -0.0033155 | 389.8954 | 0.021011 | 420.7581 | 8.0389e-05 | 389.8954 | 0.039759 | 389.8954 | 0.017762 | 389.2758 | 0.047989 | 640.779 | 0.02076 | 389.2758 | 0.0020166 | 639.9697 | 7.7296e-05 | 640.779 | 0.0089817 | 387.6505 | 0
|  | 390.1123 | 1.2418 | 389.4926 | 3.1307 | 421.5649 | 0.014273 | 390.1123 | 36.9731 | 389.4926 | 36.1958 | 383.7887 | 1.108 | 389.4926 | 2.3784 | 390.1123 | 0 | 390.1123 | 0 | 421.5649 | 0.025342 | 390.1123 | 0 | 390.1123 | 0.01315 | 384.07 | -0.0010202 | 390.1123 | 0 | 420.8718 | 0.00010529 | 390.1123 | 0 | 390.1123 | 0 | 389.4926 | -0.039954 | 640.9397 | 0.016242 | 389.4926 | 0.002553 | 640.1308 | 0 | 640.9397 | 0.0092932 | 387.8642 | 0
|  | 390.3292 | 1.2489 | 389.7094 | 3.1233 | 421.6777 | 0 | 390.3292 | 36.0147 | 389.7094 | 35.1077 | 384.0055 | 1.2331 | 389.7094 | 2.7453 | 390.3292 | 0.099024 | 390.3292 | 0 | 421.6777 | 0.025201 | 390.3292 | 0.017184 | 390.3292 | 0 | 384.29 | -0.007141 | 390.3292 | 0.010168 | 420.9855 | 9.444e-05 | 390.3292 | 0.044051 | 390.3292 | 0.0040658 | 389.7094 | 0.053569 | 641.1004 | 0.03186 | 389.7094 | -0.023627 | 640.2918 | 7.7296e-05 | 641.1004 | 0.0083068 | 388.078 | 0
|  | 390.5461 | 1.1745 | 389.9263 | 3.025 | 421.7904 | 0.0095447 | 390.5461 | 34.8209 | 389.9263 | 35.0194 | 384.2222 | 1.2613 | 389.9263 | 2.7286 | 390.5461 | 0 | 390.5461 | 0 | 421.7904 | 0.023462 | 390.5461 | 0 | 390.5461 | 0.009933 | 384.5 | 0.006019 | 390.5461 | 0 | 421.0992 | 9.1416e-05 | 390.5461 | 0 | 390.5461 | 0 | 389.9263 | -0.061158 | 641.2612 | 0.016483 | 389.9263 | 0.0031887 | 640.4529 | 0.00034783 | 641.2612 | 0.008826 | 388.2917 | 0
|  | 390.7631 | 1.2054 | 390.1432 | 2.991 | 421.9032 | 0 | 390.7631 | 33.6805 | 390.1432 | 33.707 | 384.439 | 1.3848 | 390.1432 | 3.0274 | 390.7631 | 0.086256 | 390.7631 | 0 | 421.9032 | 0.026941 | 390.7631 | 0.016373 | 390.7631 | 0 | 384.72 | 0.0073959 | 390.7631 | 0.011679 | 421.2129 | 7.8611e-05 | 390.7631 | 0.032932 | 390.7631 | 0.0048364 | 390.1432 | -0.018739 | 641.422 | 0.025084 | 390.1432 | 0.0070794 | 640.6139 | 0 | 641.422 | 0.0083587 | 388.5055 | 0
|  | 390.9801 | 1.1513 | 390.36 | 2.8834 | 422.016 | 0.0050107 | 390.9801 | 32.4718 | 390.36 | 32.8209 | 384.6557 | 1.42 | 390.36 | 3.0215 | 390.9801 | 0 | 390.9801 | 0 | 422.016 | 0.026518 | 390.9801 | 0 | 390.9801 | 0.0066042 | 384.94 | -0.0030095 | 390.9801 | 0 | 421.3266 | 8.1634e-05 | 390.9801 | 0 | 390.9801 | 0 | 390.36 | -0.062497 | 641.5827 | 0.020712 | 390.36 | -0.030914 | 640.775 | 0.00034783 | 641.5827 | 0.0090856 | 388.7192 | 0
|  | 391.1971 | 1.1271 | 390.5769 | 2.8394 | 422.1288 | 0 | 391.1971 | 31.6338 | 390.5769 | 31.6164 | 384.8725 | 1.524 | 390.5769 | 3.3186 | 391.1971 | 0.082978 | 391.1971 | 0 | 422.1288 | 0.025859 | 391.1971 | 0.017219 | 391.1971 | 0 | 385.15 | 0.00020403 | 391.1971 | 0.0023661 | 421.4404 | 8.8215e-05 | 391.1971 | 0.041555 | 391.1971 | 0.0020973 | 390.5769 | 0.017561 | 641.7435 | 0.028304 | 390.5769 | 0.018731 | 640.9361 | 7.7296e-05 | 641.7435 | 0.0082549 | 388.933 | 0
|  | 391.4141 | 1.0414 | 390.7939 | 2.7656 | 422.2415 | 0.011559 | 391.4141 | 30.4101 | 390.7939 | 30.8339 | 385.0893 | 1.584 | 390.7939 | 3.2831 | 391.4141 | 0 | 391.4141 | 0 | 422.2415 | 0.018666 | 391.4141 | 0 | 391.4141 | 0.013087 | 385.37 | -0.005917 | 391.4141 | 0 | 421.5541 | 7.4876e-05 | 391.4141 | 0 | 391.4141 | 0 | 390.7939 | -0.057364 | 641.9043 | 0.027391 | 390.7939 | -0.045525 | 641.0972 | 0.00011594 | 641.9043 | 0.0089817 | 389.1468 | 0
|  | 391.6311 | 1.0399 | 391.0108 | 2.7116 | 422.3543 | 0 | 391.6311 | 29.2947 | 391.0108 | 28.7535 | 385.3061 | 1.7081 | 391.0108 | 3.6127 | 391.6311 | 0.080507 | 391.6311 | 0 | 422.3543 | 0.019982 | 391.6311 | 0.014711 | 391.6311 | 0 | 385.59 | 0.010763 | 391.6311 | 0.014032 | 421.6678 | 0.00010066 | 391.6311 | 0.031881 | 391.6311 | 0.010377 | 391.0108 | 0.013035 | 642.0651 | 0.024652 | 391.0108 | 0.057929 | 641.2582 | 7.7296e-05 | 642.0651 | 0.0084625 | 389.3606 | 0
|  | 391.8481 | 0.98902 | 391.2277 | 2.6513 | 422.4671 | 0.012872 | 391.8481 | 27.9596 | 391.2277 | 28.3202 | 385.5229 | 1.7362 | 391.2277 | 3.5569 | 391.8481 | 0 | 391.8481 | 0 | 422.4671 | 0.022145 | 391.8481 | 0 | 391.8481 | 0.0121 | 385.81 | -0.011426 | 391.8481 | 0 | 421.7816 | 0.00011347 | 391.8481 | 0 | 391.8481 | 0 | 391.2277 | -0.073211 | 642.2259 | 0.013167 | 391.2277 | -0.022741 | 641.4193 | 0.00011594 | 642.2259 | 0.0091375 | 389.5744 | 0
|  | 392.0652 | 0.9786 | 391.4447 | 2.5917 | 422.5799 | 0 | 392.0652 | 26.9991 | 391.4447 | 26.532 | 385.7398 | 1.8964 | 391.4447 | 3.923 | 392.0652 | 0.092495 | 392.0652 | 0 | 422.5799 | 0.026518 | 392.0652 | 0.018279 | 392.0652 | 0 | 386.02 | 0.0054069 | 392.0652 | 0.012011 | 421.8953 | 0.00013659 | 392.0652 | 0.033263 | 392.0652 | 0.009861 | 391.4447 | 0.060712 | 642.3867 | 0.024075 | 391.4447 | 0.00035714 | 641.5804 | 0 | 642.3867 | 0.0084106 | 389.7882 | 0
|  | 392.2822 | 0.91708 | 391.6617 | 2.5107 | 422.6926 | 0.0099825 | 392.2822 | 25.9855 | 391.6617 | 25.8903 | 385.9566 | 1.9376 | 391.6617 | 3.9541 | 392.2822 | 0 | 392.2822 | 0 | 422.6926 | 0.024402 | 392.2822 | 0 | 392.2822 | 0.011449 | 386.24 | -0.0046928 | 392.2822 | 0 | 422.0091 | 0.00012503 | 392.2822 | 0 | 392.2822 | 0 | 391.6617 | -0.043079 | 642.5475 | 0.01802 | 391.6617 | -0.0010968 | 641.7415 | 0 | 642.5475 | 0.008826 | 390.002 | 0
|  | 392.4993 | 0.95941 | 391.8787 | 2.4808 | 422.8054 | 0 | 392.4993 | 24.95 | 391.8787 | 24.5479 | 386.1735 | 2.082 | 391.8787 | 4.3689 | 392.4993 | 0.058989 | 392.4993 | 0 | 422.8054 | 0.025859 | 392.4993 | 0.016766 | 392.4993 | 0 | 386.46 | -0.0048458 | 392.4993 | 0.0052493 | 422.1228 | 0.0001309 | 392.4993 | 0.035521 | 392.4993 | 0.01054 | 391.8786 | 0.035713 | 642.7083 | 0.021192 | 391.8787 | -0.00055199 | 641.9027 | 0 | 642.7083 | 0.0083068 | 390.2159 | 0
|  | 392.7164 | 0.8638 | 392.0957 | 2.4047 | 422.9182 | 0.0080475 | 392.7164 | 23.9723 | 392.0957 | 24.0343 | 386.3903 | 2.1589 | 392.0957 | 4.346 | 392.7164 | 0 | 392.7164 | 0 | 422.9182 | 0.020782 | 392.7164 | 0 | 392.7164 | 0.0058369 | 386.68 | 0.0046418 | 392.7164 | 0 | 422.2366 | 0.00011881 | 392.7164 | 0 | 392.7164 | 0 | 392.0957 | -0.067185 | 642.8691 | 0.020952 | 392.0957 | -0.027957 | 642.0638 | 0.00034783 | 642.8691 | 0.0089298 | 390.4297 | 0
|  | 392.9335 | 0.86865 | 392.3127 | 2.321 | 423.031 | 0 | 392.9335 | 23.102 | 392.3127 | 22.5988 | 386.6072 | 2.3118 | 392.3127 | 4.695 | 392.9335 | 0.04132 | 392.9335 | 0 | 423.031 | 0.020782 | 392.9335 | 0.015233 | 392.9335 | 0 | 386.89 | -0.0013262 | 392.9335 | 0.0096832 | 422.3503 | 0.00010636 | 392.9335 | 0.013728 | 392.9335 | 0.0074599 | 392.3127 | 0.033258 | 643.0299 | 0.02321 | 392.3127 | 0.018215 | 642.2249 | 0 | 643.0299 | 0.0085664 | 390.6436 | 0
|  | 393.1506 | 0.82619 | 392.5297 | 2.2565 | 423.1438 | 0.014098 | 393.1506 | 22.0394 | 392.5297 | 21.9142 | 386.8241 | 2.3981 | 392.5297 | 4.7223 | 393.1506 | 0 | 393.1506 | 0 | 423.1438 | 0.024261 | 393.1506 | 0 | 393.1506 | 0.0095303 | 387.11 | -0.0063763 | 393.1506 | 0 | 422.4641 | 0.00010564 | 393.1506 | 0 | 393.1506 | 0 | 392.5297 | -0.031695 | 643.1908 | 0.019702 | 392.5297 | -0.039618 | 642.386 | 0 | 643.1908 | 0.0092932 | 390.8575 | 0
|  | 393.3678 | 0.81063 | 392.7468 | 2.2078 | 423.2565 | 0 | 393.3678 | 21.0523 | 392.7468 | 20.7824 | 387.041 | 2.5838 | 392.7468 | 5.056 | 393.3678 | 0.10018 | 393.3678 | 0 | 423.2565 | 0.032536 | 393.3678 | 0.015138 | 393.3678 | 0 | 387.33 | 0.0035706 | 393.3678 | 0.011345 | 422.5779 | 0.00011845 | 393.3678 | 0.04568 | 393.3678 | 0.0051521 | 392.7468 | 0.071202 | 643.3516 | 0.023499 | 392.7468 | 0.01227 | 642.5472 | 0 | 643.3516 | 0.0087221 | 391.0714 | 0
|  | 393.5849 | 0.73326 | 392.9638 | 2.1313 | 423.3693 | 0.011997 | 393.5849 | 20.1561 | 392.9638 | 19.8586 | 387.2579 | 2.6488 | 392.9638 | 5.0962 | 393.5849 | 0 | 393.5849 | 0 | 423.3693 | 0.020923 | 393.5849 | 0 | 393.5849 | 0.0084458 | 387.55 | 0.012752 | 393.5849 | 0 | 422.6916 | 0.00013961 | 393.5849 | 0 | 393.5849 | 0 | 392.9638 | -0.066292 | 643.5125 | 0.015137 | 392.9638 | -0.023244 | 642.7083 | 0.00011594 | 643.5125 | 0.0096567 | 391.2853 | 0
|  | 393.8021 | 0.75105 | 393.1809 | 2.1285 | 423.4821 | 0 | 393.8021 | 19.278 | 393.1809 | 18.8075 | 387.4749 | 2.8169 | 393.1809 | 5.439 | 393.8021 | 0.066076 | 393.8021 | 0 | 423.4821 | 0.030514 | 393.8021 | 0.014182 | 393.8021 | 0 | 387.76 | 0.0031115 | 393.8021 | 0.011614 | 422.8054 | 0.00013695 | 393.8021 | 0.023939 | 393.8021 | 0.013378 | 393.1809 | 0.012986 | 643.6733 | 0.01605 | 393.1809 | 0.026332 | 642.8695 | 0 | 643.6733 | 0.0089817 | 391.4992 | 0
|  | 394.0193 | 0.74492 | 393.398 | 2.0577 | 423.5949 | 0.0069846 | 394.0193 | 18.3345 | 393.398 | 18.2608 | 387.6918 | 2.9254 | 393.398 | 5.5452 | 394.0192 | 0 | 394.0192 | 0 | 423.5949 | 0.026 | 394.0192 | 0 | 394.0193 | 0.013642 | 387.98 | -0.0048458 | 394.0192 | 0 | 422.9192 | 0.00014708 | 394.0192 | 0 | 394.0193 | 0 | 393.398 | -0.054909 | 643.8342 | 0.015041 | 393.398 | -0.034609 | 643.0306 | 0.00034783 | 643.8342 | 0.009449 | 391.7131 | 0
|  | 394.2364 | 0.7447 | 393.6151 | 2.0497 | 423.7077 | 0 | 394.2364 | 17.7544 | 393.6151 | 17.2329 | 387.9088 | 3.1574 | 393.6151 | 5.9715 | 394.2364 | 0.10615 | 394.2364 | 0 | 423.7077 | 0.020264 | 394.2364 | 0.028257 | 394.2364 | 0 | 388.2 | 0.0073959 | 394.2364 | 0 | 423.033 | 0.00012681 | 394.2364 | 0.040168 | 394.2364 | 0.011368 | 393.6151 | 0.018456 | 643.9951 | 0.028064 | 393.6151 | 0.012885 | 643.1918 | 0 | 643.9951 | 0.0084625 | 391.9271 | 0
|  | 394.4536 | 0.65711 | 393.8322 | 1.9465 | 423.8204 | 0.0080475 | 394.4536 | 17.0477 | 393.8322 | 16.716 | 388.1257 | 3.2556 | 393.8322 | 6.1061 | 394.4536 | 0 | 394.4536 | 0 | 423.8204 | 0.024778 | 394.4536 | 0 | 394.4536 | 0.013007 | 388.42 | -0.0045398 | 394.4536 | 0 | 423.1468 | 0.00012058 | 394.4536 | 0 | 394.4536 | 0 | 393.8322 | -0.047543 | 644.1559 | 0.01927 | 393.8322 | 0.017261 | 643.3529 | 0.00011594 | 644.1559 | 0.0090336 | 392.141 | 0
|  | 394.6708 | 0.66148 | 394.0494 | 1.9516 | 423.9332 | 0 | 394.6708 | 16.1995 | 394.0494 | 15.9394 | 388.3427 | 3.4641 | 394.0494 | 6.5592 | 394.6709 | 0.089912 | 394.6709 | 0 | 423.9332 | 0.024496 | 394.6709 | 0.01355 | 394.6708 | 0 | 388.63 | 0.0066312 | 394.6709 | 0.007152 | 423.2606 | 0.00010564 | 394.6709 | 0.031002 | 394.6708 | 0.0098685 | 394.0494 | 0.075443 | 644.3168 | 0.027295 | 394.0494 | 0.040268 | 643.5141 | 7.7296e-05 | 644.3168 | 0.0084106 | 392.355 | 0
|  | 394.8881 | 0.62316 | 394.2665 | 1.8589 | 424.046 | 0.0019739 | 394.8881 | 15.5655 | 394.2665 | 15.7094 | 388.5597 | 3.6075 | 394.2665 | 6.7699 | 394.8881 | 0 | 394.8881 | 0 | 424.046 | 0.026 | 394.8881 | 0 | 394.8881 | 0.0065043 | 388.85 | 0.0096913 | 394.8881 | 0 | 423.3744 | 0.00011471 | 394.8881 | 0 | 394.8881 | 0 | 394.2665 | -0.066962 | 644.4777 | 0.020856 | 394.2665 | 0.021925 | 643.6753 | 0.00034783 | 644.4777 | 0.0090336 | 392.569 | 0
|  | 395.1053 | 0.62371 | 394.4837 | 1.846 | 424.1588 | 0 | 395.1053 | 14.8651 | 394.4837 | 14.7931 | 388.7767 | 3.8214 | 394.4837 | 7.3395 | 395.1053 | 0.055832 | 395.1053 | 0 | 424.1588 | 0.029057 | 395.1053 | 0.014933 | 395.1053 | 0.0027837 | 389.07 | -0.0074475 | 395.1053 | 0.015089 | 423.4882 | 0.00011934 | 395.1053 | 0.014432 | 395.1053 | 0.0085197 | 394.4837 | 0.00080237 | 644.6386 | 0.027055 | 394.4837 | 0.0047308 | 643.8365 | 0.00030918 | 644.6386 | 0.0085145 | 392.783 | 0
|  | 395.3226 | 0.5808 | 394.7009 | 1.8152 | 424.2716 | 0.014273 | 395.3226 | 14.1592 | 394.7009 | 14.6635 | 388.9937 | 3.9291 | 394.7009 | 7.4855 | 395.3226 | 0 | 395.3226 | 0 | 424.2716 | 0.025718 | 395.3226 | 0.0055136 | 395.3226 | 0.011623 | 389.29 | -0.0098958 | 395.3226 | 0 | 423.602 | 0.00013997 | 395.3226 | 0 | 395.3226 | 0 | 394.7009 | -0.053792 | 644.7995 | 0.017492 | 394.7009 | -0.034435 | 643.9977 | 0.00034783 | 644.7995 | 0.0089817 | 392.997 | 0
|  | 395.5399 | 0.58709 | 394.9181 | 1.7557 | 424.3844 | 0 | 395.5399 | 13.4912 | 394.9181 | 13.9037 | 389.2107 | 4.1466 | 394.9181 | 8.0121 | 395.5399 | 0.082881 | 395.5399 | 0 | 424.3844 | 0.033476 | 395.5399 | 0.014032 | 395.5399 | 0 | 389.5 | 0.006019 | 395.5399 | 0.0025708 | 423.7158 | 0.00013908 | 395.5399 | 0.028443 | 395.5399 | 0.010688 | 394.9181 | 0.028124 | 644.9604 | 0.022874 | 394.9181 | 0.0093265 | 644.1589 | 0 | 644.9604 | 0.0082549 | 393.211 | 0
|  | 395.7571 | 0.53373 | 395.1353 | 1.6742 | 424.4971 | 0.0085031 | 395.7571 | 12.8437 | 395.1353 | 13.5783 | 389.4277 | 4.3215 | 395.1353 | 8.2663 | 395.7572 | 0 | 395.7572 | 0 | 424.4971 | 0.026283 | 395.7572 | 0 | 395.7571 | 0.011596 | 389.72 | 0.0049478 | 395.7572 | 0 | 423.8296 | 0.00015402 | 395.7572 | 0 | 395.7571 | 0 | 395.1353 | -0.079015 | 645.1213 | 0.018597 | 395.1353 | -0.048568 | 644.3201 | 0 | 645.1213 | 0.0086183 | 393.425 | 0
|  | 395.9745 | 0.56182 | 395.3525 | 1.65 | 424.6099 | 0 | 395.9745 | 12.403 | 395.3525 | 13.184 | 389.6448 | 4.5905 | 395.3525 | 8.8365 | 395.9745 | 0.062281 | 395.9745 | 0 | 424.6099 | 0.035216 | 395.9745 | 0.015273 | 395.9745 | 0 | 389.94 | 0.0066312 | 395.9745 | 0.021002 | 423.9435 | 0.0001213 | 395.9745 | 0.021174 | 395.9745 | 0.0094414 | 395.3525 | 0.011485 | 645.2823 | 0.02148 | 395.3525 | 0.0069448 | 644.4813 | 0 | 645.2823 | 0.0084625 | 393.6391 | 0
|  | 396.1918 | 0.48676 | 395.5698 | 1.5815 | 424.7227 | 0.0019739 | 396.1918 | 11.6899 | 395.5698 | 12.8091 | 389.8618 | 4.7583 | 395.5698 | 9.1252 | 396.1918 | 0 | 396.1918 | 0 | 424.7227 | 0.028822 | 396.1918 | 0 | 396.1918 | 0.010242 | 390.16 | 0.0046418 | 396.1918 | 0 | 424.0573 | 0.00013535 | 396.1918 | 0 | 396.1918 | 0 | 395.5698 | -0.031918 | 645.4432 | 0.02249 | 395.5698 | -0.015009 | 644.6425 | 0.00011594 | 645.4432 | 0.0090856 | 393.8531 | 0
|  | 396.4091 | 0.54705 | 395.787 | 1.6229 | 424.8355 | 0 | 396.4091 | 11.2227 | 395.787 | 12.1448 | 390.0789 | 5.0471 | 395.787 | 9.7406 | 396.4091 | 0.095766 | 396.4091 | 0 | 424.8355 | 0.022662 | 396.4091 | 0.017703 | 396.4091 | 0 | 390.37 | -0.0028565 | 396.4091 | 0.011125 | 424.1711 | 0.00010013 | 396.4091 | 0.017811 | 396.4091 | 0.011634 | 395.7871 | 0.04732 | 645.6041 | 0.021528 | 395.787 | 0.038661 | 644.8037 | 0 | 645.6041 | 0.0086183 | 394.0672 | 0
|  | 396.6265 | 0.46263 | 396.0043 | 1.5132 | 424.9483 | 0.0022776 | 396.6265 | 10.8474 | 396.0043 | 11.789 | 390.296 | 5.2486 | 396.0043 | 10.1085 | 396.6265 | 0 | 396.6265 | 0 | 424.9483 | 0.023321 | 396.6265 | 0 | 396.6265 | 0.010304 | 390.59 | -0.0020913 | 396.6265 | 0 | 424.285 | 0.00010511 | 396.6265 | 0 | 396.6265 | 0 | 396.0043 | -0.066738 | 645.7651 | 0.016291 | 396.0043 | -0.016881 | 644.9649 | 0 | 645.7651 | 0.0089817 | 394.2812 | 0
|  | 396.8438 | 0.48373 | 396.2216 | 1.5147 | 425.0611 | 0 | 396.8438 | 10.3697 | 396.2216 | 11.3005 | 390.5131 | 5.5453 | 396.2216 | 10.7076 | 396.8438 | 0.078087 | 396.8438 | 0 | 425.0611 | 0.022098 | 396.8438 | 0.017177 | 396.8438 | 0 | 390.81 | 0.00051009 | 396.8438 | 0 | 424.3988 | 8.946e-05 | 396.8438 | 0.047145 | 396.8438 | 0.0088436 | 396.2216 | 0.063837 | 645.926 | 0.018501 | 396.2216 | 0.0037027 | 645.1262 | 0 | 645.926 | 0.0086702 | 394.4954 | 0
|  | 397.0612 | 0.43772 | 396.4389 | 1.4868 | 425.1739 | 0.010158 | 397.0612 | 9.9077 | 396.4389 | 11.21 | 390.7302 | 5.7805 | 396.4389 | 11.0779 | 397.0612 | 0 | 397.0612 | 0 | 425.1739 | 0.028398 | 397.0612 | 0 | 397.0612 | 0.0058088 | 391.03 | -0.007141 | 397.0612 | 0 | 424.5127 | 0.00010725 | 397.0612 | 0 | 397.0612 | 0 | 396.4389 | -0.11116 | 646.087 | 0.026046 | 396.4389 | -0.010389 | 645.2874 | 0.00034783 | 646.087 | 0.0090856 | 394.7094 | 0
|  | 397.2786 | 0.46203 | 396.6562 | 1.4908 | 425.2866 | 0 | 397.2786 | 9.6266 | 396.6562 | 10.565 | 390.9474 | 6.1396 | 396.6562 | 11.7613 | 397.2786 | 0.089077 | 397.2786 | 0 | 425.2866 | 0.02506 | 397.2786 | 0.012735 | 397.2786 | 0 | 391.24 | 0.01214 | 397.2786 | 0.0063549 | 424.6265 | 0.00012254 | 397.2786 | 0.043335 | 397.2786 | 0.0060058 | 396.6562 | 0.026115 | 646.2479 | 0.023403 | 396.6562 | 0.03696 | 645.4487 | 0.00030918 | 646.2479 | 0.0083587 | 394.9235 | 0
|  | 397.496 | 0.43182 | 396.8736 | 1.4473 | 425.3994 | 0.010508 | 397.496 | 9.169 | 396.8736 | 10.4643 | 391.1645 | 6.3549 | 396.8736 | 12.1848 | 397.496 | 0 | 397.496 | 0 | 425.3994 | 0.031878 | 397.496 | 0 | 397.496 | 0.0081874 | 391.46 | -0.0068351 | 397.496 | 0 | 424.7404 | 0.00012681 | 397.496 | 0 | 397.496 | 0 | 396.8736 | -0.052007 | 646.4089 | 0.017588 | 396.8736 | -0.02831 | 645.6099 | 0.00011594 | 646.4089 | 0.0092932 | 395.1377 | 0
|  | 397.7134 | 0.42486 | 397.0909 | 1.4418 | 425.5122 | 0 | 397.7134 | 8.7482 | 397.0909 | 10.0606 | 391.3816 | 6.6986 | 397.0909 | 12.8655 | 397.7134 | 0.045678 | 397.7134 | 0 | 425.5122 | 0.027975 | 397.7134 | 0.01668 | 397.7134 | 0 | 391.68 | -0.00086717 | 397.7134 | 0.0054966 | 424.8543 | 0.00012094 | 397.7134 | 0.04472 | 397.7134 | 0.0068955 | 397.0909 | 0.062497 | 646.5699 | 0.02273 | 397.0909 | 0.012328 | 645.7712 | 7.7296e-05 | 646.5699 | 0.0087221 | 395.3518 | 0
|  | 397.9308 | 0.3982 | 397.3083 | 1.3625 | 425.625 | 0.0074402 | 397.9308 | 8.2981 | 397.3083 | 9.769 | 391.5988 | 6.9678 | 397.3083 | 13.326 | 397.9308 | 0 | 397.9308 | 0 | 425.625 | 0.018666 | 397.9308 | 0 | 397.9308 | 0.017187 | 391.9 | -0.00040807 | 397.9308 | 0 | 424.9681 | 0.00012965 | 397.9308 | 0 | 397.9308 | 0 | 397.3083 | -0.070756 | 646.7309 | 0.021192 | 397.3083 | -0.021002 | 645.9324 | 0.00011594 | 646.7309 | 0.0095528 | 395.566 | 0
|  | 398.1483 | 0.422 | 397.5257 | 1.4125 | 425.7378 | 0 | 398.1483 | 7.9685 | 397.5257 | 9.1343 | 391.8159 | 7.3313 | 397.5257 | 14.0626 | 398.1483 | 0.075199 | 398.1483 | 0 | 425.7378 | 0.031737 | 398.1483 | 0.013921 | 398.1483 | 0 | 392.11 | 0.0098449 | 398.1483 | 0.010699 | 425.082 | 0.00012058 | 398.1483 | 0.029453 | 398.1483 | 0.01027 | 397.5257 | 0.036829 | 646.8918 | 0.01951 | 397.5257 | 0.049346 | 646.0937 | 7.7296e-05 | 646.8918 | 0.0084106 | 395.7801 | 0
|  | 398.3657 | 0.41136 | 397.7431 | 1.3472 | 425.8506 | 0.015061 | 398.3657 | 7.6247 | 397.7431 | 9.2721 | 392.0331 | 7.6138 | 397.7431 | 14.4642 | 398.3657 | 0 | 398.3657 | 0 | 425.8506 | 0.02506 | 398.3657 | 0.00083671 | 398.3657 | 0.014386 | 392.33 | -0.0086717 | 398.3657 | 0 | 425.1959 | 0.00012965 | 398.3657 | 0 | 398.3657 | 0 | 397.7431 | -0.042855 | 647.0528 | 0.014368 | 397.7431 | -0.0019119 | 646.255 | 0.00011594 | 647.0528 | 0.0092413 | 395.9943 | 0
|  | 398.5832 | 0.37083 | 397.9605 | 1.3268 | 425.9634 | 0 | 398.5832 | 7.3631 | 397.9605 | 8.7223 | 392.2503 | 8.0359 | 397.9605 | 15.1906 | 398.5832 | 0.092114 | 398.5832 | 0 | 425.9634 | 0.031972 | 398.5832 | 0.013409 | 398.5832 | 0 | 392.55 | 0.0029585 | 398.5832 | 0.014517 | 425.3098 | 0.00011009 | 398.5832 | 0.031253 | 398.5832 | 0.0049064 | 397.9605 | 0.048659 | 647.2138 | 0.02076 | 397.9605 | 0.02474 | 646.4162 | 7.7296e-05 | 647.2138 | 0.0083587 | 396.2085 | 0
|  | 398.8007 | 0.34613 | 398.1779 | 1.2897 | 426.0762 | 0.0039478 | 398.8007 | 7.0527 | 398.1779 | 8.4536 | 392.4676 | 8.2779 | 398.1779 | 15.5807 | 398.8007 | 0 | 398.8007 | 0 | 426.0762 | 0.035874 | 398.8007 | 0 | 398.8007 | 0.011966 | 392.77 | -0.0043867 | 398.8007 | 0 | 425.4237 | 0.00012058 | 398.8007 | 0 | 398.8007 | 0 | 398.1779 | -0.066292 | 647.3749 | 0.014128 | 398.1779 | 0.0046405 | 646.5775 | 0.00057972 | 647.3749 | 0.0088779 | 396.4227 | 0
|  | 399.0182 | 0.35685 | 398.3954 | 1.2932 | 426.1889 | 0 | 399.0182 | 6.7829 | 398.3954 | 7.6798 | 392.6848 | 8.7568 | 398.3954 | 16.4178 | 399.0182 | 0.076825 | 399.0182 | 0 | 426.1889 | 0.027458 | 399.0182 | 0.011364 | 399.0182 | 0 | 392.99 | -0.0057639 | 399.0182 | 0.004492 | 425.5376 | 0.00011311 | 399.0182 | 0.043413 | 399.0182 | 0.0069887 | 398.3954 | 0.024106 | 647.5359 | 0.017972 | 398.3954 | -0.020053 | 646.7388 | 7.7296e-05 | 647.5359 | 0.008203 | 396.6369 | 0
|  | 399.2357 | 0.31868 | 398.6128 | 1.1683 | 426.3017 | 0.0072883 | 399.2357 | 6.4912 | 398.6128 | 7.8248 | 392.902 | 9.108 | 398.6128 | 16.8699 | 399.2357 | 0 | 399.2357 | 0 | 426.3017 | 0.031737 | 399.2357 | 0 | 399.2357 | 0.012211 | 393.2 | -0.0025504 | 399.2357 | 0 | 425.6515 | 0.00013037 | 399.2357 | 0 | 399.2357 | 0 | 398.6128 | -0.043302 | 647.6969 | 0.019606 | 398.6128 | -0.045199 | 646.9001 | 0.00034783 | 647.6969 | 0.008826 | 396.8511 | 0
|  | 399.4532 | 0.34778 | 398.8303 | 1.2326 | 426.4145 | 0 | 399.4532 | 6.2438 | 398.8303 | 7.1408 | 393.1192 | 9.5216 | 398.8303 | 17.6058 | 399.4532 | 0.092422 | 399.4532 | 0 | 426.4145 | 0.031172 | 399.4532 | 0.012349 | 399.4532 | 0 | 393.42 | -0.0034686 | 399.4532 | 0.0067901 | 425.7654 | 0.00011632 | 399.4532 | 0.058369 | 399.4533 | 0.0083948 | 398.8303 | 0.019846 | 647.8579 | 0.02619 | 398.8303 | -0.012329 | 647.0614 | 7.7296e-05 | 647.8579 | 0.0084106 | 397.0654 | 0
|  | 399.6708 | 0.27854 | 399.0478 | 1.195 | 426.5273 | 0.011821 | 399.6708 | 5.913 | 399.0478 | 7.1887 | 393.3365 | 9.8569 | 399.0478 | 18.1588 | 399.6708 | 0 | 399.6708 | 0 | 426.5273 | 0.03136 | 399.6708 | 0 | 399.6708 | 0.0111 | 393.64 | -0.0089776 | 399.6708 | 0 | 425.8793 | 0.00012912 | 399.6708 | 0 | 399.6708 | 0 | 399.0478 | -0.071426 | 648.0189 | 0.020712 | 399.0478 | -0.010596 | 647.2227 | 0.00011594 | 648.0189 | 0.0090856 | 397.2796 | 0
|  | 399.8883 | 0.29257 | 399.2653 | 1.1862 | 426.6401 | 0 | 399.8883 | 5.7128 | 399.2653 | 6.6619 | 393.5538 | 10.391 | 399.2653 | 19.0593 | 399.8883 | 0.059694 | 399.8883 | 0 | 426.6401 | 0.032254 | 399.8883 | 0.012433 | 399.8883 | 0 | 393.86 | 0.016119 | 399.8883 | 0.0086774 | 425.9932 | 0.00011062 | 399.8883 | 0.030788 | 399.8883 | 0.010908 | 399.2653 | 0.023213 | 648.18 | 0.025277 | 399.2653 | 0.0084901 | 647.384 | 7.7296e-05 | 648.18 | 0.0085145 | 397.4939 | 0
|  | 400.1059 | 0.29484 | 399.4828 | 1.1341 | 426.7529 | 0.010158 | 400.1059 | 5.4275 | 399.4828 | 6.808 | 393.7711 | 10.716 | 399.4828 | 19.6022 | 400.1059 | 0 | 400.1059 | 0 | 426.7529 | 0.033758 | 400.1059 | 0 | 400.1059 | 0.008447 | 394.07 | -0.0085181 | 400.1059 | 0 | 426.1071 | 0.00013161 | 400.1059 | 0 | 400.1059 | 0 | 399.4828 | -0.088836 | 648.341 | 0.016627 | 399.4828 | -0.027325 | 647.5454 | 0 | 648.341 | 0.0087741 | 397.7081 | 0
|  | 400.3235 | 0.3394 | 399.7003 | 1.1653 | 426.8657 | 0 | 400.3235 | 5.3353 | 399.7003 | 6.1893 | 393.9883 | 11.2287 | 399.7003 | 20.4917 | 400.3235 | 0.054089 | 400.3235 | 0 | 426.8657 | 0.032771 | 400.3235 | 0.0095843 | 400.3235 | 0 | 394.29 | 0.0090795 | 400.3235 | 0.0064181 | 426.221 | 0.00011436 | 400.3235 | 0.034995 | 400.3235 | 0.0077805 | 399.7003 | 0.047096 | 648.5021 | 0.021528 | 399.7003 | 0.025792 | 647.7067 | 7.7296e-05 | 648.5021 | 0.008151 | 397.9224 | 0
|  | 400.5411 | 0.27743 | 399.9179 | 1.1235 | 426.9785 | 0.018039 | 400.5411 | 5.129 | 399.9179 | 6.189 | 394.2057 | 11.6394 | 399.9179 | 21.0614 | 400.5411 | 0 | 400.5411 | 0 | 426.9785 | 0.028539 | 400.5411 | 0 | 400.5411 | 0.012321 | 394.51 | 0.00035706 | 400.5411 | 0 | 426.3349 | 0.00012503 | 400.5411 | 0 | 400.5411 | 0 | 399.9179 | -0.095309 | 648.6631 | 0.01802 | 399.9179 | 0.0097342 | 647.868 | 0.00011594 | 648.6631 | 0.0087221 | 398.1367 | 0
|  | 400.7587 | 0.31213 | 400.1354 | 1.1692 | 427.0913 | 0 | 400.7587 | 5.0174 | 400.1354 | 5.9233 | 394.423 | 12.2295 | 400.1354 | 21.9793 | 400.7587 | 0.062228 | 400.7587 | 0 | 427.0913 | 0.03357 | 400.7587 | 0.011967 | 400.7587 | 0 | 394.73 | -0.011732 | 400.7587 | 0.013061 | 426.4489 | 0.00011916 | 400.7587 | 0.038064 | 400.7587 | 0.0086182 | 400.1354 | 0.10892 | 648.8242 | 0.040029 | 400.1354 | 0.013707 | 648.0294 | 7.7296e-05 | 648.8242 | 0.008826 | 398.351 | 0
|  | 400.9763 | 0.26549 | 400.353 | 1.1189 | 427.2041 | 0.0063773 | 400.9763 | 4.8156 | 400.353 | 5.9632 | 394.6403 | 12.6494 | 400.353 | 22.6974 | 400.9764 | 0 | 400.9764 | 0 | 427.2041 | 0.030796 | 400.9764 | 0 | 400.9763 | 0.013845 | 394.95 | -0.010967 | 400.9764 | 0 | 426.5628 | 0.00014815 | 400.9764 | 0 | 400.9764 | 0 | 400.353 | -0.021597 | 648.9853 | 0.019366 | 400.353 | 0.01094 | 648.1907 | 0 | 648.9853 | 0.0092932 | 398.5653 | 0
|  | 401.194 | 0.30023 | 400.5706 | 1.0955 | 427.3169 | 0 | 401.194 | 4.6846 | 400.5706 | 5.5873 | 394.8576 | 13.1732 | 400.5706 | 23.3921 | 401.194 | 0.06864 | 401.194 | 0 | 427.3169 | 0.032912 | 401.194 | 0.014759 | 401.194 | 0 | 395.16 | 0.0012752 | 401.194 | 0.0025626 | 426.6768 | 0.00014086 | 401.194 | 0.028723 | 401.194 | 0.011456 | 400.5706 | 0.031695 | 649.1464 | 0.025661 | 400.5706 | -0.0010844 | 648.3521 | 7.7296e-05 | 649.1464 | 0.0087741 | 398.7797 | 0
|  | 401.4117 | 0.25558 | 400.7882 | 0.9603 | 427.4297 | 0.011559 | 401.4117 | 4.4445 | 400.7882 | 5.4664 | 395.075 | 13.6317 | 400.7882 | 23.9031 | 401.4117 | 0.0087205 | 401.4117 | 0 | 427.4297 | 0.030279 | 401.4117 | 0 | 401.4117 | 0.0075196 | 395.38 | -0.0043867 | 401.4117 | 0 | 426.7907 | 0.00014619 | 401.4117 | 0 | 401.4117 | 0 | 400.7882 | -0.010392 | 649.3075 | 0.022538 | 400.7882 | -0.025956 | 648.5134 | 0 | 649.3075 | 0.0090336 | 398.994 | 0
|  | 401.6293 | 0.27048 | 401.0058 | 1.0182 | 427.5425 | 0 | 401.6293 | 4.336 | 401.0058 | 5.1296 | 395.2924 | 14.1395 | 401.0058 | 24.4818 | 401.6293 | 0.080029 | 401.6293 | 0 | 427.5425 | 0.036015 | 401.6293 | 0.01174 | 401.6293 | 0.0015921 | 395.6 | 0.0041827 | 401.6293 | 0.0075011 | 426.9047 | 0.00012877 | 401.6293 | 0.024719 | 401.6293 | 0.0050798 | 401.0058 | 0.023213 | 649.4686 | 0.032341 | 401.0058 | 0.020065 | 648.6748 | 7.7296e-05 | 649.4686 | 0.0084625 | 399.2084 | 0
|  | 401.847 | 0.23319 | 401.2235 | 1.0402 | 427.6553 | 0.016988 | 401.847 | 4.1129 | 401.2235 | 4.9958 | 395.5097 | 14.6052 | 401.2235 | 25.2532 | 401.847 | 0.019026 | 401.847 | 0 | 427.6553 | 0.040529 | 401.847 | 0 | 401.847 | 0.0087668 | 395.82 | -0.0040807 | 401.847 | 0 | 427.0186 | 0.00012965 | 401.847 | 0 | 401.847 | 0 | 401.2235 | -0.071872 | 649.6296 | 0.019078 | 401.2235 | 0.034299 | 648.8361 | 0.00034783 | 649.6296 | 0.0090856 | 399.4227 | 0
|  | 402.0647 | 0.27122 | 401.4411 | 0.99473 | 427.7681 | 0 | 402.0647 | 4.0826 | 401.4411 | 4.8058 | 395.7271 | 15.2478 | 401.4411 | 25.9416 | 402.0647 | 0.063285 | 402.0647 | 0 | 427.7681 | 0.029339 | 402.0647 | 0.012052 | 402.0647 | 0.0012116 | 396.04 | 0.0041827 | 402.0647 | 0.007477 | 427.1326 | 0.00012912 | 402.0647 | 0.032003 | 402.0647 | 0.012167 | 401.4411 | 0.062944 | 649.7908 | 0.029073 | 401.4411 | 0.037764 | 648.9975 | 0 | 649.7908 | 0.0084106 | 399.6371 | 0
|  | 402.2824 | 0.24288 | 401.6588 | 0.95437 | 427.8809 | 0.0072883 | 402.2824 | 3.9474 | 401.6588 | 4.787 | 395.9445 | 15.7683 | 401.6588 | 26.5848 | 402.2824 | 0 | 402.2824 | 0 | 427.8809 | 0.036532 | 402.2824 | 0 | 402.2824 | 0.0083929 | 396.25 | 0.0021933 | 402.2824 | 0 | 427.2465 | 0.00011792 | 402.2824 | 0 | 402.2824 | 0 | 401.6588 | -0.033034 | 649.9519 | 0.012398 | 401.6588 | -0.021881 | 649.1589 | 0 | 649.9519 | 0.0090856 | 399.8515 | 0
|  | 402.5002 | 0.22911 | 401.8765 | 0.93084 | 427.9937 | 0 | 402.5002 | 3.9204 | 401.8765 | 4.3373 | 396.1619 | 16.4445 | 401.8765 | 27.5802 | 402.5002 | 0.10691 | 402.5002 | 0.017628 | 427.9937 | 0.032771 | 402.5002 | 0.01353 | 402.5002 | 0 | 396.47 | 0.01214 | 402.5002 | 0.0083488 | 427.3605 | 0.00010476 | 402.5002 | 0.022033 | 402.5002 | 0.0061613 | 401.8765 | 0.024106 | 650.113 | 0.020039 | 401.8765 | 0.015921 | 649.3203 | 0 | 650.113 | 0.008826 | 400.0659 | 0.046796
|  | 402.7179 | 0.23802 | 402.0942 | 0.9347 | 428.1064 | 0.010158 | 402.7179 | 3.7476 | 402.0942 | 4.3554 | 396.3794 | 17.0261 | 402.0942 | 28.4393 | 402.7179 | 0 | 402.7179 | 0.039788 | 428.1064 | 0.043068 | 402.7179 | 0 | 402.7179 | 0.0089102 | 396.69 | -0.0034686 | 402.7179 | 0 | 427.4745 | 0.00011916 | 402.7179 | 0 | 402.7179 | 0 | 402.0942 | -0.072319 | 650.2741 | 0.019078 | 402.0942 | -0.026216 | 649.4817 | 0.00011594 | 650.2741 | 0.0092932 | 400.2803 | 0.036048
|  | 402.9357 | 0.27837 | 402.3119 | 0.91428 | 428.2192 | 0 | 402.9357 | 3.7074 | 402.3119 | 4.0226 | 396.5968 | 17.664 | 402.3119 | 28.8978 | 402.9357 | 0.084428 | 402.9357 | 0.068979 | 428.2192 | 0.034276 | 402.9357 | 0.0078934 | 402.9357 | 0 | 396.91 | 0.0024994 | 402.9357 | 0.0044108 | 427.5885 | 0.00013126 | 402.9357 | 0.015736 | 402.9357 | 0.0033892 | 402.3119 | 0.016947 | 650.4352 | 0.024844 | 402.3119 | 0.023715 | 649.6431 | 7.7296e-05 | 650.4352 | 0.0091894 | 400.4948 | 0.063378
|  | 403.1534 | 0.2086 | 402.5296 | 0.91932 | 428.332 | 0.0068328 | 403.1534 | 3.5533 | 402.5296 | 4.1938 | 396.8142 | 18.2169 | 402.5296 | 29.4057 | 403.1534 | 0.010968 | 403.1534 | 0.062696 | 428.332 | 0.037191 | 403.1534 | 0.0076131 | 403.1534 | 0.013022 | 397.13 | -0.00040807 | 403.1534 | 0 | 427.7025 | 0.00015117 | 403.1534 | 0 | 403.1534 | 0 | 402.5296 | -0.045757 | 650.5964 | 0.0173 | 402.5296 | -0.020345 | 649.8045 | 0.00011594 | 650.5964 | 0.0096567 | 400.7092 | 0.033819
|  | 403.3712 | 0.23725 | 402.7474 | 0.90239 | 428.4448 | 0 | 403.3712 | 3.5091 | 402.7474 | 3.8387 | 397.0317 | 18.8255 | 402.7474 | 30.044 | 403.3712 | 0.10509 | 403.3712 | 0.055468 | 428.4448 | 0.03531 | 403.3712 | 0.010915 | 403.3712 | 0.00099267 | 397.34 | 0.0043357 | 403.3712 | 0.0069839 | 427.8164 | 0.00012058 | 403.3712 | 0.027726 | 403.3712 | 0.0048437 | 402.7474 | 0.044195 | 650.7575 | 0.03556 | 402.7474 | 0.012461 | 649.9659 | 0 | 650.7575 | 0.0095009 | 400.9237 | 0.061412
|  | 403.589 | 0.21717 | 402.9651 | 0.94299 | 428.5577 | 0.013835 | 403.589 | 3.3432 | 402.9651 | 3.8878 | 397.2492 | 19.3726 | 402.9651 | 30.8836 | 403.589 | 0 | 403.589 | 0.023295 | 428.5577 | 0.040952 | 403.589 | 0.0029905 | 403.589 | 0.011228 | 397.56 | 0.0011222 | 403.589 | 0 | 427.9304 | 0.00013161 | 403.589 | 0 | 403.589 | 0 | 402.9651 | -0.036829 | 650.9187 | 0.018501 | 402.9651 | 0.017048 | 650.1273 | 0.00034783 | 650.9187 | 0.0091375 | 401.1381 | 0.047255
|  | 403.8068 | 0.22507 | 403.1829 | 0.92018 | 428.6705 | 0 | 403.8068 | 3.3149 | 403.1829 | 3.6663 | 397.4667 | 20.0353 | 403.1829 | 31.6587 | 403.8068 | 0.10784 | 403.8068 | 0.062802 | 428.6705 | 0.035451 | 403.8068 | 0.010664 | 403.8068 | 0 | 397.78 | 0.00035706 | 403.8068 | 0.019522 | 428.0444 | 0.00010796 | 403.8068 | 0.031199 | 403.8068 | 0.010439 | 403.1829 | 0.054685 | 651.0798 | 0.028448 | 403.1829 | -0.011019 | 650.2887 | 0 | 651.0798 | 0.0084625 | 401.3526 | 0.061281
|  | 404.0247 | 0.20428 | 403.4007 | 0.86011 | 428.7833 | 0.010946 | 404.0247 | 3.1749 | 403.4007 | 3.7674 | 397.6842 | 20.4993 | 403.4007 | 31.9202 | 404.0247 | 0 | 404.0247 | 0.029675 | 428.7833 | 0.039353 | 404.0247 | 0 | 404.0247 | 0.0095099 | 398 | -0.0062227 | 404.0247 | 0 | 428.1584 | 0.00013037 | 404.0247 | 0 | 404.0247 | 0 | 403.4007 | -0.047766 | 651.241 | 0.016483 | 403.4007 | -0.017252 | 650.4501 | 0.00011594 | 651.241 | 0.0089298 | 401.5671 | 0.039521
|  | 404.2425 | 0.23495 | 403.6185 | 0.8933 | 428.8961 | 0 | 404.2425 | 3.1483 | 403.6185 | 3.3311 | 397.9017 | 21.0732 | 403.6185 | 32.7442 | 404.2425 | 0.11455 | 404.2425 | 0.012748 | 428.8961 | 0.034276 | 404.2425 | 0.017609 | 404.2425 | 0 | 398.22 | 0.0066312 | 404.2425 | 0.011918 | 428.2724 | 0.00011934 | 404.2425 | 0.032278 | 404.2425 | 0.0039824 | 403.6185 | 0.041963 | 651.4022 | 0.030563 | 403.6185 | 0.030644 | 650.6116 | 0 | 651.4022 | 0.0089817 | 401.7816 | 0.058069
|  | 404.4604 | 0.21835 | 403.8363 | 0.85685 | 429.0089 | 0.012434 | 404.4604 | 3.0366 | 403.8363 | 3.3635 | 398.1192 | 21.5218 | 403.8363 | 33.1549 | 404.4603 | 0 | 404.4603 | 0.049543 | 429.0089 | 0.036814 | 404.4603 | 0.00043239 | 404.4604 | 0.0081576 | 398.44 | -0.018771 | 404.4603 | 0 | 428.3865 | 0.00016345 | 404.4603 | 0 | 404.4604 | 0 | 403.8363 | -0.050221 | 651.5634 | 0.014849 | 403.8363 | -0.016493 | 650.773 | 0.00011594 | 651.5634 | 0.0092932 | 401.9961 | 0.050532
|  | 404.6782 | 0.24599 | 404.0541 | 0.8864 | 429.1217 | 0 | 404.6782 | 3.0053 | 404.0541 | 3.2365 | 398.3367 | 22.1483 | 404.0541 | 33.8447 | 404.6782 | 0.070621 | 404.6782 | 0.050132 | 429.1217 | 0.038272 | 404.6782 | 0.011505 | 404.6782 | 0 | 398.65 | 0.014589 | 404.6782 | 0.0062031 | 428.5005 | 0.00016149 | 404.6782 | 0.021454 | 404.6782 | 0.0024208 | 404.0541 | 0.070086 | 651.7245 | 0.030082 | 404.0541 | 0.0093877 | 650.9345 | 7.7296e-05 | 651.7245 | 0.0086183 | 402.2106 | 0.056955
|  | 404.8961 | 0.21259 | 404.272 | 0.85258 | 429.2345 | 0.0083512 | 404.8961 | 2.8599 | 404.272 | 3.3451 | 398.5543 | 22.6402 | 404.272 | 33.9938 | 404.8961 | 0 | 404.8961 | 0.031089 | 429.2345 | 0.036015 | 404.8961 | 0 | 404.8961 | 0.0078202 | 398.87 | 0.0083142 | 404.8961 | 0 | 428.6145 | 0.00016274 | 404.8961 | 0 | 404.8961 | 0 | 404.272 | -0.049328 | 651.8857 | 0.023979 | 404.272 | 0.021233 | 651.0959 | 0.00011594 | 651.8857 | 0.0089298 | 402.4252 | 0.038931
|  | 405.114 | 0.23107 | 404.4898 | 0.82126 | 429.3473 | 0 | 405.114 | 2.8637 | 404.4898 | 3.0296 | 398.7719 | 23.0929 | 404.4898 | 34.2448 | 405.114 | 0.10403 | 405.114 | 0.081824 | 429.3473 | 0.037473 | 405.114 | 0.013032 | 405.114 | 0 | 399.09 | -0.0033155 | 405.114 | 0.0066961 | 428.7285 | 0.00013873 | 405.114 | 0.026618 | 405.114 | 0.0045303 | 404.4898 | 0.026785 | 652.0469 | 0.021817 | 404.4898 | 0.00091031 | 651.2574 | 0 | 652.0469 | 0.008826 | 402.6397 | 0.061609
|  | 405.3319 | 0.18876 | 404.7077 | 0.82085 | 429.4601 | 0.012259 | 405.3319 | 2.7507 | 404.7077 | 3.0277 | 398.9894 | 23.4973 | 404.7077 | 34.9071 | 405.3319 | 0 | 405.3319 | 0.0060733 | 429.4601 | 0.034276 | 405.3319 | 0 | 405.3319 | 0.0082177 | 399.31 | 0.0012752 | 405.3319 | 0 | 428.8426 | 0.00013446 | 405.3319 | 0 | 405.3319 | 0 | 404.7077 | -0.042186 | 652.2081 | 0.015474 | 404.7077 | -0.017404 | 651.4188 | 0.00011594 | 652.2081 | 0.0091894 | 402.8543 | 0.042602
|  | 405.5498 | 0.24738 | 404.9256 | 0.8246 | 429.5729 | 0 | 405.5498 | 2.7201 | 404.9256 | 2.7378 | 399.207 | 23.9388 | 404.9256 | 34.9992 | 405.5498 | 0.068112 | 405.5498 | 0.059271 | 429.5729 | 0.038789 | 405.5498 | 0.018362 | 405.5498 | 0 | 399.53 | 0.0035706 | 405.5498 | 0.0071098 | 428.9566 | 0.00013659 | 405.5498 | 0.036976 | 405.5498 | 0.0042613 | 404.9256 | 0.017108 | 652.3693 | 0.017155 | 404.9256 | 0.030925 | 651.5803 | 0.00030918 | 652.3693 | 0.0089298 | 403.0688 | 0.074127
|  | 405.7678 | 0.16434 | 405.1435 | 0.79028 | 429.6857 | 0.0048589 | 405.7678 | 2.6428 | 405.1435 | 2.8416 | 399.4246 | 24.3224 | 405.1435 | 34.6776 | 405.7678 | 0.017623 | 405.7678 | 0.0090879 | 429.6857 | 0.041469 | 405.7678 | 0 | 405.7678 | 0.011433 | 399.74 | 0.0017343 | 405.7678 | 0 | 429.0707 | 0.00013463 | 405.7678 | 0 | 405.7678 | 0 | 405.1435 | -0.045311 | 652.5306 | 0.015377 | 405.1435 | 0.0028816 | 651.7418 | 0.00011594 | 652.5306 | 0.0090856 | 403.2834 | 0.048697
|  | 405.9857 | 0.2256 | 405.3614 | 0.80669 | 429.7985 | 0 | 405.9857 | 2.6617 | 405.3614 | 2.6906 | 399.6422 | 24.6307 | 405.3614 | 34.931 | 405.9857 | 0.071504 | 405.9857 | 0.083339 | 429.7985 | 0.035075 | 405.9857 | 0.0099102 | 405.9857 | 0 | 399.96 | -0.0014792 | 405.9857 | 0.0014984 | 429.1847 | 0.00012788 | 405.9857 | 0.020556 | 405.9857 | 0.01205 | 405.3614 | 0.030802 | 652.6918 | 0.020423 | 405.3614 | 0.017861 | 651.9032 | 7.7296e-05 | 652.6918 | 0.0083068 | 403.498 | 0.081402
|  | 406.2037 | 0.1899 | 405.5794 | 0.76464 | 429.9113 | 0.0094571 | 406.2037 | 2.4936 | 405.5794 | 2.6639 | 399.8598 | 24.8253 | 405.5794 | 35.2619 | 406.2037 | 0.0065623 | 406.2037 | 0.0079156 | 429.9113 | 0.033335 | 406.2037 | 0 | 406.2037 | 0.010466 | 400.18 | -0.0019383 | 406.2037 | 0 | 429.2987 | 0.00014442 | 406.2037 | 0 | 406.2037 | 0 | 405.5794 | -0.052676 | 652.853 | 0.019174 | 405.5794 | -0.017511 | 652.0647 | 0.00034783 | 652.853 | 0.0084106 | 403.7126 | 0.047779
|  | 406.4217 | 0.19849 | 405.7973 | 0.80028 | 430.0241 | 0 | 406.4217 | 2.5183 | 405.7973 | 2.4963 | 400.0775 | 25.1112 | 405.7973 | 35.4109 | 406.4217 | 0.087191 | 406.4217 | 0.064585 | 430.0241 | 0.040247 | 406.4217 | 0.010161 | 406.4217 | 0 | 400.4 | 0.0012752 | 406.4217 | 0.0065692 | 429.4128 | 0.00015082 | 406.4217 | 0.0091267 | 406.4217 | 0.0061059 | 405.7973 | 0.0062467 | 653.0142 | 0.024075 | 405.7973 | -0.0074934 | 652.2262 | 0 | 653.0142 | 0.0079434 | 403.9273 | 0.058397
|  | 406.6397 | 0.2114 | 406.0153 | 0.75069 | 430.1369 | 0.0095447 | 406.6397 | 2.3838 | 406.0153 | 2.6231 | 400.2951 | 25.2735 | 406.0153 | 35.083 | 406.6397 | 0.0022438 | 406.6397 | 0.013191 | 430.1369 | 0.035733 | 406.6397 | 0 | 406.6397 | 0.0084062 | 400.62 | -0.010202 | 406.6397 | 0 | 429.5269 | 0.00016522 | 406.6397 | 0 | 406.6397 | 0 | 406.0153 | -0.038168 | 653.1755 | 0.015137 | 406.0153 | -0.035042 | 652.3877 | 0.00011594 | 653.1755 | 0.0087221 | 404.1419 | 0.061805
|  | 406.8577 | 0.25229 | 406.2333 | 0.78966 | 430.2497 | 0 | 406.8577 | 2.4382 | 406.2333 | 2.3485 | 400.5128 | 25.4229 | 406.2333 | 35.0468 | 406.8577 | 0.10967 | 406.8577 | 0.037479 | 430.2497 | 0.046688 | 406.8577 | 0.017092 | 406.8577 | 0 | 400.84 | 0.00096913 | 406.8577 | 0.010332 | 429.6409 | 0.00013339 | 406.8577 | 0.034618 | 406.8577 | 0.0098241 | 406.2333 | 0.039061 | 653.3367 | 0.01975 | 406.2333 | 0.023515 | 652.5492 | 0 | 653.3367 | 0.0086183 | 404.3565 | 0.07819
|  | 407.0757 | 0.16792 | 406.4513 | 0.78884 | 430.3625 | 0.015674 | 407.0757 | 2.3213 | 406.4513 | 2.5761 | 400.7304 | 25.5465 | 406.4513 | 34.8727 | 407.0757 | 0 | 407.0757 | 0.013892 | 430.3625 | 0.039729 | 407.0757 | 0 | 407.0757 | 0.0099669 | 401.05 | -0.0036216 | 407.0757 | 0 | 429.755 | 0.0001421 | 407.0757 | 0 | 407.0757 | 0 | 406.4513 | -0.016477 | 653.498 | 0.015714 | 406.4513 | -0.0011025 | 652.7107 | 0.00034783 | 653.498 | 0.009449 | 404.5712 | 0.057742
|  | 407.2938 | 0.17197 | 406.6693 | 0.77594 | 430.4753 | 0 | 407.2938 | 2.2686 | 406.6693 | 2.2355 | 400.9481 | 25.5767 | 406.6693 | 34.8844 | 407.2938 | 0.12152 | 407.2938 | 0.022457 | 430.4753 | 0.030937 | 407.2938 | 0.017455 | 407.2938 | 0.0014667 | 401.27 | 0.0054069 | 407.2938 | 0.0067387 | 429.8691 | 0.00012628 | 407.2938 | 0.023468 | 407.2938 | 0.0082289 | 406.6693 | 0.0529 | 653.6593 | 0.023979 | 406.6693 | 0.017503 | 652.8722 | 7.7296e-05 | 653.6593 | 0.0092413 | 404.7859 | 0.061674
|  | 407.5118 | 0.15518 | 406.8873 | 0.76765 | 430.5881 | 0.0044034 | 407.5118 | 2.2168 | 406.8873 | 2.2706 | 401.1658 | 25.5788 | 406.8873 | 33.9962 | 407.5118 | 0 | 407.5118 | 0.029503 | 430.5881 | 0.051484 | 407.5118 | 0 | 407.5118 | 0.010457 | 401.49 | -0.00056109 | 407.5118 | 0 | 429.9832 | 0.00013712 | 407.5118 | 0 | 407.5118 | 0 | 406.8873 | -0.055578 | 653.8205 | 0.019078 | 406.8873 | -0.01723 | 653.0338 | 0.00034783 | 653.8205 | 0.0095528 | 405.0005 | 0.061543
|  | 407.7299 | 0.19731 | 407.1053 | 0.71628 | 430.701 | 0 | 407.7299 | 2.1554 | 407.1053 | 2.1443 | 401.3835 | 25.5098 | 407.1053 | 33.4777 | 407.7299 | 0.116 | 407.7299 | 0.050837 | 430.701 | 0.035592 | 407.7299 | 0.013481 | 407.7299 | 0 | 401.71 | -0.005917 | 407.7299 | 0.0079144 | 430.0972 | 0.0001213 | 407.7299 | 0.035453 | 407.7299 | 0.0043858 | 407.1053 | 0.039284 | 653.9818 | 0.019847 | 407.1053 | 0.0071153 | 653.1953 | 0.00030918 | 653.9818 | 0.0088779 | 405.2152 | 0.066065
|  | 407.948 | 0.15774 | 407.3234 | 0.70627 | 430.8138 | 0.014886 | 407.948 | 2.1335 | 407.3234 | 2.1566 | 401.6012 | 25.3145 | 407.3234 | 32.6449 | 407.948 | 0.034534 | 407.948 | 0.065403 | 430.8138 | 0.040529 | 407.948 | 0 | 407.948 | 0.0097223 | 401.93 | -0.0020913 | 407.948 | 0 | 430.2113 | 0.0001293 | 407.948 | 0 | 407.948 | 0 | 407.3234 | -0.04732 | 654.1431 | 0.014272 | 407.3234 | 0.00073996 | 653.3568 | 0.00011594 | 654.1431 | 0.0093971 | 405.4299 | 0.066065
|  | 408.166 | 0.17965 | 407.5415 | 0.73378 | 430.9266 | 0 | 408.166 | 2.0651 | 407.5415 | 1.9136 | 401.819 | 25.1203 | 407.5415 | 32.3754 | 408.166 | 0.10615 | 408.166 | 0.059433 | 430.9266 | 0.035592 | 408.166 | 0.013277 | 408.166 | 0 | 402.15 | 0.0011222 | 408.166 | 0 | 430.3254 | 0.00015082 | 408.166 | 0.030912 | 408.166 | 0.0083914 | 407.5415 | 0.026115 | 654.3044 | 0.02297 | 407.5415 | 0.01074 | 653.5184 | 0.00054107 | 654.3044 | 0.0085664 | 405.6447 | 0.068818
|  | 408.3842 | 0.19305 | 407.7595 | 0.70065 | 431.0394 | 0.0065292 | 408.3842 | 2.003 | 407.7595 | 2.0889 | 402.0367 | 24.8504 | 407.7595 | 31.4774 | 408.3842 | 0.017853 | 408.3842 | 0.01956 | 431.0394 | 0.050167 | 408.3842 | 0 | 408.3842 | 0.010846 | 402.36 | -0.0054579 | 408.3842 | 0 | 430.4395 | 0.00017216 | 408.3842 | 0 | 408.3842 | 0 | 407.7595 | -0.046203 | 654.4657 | 0.024988 | 407.7595 | 0.017858 | 653.6799 | 0.00034783 | 654.4657 | 0.0088779 | 405.8594 | 0.05997
|  | 408.6023 | 0.18873 | 407.9776 | 0.65815 | 431.1522 | 0 | 408.6023 | 1.9912 | 407.9776 | 1.8049 | 402.2545 | 24.543 | 407.9776 | 30.6553 | 408.6023 | 0.090285 | 408.6023 | 0.05687 | 431.1522 | 0.052565 | 408.6023 | 0.013383 | 408.6023 | 0 | 402.58 | 0.0014282 | 408.6023 | 0.0023269 | 430.5536 | 0.00016558 | 408.6023 | 0.030152 | 408.6023 | 0.0086265 | 407.9776 | 0.039731 | 654.627 | 0.02494 | 407.9776 | 0.00096601 | 653.8415 | 7.7296e-05 | 654.627 | 0.008151 | 406.0741 | 0.091626
|  | 408.8204 | 0.18404 | 408.1958 | 0.68222 | 431.265 | 0.00577 | 408.8204 | 1.926 | 408.1958 | 1.845 | 402.4722 | 24.1706 | 408.1958 | 29.9199 | 408.8204 | 0.012793 | 408.8204 | 0.013046 | 431.265 | 0.035592 | 408.8204 | 0 | 408.8204 | 0.00088582 | 402.8 | -0.0013262 | 408.8204 | 0 | 430.6677 | 0.00010102 | 408.8204 | 0 | 408.8204 | 0 | 408.1958 | -0.044195 | 654.7883 | 0.018597 | 408.1958 | -0.0098603 | 654.003 | 0.00034783 | 654.7883 | 0.0085664 | 406.2889 | 0.076945
|  | 409.0386 | 0.16791 | 408.4139 | 0.70108 | 431.3778 | 0 | 409.0386 | 1.8337 | 408.4139 | 1.7208 | 402.69 | 23.694 | 408.4139 | 28.8638 | 409.0386 | 0.060484 | 409.0386 | 0.0407 | 431.3778 | 0.038131 | 409.0386 | 0 | 409.0386 | 0.0091963 | 403.02 | 0.006172 | 409.0386 | 0 | 430.7819 | 0.00024757 | 409.0386 | 0 | 409.0386 | 0 | 408.4139 | -0.052453 | 654.9496 | 0.020183 | 408.4139 | -0.018201 | 654.1646 | 0 | 654.9496 | 0.0087741 | 406.5036 | 0.077207
|  | 409.2567 | 0.19515 | 408.632 | 0.71123 | 431.4907 | 0.010771 | 409.2567 | 1.8328 | 408.632 | 1.6158 | 402.9078 | 23.2028 | 408.632 | 28.2249 | 409.2567 | 0.12747 | 409.2567 | 0.014325 | 431.4907 | 0.040811 | 409.2567 | 0.0089937 | 409.2567 | 0 | 403.24 | 0.0047948 | 409.2567 | 0.0039864 | 430.896 | 0.00020827 | 409.2567 | 0.021448 | 409.2567 | 0.0052807 | 408.632 | 0.022544 | 655.1109 | 0.017588 | 408.632 | -0.0091384 | 654.3261 | 0.00081146 | 655.1109 | 0.0086702 | 406.7184 | 0.091561
|  | 409.4749 | 0.1739 | 408.8502 | 0.67062 | 431.6035 | 0 | 409.4749 | 1.684 | 408.8502 | 1.6943 | 403.1256 | 22.6862 | 408.8502 | 27.0959 | 409.4749 | 0.018298 | 409.4749 | 0.031745 | 431.6035 | 0.040811 | 409.4749 | 0 | 409.4749 | 0.0087616 | 403.46 | -0.0022444 | 409.4749 | 0 | 431.0101 | 0.00042578 | 409.4749 | 0 | 409.4749 | 0 | 408.8502 | -0.024999 | 655.2722 | 0.020039 | 408.8502 | -0.0097928 | 654.4877 | 0 | 655.2722 | 0.0095528 | 406.9332 | 0.08114
|  | 409.6931 | 0.17397 | 409.0684 | 0.67567 | 431.7163 | 0.010333 | 409.6931 | 1.7294 | 409.0684 | 1.5137 | 403.3434 | 22.1942 | 409.0684 | 26.314 | 409.6931 | 0.12981 | 409.6931 | 0.053194 | 431.7163 | 0.046406 | 409.6931 | 0.017861 | 409.6931 | 0 | 403.68 | 5.1009e-05 | 409.6931 | 0.0086385 | 431.1242 | 0.00022196 | 409.6931 | 0.023648 | 409.6931 | 0.0085221 | 409.0684 | 0.015399 | 655.4336 | 0.022826 | 409.0684 | 0.026593 | 654.6493 | 0.00081146 | 655.4336 | 0.0086183 | 407.148 | 0.090905
|  | 409.9113 | 0.17713 | 409.2866 | 0.6699 | 431.8291 | 0 | 409.9113 | 1.6249 | 409.2866 | 1.6393 | 403.5612 | 21.5589 | 409.2866 | 25.5503 | 409.9113 | 0.067024 | 409.9113 | 0.034962 | 431.8291 | 0.041046 | 409.9113 | 0 | 409.9113 | 0.01128 | 403.89 | 0.00096913 | 409.9113 | 0 | 431.2384 | 0.0004489 | 409.9113 | 0 | 409.9113 | 0 | 409.2865 | -0.074551 | 655.5949 | 0.015714 | 409.2866 | -0.021677 | 654.8109 | 0 | 655.5949 | 0.009449 | 407.3628 | 0.096411
|  | 410.1295 | 0.1738 | 409.5048 | 0.67664 | 431.9419 | 0.013222 | 410.1295 | 1.6155 | 409.5048 | 1.384 | 403.7791 | 21.0303 | 409.5048 | 24.7281 | 410.1295 | 0.15371 | 410.1295 | 0.061924 | 431.9419 | 0.049368 | 410.1295 | 0.011238 | 410.1295 | 0 | 404.11 | -0.0022444 | 410.1295 | 0.011057 | 431.3525 | 0.00023156 | 410.1295 | 0.018882 | 410.1295 | 0.010613 | 409.5048 | 0.027008 | 655.7563 | 0.021961 | 409.5048 | 0.020994 | 654.9725 | 0.00081146 | 655.7563 | 0.0089298 | 407.5776 | 0.10179
|  | 410.3478 | 0.14326 | 409.723 | 0.65452 | 432.0547 | 0 | 410.3478 | 1.5425 | 409.723 | 1.5178 | 403.9969 | 20.3709 | 409.723 | 23.657 | 410.3478 | 0.061472 | 410.3478 | 0.022294 | 432.0547 | 0.041892 | 410.3478 | 0 | 410.3478 | 0.0096814 | 404.33 | -0.010202 | 410.3478 | 0 | 431.4666 | 0.00044552 | 410.3478 | 0 | 410.3478 | 0 | 409.723 | -0.051337 | 655.9176 | 0.020615 | 409.723 | 0.011442 | 655.1341 | 0 | 655.9176 | 0.0098643 | 407.7925 | 0.090053
|  | 410.566 | 0.19554 | 409.9412 | 0.64113 | 432.1676 | 0.0059217 | 410.566 | 1.5553 | 409.9412 | 1.2717 | 404.2148 | 19.8477 | 409.9412 | 23.0838 | 410.566 | 0.13123 | 410.566 | 0.074016 | 432.1676 | 0.049086 | 410.566 | 0.011141 | 410.566 | 0 | 404.55 | -0.0023974 | 410.566 | 0.0094197 | 431.5808 | 0.00021858 | 410.566 | 0.016241 | 410.566 | 0.0068737 | 409.9412 | 0.019742 | 656.079 | 0.023162 | 409.9412 | 0.016432 | 655.2957 | 0.00081146 | 656.079 | 0.0091375 | 408.0073 | 0.10015
|  | 410.7843 | 0.14347 | 410.1595 | 0.63844 | 432.2804 | 0 | 410.7843 | 1.4673 | 410.1595 | 1.45 | 404.4326 | 19.2921 | 410.1595 | 22.4694 | 410.7843 | 0.050224 | 410.7843 | 0.053024 | 432.2804 | 0.050967 | 410.7843 | 0 | 410.7843 | 0.0094742 | 404.77 | -0.0017853 | 410.7843 | 0 | 431.6949 | 0.00044143 | 410.7843 | 0 | 410.7843 | 0 | 410.1595 | -0.045757 | 656.2403 | 0.012734 | 410.1595 | -0.031817 | 655.4573 | 0 | 656.2403 | 0.0092932 | 408.2222 | 0.1105
|  | 411.0026 | 0.17927 | 410.3777 | 0.67116 | 432.3932 | 0.0086549 | 411.0026 | 1.4931 | 410.3777 | 1.2323 | 404.6505 | 18.6741 | 410.3777 | 21.9881 | 411.0026 | 0.16809 | 411.0026 | 0.068548 | 432.3932 | 0.045089 | 411.0026 | 0.014039 | 411.0026 | 0 | 404.99 | -0.0065293 | 411.0026 | 0.010559 | 431.8091 | 0.0002232 | 411.0026 | 0.019822 | 411.0026 | 0.0080658 | 410.3777 | 0.044641 | 656.4017 | 0.018357 | 410.3777 | 0.010345 | 655.6189 | 0.00057972 | 656.4017 | 0.0088779 | 408.4371 | 0.10886
|  | 411.2209 | 0.12912 | 410.596 | 0.63095 | 432.506 | 0 | 411.2209 | 1.3992 | 410.596 | 1.387 | 404.8684 | 18.1299 | 410.596 | 21.3637 | 411.2208 | 0.084926 | 411.2208 | 0.01496 | 432.506 | 0.048428 | 411.2208 | 0 | 411.2209 | 0.0057823 | 405.21 | 0.0037236 | 411.2208 | 0 | 431.9232 | 0.00046704 | 411.2208 | 0 | 411.2209 | 0 | 410.596 | -0.022767 | 656.5631 | 0.033638 | 410.596 | 0.0053812 | 655.7805 | 0 | 656.5631 | 0.0097086 | 408.6519 | 0.098836
|  | 411.4391 | 0.18719 | 410.8143 | 0.62222 | 432.6189 | 0.019615 | 411.4391 | 1.3864 | 410.8143 | 1.1796 | 405.0863 | 17.5887 | 410.8143 | 20.728 | 411.4392 | 0.14513 | 411.4392 | 0.068398 | 432.6189 | 0.047863 | 411.4392 | 0.0097872 | 411.4391 | 0 | 405.42 | 0.0020403 | 411.4392 | 0.0018459 | 432.0374 | 0.0002481 | 411.4392 | 0.018302 | 411.4391 | 0.0050074 | 410.8143 | 0.010658 | 656.7245 | 0.020183 | 410.8143 | 0.018514 | 655.9421 | 0.00057972 | 656.7245 | 0.0091375 | 408.8668 | 0.11869
|  | 411.6575 | 0.12542 | 411.0326 | 0.6374 | 432.7317 | 0 | 411.6575 | 1.2995 | 411.0326 | 1.2822 | 405.3043 | 16.9791 | 411.0326 | 19.7618 | 411.6575 | 0.10387 | 411.6575 | 0.016862 | 432.7317 | 0.055997 | 411.6575 | 0 | 411.6575 | 0.012132 | 405.64 | -0.0092835 | 411.6575 | 0 | 432.1516 | 0.00047327 | 411.6575 | 0 | 411.6575 | 0 | 411.0326 | -0.056917 | 656.8859 | 0.017396 | 411.0326 | -0.032339 | 656.1037 | 0 | 656.8859 | 0.0095528 | 409.0818 | 0.10939
|  | 411.8758 | 0.1468 | 411.2509 | 0.66792 | 432.8445 | 0.011997 | 411.8758 | 1.2632 | 411.2509 | 1.034 | 405.5222 | 16.443 | 411.2509 | 19.4217 | 411.8758 | 0.17212 | 411.8758 | 0.052443 | 432.8445 | 0.043209 | 411.8758 | 0.01196 | 411.8758 | 0 | 405.86 | 0.0089266 | 411.8758 | 0.011132 | 432.2657 | 0.00022943 | 411.8758 | 0.037752 | 411.8758 | 0.0072097 | 411.2509 | 0.032142 | 657.0472 | 0.023595 | 411.2509 | 0.017994 | 656.2654 | 0.00057972 | 657.0472 | 0.0084106 | 409.2967 | 0.12754
|  | 412.0941 | 0.12123 | 411.4693 | 0.6047 | 432.9573 | 0 | 412.0941 | 1.1954 | 411.4693 | 1.2304 | 405.7401 | 15.8734 | 411.4693 | 18.8103 | 412.0942 | 0.096645 | 412.0942 | 0.0069687 | 432.9573 | 0.053082 | 412.0942 | 0 | 412.0941 | 0.0078421 | 406.08 | -0.0045398 | 412.0942 | 0 | 432.3799 | 0.00043218 | 412.0942 | 0 | 412.0942 | 0 | 411.4692 | -0.036159 | 657.2087 | 0.014176 | 411.4693 | -0.003522 | 656.427 | 0 | 657.2087 | 0.0090336 | 409.5116 | 0.12171
|  | 412.3125 | 0.16032 | 411.6876 | 0.60804 | 433.0701 | 0.019702 | 412.3125 | 1.2279 | 411.6876 | 1.0652 | 405.9581 | 15.3777 | 411.6876 | 18.1676 | 412.3125 | 0.17738 | 412.3125 | 0.032666 | 433.0701 | 0.053364 | 412.3125 | 0.012248 | 412.3125 | 0.0012691 | 406.3 | -0.00086717 | 412.3125 | 0.004041 | 432.4941 | 0.00020755 | 412.3125 | 0.019092 | 412.3125 | 0.0086876 | 411.6876 | -0.0022734 | 657.3701 | 0.025421 | 411.6876 | 0.038325 | 656.5887 | 0.00057972 | 657.3701 | 0.008151 | 409.7266 | 0.12263
|  | 412.5309 | 0.13951 | 411.906 | 0.60837 | 433.183 | 0 | 412.5309 | 1.1608 | 411.906 | 1.1913 | 406.1761 | 14.8544 | 411.906 | 17.2758 | 412.5309 | 0.094522 | 412.5309 | 0.010864 | 433.183 | 0.04429 | 412.5309 | 0 | 412.5309 | 0.0054244 | 406.52 | -0.0011732 | 412.5309 | 0 | 432.6083 | 0.00042525 | 412.5309 | 0 | 412.5309 | 0 | 411.906 | -0.048882 | 657.5315 | 0.017396 | 411.906 | -0.010451 | 656.7503 | 0 | 657.5315 | 0.0089817 | 409.9415 | 0.12807
|  | 412.7493 | 0.16085 | 412.1244 | 0.59859 | 433.2958 | 0.013835 | 412.7493 | 1.1363 | 412.1244 | 0.953 | 406.394 | 14.371 | 412.1244 | 16.9215 | 412.7493 | 0.19474 | 412.7493 | 0.038709 | 433.2958 | 0.054023 | 412.7493 | 0.010464 | 412.7493 | 0.0003325 | 406.74 | -0.0017853 | 412.7493 | 9.2896e-05 | 432.7225 | 0.00021822 | 412.7493 | 0.018154 | 412.7493 | 0.012195 | 412.1243 | 0.047989 | 657.6929 | 0.021192 | 412.1244 | 0.011442 | 656.912 | 0.00081146 | 657.6929 | 0.0084106 | 410.1565 | 0.15369
|  | 412.9677 | 0.10385 | 412.3427 | 0.62008 | 433.4086 | 0 | 412.9677 | 1.0965 | 412.3427 | 1.1176 | 406.612 | 13.8882 | 412.3427 | 16.2999 | 412.9677 | 0.13285 | 412.9677 | 0.018254 | 433.4086 | 0.040811 | 412.9677 | 0.0021908 | 412.9677 | 0.0075901 | 406.95 | 0.0081613 | 412.9677 | 0 | 432.8367 | 0.00041066 | 412.9677 | 0 | 412.9677 | 0 | 412.3428 | -0.019088 | 657.8543 | 0.021817 | 412.3427 | 0.0018684 | 657.0737 | 0 | 657.8543 | 0.0090856 | 410.3715 | 0.13954
|  | 413.1861 | 0.16937 | 412.5612 | 0.59944 | 433.5215 | 0.016725 | 413.1861 | 1.0635 | 412.5612 | 0.86224 | 406.83 | 13.5151 | 412.5612 | 15.6582 | 413.1861 | 0.20809 | 413.1861 | 0.0065224 | 433.5215 | 0.054681 | 413.1861 | 0.013431 | 413.1861 | 0 | 407.17 | 0.00051009 | 413.1861 | 0.011814 | 432.9509 | 0.00019297 | 413.1861 | 0.024048 | 413.1861 | 0.011852 | 412.5612 | 0.022169 | 658.0158 | 0.01975 | 412.5612 | -0.047408 | 657.2353 | 0.00034783 | 658.0158 | 0.0083587 | 410.5865 | 0.14052
|  | 413.4045 | 0.13279 | 412.7796 | 0.56845 | 433.6343 | 0 | 413.4045 | 1.0123 | 412.7796 | 1.0042 | 407.0481 | 13.0233 | 412.7796 | 14.9454 | 413.4045 | 0.12514 | 413.4045 | 0.013763 | 433.6343 | 0.046406 | 413.4045 | 0 | 413.4045 | 0.0056457 | 407.39 | -0.0017853 | 413.4045 | 0 | 433.0651 | 0.00042934 | 413.4045 | 0 | 413.4045 | 0 | 412.7796 | -0.032365 | 658.1772 | 0.017924 | 412.7796 | -0.012812 | 657.397 | 0 | 658.1772 | 0.0090856 | 410.8014 | 0.15219
|  | 413.623 | 0.14224 | 412.998 | 0.58396 | 433.7471 | 0.022329 | 413.623 | 0.98344 | 412.998 | 0.80847 | 407.2661 | 12.6875 | 412.998 | 14.66 | 413.623 | 0.23824 | 413.623 | 0.05045 | 433.7471 | 0.048569 | 413.623 | 0.0019264 | 413.623 | 0.002871 | 407.61 | -0.0017853 | 413.623 | 0.0065679 | 433.1793 | 0.00023637 | 413.623 | 0.033854 | 413.623 | 0.0082675 | 412.998 | 0.024553 | 658.3387 | 0.01975 | 412.998 | 0.0025716 | 657.5587 | 0.00081146 | 658.3387 | 0.0086702 | 411.0165 | 0.16726
|  | 413.8414 | 0.13858 | 413.2165 | 0.57862 | 433.8599 | 0 | 413.8414 | 0.95398 | 413.2165 | 0.99826 | 407.4841 | 12.3079 | 413.2165 | 14.1043 | 413.8414 | 0.18305 | 413.8414 | 0.026539 | 433.8599 | 0.047064 | 413.8414 | 0 | 413.8414 | 0.0087188 | 407.83 | -0.0091305 | 413.8414 | 0 | 433.2935 | 0.00044339 | 413.8414 | 0 | 413.8414 | 0 | 413.2165 | -0.024776 | 658.5001 | 0.013359 | 413.2165 | -0.024642 | 657.7204 | 0 | 658.5001 | 0.0097086 | 411.2315 | 0.15658
|  | 414.0599 | 0.17021 | 413.435 | 0.59667 | 433.9728 | 0.0054663 | 414.0599 | 0.93703 | 413.435 | 0.82277 | 407.7022 | 11.9335 | 413.435 | 13.8057 | 414.0599 | 0.27929 | 414.0599 | 0.094459 | 433.9728 | 0.054963 | 414.0599 | 0.0077829 | 414.0599 | 0 | 408.05 | 0.0021933 | 414.0599 | 0.0074212 | 433.4077 | 0.00020702 | 414.0599 | 0.033652 | 414.0599 | 0.011339 | 413.435 | 0.032365 | 658.6616 | 0.022634 | 413.435 | 0.016739 | 657.8821 | 0.00081146 | 658.6616 | 0.0090856 | 411.4465 | 0.16831
|  | 414.2784 | 0.1148 | 413.6534 | 0.52737 | 434.0856 | 0 | 414.2784 | 0.89362 | 413.6534 | 0.94426 | 407.9203 | 11.554 | 413.6534 | 13.2491 | 414.2784 | 0.19397 | 414.2784 | 0.018119 | 434.0856 | 0.057361 | 414.2784 | 0 | 414.2784 | 0.0064848 | 408.27 | -0.00040807 | 414.2784 | 0 | 433.522 | 0.00043023 | 414.2784 | 0 | 414.2784 | 0 | 413.6534 | -0.031026 | 658.823 | 0.020375 | 413.6534 | -0.0076503 | 658.0438 | 0 | 658.823 | 0.01002 | 411.6616 | 0.1765
|  | 414.4969 | 0.11234 | 413.8719 | 0.55958 | 434.1984 | 0.017601 | 414.4969 | 0.8978 | 413.8719 | 0.7184 | 408.1383 | 11.3109 | 413.8719 | 12.9204 | 414.4969 | 0.30115 | 414.4969 | 0.047871 | 434.1984 | 0.052142 | 414.4969 | 0.013134 | 414.4969 | 0.0001417 | 408.49 | 0.0047948 | 414.4969 | 0.0056262 | 433.6362 | 0.00022392 | 414.4969 | 0.026507 | 414.4969 | 0.0051305 | 413.8719 | 0.021518 | 658.9845 | 0.022201 | 413.8719 | -0.0001392 | 658.2055 | 0.00057972 | 658.9845 | 0.0090856 | 411.8766 | 0.16988
|  | 414.7154 | 0.11307 | 414.0904 | 0.57167 | 434.3113 | 0 | 414.7154 | 0.82422 | 414.0904 | 0.90787 | 408.3564 | 10.9489 | 414.0904 | 12.5953 | 414.7154 | 0.19578 | 414.7154 | 0.025892 | 434.3113 | 0.05548 | 414.7154 | 4.9264e-05 | 414.7154 | 0.0075941 | 408.71 | -0.0095893 | 414.7154 | 0 | 433.7504 | 0.00044392 | 414.7154 | 0 | 414.7154 | 0 | 414.0904 | -0.040177 | 659.146 | 0.02076 | 414.0904 | -0.006177 | 658.3672 | 0 | 659.146 | 0.0097605 | 412.0917 | 0.17735
|  | 414.9339 | 0.14123 | 414.309 | 0.58178 | 434.4241 | 0.015061 | 414.9339 | 0.84665 | 414.309 | 0.76676 | 408.5745 | 10.7043 | 414.309 | 12.4215 | 414.9339 | 0.29466 | 414.9339 | 0.043575 | 434.4241 | 0.05722 | 414.9339 | 0.012135 | 414.9339 | 0.0010554 | 408.92 | -0.0049988 | 414.9339 | 0.0052238 | 433.8647 | 0.00022072 | 414.9339 | 0.027792 | 414.9339 | 0.0094147 | 414.309 | 0.021608 | 659.3075 | 0.020183 | 414.309 | 0.023025 | 658.5289 | 0.00081146 | 659.3075 | 0.0090336 | 412.3068 | 0.21615
|  | 415.1525 | 0.10207 | 414.5275 | 0.56294 | 434.5369 | 0 | 415.1525 | 0.73302 | 414.5275 | 0.83836 | 408.7926 | 10.4308 | 414.5275 | 11.9062 | 415.1525 | 0.22449 | 415.1525 | 0.029246 | 434.5369 | 0.052001 | 415.1525 | 0 | 415.1525 | 0.0059092 | 409.14 | -0.00010202 | 415.1525 | 0 | 433.9789 | 0.00043965 | 415.1525 | 0 | 415.1525 | 0 | 414.5275 | -0.023883 | 659.469 | 0.013167 | 414.5275 | -0.015279 | 658.6906 | 0 | 659.469 | 0.0096047 | 412.5219 | 0.18895
|  | 415.371 | 0.13916 | 414.7461 | 0.5539 | 434.6498 | 0.010771 | 415.371 | 0.80652 | 414.7461 | 0.63109 | 409.0108 | 10.2091 | 414.7461 | 11.7313 | 415.371 | 0.33375 | 415.371 | 0.046716 | 434.6498 | 0.052565 | 415.371 | 0.010841 | 415.371 | 0 | 409.36 | -0.0036216 | 415.371 | 0.0077704 | 434.0932 | 0.00021947 | 415.371 | 0.012932 | 415.371 | 0.0098843 | 414.7461 | 0.026115 | 659.6305 | 0.017924 | 414.7461 | 0.011076 | 658.8524 | 0.00057972 | 659.6305 | 0.0087221 | 412.737 | 0.2252
|  | 415.5896 | 0.12504 | 414.9647 | 0.52895 | 434.7626 | 0 | 415.5896 | 0.73162 | 414.9647 | 0.72715 | 409.2289 | 9.9402 | 414.9647 | 11.4869 | 415.5896 | 0.2701 | 415.5896 | 0.0063971 | 434.7626 | 0.048804 | 415.5896 | 0 | 415.5896 | 0.0092722 | 409.58 | 0.0057129 | 415.5896 | 0 | 434.2074 | 0.0004409 | 415.5896 | 0 | 415.5896 | 0 | 414.9647 | -0.026115 | 659.792 | 0.015474 | 414.9647 | -0.021639 | 659.0141 | 0 | 659.792 | 0.0092413 | 412.9522 | 0.20908
|  | 415.8082 | 0.13737 | 415.1832 | 0.56977 | 434.8754 | 0.0095447 | 415.8082 | 0.75771 | 415.1832 | 0.59275 | 409.4471 | 9.7167 | 415.1832 | 11.4711 | 415.8082 | 0.38443 | 415.8082 | 0.060986 | 434.8754 | 0.052565 | 415.8082 | 0.012166 | 415.8082 | 0 | 409.8 | 0.0078554 | 415.8082 | 0.0066649 | 434.3217 | 0.00022143 | 415.8082 | 0.025341 | 415.8082 | 0.0079864 | 415.1832 | 0.021431 | 659.9535 | 0.022057 | 415.1832 | 0.0099077 | 659.1758 | 0.00081146 | 659.9535 | 0.0084106 | 413.1673 | 0.23955
|  | 416.0268 | 0.1024 | 415.4018 | 0.54396 | 434.9883 | 0 | 416.0268 | 0.69151 | 415.4018 | 0.73312 | 409.6652 | 9.3974 | 415.4018 | 10.9858 | 416.0268 | 0.29626 | 416.0268 | 0.040006 | 434.9883 | 0.054305 | 416.0268 | 0 | 416.0268 | 0.009386 | 410.02 | 0.0023464 | 416.0268 | 0 | 434.4359 | 0.00043023 | 416.0268 | 0 | 416.0268 | 0 | 415.4018 | -0.037052 | 660.115 | 0.01975 | 415.4018 | -0.020236 | 659.3376 | 0 | 660.115 | 0.0092932 | 413.3825 | 0.23418
|  | 416.2454 | 0.13572 | 415.6205 | 0.55646 | 435.1011 | 0.0071365 | 416.2454 | 0.70293 | 415.6205 | 0.63205 | 409.8834 | 9.1703 | 415.6205 | 10.8684 | 416.2454 | 0.37948 | 416.2454 | 0.066755 | 435.1011 | 0.052001 | 416.2454 | 0.0083599 | 416.2454 | 0 | 410.24 | 0.0052539 | 416.2454 | 0.0045576 | 434.5502 | 0.00021111 | 416.2454 | 0.018713 | 416.2454 | 0.012253 | 415.6205 | 0.021836 | 660.2766 | 0.020519 | 415.6205 | 0.0027753 | 659.4993 | 0.00081146 | 660.2766 | 0.0083587 | 413.5976 | 0.24434
|  | 416.464 | 0.094112 | 415.8391 | 0.53364 | 435.214 | 0 | 416.464 | 0.60805 | 415.8391 | 0.73363 | 410.1016 | 8.9117 | 415.8391 | 10.6766 | 416.464 | 0.33866 | 416.464 | 0.032359 | 435.214 | 0.050826 | 416.464 | 0 | 416.464 | 0.0095157 | 410.46 | -0.0017853 | 416.464 | 0 | 434.6645 | 0.00042649 | 416.464 | 0 | 416.464 | 0 | 415.8391 | -0.025669 | 660.4381 | 0.019078 | 415.8391 | -0.0050708 | 659.6611 | 0 | 660.4381 | 0.0096047 | 413.8128 | 0.25725
|  | 416.6827 | 0.11475 | 416.0577 | 0.58019 | 435.3268 | 0.010508 | 416.6827 | 0.65459 | 416.0577 | 0.51902 | 410.3198 | 8.7539 | 416.0577 | 10.5846 | 416.6827 | 0.41901 | 416.6827 | 0.077749 | 435.3268 | 0.056844 | 416.6827 | 0.015518 | 416.6827 | 0 | 410.68 | -0.0010202 | 416.6827 | 0.013869 | 434.7788 | 0.00021769 | 416.6827 | 0.022459 | 416.6827 | 0.010662 | 416.0577 | 0.043971 | 660.5996 | 0.033206 | 416.0577 | 0.0067099 | 659.8229 | 0.00081146 | 660.5996 | 0.0089298 | 414.0279 | 0.25371
|  | 416.9013 | 0.11997 | 416.2764 | 0.52221 | 435.4396 | 0 | 416.9013 | 0.59257 | 416.2764 | 0.70988 | 410.538 | 8.531 | 416.2764 | 10.1788 | 416.9013 | 0.34718 | 416.9013 | 0.022237 | 435.4396 | 0.067093 | 416.9013 | 4.3393e-06 | 416.9013 | 0.0065804 | 410.89 | -0.00040807 | 416.9013 | 0 | 434.893 | 0.00045921 | 416.9013 | 0 | 416.9013 | 0 | 416.2764 | -0.045087 | 660.7612 | 0.018597 | 416.2764 | -0.0034769 | 659.9846 | 0 | 660.7612 | 0.0096047 | 414.2432 | 0.24381
|  | 417.12 | 0.13681 | 416.4951 | 0.55819 | 435.5525 | 0.013835 | 417.12 | 0.63045 | 416.4951 | 0.612 | 410.7562 | 8.4177 | 416.4951 | 10.1648 | 417.12 | 0.48989 | 417.12 | 0.068464 | 435.5525 | 0.063896 | 417.12 | 0.0091788 | 417.12 | 0 | 411.11 | 0.00051009 | 417.12 | 0.0080929 | 435.0073 | 0.00024384 | 417.12 | 0.012489 | 417.12 | 0.0091384 | 416.4951 | 0.020085 | 660.9227 | 0.018934 | 416.4951 | -0.014617 | 660.1464 | 0.00081146 | 660.9227 | 0.0087741 | 414.4584 | 0.28229
|  | 417.3387 | 0.082212 | 416.7138 | 0.53833 | 435.6653 | 0 | 417.3387 | 0.55008 | 416.7138 | 0.7015 | 410.9744 | 8.2303 | 416.7138 | 9.8285 | 417.3387 | 0.39238 | 417.3387 | 0.011238 | 435.6653 | 0.051343 | 417.3387 | 0 | 417.3387 | 0.0085135 | 411.33 | -0.0045398 | 417.3387 | 0 | 435.1216 | 0.00047825 | 417.3387 | 0 | 417.3387 | 0 | 416.7138 | -0.035936 | 661.0843 | 0.022874 | 416.7138 | -0.023509 | 660.3082 | 0 | 661.0843 | 0.009449 | 414.6736 | 0.27455
|  | 417.5574 | 0.10987 | 416.9325 | 0.5636 | 435.7782 | 0.013835 | 417.5574 | 0.58001 | 416.9325 | 0.54102 | 411.1927 | 8.0345 | 416.9325 | 9.763 | 417.5574 | 0.56067 | 417.5574 | 0.027027 | 435.7782 | 0.055339 | 417.5574 | 0.013374 | 417.5574 | 0 | 411.55 | 0.0029585 | 417.5574 | 0.005685 | 435.2359 | 0.00023601 | 417.5574 | 0.024908 | 417.5574 | 0.010113 | 416.9325 | 0.04598 | 661.2458 | 0.018597 | 416.9325 | 0.023919 | 660.47 | 0.00057972 | 661.2458 | 0.0090856 | 414.8888 | 0.2952
|  | 417.7761 | 0.098985 | 417.1512 | 0.48953 | 435.891 | 0 | 417.7761 | 0.52324 | 417.1512 | 0.71506 | 411.4109 | 7.7936 | 417.1512 | 9.3328 | 417.7761 | 0.45444 | 417.7761 | 0.049327 | 435.891 | 0.057361 | 417.7761 | 0 | 417.7761 | 0.0053985 | 411.77 | 0.0041827 | 417.7761 | 0 | 435.3502 | 0.00046295 | 417.7761 | 0 | 417.7761 | 0 | 417.1512 | -0.045087 | 661.4074 | 0.02076 | 417.1512 | -0.00075269 | 660.6318 | 0 | 661.4074 | 0.0098124 | 415.1041 | 0.29611
|  | 417.9948 | 0.13293 | 417.3699 | 0.54644 | 436.0038 | 0.019615 | 417.9948 | 0.52091 | 417.3699 | 0.47827 | 411.6292 | 7.5224 | 417.3699 | 9.1481 | 417.9948 | 0.56752 | 417.9948 | 0.069221 | 436.0038 | 0.060417 | 417.9948 | 0.011725 | 417.9948 | 0 | 411.99 | 0.0034176 | 417.9948 | 0.0029669 | 435.4645 | 0.00022979 | 417.9948 | 0.025113 | 417.9948 | 0.0063879 | 417.3699 | 0.027231 | 661.569 | 0.021144 | 417.3699 | 0.010185 | 660.7935 | 0.00081146 | 661.569 | 0.0090856 | 415.3193 | 0.30876
|  | 418.2135 | 0.11659 | 417.5887 | 0.52875 | 436.1167 | 0 | 418.2135 | 0.50459 | 417.5887 | 0.54429 | 411.8475 | 7.3163 | 417.5887 | 8.8346 | 418.2135 | 0.48747 | 418.2135 | 0.019591 | 436.1167 | 0.053223 | 418.2135 | 0 | 418.2135 | 0.012551 | 412.21 | -0.007141 | 418.2135 | 0 | 435.5788 | 0.00043841 | 418.2135 | 0 | 418.2135 | 0 | 417.5887 | -0.039954 | 661.7306 | 0.020952 | 417.5887 | 0.0022765 | 660.9554 | 0 | 661.7306 | 0.009449 | 415.5346 | 0.33911
|  | 418.4323 | 0.1268 | 417.8074 | 0.6085 | 436.2295 | 0.0078957 | 418.4323 | 0.48767 | 417.8074 | 0.51101 | 412.0658 | 7.1163 | 417.8074 | 8.8 | 418.4323 | 0.62752 | 418.4323 | 0.064552 | 436.2295 | 0.057878 | 418.4323 | 0.017973 | 418.4323 | 0 | 412.43 | 0.0047948 | 418.4323 | 0.014865 | 435.6931 | 0.00021129 | 418.4323 | 0.035159 | 418.4323 | 0.012296 | 417.8074 | 0.06473 | 661.8922 | 0.021288 | 417.8074 | 0.013072 | 661.1172 | 0.00034783 | 661.8922 | 0.0086702 | 415.7498 | 0.33721
|  | 418.6511 | 0.098807 | 418.0262 | 0.52322 | 436.3424 | 0 | 418.6511 | 0.43074 | 418.0262 | 0.58445 | 412.2841 | 6.8694 | 418.0262 | 8.366 | 418.6511 | 0.56403 | 418.6511 | 0.047518 | 436.3424 | 0.056797 | 418.6511 | 0 | 418.6511 | 0.0039912 | 412.65 | -0.010049 | 418.6511 | 0 | 435.8075 | 0.00041653 | 418.6511 | 0 | 418.6511 | 0 | 418.0262 | -0.037722 | 662.0537 | 0.023835 | 418.0262 | 0.0070126 | 661.279 | 0 | 662.0537 | 0.0092932 | 415.9651 | 0.33747
|  | 418.8698 | 0.11987 | 418.245 | 0.53237 | 436.4552 | 0.0088442 | 418.8698 | 0.47179 | 418.245 | 0.48144 | 412.5024 | 6.7352 | 418.245 | 8.308 | 418.8698 | 0.65578 | 418.8698 | 0.023814 | 436.4552 | 0.062157 | 418.8698 | 0.0059717 | 418.8698 | 0 | 412.87 | 0.0023464 | 418.8698 | 0.0054669 | 435.9218 | 0.00020666 | 418.8698 | 0.027882 | 418.8698 | 0.0083106 | 418.245 | 0.016387 | 662.2153 | 0.020808 | 418.245 | -0.0022383 | 661.4408 | 0.00081146 | 662.2153 | 0.0087221 | 416.1805 | 0.36559
|  | 419.0886 | 0.067554 | 418.4638 | 0.50204 | 436.5681 | 0 | 419.0886 | 0.40178 | 418.4638 | 0.55356 | 412.7207 | 6.4793 | 418.4638 | 7.9154 | 419.0886 | 0.60592 | 419.0886 | 0.017744 | 436.5681 | 0.06084 | 419.0886 | 0 | 419.0886 | 0.012305 | 413.08 | -0.0074475 | 419.0886 | 0 | 436.0361 | 0.0004224 | 419.0886 | 0 | 419.0886 | 0 | 418.4638 | -0.057364 | 662.3769 | 0.018309 | 418.4638 | -0.043147 | 661.6026 | 0 | 662.3769 | 0.0093971 | 416.3958 | 0.3707
|  | 419.3074 | 0.12195 | 418.6826 | 0.52228 | 436.6809 | 0.0039478 | 419.3074 | 0.44315 | 418.6826 | 0.38189 | 412.9391 | 6.3257 | 418.6826 | 7.8185 | 419.3074 | 0.77222 | 419.3074 | 0.055245 | 436.6809 | 0.067893 | 419.3074 | 0.018366 | 419.3074 | 0 | 413.3 | 0.00066312 | 419.3074 | 0.014187 | 436.1504 | 0.00022072 | 419.3074 | 0.01112 | 419.3074 | 0.008712 | 418.6826 | 0.031249 | 662.5386 | 0.015474 | 418.6826 | 0.021013 | 661.7645 | 0.00057972 | 662.5386 | 0.0090336 | 416.6111 | 0.4036
|  | 419.5262 | 0.072511 | 418.9015 | 0.49777 | 436.7938 | 0 | 419.5262 | 0.3756 | 418.9015 | 0.58538 | 413.1574 | 6.0744 | 418.9015 | 7.4212 | 419.5263 | 0.69892 | 419.5263 | 0.033702 | 436.7938 | 0.051202 | 419.5263 | 0 | 419.5262 | 0.0085637 | 413.52 | -0.0020913 | 419.5263 | 0 | 436.2648 | 0.00044054 | 419.5263 | 0 | 419.5263 | 0 | 418.9015 | -0.040847 | 662.7002 | 0.023739 | 418.9015 | -0.018542 | 661.9263 | 0 | 662.7002 | 0.0095009 | 416.8264 | 0.39508
|  | 419.7451 | 0.11304 | 419.1203 | 0.52001 | 436.9066 | 0.015762 | 419.7451 | 0.41847 | 419.1203 | 0.36673 | 413.3758 | 5.9299 | 419.1203 | 7.2438 | 419.7451 | 0.7993 | 419.7451 | 0.01936 | 436.9066 | 0.063614 | 419.7451 | 0.013636 | 419.7451 | 0 | 413.74 | -0.0014792 | 419.7451 | 0.0019691 | 436.3791 | 0.00022516 | 419.7451 | 0.014368 | 419.7451 | 0.013803 | 419.1203 | 0.030133 | 662.8618 | 0.014368 | 419.1203 | 0.0073759 | 662.0881 | 0.00057972 | 662.8618 | 0.0086183 | 417.0418 | 0.42969
|  | 419.9639 | 0.064181 | 419.3392 | 0.49443 | 437.0195 | 0 | 419.9639 | 0.37114 | 419.3392 | 0.5053 | 413.5942 | 5.7372 | 419.3392 | 6.9709 | 419.9639 | 0.73533 | 419.9639 | 0.020825 | 437.0195 | 0.047346 | 419.9639 | 0 | 419.9639 | 0.012519 | 413.96 | -0.00025504 | 419.9639 | 0 | 436.4935 | 0.00042685 | 419.9639 | 0 | 419.9639 | 0 | 419.3392 | -0.028347 | 663.0234 | 0.025517 | 419.3392 | -0.0094779 | 662.25 | 0 | 663.0234 | 0.0089298 | 417.2571 | 0.44096
|  | 420.1828 | 0.11753 | 419.5581 | 0.53253 | 437.1323 | 0.0056181 | 420.1828 | 0.3751 | 419.5581 | 0.39759 | 413.8126 | 5.5257 | 419.5581 | 6.9062 | 420.1828 | 0.88288 | 420.1828 | 0.07441 | 437.1323 | 0.059759 | 420.1828 | 0.019305 | 420.1828 | 0 | 414.18 | -0.0043867 | 420.1828 | 0.0062655 | 436.6078 | 0.00020666 | 420.1828 | 0.018582 | 420.1828 | 0.0092605 | 419.5581 | 0.048212 | 663.1851 | 0.025853 | 419.5581 | 0.0054058 | 662.4118 | 0.0010433 | 663.1851 | 0.0086702 | 417.4725 | 0.45807
|  | 420.4017 | 0.072181 | 419.777 | 0.49991 | 437.2452 | 0 | 420.4017 | 0.31765 | 419.777 | 0.47567 | 414.031 | 5.3495 | 419.777 | 6.4841 | 420.4017 | 0.81736 | 420.4017 | 0.026837 | 437.2452 | 0.055621 | 420.4017 | 0 | 420.4017 | 0.010407 | 414.4 | 0.0014282 | 420.4017 | 0 | 436.7222 | 0.00041831 | 420.4017 | 0 | 420.4017 | 0 | 419.777 | -0.053123 | 663.3467 | 0.01605 | 419.777 | -0.027018 | 662.5737 | 0 | 663.3467 | 0.009449 | 417.6879 | 0.47275
|  | 420.6206 | 0.10654 | 419.9959 | 0.51333 | 437.358 | 0.0060736 | 420.6206 | 0.37337 | 419.9959 | 0.39437 | 414.2494 | 5.1325 | 419.9959 | 6.3338 | 420.6206 | 0.9605 | 420.6206 | 0.052618 | 437.358 | 0.054023 | 420.6206 | 0.0094867 | 420.6206 | 0 | 414.62 | -0.011579 | 420.6206 | 0.0020181 | 436.8365 | 0.0002136 | 420.6206 | 0.025367 | 420.6206 | 0.012228 | 419.9959 | 0.012074 | 663.5084 | 0.016915 | 419.9959 | 0.016178 | 662.7356 | 0.00081146 | 663.5084 | 0.0088779 | 417.9033 | 0.49556
|  | 420.8395 | 0.075564 | 420.2148 | 0.49582 | 437.4709 | 0 | 420.8395 | 0.28378 | 420.2148 | 0.43149 | 414.4678 | 4.9857 | 420.2148 | 6.0032 | 420.8395 | 0.88427 | 420.8395 | 0.039784 | 437.4709 | 0.050967 | 420.8395 | 0 | 420.8395 | 0.0081364 | 414.84 | -0.013721 | 420.8395 | 0 | 436.9509 | 0.00045175 | 420.8395 | 0 | 420.8395 | 0 | 420.2148 | -0.037275 | 663.67 | 0.020423 | 420.2148 | -0.015385 | 662.8975 | 0 | 663.67 | 0.0095009 | 418.1187 | 0.49739
|  | 421.0584 | 0.087728 | 420.4338 | 0.45712 | 437.5838 | 0.011997 | 421.0584 | 0.34442 | 420.4338 | 0.28661 | 414.6862 | 4.8205 | 420.4338 | 5.9205 | 421.0584 | 0.99019 | 421.0584 | 0.050955 | 437.5838 | 0.063238 | 421.0584 | 0.015582 | 421.0584 | 0 | 415.06 | -0.0048458 | 421.0584 | 0.008856 | 437.0653 | 0.00024063 | 421.0584 | 0.042726 | 421.0584 | 0.0085633 | 420.4337 | 0.017828 | 663.8317 | 0.020952 | 420.4338 | -0.00018109 | 663.0593 | 0.00057972 | 663.8317 | 0.0086183 | 418.3341 | 0.53783
|  | 421.2773 | 0.089429 | 420.6527 | 0.487 | 437.6966 | 0 | 421.2773 | 0.28505 | 420.6527 | 0.45438 | 414.9047 | 4.6336 | 420.6527 | 5.5926 | 421.2773 | 0.95147 | 421.2773 | 0.042709 | 437.6966 | 0.058301 | 421.2773 | 0 | 421.2773 | 0.0095445 | 415.28 | -0.00607 | 421.2773 | 0 | 437.1796 | 0.00047167 | 421.2773 | 0 | 421.2773 | 0 | 420.6527 | -0.039284 | 663.9934 | 0.01927 | 420.6527 | -0.0091025 | 663.2212 | 0 | 663.9934 | 0.0093451 | 418.5496 | 0.54393
|  | 421.4963 | 0.092115 | 420.8717 | 0.47967 | 437.8095 | 0.017163 | 421.4963 | 0.32943 | 420.8717 | 0.32734 | 415.1232 | 4.5035 | 420.8717 | 5.4792 | 421.4963 | 1.0623 | 421.4963 | 0.072522 | 437.8095 | 0.065119 | 421.4963 | 0.011108 | 421.4963 | 0 | 415.5 | 0.00051009 | 421.4963 | 0.0020193 | 437.294 | 0.0002369 | 421.4963 | 0.01588 | 421.4963 | 0.0061429 | 420.8717 | 0.027901 | 664.155 | 0.028304 | 420.8717 | -0.0066078 | 663.3831 | 0.00081146 | 664.155 | 0.0085145 | 418.765 | 0.57683
|  | 421.7152 | 0.071336 | 421.0907 | 0.45131 | 437.9223 | 0 | 421.7152 | 0.26129 | 421.0907 | 0.37806 | 415.3416 | 4.3334 | 421.0907 | 5.177 | 421.7152 | 1.0334 | 421.7152 | 0.058736 | 437.9223 | 0.062157 | 421.7152 | 0 | 421.7152 | 0.0099748 | 415.72 | -0.0036216 | 421.7152 | 0 | 437.4084 | 0.00046366 | 421.7152 | 0 | 421.7152 | 0 | 421.0907 | -0.033704 | 664.3167 | 0.021048 | 421.0907 | -0.011518 | 663.545 | 0 | 664.3167 | 0.0095009 | 418.9805 | 0.56496
|  | 421.9342 | 0.095626 | 421.3097 | 0.50061 | 438.0352 | 0.0099825 | 421.9342 | 0.2955 | 421.3097 | 0.30112 | 415.5601 | 4.1899 | 421.3097 | 5.1277 | 421.9342 | 1.138 | 421.9342 | 0.040611 | 438.0352 | 0.058677 | 421.9342 | 0.014617 | 421.9342 | 0 | 415.93 | -0.0031625 | 421.9342 | 0.0089731 | 437.5228 | 0.00023281 | 421.9342 | 0.0427 | 421.9342 | 0.010919 | 421.3097 | 0.025222 | 664.4784 | 0.025421 | 421.3097 | -0.009983 | 663.7069 | 0.00057972 | 664.4784 | 0.0087741 | 419.1959 | 0.60979
|  | 422.1532 | 0.073032 | 421.5287 | 0.47111 | 438.1481 | 0 | 422.1532 | 0.29113 | 421.5287 | 0.4518 | 415.7786 | 4.0306 | 421.5287 | 4.8324 | 422.1532 | 1.0753 | 422.1532 | 0.03757 | 438.1481 | 0.060135 | 422.1532 | 0 | 422.1532 | 0.0087479 | 416.15 | -0.0063763 | 422.1532 | 0 | 437.6372 | 0.00045015 | 422.1532 | 0 | 422.1532 | 0 | 421.5287 | -0.014809 | 664.6401 | 0.017492 | 421.5287 | -0.018751 | 663.8688 | 0 | 664.6401 | 0.0093971 | 419.4114 | 0.61871
|  | 422.3722 | 0.10502 | 421.7477 | 0.50557 | 438.2609 | 0.0072883 | 422.3722 | 0.28866 | 421.7477 | 0.24503 | 415.9971 | 3.8818 | 421.7477 | 4.7994 | 422.3722 | 1.2404 | 422.3722 | 0.032292 | 438.2609 | 0.05722 | 422.3722 | 0.023352 | 422.3722 | 0 | 416.37 | -0.0063763 | 422.3722 | 0.01069 | 437.7516 | 0.00022445 | 422.3722 | 0.039331 | 422.3722 | 0.0089286 | 421.7477 | 0.058926 | 664.8018 | 0.015281 | 421.7477 | 0.016911 | 664.0307 | 0.00057972 | 664.8018 | 0.0086183 | 419.6269 | 0.6501
|  | 422.5912 | 0.058467 | 421.9667 | 0.47722 | 438.3738 | 0 | 422.5912 | 0.2787 | 421.9667 | 0.38309 | 416.2156 | 3.7216 | 421.9667 | 4.5577 | 422.5912 | 1.1747 | 422.5912 | 0.068143 | 438.3738 | 0.057361 | 422.5912 | 0 | 422.5912 | 0.0075497 | 416.59 | -0.0092835 | 422.5912 | 0 | 437.866 | 0.00046829 | 422.5912 | 0 | 422.5912 | 0 | 421.9667 | -0.030579 | 664.9635 | 0.020087 | 421.9667 | -0.013496 | 664.1926 | 0 | 664.9635 | 0.0091894 | 419.8424 | 0.66531
|  | 422.8102 | 0.086737 | 422.1858 | 0.48499 | 438.4866 | 0.010771 | 422.8102 | 0.2357 | 422.1858 | 0.274 | 416.4342 | 3.6256 | 422.1858 | 4.5035 | 422.8102 | 1.2967 | 422.8102 | 0.082642 | 438.4866 | 0.067658 | 422.8102 | 0.013021 | 422.8102 | 0.0016332 | 416.81 | 0.0069371 | 422.8102 | 0.010225 | 437.9804 | 0.00024793 | 422.8102 | 0.028541 | 422.8102 | 0.0028121 | 422.1858 | 0.041739 | 665.1252 | 0.019847 | 422.1858 | 0.029752 | 664.3546 | 0.00057972 | 665.1252 | 0.008826 | 420.0579 | 0.67258
|  | 423.0293 | 0.073764 | 422.4049 | 0.49837 | 438.5995 | 0 | 423.0293 | 0.2099 | 422.4049 | 0.41076 | 416.6527 | 3.4679 | 422.4049 | 4.2371 | 423.0293 | 1.2813 | 423.0293 | 0.033547 | 438.5995 | 0.055762 | 423.0293 | 0 | 423.0293 | 0.0071579 | 417.03 | -0.010049 | 423.0293 | 0 | 438.0948 | 0.00047576 | 423.0293 | 0 | 423.0293 | 0 | 422.4049 | -0.037275 | 665.287 | 0.022297 | 422.4049 | -0.016562 | 664.5165 | 0 | 665.287 | 0.0097086 | 420.2734 | 0.69598
|  | 423.2484 | 0.079223 | 422.624 | 0.49437 | 438.7124 | 0.0080475 | 423.2484 | 0.24277 | 422.624 | 0.2774 | 416.8713 | 3.3256 | 422.624 | 4.2135 | 423.2483 | 1.4286 | 423.2483 | 0.057349 | 438.7124 | 0.057079 | 423.2483 | 0.012585 | 423.2484 | 0 | 417.25 | 0.0051009 | 423.2483 | 0.0065134 | 438.2092 | 0.00023192 | 423.2483 | 0.03553 | 423.2484 | 0.01203 | 422.6239 | 0.025669 | 665.4487 | 0.023835 | 422.624 | 0.0017771 | 664.6784 | 0.00081146 | 665.4487 | 0.0090856 | 420.489 | 0.71125
|  | 423.4674 | 0.068881 | 422.8431 | 0.45564 | 438.8252 | 0 | 423.4674 | 0.21447 | 422.8431 | 0.3446 | 417.0898 | 3.1987 | 422.8431 | 3.9852 | 423.4674 | 1.421 | 423.4674 | 0.064081 | 438.8252 | 0.058677 | 423.4674 | 0 | 423.4674 | 0.0055898 | 417.47 | 0.0055599 | 423.4674 | 0 | 438.3236 | 0.00043272 | 423.4674 | 0 | 423.4674 | 0 | 422.8431 | -0.035266 | 665.6104 | 0.018741 | 422.8431 | -0.002243 | 664.8404 | 0 | 665.6104 | 0.0093971 | 420.7045 | 0.74147
|  | 423.6865 | 0.074114 | 423.0622 | 0.45466 | 438.9381 | 0.014448 | 423.6865 | 0.26213 | 423.0622 | 0.23604 | 417.3084 | 3.1472 | 423.0622 | 3.9751 | 423.6865 | 1.5492 | 423.6865 | 0.070126 | 438.9381 | 0.05628 | 423.6865 | 0.0068765 | 423.6865 | 0 | 417.69 | 0.0034176 | 423.6865 | 0.00096159 | 438.4381 | 0.00020453 | 423.6865 | 0.030295 | 423.6865 | 0.0099424 | 423.0622 | 0.033481 | 665.7722 | 0.025084 | 423.0622 | -0.00070851 | 665.0023 | 0.00081146 | 665.7722 | 0.0084106 | 420.9201 | 0.75418
|  | 423.9056 | 0.068271 | 423.2813 | 0.48287 | 439.051 | 0.0030438 | 423.9056 | 0.19897 | 423.2813 | 0.33278 | 417.527 | 3.0003 | 423.2813 | 3.7418 | 423.9056 | 1.564 | 423.9056 | 0.052524 | 439.051 | 0.060041 | 423.9056 | 0 | 423.9056 | 0.0061157 | 417.91 | 0.0015813 | 423.9056 | 0 | 438.5525 | 0.00044641 | 423.9056 | 0 | 423.9056 | 0 | 423.2813 | -0.011631 | 665.9339 | 0.017636 | 423.2813 | -0.024686 | 665.1643 | 0 | 665.9339 | 0.0090336 | 421.1357 | 0.78662
|  | 424.1247 | 0.050976 | 423.5004 | 0.48417 | 439.1639 | 0.014448 | 424.1247 | 0.19279 | 423.5004 | 0.22817 | 417.7456 | 2.9259 | 423.5004 | 3.7042 | 424.1247 | 1.7323 | 424.1247 | 0.038422 | 439.1639 | 0.061075 | 424.1247 | 0.015777 | 424.1247 | 0 | 418.13 | 0.0038766 | 424.1247 | 0.012107 | 438.6669 | 0.00024561 | 424.1247 | 0.018503 | 424.1247 | 0.0070067 | 423.5004 | 0.020258 | 666.0957 | 0.017396 | 423.5004 | 0.03685 | 665.3262 | 0.00081146 | 666.0957 | 0.0083587 | 421.3513 | 0.8266
|  | 424.3438 | 0.061709 | 423.7196 | 0.47069 | 439.2767 | 0 | 424.3438 | 0.16686 | 423.7196 | 0.31426 | 417.9642 | 2.8097 | 423.7196 | 3.5204 | 424.3438 | 1.6672 | 424.3438 | 0.036411 | 439.2767 | 0.054963 | 424.3438 | 0 | 424.3438 | 0.010729 | 418.35 | -0.0091305 | 424.3438 | 0 | 438.7814 | 0.00048607 | 424.3438 | 0 | 424.3438 | 0 | 423.7196 | -0.036829 | 666.2574 | 0.021384 | 423.7196 | -0.003724 | 665.4882 | 0 | 666.2574 | 0.0091894 | 421.5669 | 0.83054
|  | 424.563 | 0.076465 | 423.9388 | 0.48491 | 439.3896 | 0.014448 | 424.563 | 0.21105 | 423.9388 | 0.21692 | 418.1829 | 2.7388 | 423.9388 | 3.5338 | 424.563 | 1.8716 | 424.563 | 0.045295 | 439.3896 | 0.069632 | 424.563 | 0.01436 | 424.563 | 0 | 418.57 | 0.0029585 | 424.563 | 0.007057 | 438.8958 | 0.00024384 | 424.563 | 0.02655 | 424.563 | 0.0085563 | 423.9388 | 0.0033669 | 666.4192 | 0.022153 | 423.9388 | 0.038677 | 665.6502 | 0.00057972 | 666.4192 | 0.0087741 | 421.7825 | 0.86763
|  | 424.7821 | 0.039524 | 424.158 | 0.44364 | 439.5025 | 0 | 424.7821 | 0.19393 | 424.158 | 0.34302 | 418.4015 | 2.6086 | 424.158 | 3.4016 | 424.7821 | 1.8883 | 424.7821 | 0.044088 | 439.5025 | 0.064414 | 424.7821 | 0 | 424.7821 | 0.010728 | 418.79 | -0.0177 | 424.7821 | 0 | 439.0103 | 0.00045637 | 424.7821 | 0 | 424.7821 | 0 | 424.158 | -0.047989 | 666.581 | 0.026526 | 424.158 | -0.010688 | 665.8121 | 0 | 666.581 | 0.0098124 | 421.9981 | 0.85492
|  | 425.0013 | 0.075779 | 424.3772 | 0.47307 | 439.6153 | 0.012872 | 425.0013 | 0.18819 | 424.3772 | 0.1806 | 418.6201 | 2.5308 | 424.3772 | 3.4305 | 425.0013 | 2.0712 | 425.0013 | 0.09688 | 439.6153 | 0.060981 | 425.0013 | 0.011809 | 425.0013 | 0 | 419.01 | -0.0046928 | 425.0013 | 0.0085591 | 439.1247 | 0.00021574 | 425.0013 | 0.016246 | 425.0013 | 0.0084713 | 424.3772 | 0.027231 | 666.7427 | 0.017492 | 424.3772 | 0.0067022 | 665.9741 | 0.00081146 | 666.7427 | 0.0092413 | 422.2138 | 0.89529
|  | 425.2205 | 0.051988 | 424.5964 | 0.48549 | 439.7282 | 0 | 425.2205 | 0.16517 | 424.5964 | 0.34832 | 418.8388 | 2.4462 | 424.5964 | 3.2259 | 425.2205 | 2.0995 | 425.2205 | 0.048907 | 439.7282 | 0.060276 | 425.2205 | 0 | 425.2205 | 0.0082094 | 419.23 | -0.0057639 | 425.2205 | 0 | 439.2392 | 0.00045228 | 425.2205 | 0 | 425.2205 | 0 | 424.5964 | -0.031695 | 666.9045 | 0.01384 | 424.5964 | -0.015535 | 666.1361 | 0 | 666.9045 | 0.0096047 | 422.4294 | 0.94196
|  | 425.4397 | 0.065812 | 424.8156 | 0.44685 | 439.8411 | 0.010946 | 425.4397 | 0.19543 | 424.8156 | 0.20236 | 419.0575 | 2.376 | 424.8156 | 3.2041 | 425.4397 | 2.2275 | 425.4397 | 0.10217 | 439.8411 | 0.063614 | 425.4397 | 0.010111 | 425.4397 | 0 | 419.45 | -0.0046928 | 425.4397 | 0.015281 | 439.3536 | 0.00024063 | 425.4397 | 0.026129 | 425.4397 | 0.0078081 | 424.8156 | 0.015764 | 667.0663 | 0.017924 | 424.8156 | 0.025751 | 666.2981 | 0.0010433 | 667.0663 | 0.0086702 | 422.6451 | 0.95539
|  | 425.6589 | 0.029559 | 425.0349 | 0.46332 | 439.954 | 0 | 425.6589 | 0.14631 | 425.0349 | 0.33667 | 419.2762 | 2.2743 | 425.0349 | 2.9913 | 425.6589 | 2.2285 | 425.6589 | 0.10252 | 439.954 | 0.063896 | 425.6589 | 0 | 425.6589 | 0.0083435 | 419.67 | -0.0077534 | 425.6589 | 0 | 439.4681 | 0.00046455 | 425.6589 | 0 | 425.6589 | 0 | 425.0349 | -0.041516 | 667.2281 | 0.02076 | 425.0349 | -0.018937 | 666.4601 | 0 | 667.2281 | 0.0092413 | 422.8607 | 0.96509
|  | 425.8781 | 0.069741 | 425.2541 | 0.4989 | 440.0668 | 0.0091069 | 425.8781 | 0.21579 | 425.2541 | 0.18421 | 419.4949 | 2.2326 | 425.2541 | 3.0266 | 425.8781 | 2.4379 | 425.8781 | 0.086751 | 440.0668 | 0.065354 | 425.8781 | 0.0078984 | 425.8781 | 0 | 419.89 | 0.013517 | 425.8781 | 0.010048 | 439.5826 | 0.00022765 | 425.8781 | 0.027924 | 425.8781 | 0.0095448 | 425.2541 | 0.02991 | 667.3899 | 0.022922 | 425.2541 | 0.01252 | 666.6221 | 0.00081146 | 667.3899 | 0.0087741 | 423.0764 | 1.0097
|  | 426.0973 | 0.043481 | 425.4734 | 0.44814 | 440.1797 | 0 | 426.0973 | 0.16724 | 425.4734 | 0.35399 | 419.7136 | 2.1514 | 425.4734 | 2.8171 | 426.0973 | 2.4388 | 426.0973 | 0.053813 | 440.1797 | 0.063238 | 426.0973 | 0 | 426.0973 | 0.0030786 | 420.1 | -0.0023974 | 426.0973 | 0 | 439.697 | 0.00047753 | 426.0973 | 0 | 426.0973 | 0 | 425.4734 | -0.044195 | 667.5517 | 0.018741 | 425.4734 | -0.010384 | 666.7841 | 0 | 667.5517 | 0.0091375 | 423.2921 | 1.0423
|  | 426.3166 | 0.080223 | 425.6927 | 0.39311 | 440.2926 | 0.011997 | 426.3166 | 0.16796 | 425.6927 | 0.15875 | 419.9323 | 2.1099 | 425.6927 | 2.8225 | 426.3166 | 2.6119 | 426.3166 | 0.083434 | 440.2926 | 0.075227 | 426.3166 | 0.0066038 | 426.3166 | 0 | 420.32 | 0.0015813 | 426.3166 | 0.0023243 | 439.8115 | 0.00025255 | 426.3166 | 0.015408 | 426.3166 | 0.010186 | 425.6927 | 0.0072863 | 667.7135 | 0.028641 | 425.6927 | 0.0061981 | 666.9461 | 0.00057972 | 667.7135 | 0.0085664 | 423.5078 | 1.0649
|  | 426.5359 | 0.075175 | 425.912 | 0.44075 | 440.4055 | 0 | 426.5359 | 0.16845 | 425.912 | 0.3313 | 420.1511 | 2.0213 | 425.912 | 2.636 | 426.5358 | 2.6134 | 426.5358 | 0.047707 | 440.4055 | 0.063238 | 426.5358 | 0 | 426.5359 | 0.0097349 | 420.54 | -0.0054579 | 426.5358 | 0 | 439.926 | 0.00047451 | 426.5358 | 0 | 426.5359 | 0 | 425.912 | -0.030579 | 667.8753 | 0.01951 | 425.912 | -0.014013 | 667.1081 | 7.7296e-05 | 667.8753 | 0.0097086 | 423.7235 | 1.1114
|  | 426.7551 | 0.096882 | 426.1313 | 0.48787 | 440.5184 | 0.014711 | 426.7551 | 0.1522 | 426.1313 | 0.13851 | 420.3698 | 1.9688 | 426.1313 | 2.6713 | 426.7551 | 2.8483 | 426.7551 | 0.105 | 440.5184 | 0.068551 | 426.7551 | 0.013203 | 426.7551 | 0 | 420.76 | 0.0073959 | 426.7551 | 0.0051703 | 440.0405 | 0.0002232 | 426.7551 | 0.022889 | 426.7551 | 0.0081534 | 426.1313 | 0.016757 | 668.0372 | 0.020135 | 426.1313 | 0.011318 | 667.2702 | 0.00081146 | 668.0372 | 0.0092932 | 423.9392 | 1.136
|  | 426.9744 | 0.053179 | 426.3506 | 0.45733 | 440.6313 | 0 | 426.9744 | 0.13507 | 426.3506 | 0.27345 | 420.5886 | 1.8848 | 426.3506 | 2.5224 | 426.9744 | 2.8751 | 426.9744 | 0.084728 | 440.6313 | 0.065777 | 426.9744 | 0 | 426.9744 | 0.0092284 | 420.98 | -0.0010202 | 426.9744 | 0 | 440.155 | 0.00041315 | 426.9744 | 0 | 426.9744 | 0 | 426.3506 | -0.031249 | 668.199 | 0.018597 | 426.3506 | -0.0034385 | 667.4322 | 0 | 668.199 | 0.0099682 | 424.155 | 1.1405
|  | 427.1937 | 0.10063 | 426.57 | 0.47053 | 440.7441 | 0.017776 | 427.1937 | 0.16075 | 426.57 | 0.24244 | 420.8073 | 1.8609 | 426.57 | 2.5748 | 427.1937 | 3.0949 | 427.1937 | 0.10727 | 440.7441 | 0.074193 | 427.1937 | 0.010172 | 427.1937 | 0 | 421.2 | 0.00051009 | 427.1937 | 0.0044865 | 440.2695 | 0.00018995 | 427.1937 | 0.039373 | 427.1937 | 0.0045405 | 426.57 | 0.042855 | 668.3608 | 0.015233 | 426.57 | -0.0094159 | 667.5942 | 0.00081146 | 668.3608 | 0.0087221 | 424.3707 | 1.1803
|  | 427.413 | 0.011808 | 426.7894 | 0.42846 | 440.857 | 0 | 427.413 | 0.084449 | 426.7894 | 0.31376 | 421.0261 | 1.7876 | 426.7894 | 2.3645 | 427.413 | 3.1079 | 427.413 | 0.05367 | 440.857 | 0.069115 | 427.413 | 0 | 427.413 | 0.0074068 | 421.42 | -0.0083652 | 427.413 | 0 | 440.384 | 0.00042613 | 427.413 | 0 | 427.413 | 0 | 426.7894 | -0.072095 | 668.5227 | 0.017924 | 426.7894 | -0.0069505 | 667.7563 | 0 | 668.5227 | 0.0095009 | 424.5865 | 1.2282
|  | 427.6324 | 0.061182 | 427.0087 | 0.45842 | 440.9699 | 0.015061 | 427.6324 | 0.16118 | 427.0087 | 0.17209 | 421.2449 | 1.7514 | 427.0087 | 2.3896 | 427.6324 | 3.4103 | 427.6324 | 0.10456 | 440.9699 | 0.062956 | 427.6324 | 0.014544 | 427.6324 | 0.0031328 | 421.64 | 0.010151 | 427.6324 | 0.0060618 | 440.4985 | 0.00023637 | 427.6324 | 0.038419 | 427.6324 | 0.012036 | 427.0087 | 0.048436 | 668.6845 | 0.020712 | 427.0087 | -0.015839 | 667.9183 | 0.00081146 | 668.6845 | 0.008826 | 424.8023 | 1.279
|  | 427.8517 | 0.061476 | 427.2281 | 0.47837 | 441.0828 | 0 | 427.8517 | 0.13364 | 427.2281 | 0.24417 | 421.4637 | 1.6968 | 427.2281 | 2.2374 | 427.8517 | 3.4386 | 427.8517 | 0.086136 | 441.0828 | 0.063379 | 427.8517 | 0 | 427.8517 | 0.0077672 | 421.86 | -0.0034686 | 427.8517 | 0 | 440.613 | 0.00047629 | 427.8517 | 0 | 427.8517 | 0 | 427.2281 | -0.029017 | 668.8464 | 0.020375 | 427.2281 | 0.010192 | 668.0804 | 0 | 668.8464 | 0.0093971 | 425.0181 | 1.3172
|  | 428.0711 | 0.10233 | 427.4475 | 0.44783 | 441.1957 | 0.0091069 | 428.0711 | 0.1489 | 427.4475 | 0.13641 | 421.6825 | 1.6744 | 427.4475 | 2.228 | 428.0711 | 3.6351 | 428.0711 | 0.10926 | 441.1957 | 0.068833 | 428.0711 | 0.0092624 | 428.0711 | 0 | 422.08 | 0.0018873 | 428.0711 | 0.0052501 | 440.7275 | 0.00024633 | 428.0711 | 0.051754 | 428.0711 | 0.0075201 | 427.4475 | 0.024776 | 669.0083 | 0.033975 | 427.4475 | 0.045058 | 668.2424 | 0.00057972 | 669.0083 | 0.0085145 | 425.2339 | 1.3531
|  | 428.2904 | 0.059052 | 427.6669 | 0.41509 | 441.3086 | 0 | 428.2904 | 0.10321 | 427.6669 | 0.27226 | 421.9014 | 1.6132 | 427.6669 | 2.0208 | 428.2905 | 3.6089 | 428.2905 | 0.089064 | 441.3086 | 0.06935 | 428.2905 | 0 | 428.2904 | 0.008544 | 422.3 | 0.007243 | 428.2905 | 0 | 440.8421 | 0.00047131 | 428.2905 | 0 | 428.2904 | 0 | 427.6669 | -0.041963 | 669.1701 | 0.018837 | 427.6669 | 0.0041349 | 668.4045 | 0 | 669.1701 | 0.0085664 | 425.4497 | 1.3703
|  | 428.5098 | 0.059092 | 427.8864 | 0.44162 | 441.4214 | 0.011384 | 428.5098 | 0.1532 | 427.8864 | 0.14882 | 422.1202 | 1.5902 | 427.8864 | 2.0776 | 428.5098 | 3.8703 | 428.5098 | 0.09324 | 441.4214 | 0.065354 | 428.5098 | 0.01089 | 428.5098 | 0 | 422.52 | 0.0018873 | 428.5098 | 0.001717 | 440.9566 | 0.00023192 | 428.5098 | 0.023471 | 428.5098 | 0.0066912 | 427.8864 | 0.013977 | 669.332 | 0.022057 | 427.8864 | 0.011757 | 668.5666 | 0.0012752 | 669.332 | 0.0078915 | 425.6655 | 1.4161
|  | 428.7292 | 0.082982 | 428.1058 | 0.41299 | 441.5343 | 0 | 428.7292 | 0.16807 | 428.1058 | 0.25715 | 422.3391 | 1.5174 | 428.1058 | 1.9087 | 428.7292 | 3.9189 | 428.7292 | 0.11366 | 441.5343 | 0.067376 | 428.7292 | 0 | 428.7292 | 0.009712 | 422.74 | 0.0044887 | 428.7292 | 0 | 441.0711 | 0.0004658 | 428.7292 | 0 | 428.7292 | 0 | 428.1058 | -0.036382 | 669.4939 | 0.018645 | 428.1058 | -0.022327 | 668.7287 | 0 | 669.4939 | 0.0090856 | 425.8813 | 1.4557
|  | 428.9487 | 0.074488 | 428.3253 | 0.44581 | 441.6472 | 0.0054663 | 428.9487 | 0.14601 | 428.3253 | 0.1398 | 422.5579 | 1.5265 | 428.3253 | 1.9766 | 428.9487 | 4.1601 | 428.9487 | 0.096946 | 441.6472 | 0.078425 | 428.9487 | 0.016025 | 428.9487 | 0 | 422.96 | 0.0023464 | 428.9487 | 0.010347 | 441.1857 | 0.00024063 | 428.9487 | 0.040174 | 428.9487 | 0.0079218 | 428.3253 | 0.030133 | 669.6558 | 0.023162 | 428.3253 | 0.013209 | 668.8907 | 0.0010433 | 669.6558 | 0.0089298 | 426.0972 | 1.4858
|  | 429.1681 | 0.061982 | 428.5448 | 0.43664 | 441.7601 | 0 | 429.1681 | 0.14102 | 428.5448 | 0.26562 | 422.7768 | 1.4554 | 428.5448 | 1.8011 | 429.1681 | 4.1456 | 429.1681 | 0.11369 | 441.7601 | 0.070855 | 429.1681 | 0 | 429.1681 | 0.0075914 | 423.18 | 0.0026524 | 429.1681 | 0 | 441.3002 | 0.00046135 | 429.1681 | 0 | 429.1681 | 0 | 428.5448 | -0.036606 | 669.8177 | 0.023306 | 428.5448 | 0.002038 | 669.0528 | 0 | 669.8177 | 0.0098124 | 426.313 | 1.5335
|  | 429.3875 | 0.071146 | 428.7643 | 0.4415 | 441.873 | 0.0085031 | 429.3875 | 0.12766 | 428.7643 | 0.09989 | 422.9957 | 1.4445 | 428.7643 | 1.8669 | 429.3875 | 4.3979 | 429.3875 | 0.13818 | 441.873 | 0.070996 | 429.3875 | 0.014935 | 429.3875 | 0 | 423.4 | 0.01719 | 429.3875 | 0.0055637 | 441.4147 | 0.00022143 | 429.3875 | 0.013677 | 429.3875 | 0.010903 | 428.7643 | 0.0073632 | 669.9796 | 0.013263 | 428.7643 | 0.018491 | 669.2149 | 0.0010433 | 669.9796 | 0.0089298 | 426.5289 | 1.59
|  | 429.607 | 0.10314 | 428.9838 | 0.42763 | 441.9859 | 0 | 429.607 | 0.11014 | 428.9838 | 0.23797 | 423.2146 | 1.3687 | 428.9838 | 1.7604 | 429.607 | 4.5711 | 429.607 | 0.11111 | 441.9859 | 0.07551 | 429.607 | 0 | 429.607 | 0.0076994 | 423.62 | -0.0019383 | 429.607 | 0 | 441.5293 | 0.00045388 | 429.607 | 0 | 429.607 | 0 | 428.9838 | -0.036382 | 670.1415 | 0.018165 | 428.9838 | 0.01372 | 669.377 | 0 | 670.1415 | 0.0096567 | 426.7448 | 1.6469
|  | 429.8264 | 0.063032 | 429.2033 | 0.44742 | 442.0988 | 0.011734 | 429.8264 | 0.12738 | 429.2033 | 0.13273 | 423.4335 | 1.3594 | 429.2033 | 1.8099 | 429.8265 | 4.8427 | 429.8265 | 0.13765 | 442.0988 | 0.067235 | 429.8265 | 0.0154 | 429.8264 | 0 | 423.84 | 0.0026524 | 429.8265 | 0.0048695 | 441.6438 | 0.00023441 | 429.8265 | 0.023146 | 429.8265 | 0.0095227 | 429.2033 | 0.010668 | 670.3034 | 0.020279 | 429.2033 | 0.0086686 | 669.5391 | 0.00057972 | 670.3034 | 0.008826 | 426.9607 | 1.7107
|  | 430.0459 | 0.042751 | 429.4228 | 0.42754 | 442.2117 | 0 | 430.0459 | 0.090775 | 429.4228 | 0.29723 | 423.6524 | 1.2961 | 429.4228 | 1.6547 | 430.0459 | 4.8684 | 430.0459 | 0.11499 | 442.2117 | 0.064555 | 430.0459 | 0 | 430.0459 | 0.0076528 | 424.06 | 0.00081613 | 430.0459 | 0 | 441.7584 | 0.00047629 | 430.0459 | 0 | 430.0459 | 0 | 429.4228 | -0.019646 | 670.4653 | 0.017252 | 429.4228 | -0.013147 | 669.7012 | 0 | 670.4653 | 0.0098643 | 427.1766 | 1.7357
|  | 430.2654 | 0.076828 | 429.6424 | 0.41445 | 442.3246 | 0.0095447 | 430.2654 | 0.14823 | 429.6424 | 0.17396 | 423.8714 | 1.3055 | 429.6424 | 1.7156 | 430.2654 | 5.0913 | 430.2654 | 0.12265 | 442.3246 | 0.067517 | 430.2654 | 0.014886 | 430.2654 | 0 | 424.28 | -0.0062227 | 430.2654 | 0.013493 | 441.873 | 0.00024437 | 430.2654 | 0.032118 | 430.2654 | 0.0042294 | 429.6424 | 0.032811 | 670.6272 | 0.020135 | 429.6424 | -0.0029201 | 669.8634 | 0.00057972 | 670.6272 | 0.0092413 | 427.3925 | 1.7788
|  | 430.485 | 0.029652 | 429.8619 | 0.41499 | 442.4375 | 0 | 430.485 | 0.11147 | 429.8619 | 0.2439 | 424.0903 | 1.2545 | 429.8619 | 1.5924 | 430.4849 | 5.1406 | 430.4849 | 0.080828 | 442.4375 | 0.079224 | 430.4849 | 0 | 430.485 | 0.0072657 | 424.5 | -0.00010202 | 430.4849 | 0 | 441.9875 | 0.00046206 | 430.4849 | 0 | 430.485 | 0 | 429.8619 | -0.026338 | 670.7892 | 0.020856 | 429.8619 | -0.031849 | 670.0255 | 0 | 670.7892 | 0.010072 | 427.6084 | 1.8271
|  | 430.7045 | 0.08204 | 430.0815 | 0.39199 | 442.5504 | 0.003796 | 430.7045 | 0.092191 | 430.0815 | 0.057898 | 424.3093 | 1.2479 | 430.0815 | 1.6591 | 430.7045 | 5.4359 | 430.7045 | 0.15928 | 442.5504 | 0.071372 | 430.7045 | 0.017677 | 430.7045 | 0 | 424.72 | -0.0030095 | 430.7045 | 0.0086618 | 442.1021 | 0.0002216 | 430.7045 | 0.021564 | 430.7045 | 0.0034928 | 430.0815 | 0.037722 | 670.9511 | 0.018261 | 430.0815 | -0.0024546 | 670.1876 | 0.00081146 | 670.9511 | 0.0090856 | 427.8244 | 1.8803
|  | 430.924 | 0.060194 | 430.3011 | 0.41996 | 442.6633 | 0 | 430.924 | 0.085657 | 430.3011 | 0.25683 | 424.5283 | 1.1848 | 430.3011 | 1.5362 | 430.924 | 5.5015 | 430.924 | 0.13376 | 442.6633 | 0.078566 | 430.924 | 0 | 430.924 | 0.0059939 | 424.94 | 0.0026524 | 430.924 | 0 | 442.2167 | 0.00041119 | 430.924 | 0 | 430.924 | 0 | 430.3011 | -0.036159 | 671.1131 | 0.018934 | 430.3011 | -0.024588 | 670.3497 | 0 | 671.1131 | 0.0098643 | 428.0403 | 1.9213
|  | 431.1436 | 0.077918 | 430.5207 | 0.42775 | 442.7762 | 0.010333 | 431.1436 | 0.12368 | 430.5207 | 0.06944 | 424.7473 | 1.1669 | 430.5207 | 1.597 | 431.1436 | 5.7746 | 431.1436 | 0.15296 | 442.7762 | 0.070996 | 431.1436 | 0.018623 | 431.1436 | 0 | 425.16 | -0.0013262 | 431.1436 | 0.0068158 | 442.3313 | 0.00019172 | 431.1436 | 0.02414 | 431.1436 | 0.0089445 | 430.5207 | 0.01652 | 671.275 | 0.015281 | 430.5207 | 0.0011104 | 670.5119 | 0.00081146 | 671.275 | 0.0089298 | 428.2563 | 1.9893
|  | 431.3631 | 0.063427 | 430.7404 | 0.41348 | 442.8891 | 0 | 431.3631 | 0.11592 | 430.7404 | 0.25838 | 424.9662 | 1.1271 | 430.7404 | 1.4701 | 431.3631 | 5.9309 | 431.3631 | 0.16942 | 442.8891 | 0.079224 | 431.3631 | 0 | 431.3631 | 0.0091338 | 425.38 | 0.0031115 | 431.3631 | 0 | 442.4458 | 0.00041902 | 431.3631 | 0 | 431.3631 | 0 | 430.7403 | -0.04598 | 671.437 | 0.020712 | 430.7404 | 0.00028219 | 670.674 | 0 | 671.437 | 0.009449 | 428.4723 | 2.009
|  | 431.5827 | 0.05689 | 430.96 | 0.45797 | 443.002 | 0.012172 | 431.5827 | 0.1465 | 430.96 | 0.14174 | 425.1852 | 1.1177 | 430.96 | 1.5467 | 431.5827 | 6.3671 | 431.5827 | 0.16109 | 443.002 | 0.075651 | 431.5827 | 0.014864 | 431.5827 | 0 | 425.6 | -0.0013262 | 431.5827 | 0.0068519 | 442.5604 | 0.00022943 | 431.5827 | 0.01007 | 431.5827 | 0.0074053 | 430.96 | 0.024329 | 671.5989 | 0.017828 | 430.96 | 0.0077674 | 670.8362 | 0.00057972 | 671.5989 | 0.0087741 | 428.6882 | 2.0544
|  | 431.8023 | 0.046536 | 431.1796 | 0.43624 | 443.1149 | 0 | 431.8023 | 0.070861 | 431.1796 | 0.223 | 425.4043 | 1.0713 | 431.1796 | 1.4298 | 431.8023 | 6.621 | 431.8023 | 0.17885 | 443.1149 | 0.081387 | 431.8023 | 0 | 431.8023 | 0.010524 | 425.82 | 0.00035706 | 431.8023 | 0 | 442.675 | 0.00046757 | 431.8023 | 0 | 431.8023 | 0 | 431.1796 | -0.026785 | 671.7609 | 0.014128 | 431.1796 | -0.0024187 | 670.9983 | 0 | 671.7609 | 0.010072 | 428.9042 | 2.0866
|  | 432.0219 | 0.084543 | 431.3993 | 0.47064 | 443.2278 | 0.0040997 | 432.0219 | 0.1136 | 431.3993 | 0.11457 | 425.6233 | 1.0769 | 431.3993 | 1.4959 | 432.0219 | 6.9469 | 432.0219 | 0.18198 | 443.2278 | 0.071795 | 432.0219 | 0.013898 | 432.0219 | 0 | 426.04 | 0.0043357 | 432.0219 | 0.01138 | 442.7896 | 0.00023886 | 432.0219 | 0.036658 | 432.0219 | 0.0093439 | 431.3993 | 0.029686 | 671.9229 | 0.027391 | 431.3993 | 0.010317 | 671.1605 | 0.00081146 | 671.9229 | 0.0093971 | 429.1203 | 2.1973
|  | 432.2415 | 0.067155 | 431.619 | 0.43506 | 443.3407 | 0 | 432.2415 | 0.060987 | 431.619 | 0.18777 | 425.8423 | 1.023 | 431.619 | 1.3693 | 432.2415 | 7.1292 | 432.2415 | 0.18354 | 443.3407 | 0.084443 | 432.2415 | 0 | 432.2415 | 0.0099592 | 426.26 | -0.0017853 | 432.2415 | 0 | 442.9042 | 0.00047825 | 432.2415 | 0 | 432.2415 | 0 | 431.619 | -0.024329 | 672.0848 | 0.018597 | 431.619 | 0.00048816 | 671.3227 | 0 | 672.0848 | 0.0099682 | 429.3363 | 2.1938
|  | 432.4612 | 0.061936 | 431.8387 | 0.46339 | 443.4536 | 0.0047071 | 432.4612 | 0.11644 | 431.8387 | 0.083434 | 426.0614 | 1.0364 | 431.8387 | 1.3858 | 432.4612 | 7.3857 | 432.4612 | 0.1759 | 443.4536 | 0.076826 | 432.4612 | 0.012227 | 432.4612 | 0 | 426.48 | 0.0015813 | 432.4612 | 0.0038974 | 443.0188 | 0.00024099 | 432.4612 | 0.0096965 | 432.4611 | 0.0077 | 431.8387 | 0.015566 | 672.2468 | 0.020952 | 431.8387 | 0.021981 | 671.4848 | 0.00057972 | 672.2468 | 0.0091375 | 429.5523 | 2.2679
|  | 432.6808 | 0.052391 | 432.0584 | 0.42398 | 443.5666 | 0 | 432.6808 | 0.076925 | 432.0584 | 0.20962 | 426.2805 | 0.97463 | 432.0584 | 1.2462 | 432.6808 | 7.4574 | 432.6808 | 0.1942 | 443.5666 | 0.078848 | 432.6808 | 0 | 432.6808 | 0.00847 | 426.7 | -0.0043867 | 432.6808 | 0 | 443.1334 | 0.00048287 | 432.6808 | 0 | 432.6808 | 0 | 432.0584 | -0.012622 | 672.4088 | 0.017636 | 432.0584 | 0.0093053 | 671.647 | 0 | 672.4088 | 0.0098643 | 429.7684 | 2.2979
|  | 432.9005 | 0.067942 | 432.2781 | 0.39754 | 443.6795 | 0.00577 | 432.9005 | 0.10874 | 432.2781 | 0.077199 | 426.4995 | 0.93938 | 432.2781 | 1.2874 | 432.9005 | 7.8232 | 432.9005 | 0.2022 | 443.6795 | 0.083267 | 432.9005 | 0.011715 | 432.9005 | 0 | 426.92 | -0.0066822 | 432.9005 | 0.003181 | 443.2481 | 0.00024295 | 432.9005 | 0.0168 | 432.9005 | 0.010041 | 432.2781 | 0.0094714 | 672.5708 | 0.018261 | 432.2781 | -0.0094867 | 671.8092 | 0.00081146 | 672.5708 | 0.0090856 | 429.9844 | 2.3489
|  | 433.1201 | 0.054118 | 432.4979 | 0.39074 | 443.7924 | 0 | 433.1201 | 0.093519 | 432.4979 | 0.24139 | 426.7186 | 0.91153 | 432.4979 | 1.1713 | 433.1202 | 7.9553 | 433.1202 | 0.19807 | 443.7924 | 0.074052 | 433.1202 | 0 | 433.1201 | 0.0083997 | 427.14 | -0.0048458 | 433.1202 | 0 | 443.3627 | 0.00045957 | 433.1202 | 0 | 433.1202 | 0 | 432.4979 | -0.050221 | 672.7328 | 0.018934 | 432.4979 | -0.023809 | 671.9714 | 0 | 672.7328 | 0.0098643 | 430.2005 | 2.3969
|  | 433.3398 | 0.098757 | 432.7176 | 0.42454 | 443.9053 | 0.015061 | 433.3398 | 0.094395 | 432.7176 | 0.13238 | 426.9377 | 0.90452 | 432.7176 | 1.23 | 433.3398 | 8.3445 | 433.3398 | 0.21713 | 443.9053 | 0.081904 | 433.3398 | 0.010075 | 433.3398 | 0 | 427.36 | 0.0051009 | 433.3398 | 0.0062348 | 443.4773 | 0.00021911 | 433.3398 | 0.013285 | 433.3398 | 0.011109 | 432.7176 | 0.05223 | 672.8948 | 0.021048 | 432.7176 | 0.0017109 | 672.1336 | 0.00081146 | 672.8948 | 0.0095009 | 430.4166 | 2.4665
|  | 433.5595 | 0.025858 | 432.9374 | 0.43061 | 444.0182 | 0 | 433.5595 | 0.068915 | 432.9374 | 0.25067 | 427.1569 | 0.85655 | 432.9374 | 1.1096 | 433.5595 | 8.543 | 433.5595 | 0.19656 | 444.0182 | 0.072971 | 433.5595 | 0.0010929 | 433.5595 | 0.003844 | 427.58 | -0.007141 | 433.5595 | 0 | 443.5919 | 0.00045548 | 433.5595 | 0 | 433.5595 | 0 | 432.9374 | -0.030802 | 673.0569 | 0.022393 | 432.9374 | -0.0046666 | 672.2958 | 0 | 673.0569 | 0.01002 | 430.6327 | 2.5311
|  | 433.7793 | 0.10343 | 433.1572 | 0.42098 | 444.1311 | 0.021979 | 433.7793 | 0.087703 | 433.1572 | 0.11583 | 427.376 | 0.86072 | 433.1572 | 1.1678 | 433.7793 | 9.0135 | 433.7793 | 0.26054 | 444.1311 | 0.078425 | 433.7793 | 0.013391 | 433.7793 | 0 | 427.8 | -0.0023974 | 433.7793 | 0.0037639 | 443.7066 | 0.0002401 | 433.7793 | 0.00085654 | 433.7793 | 0.010952 | 433.1572 | 0.0067184 | 673.2189 | 0.024412 | 433.1572 | 0.0093673 | 672.458 | 0.00057972 | 673.2189 | 0.0089298 | 430.8487 | 2.5552
|  | 433.999 | 0.075409 | 433.377 | 0.40587 | 444.244 | 0 | 433.999 | 0.060802 | 433.377 | 0.20355 | 427.5951 | 0.81656 | 433.377 | 1.0635 | 433.999 | 9.2342 | 433.999 | 0.26014 | 444.244 | 0.074052 | 433.999 | 0 | 433.999 | 0.0054352 | 428.02 | -0.0017853 | 433.999 | 0 | 443.8212 | 0.00046366 | 433.999 | 0 | 433.999 | 0 | 433.377 | -0.053792 | 673.3809 | 0.015714 | 433.377 | 0.0094849 | 672.6202 | 0 | 673.3809 | 0.0096047 | 431.0649 | 2.5975
|  | 434.2188 | 0.083156 | 433.5968 | 0.42986 | 444.3569 | 0.0056181 | 434.2188 | 0.086346 | 433.5968 | 0.054746 | 427.8143 | 0.8089 | 433.5968 | 1.1164 | 434.2187 | 9.6796 | 434.2187 | 0.25494 | 444.3569 | 0.074851 | 434.2187 | 0.0057956 | 434.2188 | 0 | 428.24 | 0.00051009 | 434.2187 | 0.0042545 | 443.9359 | 0.0002273 | 434.2187 | 0.018819 | 434.2188 | 0.0080096 | 433.5968 | 0.025892 | 673.543 | 0.023306 | 433.5968 | 0.02279 | 672.7824 | 0.00081146 | 673.543 | 0.0091375 | 431.281 | 2.6695
|  | 434.4385 | 0.047509 | 433.8166 | 0.41847 | 444.4699 | 0 | 434.4385 | 0.075793 | 433.8166 | 0.21432 | 428.0334 | 0.76278 | 433.8166 | 0.99944 | 434.4385 | 9.9633 | 434.4385 | 0.2859 | 444.4699 | 0.074052 | 434.4385 | 0.0060354 | 434.4385 | 0.0068089 | 428.46 | -0.0010202 | 434.4385 | 0 | 444.0505 | 0.00043894 | 434.4385 | 0 | 434.4385 | 0 | 433.8166 | -0.030802 | 673.705 | 0.016819 | 433.8166 | -0.016503 | 672.9447 | 0 | 673.705 | 0.0098124 | 431.4972 | 2.7207
|  | 434.6583 | 0.087501 | 434.0364 | 0.42806 | 444.5828 | 0.0068328 | 434.6583 | 0.10637 | 434.0364 | 0.090072 | 428.2526 | 0.76973 | 434.0364 | 1.0404 | 434.6583 | 10.2834 | 434.6583 | 0.26425 | 444.5828 | 0.08764 | 434.6583 | 0.0099641 | 434.6583 | 0 | 428.68 | 0.0011222 | 434.6583 | 0.0091461 | 444.1652 | 0.00021734 | 434.6583 | 0.022348 | 434.6583 | 0.0083676 | 434.0364 | 0.041739 | 673.867 | 0.021384 | 434.0364 | 0.0017988 | 673.1069 | 0.00081146 | 673.867 | 0.0089298 | 431.7133 | 2.7814
|  | 434.8781 | 0.059885 | 434.2563 | 0.39401 | 444.6957 | 0 | 434.8781 | 0.083762 | 434.2563 | 0.22022 | 428.4718 | 0.70296 | 434.2563 | 0.92183 | 434.8781 | 10.3054 | 434.8781 | 0.26567 | 444.6957 | 0.073629 | 434.8781 | 0 | 434.8781 | 0.0071643 | 428.9 | -0.0014792 | 434.8781 | 0 | 444.2798 | 0.00044677 | 434.8781 | 0 | 434.878 | 0 | 434.2563 | -0.030356 | 674.0291 | 0.032293 | 434.2563 | -0.022933 | 673.2691 | 0 | 674.0291 | 0.0095528 | 431.9295 | 2.8472
|  | 435.0978 | 0.081981 | 434.4761 | 0.43041 | 444.8086 | 0.010333 | 435.0978 | 0.12786 | 434.4761 | 0.068511 | 428.691 | 0.71498 | 434.4761 | 0.96882 | 435.0978 | 10.5278 | 435.0978 | 0.28471 | 444.8086 | 0.073112 | 435.0978 | 0.01461 | 435.0978 | 0 | 429.12 | -0.0046928 | 435.0978 | 0.0087836 | 444.3945 | 0.00023352 | 435.0978 | 0.024844 | 435.0978 | 0.0059782 | 434.4762 | 0.04598 | 674.1912 | 0.025709 | 434.4761 | 0.0083875 | 673.4314 | 0.00057972 | 674.1912 | 0.0088779 | 432.1456 | 2.8875
|  | 435.3177 | 0.062292 | 434.696 | 0.40271 | 444.9216 | 0 | 435.3177 | 0.0854 | 434.696 | 0.24787 | 428.9102 | 0.66966 | 434.696 | 0.84932 | 435.3177 | 10.6964 | 435.3177 | 0.25546 | 444.9216 | 0.083502 | 435.3177 | 0.0041239 | 435.3177 | 0.0086009 | 429.34 | -0.0019383 | 435.3177 | 0 | 444.5091 | 0.00045708 | 435.3177 | 0 | 435.3177 | 0 | 434.696 | -0.026785 | 674.3532 | 0.023162 | 434.696 | -0.0070152 | 673.5936 | 0 | 674.3532 | 0.0095009 | 432.3618 | 2.9373
|  | 435.5375 | 0.094051 | 434.9159 | 0.42764 | 445.0345 | 0.0081994 | 435.5375 | 0.097582 | 434.9159 | 0.035724 | 429.1294 | 0.66295 | 434.9159 | 0.90487 | 435.5375 | 11.0983 | 435.5375 | 0.32997 | 445.0345 | 0.083785 | 435.5375 | 0.016203 | 435.5375 | 0.00049097 | 429.56 | 0.00020403 | 435.5375 | 0.009371 | 444.6238 | 0.0002289 | 435.5375 | 0.023369 | 435.5375 | 0.0054932 | 434.9159 | 0.020795 | 674.5153 | 0.01927 | 434.9159 | 0.0098917 | 673.7559 | 0.00081146 | 674.5153 | 0.0090856 | 432.578 | 3.0072
|  | 435.7573 | 0.030578 | 435.1358 | 0.39572 | 445.1474 | 0 | 435.7573 | 0.066714 | 435.1358 | 0.20371 | 429.3487 | 0.63312 | 435.1358 | 0.82187 | 435.7573 | 11.4765 | 435.7573 | 0.30421 | 445.1474 | 0.084866 | 435.7573 | 0.0061139 | 435.7573 | 0.0057113 | 429.78 | -0.01418 | 435.7573 | 0 | 444.7385 | 0.00046082 | 435.7573 | 0 | 435.7573 | 0 | 435.1358 | -0.013212 | 674.6774 | 0.014801 | 435.1358 | -0.019655 | 673.9181 | 0 | 674.6774 | 0.0099682 | 432.7942 | 3.0495
|  | 435.9772 | 0.096919 | 435.3558 | 0.41548 | 445.2603 | 0.015061 | 435.9772 | 0.10017 | 435.3558 | 0.08055 | 429.5679 | 0.63792 | 435.3558 | 0.88039 | 435.9772 | 11.9317 | 435.9772 | 0.3416 | 445.2603 | 0.088063 | 435.9772 | 0.0078625 | 435.9772 | 0 | 430 | 0.0041827 | 435.9772 | 0.0020363 | 444.8532 | 0.0002369 | 435.9772 | 0.016377 | 435.9772 | 0.0016055 | 435.3558 | 0.016812 | 674.8395 | 0.020952 | 435.3558 | 0.012414 | 674.0804 | 0.00081146 | 674.8395 | 0.0092932 | 433.0105 | 3.1209
|  | 436.1971 | 0.072466 | 435.5757 | 0.39525 | 445.3733 | 0 | 436.1971 | 0.084907 | 435.5757 | 0.16987 | 429.7872 | 0.58707 | 435.5757 | 0.76956 | 436.197 | 12.1922 | 436.197 | 0.35141 | 445.3733 | 0.082045 | 436.197 | 0 | 436.1971 | 0.0086976 | 430.22 | -0.0076005 | 436.197 | 0 | 444.9679 | 0.00048892 | 436.197 | 0 | 436.197 | 0 | 435.5757 | -0.043971 | 675.0015 | 0.016579 | 435.5757 | -0.0058503 | 674.2427 | 0 | 675.0015 | 0.0097086 | 433.2267 | 3.1114
|  | 436.4169 | 0.098544 | 435.7957 | 0.43298 | 445.4862 | 0.013835 | 436.4169 | 0.10922 | 435.7957 | 0.069986 | 430.0064 | 0.58307 | 435.7957 | 0.8303 | 436.4169 | 12.5952 | 436.4169 | 0.33511 | 445.4862 | 0.078989 | 436.4169 | 0.016696 | 436.4169 | 0.00017223 | 430.44 | 0.0043357 | 436.4169 | 0.0045186 | 445.0826 | 0.00025753 | 436.4169 | 0.023411 | 436.4169 | 0.0052712 | 435.7957 | 0.019505 | 675.1636 | 0.022634 | 435.7957 | 0.030086 | 674.4049 | 0.00057972 | 675.1636 | 0.0088779 | 433.4429 | 3.1958
|  | 436.6368 | 0.050278 | 436.0156 | 0.39602 | 445.5991 | 0 | 436.6368 | 0.068083 | 436.0156 | 0.16591 | 430.2257 | 0.54009 | 436.0156 | 0.7257 | 436.6368 | 12.9137 | 436.6368 | 0.36203 | 445.5991 | 0.080446 | 436.6368 | 0.0026051 | 436.6368 | 0.0074372 | 430.66 | -0.0062227 | 436.6368 | 0 | 445.1972 | 0.00050386 | 436.6368 | 0 | 436.6368 | 0 | 436.0156 | -0.037275 | 675.3257 | 0.019174 | 436.0156 | -0.0019839 | 674.5672 | 0 | 675.3257 | 0.0092413 | 433.6592 | 3.2591
|  | 436.8567 | 0.079932 | 436.2356 | 0.40712 | 445.712 | 0.0089317 | 436.8567 | 0.09451 | 436.2356 | 0.025021 | 430.445 | 0.55874 | 436.2356 | 0.77289 | 436.8567 | 13.3715 | 436.8567 | 0.38874 | 445.712 | 0.077907 | 436.8567 | 0.011625 | 436.8567 | 0 | 430.88 | 0.0041827 | 436.8567 | 0.005202 | 445.312 | 0.00025059 | 436.8567 | 0.021582 | 436.8567 | 0.0043228 | 436.2356 | 0.021842 | 675.4879 | 0.021865 | 436.2356 | 0.0036432 | 674.7295 | 0.00081146 | 675.4879 | 0.0084106 | 433.8755 | 3.3052
|  | 437.0767 | 0.066857 | 436.4556 | 0.39439 | 445.825 | 0 | 437.0767 | 0.051996 | 436.4556 | 0.19793 | 430.6643 | 0.51166 | 436.4556 | 0.66898 | 437.0767 | 13.5944 | 437.0767 | 0.3779 | 445.825 | 0.081387 | 437.0767 | 0.0038606 | 437.0767 | 0.0069849 | 431.1 | 0.00035706 | 437.0767 | 0 | 445.4266 | 0.00047451 | 437.0767 | 0 | 437.0767 | 0 | 436.4556 | -0.012592 | 675.65 | 0.020615 | 436.4556 | -0.027161 | 674.8918 | 0 | 675.65 | 0.0091894 | 434.0917 | 3.4028
|  | 437.2966 | 0.077996 | 436.6756 | 0.40762 | 445.9379 | 0.011997 | 437.2966 | 0.1149 | 436.6756 | 0.051436 | 430.8836 | 0.52286 | 436.6756 | 0.71969 | 437.2966 | 14.0771 | 437.2966 | 0.40478 | 445.9379 | 0.075792 | 437.2966 | 0.015005 | 437.2966 | 0.00032319 | 431.32 | 0.0066312 | 437.2966 | 0.0048827 | 445.5414 | 0.00022641 | 437.2966 | 0.017965 | 437.2966 | 0.0089215 | 436.6756 | 0.030356 | 675.8121 | 0.016819 | 436.6756 | 0.007542 | 675.0541 | 0.00057972 | 675.8121 | 0.0083587 | 434.308 | 3.4329
|  | 437.5165 | 0.055078 | 436.8956 | 0.40207 | 446.0509 | 0 | 437.5165 | 0.077579 | 436.8956 | 0.16834 | 431.1029 | 0.48198 | 436.8956 | 0.63067 | 437.5165 | 14.4066 | 437.5165 | 0.38497 | 446.0509 | 0.078848 | 437.5165 | 0.0029674 | 437.5165 | 0.0045128 | 431.54 | -0.0094364 | 437.5165 | 0 | 445.6561 | 0.00045513 | 437.5165 | 0 | 437.5165 | 0 | 436.8956 | -0.018331 | 675.9742 | 0.018645 | 436.8956 | -0.0059471 | 675.2164 | 0 | 675.9742 | 0.0090856 | 434.5244 | 3.4942
|  | 437.7365 | 0.068878 | 437.1157 | 0.40578 | 446.1638 | 0.0053144 | 437.7365 | 0.065428 | 437.1157 | 0.069345 | 431.3223 | 0.49009 | 437.1157 | 0.68922 | 437.7365 | 14.773 | 437.7365 | 0.4123 | 446.1638 | 0.10193 | 437.7365 | 0.017962 | 437.7365 | 0 | 431.76 | 0.0028055 | 437.7365 | 0.0034216 | 445.7708 | 0.00023316 | 437.7365 | 0.025571 | 437.7365 | 0.0077593 | 437.1157 | 0.017602 | 676.1364 | 0.02148 | 437.1157 | 0.0042772 | 675.3787 | 0.00057972 | 676.1364 | 0.0085664 | 434.7407 | 3.5606
|  | 437.9565 | 0.058764 | 437.3357 | 0.3863 | 446.2767 | 0 | 437.9565 | 0.066153 | 437.3357 | 0.16719 | 431.5416 | 0.44189 | 437.3357 | 0.57897 | 437.9565 | 14.9078 | 437.9565 | 0.45734 | 446.2767 | 0.082186 | 437.9565 | 0.0038034 | 437.9565 | 0.006724 | 431.98 | -0.0031625 | 437.9565 | 0 | 445.8855 | 0.00045139 | 437.9565 | 0 | 437.9565 | 0 | 437.3357 | -0.023437 | 676.2985 | 0.018741 | 437.3357 | -0.013245 | 675.541 | 0 | 676.2985 | 0.0095528 | 434.957 | 3.6179
|  | 438.1765 | 0.068942 | 437.5558 | 0.40814 | 446.3897 | 0.013398 | 438.1765 | 0.11965 | 437.5558 | 0.080289 | 431.761 | 0.4457 | 437.5558 | 0.64633 | 438.1765 | 15.5493 | 438.1765 | 0.48547 | 446.3897 | 0.088721 | 438.1765 | 0.013743 | 438.1765 | 0 | 432.2 | 0.0040296 | 438.1765 | 0.0087431 | 446.0002 | 0.00022267 | 438.1765 | 0.024383 | 438.1764 | 0.0029927 | 437.5558 | 0.012328 | 676.4606 | 0.019366 | 437.5558 | 0.015198 | 675.7033 | 0.00081146 | 676.4606 | 0.0089817 | 435.1733 | 3.7354
|  | 438.3965 | 0.060178 | 437.7759 | 0.37519 | 446.5026 | 0 | 438.3965 | 0.053892 | 437.7759 | 0.22486 | 431.9804 | 0.4167 | 437.7759 | 0.55573 | 438.3965 | 15.8679 | 438.3965 | 0.44072 | 446.5026 | 0.080964 | 438.3965 | 0.0030907 | 438.3965 | 0.010861 | 432.42 | -0.0011732 | 438.3965 | 0 | 446.115 | 0.00042578 | 438.3965 | 0 | 438.3965 | 0 | 437.7759 | -0.023437 | 676.6228 | 0.024844 | 437.7759 | -0.0083284 | 675.8656 | 0 | 676.6228 | 0.0092932 | 435.3897 | 3.7666
|  | 438.6165 | 0.080418 | 437.996 | 0.40689 | 446.6155 | 0.0034924 | 438.6165 | 0.090715 | 437.996 | 0.063978 | 432.1998 | 0.42071 | 437.996 | 0.63449 | 438.6165 | 16.465 | 438.6165 | 0.50373 | 446.6155 | 0.089145 | 438.6165 | 0.023629 | 438.6165 | 0.00058202 | 432.64 | -0.0010202 | 438.6165 | 0.012745 | 446.2297 | 0.00020631 | 438.6165 | 0.022587 | 438.6165 | 0.015293 | 437.996 | 0.031026 | 676.785 | 0.014705 | 437.996 | 0.030494 | 676.028 | 0.00057972 | 676.785 | 0.008826 | 435.606 | 3.7919
|  | 438.8365 | 0.068156 | 438.2161 | 0.39099 | 446.7285 | 0 | 438.8365 | 0.066126 | 438.2161 | 0.1978 | 432.4192 | 0.39363 | 438.2161 | 0.54194 | 438.8365 | 16.9009 | 438.8365 | 0.4818 | 446.7285 | 0.085101 | 438.8365 | 0.0041736 | 438.8365 | 0.0065287 | 432.87 | -0.0034686 | 438.8365 | 0 | 446.3444 | 0.0004521 | 438.8365 | 0 | 438.8365 | 0 | 438.2161 | -0.02857 | 676.9471 | 0.02321 | 438.2161 | -0.0089175 | 676.1903 | 0 | 676.9471 | 0.0093971 | 435.8224 | 3.9013
|  | 439.0565 | 0.097044 | 438.4362 | 0.4025 | 446.8414 | 0.00091103 | 439.0565 | 0.076726 | 438.4362 | 0.015506 | 432.6386 | 0.40121 | 438.4362 | 0.58701 | 439.0566 | 17.461 | 439.0566 | 0.53818 | 446.8414 | 0.092436 | 439.0566 | 0.015749 | 439.0565 | 0 | 433.09 | -0.0079064 | 439.0566 | 0.0077142 | 446.4592 | 0.00024846 | 439.0566 | 0.022873 | 439.0566 | 0.0079181 | 438.4362 | 0.0083842 | 677.1093 | 0.025757 | 438.4362 | 0.019296 | 676.3527 | 0.00057972 | 677.1093 | 0.0091375 | 436.0388 | 3.9604
|  | 439.2766 | 0.061451 | 438.6564 | 0.3731 | 446.9544 | 0 | 439.2766 | 0.07105 | 438.6564 | 0.13098 | 432.858 | 0.37566 | 438.6564 | 0.4905 | 439.2766 | 17.8043 | 439.2766 | 0.52628 | 446.9544 | 0.0859 | 439.2766 | 0 | 439.2766 | 0.0091848 | 433.31 | -0.0036216 | 439.2766 | 0 | 446.5739 | 0.00049283 | 439.2766 | 0 | 439.2766 | 0 | 438.6564 | -0.02204 | 677.2715 | 0.019414 | 438.6564 | 0.0054433 | 676.515 | 0 | 677.2715 | 0.0098124 | 436.2552 | 4.0873
|  | 439.4967 | 0.06346 | 438.8765 | 0.40804 | 447.0673 | 0.018652 | 439.4967 | 0.10488 | 438.8765 | 0.10803 | 433.0774 | 0.37742 | 438.8765 | 0.56191 | 439.4967 | 18.3423 | 439.4967 | 0.58152 | 447.0673 | 0.089521 | 439.4967 | 0.020151 | 439.4967 | 0 | 433.53 | 0.007243 | 439.4967 | 0.0059789 | 446.6887 | 0.00024757 | 439.4967 | 0.020269 | 439.4967 | 0.0052646 | 438.8765 | 0.034597 | 677.4336 | 0.020135 | 438.8765 | 0.018423 | 676.6774 | 0.00057972 | 677.4336 | 0.0092413 | 436.4716 | 4.1061
|  | 439.7168 | 0.050627 | 439.0967 | 0.36995 | 447.1803 | 0 | 439.7168 | 0.036674 | 439.0967 | 0.18566 | 433.2969 | 0.34152 | 439.0967 | 0.45704 | 439.7168 | 18.5359 | 439.7168 | 0.53528 | 447.1803 | 0.081763 | 439.7168 | 0.0050238 | 439.7168 | 0.0097169 | 433.75 | -0.0011732 | 439.7168 | 0 | 446.8034 | 0.00048767 | 439.7168 | 0 | 439.7168 | 0 | 439.0967 | -0.02991 | 677.5958 | 0.014705 | 439.0967 | -0.0070936 | 676.8397 | 0 | 677.5958 | 0.0098124 | 436.688 | 4.1762
|  | 439.9369 | 0.062746 | 439.3169 | 0.39305 | 447.2932 | 0.018214 | 439.9369 | 0.068644 | 439.3169 | 0.12064 | 433.5163 | 0.35029 | 439.3169 | 0.52232 | 439.9369 | 18.9008 | 439.9369 | 0.63413 | 447.2932 | 0.08938 | 439.9369 | 0.021571 | 439.9369 | 0 | 433.97 | 0.0012752 | 439.9369 | 0.0035732 | 446.9182 | 0.00024312 | 439.9369 | 0.020777 | 439.9369 | 0.0079179 | 439.3169 | 0.024776 | 677.758 | 0.020952 | 439.3169 | 0.016405 | 677.0021 | 0.00057972 | 677.758 | 0.0090856 | 436.9044 | 4.3058
|  | 440.157 | 0.058843 | 439.5371 | 0.36947 | 447.4062 | 0 | 440.157 | 0.050896 | 439.5371 | 0.13981 | 433.7358 | 0.32261 | 439.5371 | 0.42852 | 440.157 | 19.1061 | 440.157 | 0.61867 | 447.4062 | 0.076168 | 440.157 | 0.0055533 | 440.157 | 0.0078808 | 434.19 | -0.014487 | 440.157 | 0 | 447.033 | 0.00048234 | 440.157 | 0 | 440.157 | 0 | 439.5371 | -0.022544 | 677.9202 | 0.016723 | 439.5371 | -0.0082025 | 677.1644 | 0 | 677.9202 | 0.0097605 | 437.1209 | 4.3488
|  | 440.3771 | 0.090893 | 439.7573 | 0.36815 | 447.5191 | 0.013835 | 440.3771 | 0.10058 | 439.7573 | 0.09578 | 433.9553 | 0.33756 | 439.7573 | 0.49667 | 440.3771 | 19.6953 | 440.3771 | 0.64618 | 447.5191 | 0.095398 | 440.3771 | 0.021061 | 440.3771 | 0 | 434.41 | -0.0019383 | 440.3771 | 0.0085412 | 447.1477 | 0.0002401 | 440.3771 | 0.016766 | 440.3771 | 0.0048804 | 439.7573 | 0.023883 | 678.0824 | 0.016819 | 439.7573 | 0.0038814 | 677.3268 | 0.0010433 | 678.0824 | 0.0088779 | 437.3373 | 4.4572
|  | 440.5973 | 0.052193 | 439.9775 | 0.36964 | 447.6321 | 0 | 440.5973 | 0.040669 | 439.9775 | 0.11896 | 434.1748 | 0.29951 | 439.9775 | 0.41115 | 440.5973 | 20.0243 | 440.5973 | 0.66419 | 447.6321 | 0.10165 | 440.5973 | 0.0055673 | 440.5973 | 0.011701 | 434.63 | -0.007294 | 440.5973 | 0 | 447.2625 | 0.00048767 | 440.5973 | 0 | 440.5973 | 0 | 439.9775 | -0.013487 | 678.2446 | 0.015714 | 439.9775 | -0.0099791 | 677.4892 | 0 | 678.2446 | 0.0095009 | 437.5538 | 4.5407
|  | 440.8174 | 0.075593 | 440.1977 | 0.39251 | 447.745 | 0.020928 | 440.8174 | 0.090728 | 440.1977 | 0.072051 | 434.3943 | 0.32011 | 440.1977 | 0.46925 | 440.8174 | 20.3886 | 440.8174 | 0.67085 | 447.745 | 0.088862 | 440.8174 | 0.023979 | 440.8174 | 0 | 434.85 | 0.0075495 | 440.8174 | 0.0061791 | 447.3773 | 0.0002481 | 440.8174 | 0.030706 | 440.8174 | 0.012116 | 440.1977 | 0.050668 | 678.4069 | 0.021817 | 440.1977 | 4.2561e-05 | 677.6516 | 0.00081146 | 678.4069 | 0.008826 | 437.7703 | 4.6195
|  | 441.0376 | 0.05314 | 440.418 | 0.36111 | 447.858 | 0 | 441.0376 | 0.046138 | 440.418 | 0.17726 | 434.6138 | 0.29106 | 440.418 | 0.39093 | 441.0376 | 20.6044 | 441.0376 | 0.72407 | 447.858 | 0.086182 | 441.0376 | 0.0047296 | 441.0376 | 0.007678 | 435.07 | -0.0088246 | 441.0376 | 0 | 447.4921 | 0.00049941 | 441.0376 | 0 | 441.0376 | 0 | 440.418 | -0.017207 | 678.5691 | 0.018934 | 440.418 | 0.014817 | 677.814 | 0 | 678.5691 | 0.0098124 | 437.9868 | 4.6683
|  | 441.2578 | 0.075377 | 440.6383 | 0.38656 | 447.971 | 0.024869 | 441.2578 | 0.079845 | 440.6383 | 0.022621 | 434.8333 | 0.30108 | 440.6383 | 0.44294 | 441.2578 | 21.2618 | 441.2578 | 0.75477 | 447.971 | 0.087781 | 441.2578 | 0.020731 | 441.2578 | 0.0026652 | 435.29 | -0.0016323 | 441.2578 | 0.0038945 | 447.6069 | 0.00025184 | 441.2578 | 0.013473 | 441.2577 | 0.0079534 | 440.6383 | 0.029017 | 678.7313 | 0.017684 | 440.6383 | 9.2272e-05 | 677.9764 | 0.00081146 | 678.7313 | 0.0093451 | 438.2033 | 4.7428
|  | 441.4779 | 0.056825 | 440.8585 | 0.36914 | 448.0839 | 0 | 441.4779 | 0.031893 | 440.8585 | 0.1853 | 435.0529 | 0.28605 | 440.8585 | 0.38812 | 441.4779 | 21.5203 | 441.4779 | 0.78421 | 448.0839 | 0.094975 | 441.4779 | 0.0085659 | 441.4779 | 0.0090966 | 435.51 | 0.0098449 | 441.4779 | 0 | 447.7217 | 0.00048127 | 441.4779 | 0 | 441.4779 | 0 | 440.8585 | -0.02991 | 678.8936 | 0.014849 | 440.8585 | -0.0064717 | 678.1388 | 0 | 678.8936 | 0.0097086 | 438.4198 | 4.8484
|  | 441.6982 | 0.082973 | 441.0788 | 0.3853 | 448.1969 | 0.0040997 | 441.6982 | 0.092785 | 441.0788 | 0.037236 | 435.2724 | 0.28683 | 441.0788 | 0.42352 | 441.6982 | 21.9584 | 441.6982 | 0.78071 | 448.1969 | 0.092342 | 441.6982 | 0.024999 | 441.6982 | 0 | 435.73 | -0.0082122 | 441.6982 | 0.0063092 | 447.8365 | 0.00022943 | 441.6982 | 0.017477 | 441.6981 | 0.011701 | 441.0788 | 0.016372 | 679.0558 | 0.020615 | 441.0788 | 0.016019 | 678.3012 | 0.0010433 | 679.0558 | 0.0090856 | 438.6363 | 4.9248
|  | 441.9184 | 0.047074 | 441.2992 | 0.35846 | 448.3098 | 0 | 441.9184 | 0.054304 | 441.2992 | 0.14022 | 435.492 | 0.26596 | 441.2992 | 0.34895 | 441.9184 | 22.3583 | 441.9184 | 0.80946 | 448.3098 | 0.091401 | 441.9184 | 0.0096766 | 441.9184 | 0.0066198 | 435.95 | -0.0049988 | 441.9184 | 0 | 447.9513 | 0.00041902 | 441.9184 | 0 | 441.9184 | 0 | 441.2991 | -0.0086032 | 679.218 | 0.025517 | 441.2992 | -0.0068146 | 678.4636 | 0 | 679.218 | 0.0091894 | 438.8529 | 4.9351
|  | 442.1386 | 0.10218 | 441.5195 | 0.35562 | 448.4228 | 0.0048589 | 442.1386 | 0.086813 | 441.5195 | 0.040584 | 435.7115 | 0.27901 | 441.5195 | 0.40968 | 442.1386 | 22.7902 | 442.1386 | 0.85498 | 448.4228 | 0.093376 | 442.1386 | 0.023496 | 442.1386 | 0.0019899 | 436.17 | 0.0032646 | 442.1386 | 0.0050276 | 448.0661 | 0.00018959 | 442.1386 | 0.0020297 | 442.1386 | 0.0082081 | 441.5195 | 0.011897 | 679.3803 | 0.014512 | 441.5195 | 0.0039257 | 678.626 | 0.00081146 | 679.3803 | 0.0088779 | 439.0694 | 5.0505
|  | 442.3589 | 0.054311 | 441.7398 | 0.3689 | 448.5358 | 0 | 442.3589 | 0.070983 | 441.7398 | 0.14536 | 435.9311 | 0.24931 | 441.7398 | 0.33171 | 442.3589 | 23.0328 | 442.3589 | 0.90541 | 448.5358 | 0.091636 | 442.3589 | 0.015436 | 442.3589 | 0.010632 | 436.39 | -0.018924 | 442.3589 | 0 | 448.1809 | 0.00042187 | 442.3589 | 0 | 442.3589 | 0 | 441.7398 | -0.03415 | 679.5426 | 0.021384 | 441.7398 | -0.00059232 | 678.7885 | 0 | 679.5426 | 0.0089817 | 439.286 | 5.1249
|  | 442.5791 | 0.090921 | 441.9602 | 0.38589 | 448.6487 | 0.011734 | 442.5791 | 0.060099 | 441.9602 | 0.056876 | 436.1507 | 0.26165 | 441.9602 | 0.40047 | 442.5791 | 23.4648 | 442.5791 | 0.93899 | 448.6487 | 0.09126 | 442.5791 | 0.02801 | 442.5791 | 0.0015085 | 436.61 | -0.0036216 | 442.5791 | 0.0071869 | 448.2957 | 0.00023654 | 442.5791 | 0.018952 | 442.5791 | 0.0081928 | 441.9602 | 0.022167 | 679.7048 | 0.014705 | 441.9602 | 0.01876 | 678.9509 | 0.00081146 | 679.7048 | 0.0090856 | 439.5025 | 5.2023
|  | 442.7994 | 0.065494 | 442.1805 | 0.34832 | 448.7617 | 0 | 442.7994 | 0.047144 | 442.1805 | 0.16254 | 436.3703 | 0.23696 | 442.1805 | 0.33144 | 442.7994 | 23.9764 | 442.7994 | 0.93776 | 448.7617 | 0.089239 | 442.7994 | 0.015169 | 442.7994 | 0.0079009 | 436.83 | -0.0043867 | 442.7994 | 0 | 448.4105 | 0.00047113 | 442.7994 | 0 | 442.7994 | 0 | 442.1805 | -0.042632 | 679.8671 | 0.018934 | 442.1805 | 0.0013297 | 679.1133 | 0 | 679.8671 | 0.0096567 | 439.7191 | 5.3282
|  | 443.0197 | 0.11113 | 442.4009 | 0.37768 | 448.8746 | 0.0086549 | 443.0197 | 0.087063 | 442.4009 | 0.017588 | 436.59 | 0.25818 | 442.4009 | 0.3826 | 443.0197 | 24.6259 | 443.0197 | 0.97474 | 448.8746 | 0.096996 | 443.0197 | 0.025059 | 443.0197 | 0.0022311 | 437.06 | -0.00607 | 443.0197 | 0.007031 | 448.5253 | 0.00023974 | 443.0197 | 0.024781 | 443.0197 | 0.011132 | 442.4009 | 0.017749 | 680.0294 | 0.01951 | 442.4009 | -0.0040788 | 679.2758 | 0.00081146 | 680.0294 | 0.0095009 | 439.9357 | 5.3907
|  | 443.24 | 0.068054 | 442.6213 | 0.3743 | 448.9876 | 0 | 443.24 | 0.064179 | 442.6213 | 0.1568 | 436.8096 | 0.23671 | 442.6213 | 0.3079 | 443.24 | 25.1167 | 443.24 | 0.97534 | 448.9876 | 0.086182 | 443.24 | 0.017673 | 443.24 | 0.0036915 | 437.28 | -0.0025504 | 443.24 | 0 | 448.6402 | 0.00047736 | 443.24 | 0 | 443.24 | 0 | 442.6213 | -0.020689 | 680.1917 | 0.022393 | 442.6213 | 0.0032622 | 679.4382 | 0 | 680.1917 | 0.010124 | 440.1523 | 5.4837
|  | 443.4603 | 0.087108 | 442.8417 | 0.37453 | 449.1006 | 0.0068328 | 443.4603 | 0.078781 | 442.8417 | 0.045557 | 437.0292 | 0.24271 | 442.8417 | 0.36304 | 443.4603 | 25.4979 | 443.4603 | 1.0338 | 449.1006 | 0.097937 | 443.4603 | 0.029594 | 443.4603 | 0 | 437.5 | 0.0084671 | 443.4603 | 0.0056185 | 448.755 | 0.00024348 | 443.4603 | 0.027614 | 443.4603 | 0.0049016 | 442.8417 | 0.017644 | 680.354 | 0.021865 | 442.8417 | 0.00019164 | 679.6006 | 0.0010433 | 680.354 | 0.0095528 | 440.369 | 5.5872
|  | 443.6806 | 0.065006 | 443.0622 | 0.3619 | 449.2136 | 0 | 443.6806 | 0.06295 | 443.0622 | 0.1482 | 437.2489 | 0.20474 | 443.0622 | 0.29173 | 443.6806 | 25.436 | 443.6806 | 1.0492 | 449.2136 | 0.093658 | 443.6806 | 0.015024 | 443.6806 | 0.0064372 | 437.72 | -0.0013262 | 443.6806 | 0 | 448.8698 | 0.00045833 | 443.6806 | 0 | 443.6806 | 0 | 443.0622 | -0.021238 | 680.5163 | 0.017252 | 443.0622 | -0.019721 | 679.7631 | 0 | 680.5163 | 0.010176 | 440.5856 | 5.6618
|  | 443.901 | 0.073115 | 443.2826 | 0.35553 | 449.3265 | 0.010333 | 443.901 | 0.089842 | 443.2826 | 0.037657 | 437.4686 | 0.20348 | 443.2826 | 0.35468 | 443.901 | 25.4499 | 443.901 | 1.0868 | 449.3265 | 0.095116 | 443.901 | 0.02539 | 443.901 | 0.002392 | 437.94 | -0.0034686 | 443.901 | 0.0017557 | 448.9847 | 0.00021645 | 443.901 | 0.019627 | 443.901 | 0.0078227 | 443.2826 | 0.010345 | 680.6786 | 0.025517 | 443.2826 | 0.011293 | 679.9256 | 0.00034783 | 680.6786 | 0.0095009 | 440.8022 | 5.74
|  | 444.1213 | 0.045048 | 443.5031 | 0.35133 | 449.4395 | 0 | 444.1213 | 0.019833 | 443.5031 | 0.17724 | 437.6882 | 0.20295 | 443.5031 | 0.26805 | 444.1213 | 25.419 | 444.1213 | 1.1103 | 449.4395 | 0.089662 | 444.1213 | 0.016409 | 444.1213 | 0.0093445 | 438.16 | -0.0016323 | 444.1213 | 0 | 449.0995 | 0.00045015 | 444.1213 | 0 | 444.1213 | 0 | 443.503 | -0.041963 | 680.8409 | 0.011581 | 443.5031 | -0.0098553 | 680.088 | 0 | 680.8409 | 0.0099162 | 441.0189 | 5.7706
|  | 444.3417 | 0.056551 | 443.7235 | 0.3599 | 449.5525 | 0.018039 | 444.3417 | 0.070805 | 443.7235 | 0.031309 | 437.9079 | 0.19748 | 443.7235 | 0.32896 | 444.3417 | 25.4472 | 444.3417 | 1.1789 | 449.5525 | 0.092342 | 444.3417 | 0.031764 | 444.3417 | 0.0012867 | 438.38 | 0.0032646 | 444.3417 | 0.0073695 | 449.2144 | 0.00023974 | 444.3417 | 0.0099733 | 444.3417 | 0.011746 | 443.7235 | 0.033034 | 681.0032 | 0.020808 | 443.7235 | -0.0037145 | 680.2505 | 0.00034783 | 681.0032 | 0.0091894 | 441.2355 | 5.8668
|  | 444.5621 | 0.041927 | 443.944 | 0.33525 | 449.6655 | 0 | 444.5621 | 0.039181 | 443.944 | 0.092546 | 438.1277 | 0.18108 | 443.944 | 0.24692 | 444.5621 | 25.4151 | 444.5621 | 1.1813 | 449.6655 | 0.087781 | 444.5621 | 0.019148 | 444.5621 | 0.00786 | 438.6 | -0.0042337 | 444.5621 | 0 | 449.3292 | 0.00047415 | 444.5621 | 0 | 444.5621 | 0 | 443.944 | -0.037498 | 681.1655 | 0.014849 | 443.944 | -0.015148 | 680.413 | 0 | 681.1655 | 0.0097086 | 441.4522 | 5.9395
|  | 444.7825 | 0.088429 | 444.1645 | 0.34893 | 449.7784 | 0.0056181 | 444.7825 | 0.043003 | 444.1645 | -0.011615 | 438.3474 | 0.18774 | 444.1645 | 0.31373 | 444.7825 | 25.523 | 444.7825 | 1.2623 | 449.7784 | 0.094081 | 444.7825 | 0.031939 | 444.7825 | 0.0039366 | 438.82 | 0.0035706 | 444.7825 | 0.0041295 | 449.4441 | 0.0002401 | 444.7825 | 0.015191 | 444.7825 | 0.0067391 | 444.1645 | 0.024999 | 681.3278 | 0.018741 | 444.1645 | 0.00013419 | 680.5755 | 0.00057972 | 681.3278 | 0.0089817 | 441.6689 | 6.0194
|  | 445.0029 | 0.033903 | 444.385 | 0.34973 | 449.8914 | 0 | 445.0029 | 0.035162 | 444.385 | 0.11434 | 438.5671 | 0.161 | 444.385 | 0.24701 | 445.0029 | 26.0367 | 445.0029 | 1.2743 | 449.8914 | 0.099112 | 445.0029 | 0.02434 | 445.0029 | 0.0093027 | 439.04 | -0.0065293 | 445.0029 | 0 | 449.559 | 0.00044677 | 445.0029 | 0 | 445.0029 | 0 | 444.385 | -0.020716 | 681.4902 | 0.016242 | 444.385 | -0.0013636 | 680.738 | 0 | 681.4902 | 0.0098643 | 441.8856 | 6.0471
|  | 445.2233 | 0.093002 | 444.6055 | 0.33188 | 450.0044 | 0.006681 | 445.2233 | 0.0647 | 444.6055 | 0.0022887 | 438.7868 | 0.18047 | 444.6055 | 0.29895 | 445.2233 | 26.2845 | 445.2233 | 1.3083 | 450.0044 | 0.096338 | 445.2233 | 0.031182 | 445.2233 | 0.0020708 | 439.26 | -0.007141 | 445.2233 | 0.010021 | 449.6738 | 0.00021236 | 445.2233 | 0.0095569 | 445.2233 | 0.0065136 | 444.6055 | 0.011812 | 681.6525 | 0.021625 | 444.6055 | 0.0097586 | 680.9005 | 0.00057972 | 681.6525 | 0.0091894 | 442.1023 | 6.1329
|  | 445.4438 | 0.042319 | 444.8261 | 0.3366 | 450.1174 | 0 | 445.4438 | 0.039496 | 444.8261 | 0.10646 | 439.0066 | 0.15916 | 444.8261 | 0.2368 | 445.4438 | 26.4284 | 445.4438 | 1.3789 | 450.1174 | 0.082045 | 445.4438 | 0.01977 | 445.4438 | 0.0071642 | 439.48 | -0.00056109 | 445.4438 | 0 | 449.7887 | 0.00043343 | 445.4438 | 0 | 445.4438 | 0 | 444.8261 | -0.033704 | 681.8148 | 0.019702 | 444.8261 | 0.0018178 | 681.063 | 0 | 681.8148 | 0.0097086 | 442.319 | 6.1679
|  | 445.6642 | 0.073392 | 445.0466 | 0.34668 | 450.2304 | 0.014711 | 445.6642 | 0.057489 | 445.0466 | 0.062007 | 439.2263 | 0.17772 | 445.0466 | 0.30041 | 445.6642 | 26.8853 | 445.6642 | 1.4205 | 450.2304 | 0.098877 | 445.6642 | 0.036187 | 445.6642 | 0 | 439.7 | 0.0038766 | 445.6642 | 0.0073209 | 449.9036 | 0.00022267 | 445.6642 | 0.013808 | 445.6642 | 0.0093057 | 445.0466 | 0.016015 | 681.9772 | 0.016146 | 445.0466 | 0.015092 | 681.2255 | 0.00081146 | 681.9772 | 0.0086183 | 442.5358 | 6.239
|  | 445.8847 | 0.049894 | 445.2672 | 0.30584 | 450.3433 | 0 | 445.8847 | 0.023855 | 445.2672 | 0.13647 | 439.4461 | 0.15333 | 445.2672 | 0.22196 | 445.8847 | 27.3981 | 445.8847 | 1.4736 | 450.3433 | 0.098454 | 445.8847 | 0.023836 | 445.8847 | 0.0084024 | 439.93 | -0.0091305 | 445.8847 | 0 | 450.0185 | 0.00043894 | 445.8847 | 0 | 445.8847 | 0 | 445.2672 | -0.025445 | 682.1396 | 0.022201 | 445.2672 | -0.015799 | 681.388 | 0 | 682.1396 | 0.0092413 | 442.7525 | 6.2879
|  | 446.1052 | 0.072976 | 445.4878 | 0.3511 | 450.4563 | 0.011997 | 446.1052 | 0.044414 | 445.4878 | 0.016465 | 439.6659 | 0.17184 | 445.4878 | 0.29148 | 446.1051 | 28.2264 | 446.1051 | 1.5426 | 450.4563 | 0.096338 | 446.1051 | 0.037235 | 446.1052 | 0.0027616 | 440.15 | -0.0077534 | 446.1051 | 0.0038988 | 450.1334 | 0.00021769 | 446.1051 | 0.022059 | 446.1052 | 0.0082961 | 445.4878 | 0.033927 | 682.3019 | 0.022297 | 445.4878 | 0.0089588 | 681.5505 | 0.00057972 | 682.3019 | 0.0087741 | 442.9693 | 6.378
|  | 446.3257 | 0.041557 | 445.7084 | 0.34926 | 450.5693 | 0 | 446.3257 | 0.0097452 | 445.7084 | 0.11447 | 439.8857 | 0.1587 | 445.7084 | 0.22439 | 446.3256 | 28.81 | 446.3256 | 1.5109 | 450.5693 | 0.088862 | 446.3256 | 0.028335 | 446.3257 | 0.0089259 | 440.37 | 0.010763 | 446.3256 | 0 | 450.2482 | 0.00043218 | 446.3256 | 0 | 446.3256 | 0 | 445.7084 | -0.011263 | 682.4643 | 0.020039 | 445.7084 | -0.0012887 | 681.713 | 0 | 682.4643 | 0.0096047 | 443.186 | 6.3973
|  | 446.5461 | 0.089853 | 445.929 | 0.36008 | 450.6823 | 0.013047 | 446.5461 | 0.073369 | 445.929 | 0.041388 | 440.1055 | 0.17579 | 445.929 | 0.29298 | 446.5461 | 29.1476 | 446.5461 | 1.5707 | 450.6823 | 0.10207 | 446.5461 | 0.03627 | 446.5461 | 0.0019786 | 440.59 | 0.0043357 | 446.5461 | 0.0098784 | 450.3631 | 0.00022018 | 446.5461 | 0.01676 | 446.5461 | 0.005814 | 445.929 | 0.0084445 | 682.6267 | 0.021048 | 445.929 | 0.016165 | 681.8756 | 0.00034783 | 682.6267 | 0.008826 | 443.4028 | 6.4538
|  | 446.7667 | 0.067538 | 446.1496 | 0.36025 | 450.7953 | 0 | 446.7667 | 0.036028 | 446.1496 | 0.16994 | 440.3253 | 0.15424 | 446.1496 | 0.2179 | 446.7667 | 29.5881 | 446.7667 | 1.5866 | 450.7953 | 0.10433 | 446.7667 | 0.032738 | 446.7667 | 0.013716 | 440.81 | -0.0010202 | 446.7667 | 0 | 450.478 | 0.00044143 | 446.7667 | 0 | 446.7667 | 0 | 446.1496 | -0.029686 | 682.789 | 0.017828 | 446.1496 | -0.021417 | 682.0381 | 0 | 682.789 | 0.0098124 | 443.6196 | 6.4671
|  | 446.9872 | 0.092555 | 446.3702 | 0.38874 | 450.9083 | 0.016813 | 446.9872 | 0.069131 | 446.3702 | 0.029948 | 440.5452 | 0.1566 | 446.3702 | 0.29218 | 446.9872 | 30.2787 | 446.9872 | 1.7256 | 450.9083 | 0.10339 | 446.9872 | 0.048698 | 446.9872 | 0.0010954 | 441.03 | -0.0016323 | 446.9872 | 0.013158 | 450.5929 | 0.00022658 | 446.9872 | 0.021037 | 446.9872 | 0.0088107 | 446.3702 | 0.034597 | 682.9514 | 0.016242 | 446.3702 | 0.012985 | 682.2006 | 0.00081146 | 682.9514 | 0.0091894 | 443.8364 | 6.5388
|  | 447.2077 | 0.017954 | 446.5909 | 0.3469 | 451.0213 | 0 | 447.2077 | 0.050898 | 446.5909 | 0.20535 | 440.765 | 0.15464 | 446.5909 | 0.20416 | 447.2077 | 30.3577 | 447.2077 | 1.6775 | 451.0213 | 0.099911 | 447.2077 | 0.035519 | 447.2077 | 0.011255 | 441.25 | 0.0011222 | 447.2077 | 0 | 450.7079 | 0.00044552 | 447.2077 | 0 | 447.2077 | 0 | 446.5909 | -0.030579 | 683.1138 | 0.013023 | 446.5909 | -0.0044594 | 682.3632 | 0 | 683.1138 | 0.0099682 | 444.0532 | 6.5312
|  | 447.4283 | 0.06316 | 446.8116 | 0.36077 | 451.1343 | 0.012172 | 447.4283 | 0.051544 | 446.8116 | 0.06176 | 440.9849 | 0.158 | 446.8116 | 0.27299 | 447.4283 | 30.1881 | 447.4283 | 1.7858 | 451.1343 | 0.10085 | 447.4283 | 0.047722 | 447.4283 | 0.0033039 | 441.47 | 0.0054069 | 447.4283 | 0.0060165 | 450.8228 | 0.00022409 | 447.4283 | 0.026109 | 447.4283 | 0.0090707 | 446.8116 | 0.025892 | 683.2762 | 0.015041 | 446.8116 | 0.022351 | 682.5257 | 0.0010433 | 683.2762 | 0.0089817 | 444.2701 | 6.5541
|  | 447.6489 | 0.046378 | 447.0322 | 0.35181 | 451.2473 | 0 | 447.6489 | 0.030549 | 447.0322 | 0.12281 | 441.2047 | 0.12612 | 447.0322 | 0.18754 | 447.6489 | 29.5779 | 447.6489 | 1.8295 | 451.2473 | 0.10005 | 447.6489 | 0.038427 | 447.6489 | 0.010478 | 441.69 | -0.0046928 | 447.6489 | 0 | 450.9377 | 0.00046508 | 447.6489 | 0 | 447.6489 | 0 | 447.0322 | -0.014341 | 683.4386 | 0.017155 | 447.0322 | -0.0018162 | 682.6883 | 0 | 683.4386 | 0.0095528 | 444.4869 | 6.5101
|  | 447.8694 | 0.079118 | 447.2529 | 0.31287 | 451.3603 | 0.0072883 | 447.8694 | 0.066532 | 447.2529 | 0.047858 | 441.4246 | 0.15808 | 447.2529 | 0.24895 | 447.8695 | 29.2737 | 447.8695 | 1.8902 | 451.3603 | 0.10259 | 447.8695 | 0.05029 | 447.8694 | 0.0019083 | 441.91 | 0.010916 | 447.8695 | 0.0070623 | 451.0526 | 0.00024312 | 447.8695 | 0.022052 | 447.8694 | 0.0074185 | 447.2529 | 0.037052 | 683.601 | 0.023403 | 447.2529 | 0.0068021 | 682.8509 | 0.0010433 | 683.601 | 0.0088779 | 444.7037 | 6.5189
|  | 448.0901 | 0.052361 | 447.4736 | 0.33565 | 451.4733 | 0 | 448.0901 | 0.018385 | 447.4736 | 0.10318 | 441.6445 | 0.12371 | 447.4736 | 0.17341 | 448.0901 | 28.9104 | 448.0901 | 1.9155 | 451.4733 | 0.10156 | 448.0901 | 0.036586 | 448.0901 | 0.011226 | 442.13 | -0.0057639 | 448.0901 | 0 | 451.1675 | 0.0004738 | 448.0901 | 0 | 448.0901 | 0 | 447.4736 | -0.017602 | 683.7635 | 0.022153 | 447.4736 | -0.02422 | 683.0134 | 0 | 683.7635 | 0.0097086 | 444.9206 | 6.5485
|  | 448.3107 | 0.074642 | 447.6944 | 0.35337 | 451.5863 | 0.013047 | 448.3107 | 0.036686 | 447.6944 | 0.01311 | 441.8644 | 0.14872 | 447.6944 | 0.24357 | 448.3107 | 28.9 | 448.3107 | 1.971 | 451.5863 | 0.10833 | 448.3107 | 0.055194 | 448.3107 | 0.0032679 | 442.36 | 0.0057129 | 448.3107 | 0.007568 | 451.2825 | 0.00023512 | 448.3107 | 0.020703 | 448.3107 | 0.0068675 | 447.6944 | 0.018635 | 683.9259 | 0.022634 | 447.6944 | 0.0044491 | 683.176 | 0.00081146 | 683.9259 | 0.0091894 | 445.1375 | 6.5324
|  | 448.5313 | 0.051052 | 447.9151 | 0.32264 | 451.6993 | 0 | 448.5313 | 0.055483 | 447.9151 | 0.12612 | 442.0843 | 0.11866 | 447.9151 | 0.18741 | 448.5313 | 28.7641 | 448.5313 | 2.032 | 451.6993 | 0.11209 | 448.5313 | 0.041108 | 448.5313 | 0.009172 | 442.58 | -0.010202 | 448.5313 | 0 | 451.3974 | 0.00048696 | 448.5313 | 0 | 448.5313 | 0 | 447.9151 | -0.026785 | 684.0883 | 0.016819 | 447.9151 | 0.0027085 | 683.3386 | 0 | 684.0883 | 0.0099162 | 445.3544 | 6.4936
|  | 448.752 | 0.08992 | 448.1359 | 0.34279 | 451.8123 | 0.015324 | 448.752 | 0.084695 | 448.1359 | 0.056563 | 442.3042 | 0.12694 | 448.1359 | 0.2386 | 448.7519 | 29.0384 | 448.7519 | 2.1455 | 451.8123 | 0.11101 | 448.7519 | 0.058312 | 448.752 | 0.0039484 | 442.8 | 0.0041827 | 448.7519 | 0.0050635 | 451.5124 | 0.00025682 | 448.7519 | 0.018229 | 448.752 | 0.0040254 | 448.1359 | 0.035936 | 684.2507 | 0.019702 | 448.1359 | 0.00114 | 683.5012 | 0.00034783 | 684.2507 | 0.0091375 | 445.5713 | 6.4755
|  | 448.9726 | 0.043074 | 448.3566 | 0.34131 | 451.9253 | 0.00076096 | 448.9726 | 0.039247 | 448.3566 | 0.098457 | 442.5242 | 0.11624 | 448.3566 | 0.16439 | 448.9726 | 29.2572 | 448.9726 | 2.1558 | 451.9253 | 0.11181 | 448.9726 | 0.050983 | 448.9726 | 0.013444 | 443.02 | 0.0023464 | 448.9726 | 0 | 451.6273 | 0.00048447 | 448.9726 | 0 | 448.9726 | 0 | 448.3566 | -0.019057 | 684.4132 | 0.018309 | 448.3566 | -0.02014 | 683.6638 | 0 | 684.4132 | 0.010124 | 445.7882 | 6.4496
|  | 449.1933 | 0.071124 | 448.5774 | 0.36962 | 452.0383 | 0.010333 | 449.1933 | 0.049884 | 448.5774 | 0.0004561 | 442.7441 | 0.14006 | 448.5774 | 0.24275 | 449.1933 | 29.1104 | 449.1933 | 2.2627 | 452.0383 | 0.1158 | 449.1933 | 0.062746 | 449.1933 | 0.0031958 | 443.24 | 0.00709 | 449.1933 | 0.0044622 | 451.7422 | 0.00023139 | 449.1933 | 0.027223 | 449.1933 | 0.010415 | 448.5774 | 0.022544 | 684.5756 | 0.021192 | 448.5774 | 0.016551 | 683.8264 | 0.00081146 | 684.5756 | 0.009449 | 446.0051 | 6.4182
|  | 449.4139 | 0.039346 | 448.7982 | 0.33837 | 452.1513 | 0 | 449.4139 | 0.016267 | 448.7982 | 0.14959 | 442.9641 | 0.11219 | 448.7982 | 0.16342 | 449.4139 | 28.6915 | 449.4139 | 2.2563 | 452.1513 | 0.11049 | 449.4139 | 0.053551 | 449.4139 | 0.014665 | 443.46 | 0.0092325 | 449.4139 | 0 | 451.8572 | 0.00043147 | 449.4139 | 0 | 449.4139 | 0 | 448.7982 | -0.008233 | 684.7381 | 0.0089382 | 448.7982 | -0.0063317 | 683.989 | 0 | 684.7381 | 0.010435 | 446.222 | 6.3766
|  | 449.6346 | 0.068443 | 449.019 | 0.36756 | 452.2643 | 0.01655 | 449.6346 | 0.069574 | 449.019 | 0.052924 | 443.1841 | 0.1165 | 449.019 | 0.24093 | 449.6346 | 28.5663 | 449.6346 | 2.3645 | 452.2643 | 0.11877 | 449.6346 | 0.065433 | 449.6346 | 0.0040051 | 443.68 | 0.0080083 | 449.6346 | 0.013176 | 451.9721 | 0.0002008 | 449.6346 | 0.027617 | 449.6346 | 0.008755 | 449.019 | 0.016265 | 684.9005 | 0.026718 | 449.019 | 0.0053225 | 684.1516 | 0.00057972 | 684.9005 | 0.0095528 | 446.439 | 6.3204
|  | 449.8553 | 0.063258 | 449.2398 | 0.31766 | 452.3773 | 0 | 449.8553 | 0.046111 | 449.2398 | 0.18175 | 443.4041 | 0.10101 | 449.2398 | 0.15501 | 449.8553 | 28.3542 | 449.8553 | 2.4585 | 452.3773 | 0.12036 | 449.8553 | 0.062937 | 449.8553 | 0.011384 | 443.9 | -0.0031625 | 449.8553 | 0 | 452.0871 | 0.00040533 | 449.8553 | 0 | 449.8553 | 0 | 449.2398 | -0.018392 | 685.063 | 0.018645 | 449.2398 | -0.022921 | 684.3142 | 0 | 685.063 | 0.010435 | 446.6559 | 6.2647
|  | 450.076 | 0.092606 | 449.4607 | 0.34021 | 452.4903 | 0.007592 | 450.076 | 0.037293 | 449.4607 | 0.020999 | 443.6241 | 0.11399 | 449.4607 | 0.21814 | 450.0761 | 28.2202 | 450.0761 | 2.5104 | 452.4903 | 0.11877 | 450.0761 | 0.069253 | 450.076 | 0.0033843 | 444.12 | 0.0041827 | 450.0761 | 0.008487 | 452.2021 | 0.00020453 | 450.0761 | 0.022277 | 450.0761 | 0.0084748 | 449.4606 | 0.0011223 | 685.2255 | 0.023835 | 449.4607 | 0.0033738 | 684.4768 | 0.00081146 | 685.2255 | 0.009449 | 446.8729 | 6.2122
|  | 450.2968 | 0.051104 | 449.6815 | 0.3335 | 452.6033 | 0 | 450.2968 | 0.0054932 | 449.6815 | 0.13427 | 443.8441 | 0.085609 | 449.6815 | 0.13995 | 450.2968 | 27.7586 | 450.2968 | 2.5542 | 452.6033 | 0.11303 | 450.2968 | 0.061824 | 450.2968 | 0.011577 | 444.35 | 0.0051009 | 450.2968 | 0 | 452.3171 | 0.00044837 | 450.2968 | 0 | 450.2968 | 0 | 449.6815 | -0.043079 | 685.3879 | 0.022297 | 449.6815 | -0.011686 | 684.6394 | 0 | 685.3879 | 0.0096567 | 447.0898 | 6.179
|  | 450.5175 | 0.079411 | 449.9024 | 0.34098 | 452.7163 | 0.0077439 | 450.5175 | 0.057843 | 449.9024 | 0.029126 | 444.0641 | 0.095791 | 449.9024 | 0.21183 | 450.5175 | 27.4918 | 450.5175 | 2.6581 | 452.7163 | 0.10913 | 450.5175 | 0.075327 | 450.5175 | 0.0048083 | 444.57 | 0.0047948 | 450.5175 | 0.00059087 | 452.432 | 0.00024384 | 450.5175 | 0.017795 | 450.5176 | 0.0033177 | 449.9024 | 0.037945 | 685.5504 | 0.017828 | 449.9024 | 0.021895 | 684.8021 | 0.00081146 | 685.5504 | 0.0085664 | 447.3068 | 6.0553
|  | 450.7383 | 0.055706 | 450.1232 | 0.3442 | 452.8294 | 0 | 450.7383 | -0.0013091 | 450.1232 | 0.1377 | 444.2841 | 0.087787 | 450.1232 | 0.1421 | 450.7383 | 27.0191 | 450.7383 | 2.7028 | 452.8294 | 0.11477 | 450.7383 | 0.06821 | 450.7383 | 0.013087 | 444.79 | 0.0092325 | 450.7383 | 0 | 452.547 | 0.00047078 | 450.7383 | 0 | 450.7383 | 0 | 450.1232 | -0.053346 | 685.7129 | 0.018645 | 450.1232 | -0.023902 | 684.9647 | 0 | 685.7129 | 0.0092932 | 447.5238 | 5.9838
|  | 450.9591 | 0.067828 | 450.3441 | 0.34374 | 452.9424 | 0.0059217 | 450.9591 | 0.074569 | 450.3441 | 0.085836 | 444.5042 | 0.1017 | 450.3441 | 0.21703 | 450.9591 | 26.8741 | 450.9591 | 2.7754 | 452.9424 | 0.10485 | 450.9591 | 0.079859 | 450.9591 | 0.0036318 | 445.01 | -0.0019383 | 450.9591 | 0.0087468 | 452.662 | 0.00022765 | 450.9591 | 0.020729 | 450.9591 | 0.011858 | 450.3441 | 0.032365 | 685.8754 | 0.02249 | 450.3441 | 0.0056527 | 685.1273 | 0.0010433 | 685.8754 | 0.0090856 | 447.7408 | 5.9334
|  | 451.1799 | 0.065281 | 450.565 | 0.32646 | 453.0554 | 0 | 451.1799 | 0.0043026 | 450.565 | 0.16268 | 444.7242 | 0.078219 | 450.565 | 0.12331 | 451.1799 | 26.3764 | 451.1799 | 2.8391 | 453.0554 | 0.11557 | 451.1799 | 0.064402 | 451.1799 | 0.015495 | 445.23 | -0.0037746 | 451.1799 | 0 | 452.777 | 0.00044339 | 451.1799 | 0 | 451.1799 | 0 | 450.565 | -0.035043 | 686.0379 | 0.022153 | 450.565 | -0.0042196 | 685.29 | 0 | 686.0379 | 0.01002 | 447.9579 | 5.7801
|  | 451.4007 | 0.063156 | 450.786 | 0.26927 | 453.1684 | 0.012609 | 451.4007 | 0.040316 | 450.786 | 0.015881 | 444.9443 | 0.10476 | 450.786 | 0.21478 | 451.4007 | 26.1249 | 451.4007 | 3.0058 | 453.1684 | 0.11275 | 451.4007 | 0.08592 | 451.4007 | 0.0064878 | 445.45 | -0.0031625 | 451.4007 | 0.0049206 | 452.892 | 0.00021769 | 451.4007 | 0.019797 | 451.4007 | 0.0058949 | 450.786 | 0.030356 | 686.2004 | 0.023835 | 450.786 | 0.013203 | 685.4526 | 0.00081146 | 686.2004 | 0.0095528 | 448.1749 | 5.7362
|  | 451.6215 | 0.029422 | 451.0069 | 0.25353 | 453.2815 | 0 | 451.6215 | 0.014565 | 451.0069 | 0.15467 | 445.1643 | 0.081311 | 451.0069 | 0.12862 | 451.6215 | 25.6519 | 451.6215 | 3.0108 | 453.2815 | 0.10301 | 451.6215 | 0.078271 | 451.6215 | 0.013424 | 445.67 | -0.012191 | 451.6215 | 0 | 453.007 | 0.00043094 | 451.6215 | 0 | 451.6215 | 0 | 451.0069 | -0.043748 | 686.3629 | 0.018069 | 451.0069 | -0.016963 | 685.6153 | 0 | 686.3629 | 0.0098124 | 448.392 | 5.6253
|  | 451.8423 | 0.098895 | 451.2278 | 0.33967 | 453.3945 | 0.0056181 | 451.8423 | 0.040952 | 451.2278 | 0.043402 | 445.3844 | 0.088553 | 451.2278 | 0.2063 | 451.8423 | 25.2642 | 451.8423 | 3.116 | 453.3945 | 0.10819 | 451.8423 | 0.096021 | 451.8423 | 0.0053642 | 445.89 | 0.00051009 | 451.8423 | 0.010299 | 453.122 | 0.00021574 | 451.8423 | 0.023774 | 451.8423 | 0.0072725 | 451.2278 | 0.026785 | 686.5254 | 0.023979 | 451.2278 | -0.0057011 | 685.7779 | 0.00081146 | 686.5254 | 0.0088779 | 448.609 | 5.5405
|  | 452.0631 | 0.057642 | 451.4488 | 0.33531 | 453.5075 | 0 | 452.0631 | 0.025376 | 451.4488 | 0.16799 | 445.6045 | 0.081866 | 451.4488 | 0.12874 | 452.0632 | 24.8324 | 452.0632 | 3.2143 | 453.5075 | 0.10513 | 452.0632 | 0.076543 | 452.0631 | 0.018113 | 446.12 | -0.0065293 | 452.0632 | 0 | 453.237 | 0.00045086 | 452.0632 | 0 | 452.0631 | 0 | 451.4488 | -0.014949 | 686.688 | 0.013167 | 451.4488 | -0.011305 | 685.9406 | 0 | 686.688 | 0.0092413 | 448.8261 | 5.4322
|  | 452.284 | 0.09214 | 451.6698 | 0.3651 | 453.6205 | 0.011384 | 452.284 | 0.073292 | 451.6698 | 0.03322 | 445.8246 | 0.08201 | 451.6698 | 0.20323 | 452.284 | 24.3684 | 452.284 | 3.2889 | 453.6205 | 0.10819 | 452.284 | 0.09589 | 452.284 | 0.0076659 | 446.34 | -0.0023974 | 452.284 | 0.0060597 | 453.352 | 0.00023761 | 452.284 | 0.025212 | 452.284 | 0.008786 | 451.6698 | 0.030356 | 686.8505 | 0.021384 | 451.6698 | 0.007955 | 686.1033 | 0.00057972 | 686.8505 | 0.0090336 | 449.0432 | 5.3124
|  | 452.5049 | 0.062593 | 451.8908 | 0.34885 | 453.7335 | 0 | 452.5049 | 0.0057751 | 451.8908 | 0.080401 | 446.0448 | 0.064054 | 451.8908 | 0.13057 | 452.5049 | 23.7575 | 452.5049 | 3.412 | 453.7335 | 0.11261 | 452.5049 | 0.085709 | 452.5049 | 0.013359 | 446.56 | -0.0013262 | 452.5049 | 0 | 453.467 | 0.00043592 | 452.5049 | 0 | 452.5049 | 0 | 451.8908 | -0.026115 | 687.013 | 0.014945 | 451.8908 | -0.01031 | 686.2659 | 0 | 687.013 | 0.010072 | 449.2602 | 5.229
|  | 452.7258 | 0.073603 | 452.1118 | 0.34929 | 453.8466 | 0.015762 | 452.7258 | 0.057775 | 452.1118 | 0.0016941 | 446.2649 | 0.094782 | 452.1118 | 0.18463 | 452.7258 | 23.3573 | 452.7258 | 3.584 | 453.8466 | 0.1166 | 452.7258 | 0.10342 | 452.7258 | 0.0063421 | 446.78 | -0.00025504 | 452.7258 | 0.014143 | 453.582 | 0.00020329 | 452.7258 | 0.021528 | 452.7258 | 0.0081361 | 452.1118 | 0.0074594 | 687.1756 | 0.016963 | 452.1118 | 0.0059163 | 686.4286 | 0.0010433 | 687.1756 | 0.0098124 | 449.4774 | 5.1339
|  | 452.9467 | 0.050651 | 452.3328 | 0.32379 | 453.9596 | 0 | 452.9467 | -0.0068235 | 452.3328 | 0.14931 | 446.485 | 0.073692 | 452.3328 | 0.11064 | 452.9467 | 22.7138 | 452.9467 | 3.5556 | 453.9596 | 0.1142 | 452.9467 | 0.08982 | 452.9467 | 0.016261 | 447 | -0.0023974 | 452.9467 | 0 | 453.6971 | 0.00042027 | 452.9467 | 0 | 452.9467 | 0 | 452.3328 | -0.021741 | 687.3381 | 0.022057 | 452.3328 | -0.018058 | 686.5913 | 0 | 687.3381 | 0.010383 | 449.6945 | 4.9816
|  | 453.1676 | 0.079427 | 452.5538 | 0.34656 | 454.0727 | 0.01366 | 453.1676 | 0.085878 | 452.5538 | 0.014635 | 446.7052 | 0.088127 | 452.5538 | 0.19249 | 453.1676 | 22.2561 | 453.1676 | 3.653 | 454.0727 | 0.11223 | 453.1676 | 0.11368 | 453.1676 | 0.0091571 | 447.22 | 0.0064783 | 453.1676 | 0.0098128 | 453.8121 | 0.0002216 | 453.1676 | 0.024439 | 453.1676 | 0.0048619 | 452.5538 | 0.037722 | 687.5006 | 0.023931 | 452.5538 | 0.012861 | 686.754 | 0.00081146 | 687.5006 | 0.0093971 | 449.9116 | 4.8432
|  | 453.3885 | 0.050544 | 452.7749 | 0.3433 | 454.1857 | 0 | 453.3885 | 0.02383 | 452.7749 | 0.14061 | 446.9254 | 0.061437 | 452.7749 | 0.11498 | 453.3885 | 21.4371 | 453.3885 | 3.7631 | 454.1857 | 0.1166 | 453.3885 | 0.10454 | 453.3885 | 0.014027 | 447.44 | 0.0096913 | 453.3885 | 0 | 453.9271 | 0.00044854 | 453.3885 | 0 | 453.3885 | 0 | 452.7749 | -0.0035963 | 687.6632 | 0.023499 | 452.7749 | 9.8762e-05 | 686.9167 | 0 | 687.6632 | 0.01028 | 450.1287 | 4.7577
|  | 453.6094 | 0.058281 | 452.9959 | 0.32345 | 454.2987 | 0.009282 | 453.6094 | 0.070001 | 452.9959 | 0.012485 | 447.1456 | 0.081086 | 452.9959 | 0.17686 | 453.6094 | 20.8372 | 453.6094 | 3.8509 | 454.2987 | 0.11877 | 453.6094 | 0.10931 | 453.6094 | 0.0082107 | 447.66 | 0.0018873 | 453.6094 | 0.0017543 | 454.0422 | 0.00023352 | 453.6094 | 0.022155 | 453.6094 | 0.0072401 | 452.9959 | 0.033481 | 687.8258 | 0.018261 | 452.9959 | -0.0092312 | 687.0794 | 0.00034783 | 687.8258 | 0.0096047 | 450.3459 | 4.626
|  | 453.8304 | 0.061635 | 453.217 | 0.25666 | 454.4118 | 0 | 453.8304 | 0.022098 | 453.217 | 0.12398 | 447.3658 | 0.070096 | 453.217 | 0.10449 | 453.8304 | 20.2138 | 453.8304 | 3.9916 | 454.4118 | 0.1049 | 453.8304 | 0.10641 | 453.8304 | 0.02015 | 447.89 | 0.0018873 | 453.8304 | 0 | 454.1572 | 0.00045833 | 453.8304 | 0 | 453.8304 | 0 | 453.217 | -0.025892 | 687.9883 | 0.022826 | 453.217 | -0.0074643 | 687.2421 | 0 | 687.9883 | 0.010124 | 450.563 | 4.5339
|  | 454.0513 | 0.069403 | 453.4381 | 0.34083 | 454.5248 | 0.0097198 | 454.0513 | 0.039824 | 453.4381 | 0.034884 | 447.586 | 0.076972 | 453.4381 | 0.18154 | 454.0513 | 19.8681 | 454.0513 | 4.1135 | 454.5248 | 0.10819 | 454.0513 | 0.12512 | 454.0513 | 0.0097537 | 448.11 | 0.006172 | 454.0513 | 0.0067613 | 454.2722 | 0.00022783 | 454.0513 | 0.019989 | 454.0513 | 0.0076078 | 453.4381 | 0.024776 | 688.1509 | 0.023306 | 453.4381 | -0.019465 | 687.4049 | 0.0010433 | 688.1509 | 0.0090336 | 450.7802 | 4.4157
|  | 454.2723 | 0.070267 | 453.6592 | 0.3032 | 454.6378 | 0 | 454.2723 | 0.0028835 | 453.6592 | 0.13496 | 447.8062 | 0.054256 | 453.6592 | 0.098927 | 454.2723 | 19.2598 | 454.2723 | 4.1891 | 454.6378 | 0.10222 | 454.2723 | 0.12126 | 454.2723 | 0.020688 | 448.33 | -0.0016323 | 454.2723 | 0 | 454.3873 | 0.00045619 | 454.2723 | 0 | 454.2723 | 0 | 453.6592 | -0.018937 | 688.3135 | 0.021721 | 453.6592 | -0.008802 | 687.5676 | 0 | 688.3135 | 0.0095528 | 450.9974 | 4.2828
|  | 454.4933 | 0.060824 | 453.8803 | 0.35126 | 454.7509 | 0.0086549 | 454.4933 | 0.053301 | 453.8803 | 0.050501 | 448.0264 | 0.072064 | 453.8803 | 0.18292 | 454.4933 | 18.9551 | 454.4933 | 4.3334 | 454.7509 | 0.10781 | 454.4933 | 0.13555 | 454.4933 | 0.0083144 | 448.55 | 0.0044887 | 454.4933 | 0.012335 | 454.5023 | 0.00023103 | 454.4933 | 0.017144 | 454.4933 | 0.012175 | 453.8803 | 0.033704 | 688.4761 | 0.022538 | 453.8803 | 0.0031317 | 687.7303 | 0.00057972 | 688.4761 | 0.0093451 | 451.2146 | 4.1946
|  | 454.7143 | 0.046192 | 454.1015 | 0.30298 | 454.8639 | 0 | 454.7143 | 0.0062753 | 454.1015 | 0.1343 | 448.2466 | 0.050458 | 454.1015 | 0.089765 | 454.7143 | 18.2925 | 454.7143 | 4.4172 | 454.8639 | 0.10809 | 454.7143 | 0.11902 | 454.7143 | 0.022647 | 448.77 | 0.00081613 | 454.7143 | 0 | 454.6174 | 0.00047629 | 454.7143 | 0 | 454.7143 | 0 | 454.1015 | -0.031249 | 688.6387 | 0.022393 | 454.1015 | -0.012554 | 687.893 | 0 | 688.6387 | 0.010487 | 451.4318 | 4.0489
|  | 454.9353 | 0.075012 | 454.3226 | 0.34861 | 454.977 | 0.012785 | 454.9353 | 0.037502 | 454.3226 | 0.015351 | 448.4669 | 0.072588 | 454.3226 | 0.17201 | 454.9353 | 17.9912 | 454.9353 | 4.543 | 454.977 | 0.11754 | 454.9353 | 0.14578 | 454.9353 | 0.014894 | 448.99 | 0.006172 | 454.9353 | 0.010342 | 454.7325 | 0.00024561 | 454.9353 | 0.02841 | 454.9353 | 0.012168 | 454.3226 | 0.032811 | 688.8013 | 0.023066 | 454.3226 | 0.018896 | 688.0558 | 0.00034783 | 688.8013 | 0.010124 | 451.649 | 3.9857
|  | 455.1563 | 0.030856 | 454.5438 | 0.34127 | 455.09 | 0 | 455.1563 | 0.02517 | 454.5438 | 0.12301 | 448.6872 | 0.041841 | 454.5438 | 0.099531 | 455.1563 | 17.4061 | 455.1563 | 4.6454 | 455.09 | 0.10687 | 455.1563 | 0.13854 | 455.1563 | 0.019394 | 449.21 | -0.00025504 | 455.1563 | 0 | 454.8475 | 0.00048198 | 455.1563 | 0 | 455.1563 | 0 | 454.5438 | -0.0079373 | 688.9639 | 0.0173 | 454.5438 | -0.0022701 | 688.2185 | 0 | 688.9639 | 0.010903 | 451.8662 | 3.834
|  | 455.3774 | 0.065636 | 454.7649 | 0.30532 | 455.2031 | 0.014448 | 455.3774 | 0.044287 | 454.7649 | 0.010929 | 448.9074 | 0.066279 | 454.7649 | 0.16189 | 455.3774 | 16.8577 | 455.3774 | 4.7848 | 455.2031 | 0.11326 | 455.3774 | 0.15192 | 455.3774 | 0.011306 | 449.44 | 0.0047948 | 455.3774 | 0.0052547 | 454.9626 | 0.00023637 | 455.3774 | 0.013215 | 455.3774 | 0.0091853 | 454.7649 | 0.022767 | 689.1265 | 0.021817 | 454.7649 | 0.024037 | 688.3813 | 0.00081146 | 689.1265 | 0.0098643 | 452.0835 | 3.7308
|  | 455.5984 | 0.039154 | 454.9861 | 0.29681 | 455.3161 | 0 | 455.5984 | 0.034086 | 454.9861 | 0.15569 | 449.1277 | 0.051555 | 454.9861 | 0.087466 | 455.5984 | 16.1844 | 455.5984 | 4.8669 | 455.3161 | 0.11317 | 455.5984 | 0.13979 | 455.5984 | 0.020515 | 449.66 | -0.010661 | 455.5984 | 0 | 455.0777 | 0.00046704 | 455.5984 | 0 | 455.5985 | 0 | 454.9861 | -0.018354 | 689.2891 | 0.019078 | 454.9861 | -0.021055 | 688.544 | 0 | 689.2891 | 0.010487 | 452.3007 | 3.6219
|  | 455.8195 | 0.073321 | 455.2073 | 0.31916 | 455.4292 | 0.009895 | 455.8195 | 0.045034 | 455.2073 | 0.025811 | 449.348 | 0.062637 | 455.2073 | 0.15761 | 455.8195 | 15.9687 | 455.8195 | 5.0073 | 455.4292 | 0.12436 | 455.8195 | 0.15627 | 455.8195 | 0.013985 | 449.88 | -0.00607 | 455.8195 | 0.0066893 | 455.1928 | 0.00023068 | 455.8195 | 0.02259 | 455.8195 | 0.0093815 | 455.2073 | 0.029017 | 689.4517 | 0.020856 | 455.2073 | 0.026587 | 688.7068 | 0.00081146 | 689.4517 | 0.0092932 | 452.518 | 3.5342
|  | 456.0406 | 0.046615 | 455.4285 | 0.28224 | 455.5422 | 0 | 456.0406 | 0.0082495 | 455.4285 | 0.16452 | 449.5683 | 0.050412 | 455.4285 | 0.090068 | 456.0406 | 15.5148 | 456.0406 | 5.1048 | 455.5422 | 0.1174 | 456.0406 | 0.15115 | 456.0406 | 0.021934 | 450.1 | -0.0063763 | 456.0406 | 0 | 455.3079 | 0.00046882 | 456.0406 | 0 | 456.0406 | 0 | 455.4285 | -0.032365 | 689.6144 | 0.014128 | 455.4285 | 0.023308 | 688.8696 | 0 | 689.6144 | 0.01002 | 452.7353 | 3.4562
|  | 456.2617 | 0.06534 | 455.6498 | 0.32162 | 455.6553 | 0.013222 | 456.2617 | 0.048465 | 455.6498 | 0.026347 | 449.7887 | 0.060786 | 455.6498 | 0.13816 | 456.2617 | 15.2393 | 456.2617 | 5.2985 | 455.6553 | 0.11486 | 456.2617 | 0.16642 | 456.2617 | 0.015294 | 450.32 | -0.0010202 | 456.2617 | 0.010134 | 455.423 | 0.00024028 | 456.2617 | 0.025508 | 456.2617 | 0.0083019 | 455.6498 | 0.010885 | 689.777 | 0.021144 | 455.6498 | 0.006584 | 689.0323 | 0.00057972 | 689.777 | 0.0093971 | 452.9526 | 3.3604
|  | 456.4828 | 0.051374 | 455.871 | 0.29685 | 455.7683 | 0 | 456.4828 | 0.010363 | 455.871 | 0.12195 | 450.009 | 0.039095 | 455.871 | 0.075215 | 456.4828 | 14.6118 | 456.4828 | 5.3959 | 455.7683 | 0.10969 | 456.4828 | 0.16592 | 456.4828 | 0.022921 | 450.54 | -0.01112 | 456.4828 | 0 | 455.538 | 0.00045424 | 456.4828 | 0 | 456.4828 | 0 | 455.871 | -0.028124 | 689.9396 | 0.016723 | 455.871 | -0.015786 | 689.1951 | 0 | 689.9396 | 0.010228 | 453.1699 | 3.2187
|  | 456.7039 | 0.077577 | 456.0923 | 0.32194 | 455.8814 | 0.0074402 | 456.7039 | 0.054021 | 456.0923 | 0.0053158 | 450.2293 | 0.054378 | 456.0923 | 0.15288 | 456.7039 | 14.4072 | 456.7039 | 5.5612 | 455.8814 | 0.1174 | 456.7039 | 0.18658 | 456.7039 | 0.015752 | 450.76 | 0.00051009 | 456.7039 | 0.0045562 | 455.6531 | 0.00021734 | 456.7039 | 0.027364 | 456.7039 | 0.01218 | 456.0923 | 0.030802 | 690.1023 | 0.021961 | 456.0923 | 0.025282 | 689.3579 | 0.00034783 | 690.1023 | 0.0093971 | 453.3872 | 3.1481
|  | 456.925 | 0.016607 | 456.3135 | 0.31287 | 455.9944 | 0 | 456.925 | 0.018787 | 456.3135 | 0.07424 | 450.4497 | 0.031793 | 456.3135 | 0.08309 | 456.9251 | 14.0359 | 456.9251 | 5.631 | 455.9944 | 0.10222 | 456.9251 | 0.17714 | 456.925 | 0.021945 | 450.99 | -0.0014792 | 456.9251 | 0 | 455.7683 | 0.00044588 | 456.9251 | 0 | 456.925 | 0 | 456.3135 | -0.018203 | 690.2649 | 0.018309 | 456.3135 | -0.0066462 | 689.5207 | 0 | 690.2649 | 0.0096047 | 453.6045 | 3.0631
|  | 457.1462 | 0.079339 | 456.5348 | 0.31522 | 456.1075 | 0.012785 | 457.1462 | 0.047851 | 456.5348 | -0.002944 | 450.6701 | 0.056881 | 456.5348 | 0.15043 | 457.1462 | 13.7776 | 457.1462 | 5.8071 | 456.1075 | 0.12836 | 457.1462 | 0.19468 | 457.1462 | 0.016107 | 451.21 | 0.010916 | 457.1462 | 0.0091135 | 455.8834 | 0.00023192 | 457.1462 | 0.018111 | 457.1462 | 0.006267 | 456.5348 | 0.017084 | 690.4276 | 0.021192 | 456.5348 | 0.011324 | 689.6834 | 0.0010433 | 690.4276 | 0.0091375 | 453.8218 | 3.0263
|  | 457.3674 | 0.056952 | 456.7561 | 0.30369 | 456.2206 | 0 | 457.3674 | 0.050354 | 456.7561 | 0.14825 | 450.8904 | 0.033046 | 456.7561 | 0.077992 | 457.3674 | 13.3566 | 457.3674 | 5.8803 | 456.2206 | 0.1166 | 457.3674 | 0.18581 | 457.3674 | 0.025777 | 451.43 | 0.0038766 | 457.3674 | 0 | 455.9985 | 0.00046882 | 457.3674 | 0 | 457.3674 | 0 | 456.7561 | -0.037275 | 690.5902 | 0.020039 | 456.7561 | 0.01599 | 689.8463 | 0 | 690.5902 | 0.010124 | 454.0392 | 2.91
|  | 457.5886 | 0.082425 | 456.9774 | 0.32284 | 456.3336 | 0.013835 | 457.5886 | 0.026401 | 456.9774 | 0.010275 | 451.1108 | 0.051765 | 456.9774 | 0.1372 | 457.5886 | 13.1225 | 457.5886 | 6.0741 | 456.3336 | 0.12196 | 457.5886 | 0.209 | 457.5886 | 0.016593 | 451.65 | 0.0015813 | 457.5886 | 0.0091935 | 456.1136 | 0.00023814 | 457.5886 | 0.021578 | 457.5886 | 0.0112 | 456.9774 | 0.026338 | 690.7529 | 0.025277 | 456.9774 | 0.016391 | 690.0091 | 0.00034783 | 690.7529 | 0.0097605 | 454.2565 | 2.8691
|  | 457.8098 | 0.039335 | 457.1988 | 0.28768 | 456.4467 | 0 | 457.8098 | 0.028644 | 457.1988 | 0.084681 | 451.3312 | 0.036987 | 457.1988 | 0.06792 | 457.8097 | 12.6381 | 457.8097 | 6.1688 | 456.4467 | 0.10419 | 457.8097 | 0.19849 | 457.8098 | 0.024162 | 451.87 | -0.012803 | 457.8097 | 0 | 456.2287 | 0.00048571 | 457.8097 | 0 | 457.8098 | 0 | 457.1988 | -0.025445 | 690.9156 | 0.02494 | 457.1988 | -0.015878 | 690.1719 | 0 | 690.9156 | 0.010487 | 454.4739 | 2.7612
|  | 458.0309 | 0.083488 | 457.4201 | 0.29802 | 456.5598 | 0.009282 | 458.0309 | 0.022397 | 457.4201 | 0.051126 | 451.5517 | 0.050469 | 457.4201 | 0.14736 | 458.0309 | 12.3234 | 458.0309 | 6.2819 | 456.5598 | 0.1253 | 458.0309 | 0.21741 | 458.0309 | 0.017765 | 452.09 | 0.0096913 | 458.0309 | 0.0056698 | 456.3438 | 0.00024882 | 458.0309 | 0.026343 | 458.0309 | 0.007594 | 457.4201 | 0.016271 | 691.0783 | 0.026622 | 457.4201 | -0.013362 | 690.3347 | 0.00081146 | 691.0783 | 0.0091375 | 454.6913 | 2.6882
|  | 458.2522 | 0.0373 | 457.6415 | 0.29278 | 456.6728 | 0 | 458.2522 | 0.025176 | 457.6415 | 0.15711 | 451.7721 | 0.034685 | 457.6415 | 0.072913 | 458.2522 | 11.9161 | 458.2522 | 6.4504 | 456.6728 | 0.11688 | 458.2522 | 0.21019 | 458.2522 | 0.026534 | 452.32 | -0.0077534 | 458.2522 | 0 | 456.459 | 0.00048323 | 458.2522 | 0 | 458.2522 | 0 | 457.6415 | -0.016777 | 691.241 | 0.019847 | 457.6415 | -0.0063303 | 690.4975 | 0 | 691.241 | 0.010072 | 454.9087 | 2.6398
|  | 458.4734 | 0.059159 | 457.8628 | 0.27684 | 456.7859 | 0.0030368 | 458.4734 | 0.053936 | 457.8628 | 0.08039 | 451.9925 | 0.047093 | 457.8628 | 0.13503 | 458.4734 | 11.6543 | 458.4734 | 6.5989 | 456.7859 | 0.12022 | 458.4734 | 0.23114 | 458.4734 | 0.016803 | 452.54 | -0.0037746 | 458.4734 | 0.0070643 | 456.5741 | 0.00023565 | 458.4734 | 0.018659 | 458.4734 | 0.0075698 | 457.8628 | 0.0043131 | 691.4036 | 0.021625 | 457.8628 | -0.0077461 | 690.6603 | 0.0010433 | 691.4036 | 0.0093451 | 455.1261 | 2.5777
|  | 458.6946 | 0.046317 | 458.0842 | 0.28525 | 456.899 | 0 | 458.6946 | 0.022261 | 458.0842 | 0.10713 | 452.213 | 0.034148 | 458.0842 | 0.082721 | 458.6946 | 11.4169 | 458.6946 | 6.6949 | 456.899 | 0.12718 | 458.6946 | 0.22472 | 458.6946 | 0.026945 | 452.76 | -0.0063763 | 458.6946 | 0 | 456.6892 | 0.00044712 | 458.6946 | 0 | 458.6946 | 0 | 458.0842 | -0.01625 | 691.5663 | 0.020087 | 458.0842 | -0.0076606 | 690.8232 | 0 | 691.5663 | 0.010643 | 455.3435 | 2.4928
|  | 458.9159 | 0.071096 | 458.3056 | 0.26105 | 457.0121 | 0.021279 | 458.9159 | 0.054125 | 458.3056 | -0.014929 | 452.4334 | 0.053845 | 458.3056 | 0.14226 | 458.9159 | 11.1918 | 458.9159 | 6.8656 | 457.0121 | 0.11637 | 458.9159 | 0.24194 | 458.9159 | 0.023708 | 452.98 | 0.0051009 | 458.9159 | 0.0019694 | 456.8044 | 0.00021485 | 458.9159 | 0.021768 | 458.9159 | 0.012729 | 458.3056 | 0.0072172 | 691.7291 | 0.021288 | 458.3056 | 0.010744 | 690.986 | 0.00034783 | 691.7291 | 0.0095009 | 455.5609 | 2.4581
|  | 459.1371 | 0.03252 | 458.527 | 0.30227 | 457.1251 | 0 | 459.1371 | 0.0066458 | 458.527 | 0.073551 | 452.6539 | 0.037883 | 458.527 | 0.077277 | 459.1372 | 10.9321 | 459.1372 | 7.0514 | 457.1251 | 0.11731 | 459.1372 | 0.24553 | 459.1371 | 0.028347 | 453.2 | -0.0040807 | 459.1372 | 0 | 456.9195 | 0.00041742 | 459.1372 | 0.0020698 | 459.1372 | 0 | 458.527 | -0.030356 | 691.8918 | 0.015618 | 458.527 | 0.0016437 | 691.1488 | 0 | 691.8918 | 0.010124 | 455.7783 | 2.3804
|  | 459.3584 | 0.10115 | 458.7484 | 0.31746 | 457.2382 | 0.010508 | 459.3584 | 0.045456 | 458.7484 | 0.078237 | 452.8744 | 0.055785 | 458.7484 | 0.14183 | 459.3584 | 10.8182 | 459.3584 | 7.164 | 457.2382 | 0.12408 | 459.3584 | 0.26644 | 459.3584 | 0.023883 | 453.42 | -0.0033155 | 459.3584 | 0.0017723 | 457.0347 | 0.00020542 | 459.3584 | 0.023859 | 459.3584 | 0.015637 | 458.7484 | 0.039731 | 692.0545 | 0.022634 | 458.7484 | 0.0077172 | 691.3117 | 0.00081146 | 692.0545 | 0.0090336 | 455.9958 | 2.3898
|  | 459.5797 | 0.06021 | 458.9699 | 0.31125 | 457.3513 | 0 | 459.5797 | 0.016093 | 458.9699 | 0.079361 | 453.0949 | 0.029585 | 458.9699 | 0.074139 | 459.5797 | 10.5395 | 459.5797 | 7.3464 | 457.3513 | 0.10861 | 459.5797 | 0.26375 | 459.5797 | 0.032404 | 453.65 | -0.0074475 | 459.5797 | 0 | 457.1498 | 0.00044517 | 459.5797 | 0 | 459.5797 | 0 | 458.9699 | -0.01685 | 692.2172 | 0.021625 | 458.9699 | -0.01627 | 691.4745 | 0 | 692.2172 | 0.010072 | 456.2133 | 2.2918
|  | 459.8011 | 0.084304 | 459.1913 | 0.32822 | 457.4644 | 0.020228 | 459.8011 | 0.068782 | 459.1913 | 0.026102 | 453.3154 | 0.049411 | 459.1913 | 0.14313 | 459.801 | 10.2958 | 459.801 | 7.442 | 457.4644 | 0.11303 | 459.801 | 0.28368 | 459.8011 | 0.026571 | 453.87 | -0.0062227 | 459.801 | 0.0060638 | 457.265 | 0.00024437 | 459.801 | 0.020969 | 459.8011 | 0.013631 | 459.1913 | 0.011534 | 692.3799 | 0.027439 | 459.1913 | 0.031209 | 691.6374 | 0.00081146 | 692.3799 | 0.0093451 | 456.4307 | 2.2698
|  | 460.0224 | 0.035217 | 459.4128 | 0.31322 | 457.5774 | 0 | 460.0224 | -0.0080785 | 459.4128 | 0.17129 | 453.5359 | 0.032496 | 459.4128 | 0.075519 | 460.0224 | 9.9267 | 460.0224 | 7.6025 | 457.5774 | 0.11891 | 460.0224 | 0.27714 | 460.0224 | 0.033805 | 454.09 | -0.0076005 | 460.0224 | 0 | 457.3802 | 0.00045957 | 460.0224 | 0 | 460.0224 | 0 | 459.4128 | -0.017611 | 692.5426 | 0.024268 | 459.4128 | 0.0026759 | 691.8003 | 0 | 692.5426 | 0.010124 | 456.6482 | 2.2093
|  | 460.2437 | 0.10949 | 459.6343 | 0.31135 | 457.6905 | 0.0068328 | 460.2437 | 0.034993 | 459.6343 | 0.041668 | 453.7564 | 0.041432 | 459.6343 | 0.13535 | 460.2437 | 9.8296 | 460.2437 | 7.8082 | 457.6905 | 0.12036 | 460.2437 | 0.29968 | 460.2437 | 0.024566 | 454.31 | -0.0036216 | 460.2437 | 0.0048029 | 457.4953 | 0.00021769 | 460.2437 | 0.012956 | 460.2437 | 0.0092009 | 459.6343 | 0.011191 | 692.7054 | 0.025853 | 459.6343 | 0.0091825 | 691.9631 | 0.00034783 | 692.7054 | 0.0093451 | 456.8657 | 2.1651
|  | 460.4651 | 0.04293 | 459.8558 | 0.29755 | 457.8036 | 0.0024351 | 460.4651 | 0.022812 | 459.8558 | 0.10525 | 453.977 | 0.02365 | 459.8558 | 0.068969 | 460.4651 | 9.5789 | 460.4651 | 7.9182 | 457.8036 | 0.11303 | 460.4651 | 0.28654 | 460.4651 | 0.033127 | 454.53 | -0.0057639 | 460.4651 | 0 | 457.6105 | 0.00043343 | 460.4651 | 0 | 460.4651 | 0 | 459.8558 | -0.034374 | 692.8681 | 0.029409 | 459.8558 | -0.021833 | 692.126 | 0 | 692.8681 | 0.0099682 | 457.0832 | 2.1195
|  | 460.6864 | 0.077661 | 460.0773 | 0.29467 | 457.9167 | 0.010771 | 460.6864 | 0.0375 | 460.0773 | -0.00091032 | 454.1975 | 0.039756 | 460.0773 | 0.1495 | 460.6864 | 9.3949 | 460.6864 | 8.1442 | 457.9167 | 0.12554 | 460.6864 | 0.31566 | 460.6864 | 0.030356 | 454.75 | 0.0035706 | 460.6864 | 0.0081668 | 457.7257 | 0.00022143 | 460.6864 | 0.021779 | 460.6864 | 0.010626 | 460.0773 | 0.011746 | 693.0309 | 0.027103 | 460.0773 | 0.016367 | 692.2889 | 0.00081146 | 693.0309 | 0.0096567 | 457.3007 | 2.1211
|  | 460.9078 | 0.044213 | 460.2988 | 0.31324 | 458.0298 | 0 | 460.9078 | 0.013244 | 460.2988 | 0.10116 | 454.4181 | 0.025368 | 460.2988 | 0.064903 | 460.9078 | 9.2628 | 460.9078 | 8.239 | 458.0298 | 0.1158 | 460.9078 | 0.31666 | 460.9078 | 0.034926 | 454.98 | 0.011834 | 460.9078 | 0 | 457.8408 | 0.00046331 | 460.9078 | 0 | 460.9078 | 0 | 460.2988 | -0.023437 | 693.1936 | 0.021288 | 460.2988 | -0.0079592 | 692.4517 | 0 | 693.1936 | 0.010591 | 457.5183 | 2.0619
|  | 461.1292 | 0.091534 | 460.5203 | 0.29686 | 458.1429 | 0.014273 | 461.1292 | 0.040116 | 460.5203 | 0.04988 | 454.6387 | 0.038831 | 460.5203 | 0.13714 | 461.1292 | 9.2039 | 461.1292 | 8.4261 | 458.1429 | 0.12676 | 461.1292 | 0.33604 | 461.1292 | 0.030637 | 455.2 | -0.00056109 | 461.1292 | 0.0028576 | 457.956 | 0.00024668 | 461.1292 | 0.0093436 | 461.1292 | 0.012311 | 460.5203 | 0.018196 | 693.3564 | 0.02816 | 460.5203 | 0.0042474 | 692.6146 | 0.0012752 | 693.3564 | 0.0097086 | 457.7358 | 2.0461
|  | 461.3506 | 0.061387 | 460.7419 | 0.30721 | 458.256 | 0 | 461.3506 | 0.027471 | 460.7419 | 0.1476 | 454.8593 | 0.027878 | 460.7419 | 0.062439 | 461.3506 | 8.9455 | 461.3506 | 8.5995 | 458.256 | 0.11928 | 461.3506 | 0.3419 | 461.3506 | 0.03745 | 455.42 | -0.0043867 | 461.3506 | 0 | 458.0712 | 0.00047736 | 461.3506 | 0 | 461.3506 | 0 | 460.7419 | -0.017513 | 693.5192 | 0.01975 | 460.7419 | -0.0016955 | 692.7775 | 0 | 693.5192 | 0.01028 | 457.9533 | 1.9908
|  | 461.572 | 0.040111 | 460.9634 | 0.31018 | 458.3691 | 0.013835 | 461.572 | 0.044068 | 460.9634 | 0.075184 | 455.0799 | 0.045142 | 460.9634 | 0.12922 | 461.572 | 8.9133 | 461.572 | 8.8044 | 458.3691 | 0.12554 | 461.572 | 0.3578 | 461.572 | 0.034347 | 455.64 | -0.0010202 | 461.572 | 0 | 458.1864 | 0.0002385 | 461.572 | 0.017664 | 461.572 | 0.011857 | 460.9635 | 0.029463 | 693.6819 | 0.030995 | 460.9634 | 0.010667 | 692.9404 | 0.0010433 | 693.6819 | 0.0093451 | 458.1709 | 2.0086
|  | 461.7934 | 0.049847 | 461.185 | 0.24379 | 458.4822 | 0 | 461.7934 | 0.0057298 | 461.185 | 0.11936 | 455.3005 | 0.030169 | 461.185 | 0.082681 | 461.7934 | 8.7797 | 461.7934 | 8.8846 | 458.4822 | 0.12464 | 461.7934 | 0.36901 | 461.7934 | 0.040113 | 455.86 | -0.007294 | 461.7934 | 0 | 458.3016 | 0.00045708 | 461.7934 | 0 | 461.7934 | 0 | 461.185 | -0.027677 | 693.8447 | 0.021096 | 461.185 | -0.0072286 | 693.1033 | 0 | 693.8447 | 0.010435 | 458.3885 | 1.9547
|  | 462.0149 | 0.069297 | 461.4066 | 0.31281 | 458.5953 | 0.0091069 | 462.0149 | 0.05416 | 461.4066 | 0.034271 | 455.5211 | 0.03563 | 461.4066 | 0.14506 | 462.0149 | 8.6678 | 462.0149 | 9.1578 | 458.5953 | 0.11942 | 462.0149 | 0.38415 | 462.0149 | 0.035627 | 456.09 | 0.0075495 | 462.0149 | 0.0047395 | 458.4168 | 0.00022516 | 462.0149 | 0.024234 | 462.0149 | 0.010258 | 461.4066 | 0.028124 | 694.0075 | 0.02297 | 461.4066 | 0.012683 | 693.2663 | 0.00081146 | 694.0075 | 0.009449 | 458.606 | 1.9327
|  | 462.2363 | 0.044026 | 461.6282 | 0.30531 | 458.7084 | 0 | 462.2363 | 0.0003253 | 461.6282 | 0.1162 | 455.7417 | 0.035163 | 461.6282 | 0.070784 | 462.2363 | 8.3911 | 462.2363 | 9.2985 | 458.7084 | 0.12568 | 462.2363 | 0.38552 | 462.2363 | 0.042291 | 456.31 | -0.00025504 | 462.2363 | 0 | 458.532 | 0.00045086 | 462.2363 | 0 | 462.2363 | 0 | 461.6282 | -0.025222 | 694.1703 | 0.026959 | 461.6282 | 0.0036995 | 693.4292 | 0 | 694.1703 | 0.010072 | 458.8236 | 1.8869
|  | 462.4578 | 0.081455 | 461.8498 | 0.29107 | 458.8215 | 0.0063773 | 462.4578 | 0.08087 | 461.8498 | 0.048221 | 455.9624 | 0.031764 | 461.8498 | 0.13529 | 462.4578 | 8.1874 | 462.4578 | 9.5303 | 458.8215 | 0.12502 | 462.4578 | 0.39745 | 462.4578 | 0.034989 | 456.53 | 0.0043357 | 462.4578 | 0.0035237 | 458.6472 | 0.00023228 | 462.4578 | 0.014708 | 462.4578 | 0.01179 | 461.8498 | 0.016951 | 694.3331 | 0.01903 | 461.8498 | 0.00035864 | 693.5921 | 0.00081146 | 694.3331 | 0.009449 | 459.0413 | 1.8941
|  | 462.6793 | 0.056469 | 462.0715 | 0.29101 | 458.9346 | 0 | 462.6793 | 0.026444 | 462.0715 | 0.099041 | 456.183 | 0.023273 | 462.0715 | 0.068232 | 462.6793 | 7.9593 | 462.6793 | 9.6116 | 458.9346 | 0.10555 | 462.6793 | 0.39628 | 462.6793 | 0.043729 | 456.75 | -0.00040807 | 462.6793 | 0 | 458.7625 | 0.00046419 | 462.6793 | 0 | 462.6793 | 0 | 462.0715 | -0.0087813 | 694.4959 | 0.023162 | 462.0715 | -0.0054144 | 693.755 | 0 | 694.4959 | 0.01028 | 459.2589 | 1.8545
|  | 462.9008 | 0.075037 | 462.2931 | 0.30263 | 459.0477 | 0.015674 | 462.9008 | 0.039538 | 462.2931 | 0.031266 | 456.4037 | 0.041856 | 462.2931 | 0.12491 | 462.9008 | 7.8026 | 462.9008 | 9.784 | 459.0477 | 0.13264 | 462.9008 | 0.42492 | 462.9008 | 0.03736 | 456.97 | 5.1009e-05 | 462.9008 | 0.0046969 | 458.8777 | 0.00023565 | 462.9008 | 0.016183 | 462.9008 | 0.014371 | 462.2931 | 0.038391 | 694.6587 | 0.029746 | 462.2931 | 0.0090261 | 693.918 | 0.00081146 | 694.6587 | 0.0097605 | 459.4765 | 1.7998
|  | 463.1223 | 0.04029 | 462.5148 | 0.2874 | 459.1608 | 0 | 463.1223 | 0.012138 | 462.5148 | 0.13199 | 456.6244 | 0.021859 | 462.5148 | 0.054674 | 463.1223 | 7.6126 | 463.1223 | 9.926 | 459.1608 | 0.12314 | 463.1223 | 0.41855 | 463.1223 | 0.047827 | 457.19 | 0.015047 | 463.1223 | 0 | 458.9929 | 0.00045868 | 463.1223 | 0 | 463.1223 | 0 | 462.5148 | -0.014689 | 694.8215 | 0.024412 | 462.5148 | 0.0031446 | 694.0809 | 0 | 694.8215 | 0.010747 | 459.6941 | 1.8101
|  | 463.3438 | 0.094853 | 462.7365 | 0.30732 | 459.2739 | 0.011121 | 463.3438 | 0.037892 | 462.7365 | 0.05433 | 456.8451 | 0.035321 | 462.7365 | 0.13072 | 463.3438 | 7.5738 | 463.3438 | 10.1753 | 459.2739 | 0.12902 | 463.3438 | 0.45011 | 463.3438 | 0.040963 | 457.42 | -0.007141 | 463.3438 | 0.0036853 | 459.1081 | 0.00022481 | 463.3438 | 0.017519 | 463.3438 | 0.0092584 | 462.7364 | 0.029686 | 694.9843 | 0.032869 | 462.7365 | 0.010007 | 694.2438 | 0.00057972 | 694.9843 | 0.010435 | 459.9118 | 1.7941
|  | 463.5653 | 0.034026 | 462.9581 | 0.28549 | 459.387 | 0 | 463.5653 | 0.00091277 | 462.9581 | 0.1411 | 457.0658 | 0.02643 | 462.9581 | 0.066816 | 463.5653 | 7.3706 | 463.5653 | 10.3797 | 459.387 | 0.1277 | 463.5653 | 0.45048 | 463.5653 | 0.049064 | 457.64 | 0.00020403 | 463.5653 | 0 | 459.2234 | 0.00045708 | 463.5653 | 0 | 463.5653 | 0 | 462.9581 | -0.0022405 | 695.1472 | 0.023162 | 462.9581 | -0.016949 | 694.4068 | 0 | 695.1472 | 0.011058 | 460.1295 | 1.7669
|  | 463.7869 | 0.073704 | 463.1798 | 0.29254 | 459.5001 | 0.010595 | 463.7869 | 0.044792 | 463.1798 | 0.068393 | 457.2865 | 0.035068 | 463.1798 | 0.12488 | 463.7869 | 7.3581 | 463.7869 | 10.4988 | 459.5001 | 0.12756 | 463.7869 | 0.48319 | 463.7869 | 0.046715 | 457.86 | -0.0069881 | 463.7869 | 0.0035328 | 459.3386 | 0.0002369 | 463.7869 | 0.020875 | 463.7869 | 0.011968 | 463.1798 | 0.014432 | 695.31 | 0.025373 | 463.1798 | 0.0092201 | 694.5697 | 0.00081146 | 695.31 | 0.0097086 | 460.3471 | 1.7204
|  | 464.0085 | 0.059152 | 463.4016 | 0.29784 | 459.6132 | 0 | 464.0085 | 0.019443 | 463.4016 | 0.1217 | 457.5072 | 0.017855 | 463.4016 | 0.069726 | 464.0085 | 7.1798 | 464.0085 | 10.5968 | 459.6132 | 0.12864 | 464.0085 | 0.48884 | 464.0085 | 0.051533 | 458.08 | -0.0076005 | 464.0085 | 0 | 459.4538 | 0.00047167 | 464.0085 | 0 | 464.0084 | 0 | 463.4016 | -0.01713 | 695.4728 | 0.027055 | 463.4016 | -0.0052553 | 694.7327 | 0 | 695.4728 | 0.01028 | 460.5648 | 1.6945
|  | 464.23 | 0.082773 | 463.6233 | 0.29782 | 459.7263 | 0.0080475 | 464.23 | 0.019902 | 463.6233 | 0.018262 | 457.728 | 0.035012 | 463.6233 | 0.12543 | 464.23 | 7.0229 | 464.23 | 10.7832 | 459.7263 | 0.13024 | 464.23 | 0.51223 | 464.23 | 0.047021 | 458.3 | -0.0082122 | 464.23 | 0.0091668 | 459.5691 | 0.00024259 | 464.23 | 0.029241 | 464.23 | 0.012413 | 463.6233 | 0.029017 | 695.6357 | 0.030755 | 463.6233 | 0.014697 | 694.8957 | 0.00034783 | 695.6357 | 0.0097086 | 460.7825 | 1.6856
|  | 464.4516 | 0.075977 | 463.845 | 0.2792 | 459.8395 | 0 | 464.4516 | 0.022574 | 463.845 | 0.088409 | 457.9487 | 0.021944 | 463.845 | 0.063417 | 464.4516 | 6.737 | 464.4516 | 10.9518 | 459.8395 | 0.12544 | 464.4516 | 0.50394 | 464.4516 | 0.053764 | 458.53 | 0.0026524 | 464.4516 | 0 | 459.6843 | 0.00045086 | 464.4516 | 0 | 464.4516 | 0 | 463.845 | -0.0028209 | 695.7985 | 0.031668 | 463.845 | 0.0078381 | 695.0586 | 0 | 695.7985 | 0.011058 | 461.0002 | 1.6528
|  | 464.6732 | 0.088764 | 464.0668 | 0.28312 | 459.9526 | 0.0097198 | 464.6732 | 0.03789 | 464.0668 | 0.071595 | 458.1695 | 0.024614 | 464.0668 | 0.11209 | 464.6732 | 6.6097 | 464.6732 | 11.1198 | 459.9526 | 0.13729 | 464.6732 | 0.52444 | 464.6732 | 0.047825 | 458.75 | 0.0044887 | 464.6732 | 0.0047019 | 459.7996 | 0.00021609 | 464.6732 | 0.029312 | 464.6732 | 0.012822 | 464.0668 | 0.0053676 | 695.9614 | 0.033638 | 464.0668 | -0.0095237 | 695.2216 | 0.00081146 | 695.9614 | 0.010124 | 461.218 | 1.6425
|  | 464.8948 | 0.074504 | 464.2886 | 0.26942 | 460.0657 | 0 | 464.8948 | 0.0021683 | 464.2886 | 0.14973 | 458.3903 | 0.01098 | 464.2886 | 0.061316 | 464.8948 | 6.2701 | 464.8948 | 11.2896 | 460.0657 | 0.13212 | 464.8948 | 0.51773 | 464.8948 | 0.054899 | 458.97 | -0.015404 | 464.8948 | 0 | 459.9149 | 0.00044517 | 464.8948 | 0 | 464.8948 | 0 | 464.2886 | -0.0075557 | 696.1242 | 0.024988 | 464.2886 | -0.0057341 | 695.3846 | 0 | 696.1242 | 0.011058 | 461.4357 | 1.5824
|  | 465.1165 | 0.076053 | 464.5103 | 0.27093 | 460.1788 | 0.016813 | 465.1165 | 0.027014 | 464.5103 | -0.0079247 | 458.6111 | 0.03254 | 464.5103 | 0.1125 | 465.1165 | 6.1775 | 465.1165 | 11.5111 | 460.1788 | 0.13517 | 465.1165 | 0.54387 | 465.1165 | 0.057338 | 459.19 | 0.0012752 | 465.1165 | 0.0032972 | 460.0301 | 0.00029363 | 465.1165 | 0.019679 | 465.1165 | 0.018327 | 464.5104 | 0.014065 | 696.2871 | 0.031956 | 464.5103 | 0.011586 | 695.5476 | 0.00034783 | 696.2871 | 0.010591 | 461.6534 | 1.585
|  | 465.3381 | 0.080072 | 464.7321 | 0.27722 | 460.2919 | 0 | 465.3381 | 0.050523 | 464.7321 | 0.090314 | 458.8318 | 0.028708 | 464.7321 | 0.1054 | 465.3381 | 6.0092 | 465.3381 | 11.7935 | 460.2919 | 0.13851 | 465.3381 | 0.57804 | 465.3381 | 0.058188 | 459.41 | 0.0024994 | 465.3381 | 0.0020254 | 460.1454 | 0.00033081 | 465.3381 | 0.013726 | 465.3381 | 0.013584 | 464.7321 | 0.012186 | 696.45 | 0.032293 | 464.7321 | -0.0084986 | 695.7106 | 0 | 696.45 | 0.010799 | 461.8712 | 1.5336
|  | 465.5598 | 0.03836 | 464.954 | 0.29319 | 460.4051 | 0.0054663 | 465.5598 | 0.017941 | 464.954 | 0.11978 | 459.0526 | 0.02041 | 464.954 | 0.069621 | 465.5598 | 5.8428 | 465.5598 | 11.9892 | 460.4051 | 0.14448 | 465.5598 | 0.59778 | 465.5598 | 0.063791 | 459.64 | -0.010049 | 465.5598 | 0 | 460.2607 | 0.00016594 | 465.5598 | 0 | 465.5598 | 0 | 464.954 | -0.024553 | 696.6128 | 0.026718 | 464.954 | -0.0076177 | 695.8736 | 0.00011594 | 696.6128 | 0.010591 | 462.089 | 1.4928
|  | 465.7814 | 0.085302 | 465.1758 | 0.2948 | 460.5182 | 0 | 465.7814 | 0.052718 | 465.1758 | 0.051629 | 459.2735 | 0.03091 | 465.1758 | 0.11778 | 465.7814 | 5.8304 | 465.7814 | 12.1299 | 460.5182 | 0.14091 | 465.7814 | 0.62245 | 465.7814 | 0.059751 | 459.86 | 0.011528 | 465.7814 | 0.0036145 | 460.3759 | 0.00014868 | 465.7814 | 0.027418 | 465.7814 | 0.0096502 | 465.1758 | 0.024776 | 696.7757 | 0.032197 | 465.1758 | -0.00039806 | 696.0366 | 7.7296e-05 | 696.7757 | 0.01002 | 462.3067 | 1.4677
|  | 466.0031 | 0.059196 | 465.3976 | 0.27848 | 460.6313 | 0.007592 | 466.0031 | 0.040099 | 465.3976 | 0.1508 | 459.4943 | 0.017274 | 465.3976 | 0.058243 | 466.0031 | 5.6481 | 466.0031 | 12.3014 | 460.6313 | 0.13743 | 466.0031 | 0.636 | 466.0031 | 0.068131 | 460.08 | 0.00035706 | 466.0031 | 0 | 460.4912 | 0.00016113 | 466.0031 | 0 | 466.0031 | 0 | 465.3976 | -0.01722 | 696.9386 | 0.027391 | 465.3976 | -0.009277 | 696.1996 | 0.00034783 | 696.9386 | 0.010435 | 462.5245 | 1.4392
|  | 466.2248 | 0.072303 | 465.6195 | 0.29331 | 460.7444 | 0 | 466.2248 | 0.023535 | 465.6195 | 0.052504 | 459.7151 | 0.02971 | 465.6195 | 0.12028 | 466.2248 | 5.6007 | 466.2248 | 12.4464 | 460.7444 | 0.13865 | 466.2248 | 0.66352 | 466.2248 | 0.064697 | 460.3 | -0.0040807 | 466.2248 | 0.0029553 | 460.6065 | 0.00013037 | 466.2248 | 0.011073 | 466.2248 | 0.017641 | 465.6195 | 0.031472 | 697.1015 | 0.043922 | 465.6195 | -0.0018968 | 696.3626 | 0 | 697.1015 | 0.0099682 | 462.7423 | 1.4177
|  | 466.4465 | 0.062377 | 465.8414 | 0.26366 | 460.8576 | 0.012785 | 466.4465 | 0.010515 | 465.8414 | 0.12365 | 459.936 | 0.017423 | 465.8414 | 0.063111 | 466.4465 | 5.3726 | 466.4465 | 12.6175 | 460.8576 | 0.14773 | 466.4465 | 0.67066 | 466.4465 | 0.072692 | 460.53 | -0.0046928 | 466.4465 | 0 | 460.7218 | 0.00013784 | 466.4465 | 0 | 466.4465 | 0 | 465.8413 | -0.024106 | 697.2644 | 0.034215 | 465.8414 | -0.010241 | 696.5256 | 0.00034783 | 697.2644 | 0.01028 | 462.9601 | 1.3924
|  | 466.6682 | 0.080076 | 466.0632 | 0.2919 | 460.9707 | 0 | 466.6682 | 0.030764 | 466.0632 | 0.040314 | 460.1569 | 0.027604 | 466.0632 | 0.11515 | 466.6682 | 5.3335 | 466.6682 | 12.8167 | 460.9707 | 0.14223 | 466.6682 | 0.69937 | 466.6682 | 0.066597 | 460.75 | -0.0019383 | 466.6682 | 0.0020203 | 460.8371 | 0.00014068 | 466.6682 | 0.017428 | 466.6682 | 0.013242 | 466.0632 | 0.031472 | 697.4273 | 0.030995 | 466.0632 | 0.0083676 | 696.6886 | 0 | 697.4273 | 0.0097605 | 463.178 | 1.3707
|  | 466.89 | 0.0079567 | 466.2851 | 0.27964 | 461.0839 | 0.0080475 | 466.89 | 0.016026 | 466.2851 | 0.11859 | 460.3777 | 0.0087785 | 466.2851 | 0.049993 | 466.89 | 5.1241 | 466.89 | 12.9404 | 461.0839 | 0.13785 | 466.89 | 0.70035 | 466.89 | 0.074244 | 460.97 | 0.0018873 | 466.89 | 0 | 460.9524 | 0.00016469 | 466.89 | 0 | 466.8899 | 0 | 466.2851 | -0.019728 | 697.5902 | 0.026286 | 466.2851 | 0.0011034 | 696.8517 | 0.00011594 | 697.5902 | 0.010176 | 463.3958 | 1.3389
|  | 467.1117 | 0.075692 | 466.507 | 0.2859 | 461.197 | 0 | 467.1117 | 0.049899 | 466.507 | 0.055895 | 460.5986 | 0.028268 | 466.507 | 0.11468 | 467.1117 | 5.0071 | 467.1117 | 13.0072 | 461.197 | 0.14011 | 467.1117 | 0.72852 | 467.1117 | 0.070052 | 461.19 | -0.0043867 | 467.1117 | 0.00022383 | 461.0677 | 0.00016611 | 467.1117 | 0.013319 | 467.1117 | 0.0094142 | 466.507 | 0.027231 | 697.7531 | 0.038011 | 466.507 | 0.0032333 | 697.0147 | 0 | 697.7531 | 0.0098124 | 463.6136 | 1.2906
|  | 467.3335 | 0.071132 | 466.729 | 0.28708 | 461.3101 | 0.016813 | 467.3335 | 0.018364 | 466.729 | 0.10499 | 460.8195 | 0.012694 | 466.729 | 0.063106 | 467.3335 | 4.8712 | 467.3335 | 13.1661 | 461.3101 | 0.13795 | 467.3335 | 0.7378 | 467.3335 | 0.079642 | 461.41 | 0.0069371 | 467.3335 | 0 | 461.183 | 0.00016149 | 467.3335 | 0 | 467.3335 | 0 | 466.729 | -0.017535 | 697.9161 | 0.030947 | 466.729 | -0.010637 | 697.1777 | 0.00034783 | 697.9161 | 0.010383 | 463.8315 | 1.2838
|  | 467.5552 | 0.098113 | 466.9509 | 0.29613 | 461.4233 | 0 | 467.5552 | 0.04502 | 466.9509 | 0.05559 | 461.0404 | 0.024898 | 466.9509 | 0.11444 | 467.5552 | 4.8057 | 467.5552 | 13.3983 | 461.4233 | 0.14651 | 467.5552 | 0.76864 | 467.5552 | 0.077905 | 461.64 | -0.01265 | 467.5552 | 0.0055098 | 461.2983 | 0.00015402 | 467.5552 | 0.021077 | 467.5552 | 0.014868 | 466.9509 | 0.007855 | 698.079 | 0.042 | 466.9509 | 0.011458 | 697.3408 | 7.7296e-05 | 698.079 | 0.01002 | 464.0494 | 1.2626
|  | 467.777 | 0.063554 | 467.1728 | 0.2941 | 461.5364 | 0.0072883 | 467.777 | 0.042427 | 467.1728 | 0.13103 | 461.2614 | 0.012669 | 467.1728 | 0.060807 | 467.777 | 4.6261 | 467.777 | 13.389 | 461.5364 | 0.14368 | 467.777 | 0.78719 | 467.777 | 0.083156 | 461.86 | -0.014027 | 467.777 | 0 | 461.4136 | 0.00014282 | 467.777 | 0 | 467.777 | 0 | 467.1728 | -0.0070763 | 698.2419 | 0.032965 | 467.1728 | -0.0080674 | 697.5038 | 0.00034783 | 698.2419 | 0.010591 | 464.2672 | 1.2155
|  | 467.9988 | 0.09428 | 467.3948 | 0.29579 | 461.6496 | 0 | 467.9988 | 0.066395 | 467.3948 | 0.067537 | 461.4823 | 0.035253 | 467.3948 | 0.11417 | 467.9988 | 4.5252 | 467.9988 | 13.5317 | 461.6496 | 0.14961 | 467.9988 | 0.81326 | 467.9988 | 0.079322 | 462.08 | 0.0015813 | 467.9988 | 0.0018442 | 461.529 | 0.00015117 | 467.9988 | 0.026697 | 467.9988 | 0.01412 | 467.3948 | 0.018913 | 698.4049 | 0.038203 | 467.3948 | -0.012033 | 697.6669 | 7.7296e-05 | 698.4049 | 0.010176 | 464.4851 | 1.202
|  | 468.2206 | 0.068671 | 467.6168 | 0.26539 | 461.7627 | 0.015149 | 468.2206 | 0.0089047 | 467.6168 | 0.11141 | 461.7032 | 0.017329 | 467.6168 | 0.059642 | 468.2206 | 4.3382 | 468.2206 | 13.5738 | 461.7627 | 0.14477 | 468.2206 | 0.81992 | 468.2206 | 0.08637 | 462.3 | -0.00025504 | 468.2206 | 0 | 461.6443 | 0.00015153 | 468.2206 | 0 | 468.2206 | 0 | 467.6168 | -0.026561 | 698.5678 | 0.033878 | 467.6168 | -0.02262 | 697.83 | 0.00011594 | 698.5678 | 0.010228 | 464.703 | 1.171
|  | 468.4425 | 0.086502 | 467.8388 | 0.29886 | 461.8759 | 0 | 468.4425 | 0.037668 | 467.8388 | 0.0087627 | 461.9242 | 0.026331 | 467.8388 | 0.11294 | 468.4425 | 4.3383 | 468.4425 | 13.6719 | 461.8759 | 0.14547 | 468.4425 | 0.85478 | 468.4425 | 0.083745 | 462.53 | 0.0031115 | 468.4425 | 0.0040875 | 461.7596 | 0.0001606 | 468.4425 | 0.017401 | 468.4425 | 0.012831 | 467.8388 | 0.0070696 | 698.7307 | 0.051851 | 467.8388 | 0.0072804 | 697.993 | 7.7296e-05 | 698.7307 | 0.0093971 | 464.9209 | 1.1369
|  | 468.6643 | 0.057523 | 468.0608 | 0.27457 | 461.989 | 0.013835 | 468.6643 | 0.0064413 | 468.0608 | 0.10897 | 462.1452 | 0.013551 | 468.0608 | 0.063055 | 468.6643 | 4.1665 | 468.6643 | 13.7463 | 461.989 | 0.14063 | 468.6643 | 0.87955 | 468.6643 | 0.092815 | 462.75 | 0.0067842 | 468.6643 | 0 | 461.875 | 0.00016772 | 468.6643 | 0 | 468.6643 | 0 | 468.0608 | -0.026338 | 698.8937 | 0.031428 | 468.0608 | -0.016427 | 698.1561 | 0.00011594 | 698.8937 | 0.010072 | 465.1388 | 1.1168
|  | 468.8862 | 0.10313 | 468.2828 | 0.29778 | 462.1022 | 0 | 468.8862 | 0.050815 | 468.2828 | 0.070021 | 462.3661 | 0.019495 | 468.2828 | 0.11347 | 468.8862 | 4.1346 | 468.8862 | 13.8612 | 462.1022 | 0.14025 | 468.8862 | 0.90529 | 468.8862 | 0.08954 | 462.97 | 0.011528 | 468.8862 | 0.0051859 | 461.9903 | 0.0001494 | 468.8862 | 0.018037 | 468.8862 | 0.010515 | 468.2828 | 0.030356 | 699.0567 | 0.045171 | 468.2828 | 0.00015385 | 698.3192 | 0 | 699.0567 | 0.0098643 | 465.3568 | 1.0907
|  | 469.108 | 0.060859 | 468.5048 | 0.28621 | 462.2153 | 0.014536 | 469.108 | 0.020444 | 468.5048 | 0.07975 | 462.5872 | 0.016754 | 468.5048 | 0.060114 | 469.108 | 3.9618 | 469.108 | 14.0707 | 462.2153 | 0.14599 | 469.108 | 0.91989 | 469.108 | 0.098582 | 463.19 | -0.0089776 | 469.108 | 0 | 462.1056 | 0.00016772 | 469.108 | 0 | 469.108 | 0 | 468.5048 | -0.024106 | 699.2196 | 0.038876 | 468.5048 | -0.0079549 | 698.4823 | 0.00011594 | 699.2196 | 0.011007 | 465.5747 | 1.0483
|  | 469.3299 | 0.081664 | 468.7269 | 0.29025 | 462.3285 | 0 | 469.3299 | 0.063179 | 468.7269 | 0.038748 | 462.8081 | 0.026705 | 468.7269 | 0.11842 | 469.3299 | 3.9599 | 469.3299 | 14.0871 | 462.3285 | 0.14279 | 469.3299 | 0.96294 | 469.3299 | 0.097819 | 463.41 | -0.0077534 | 469.3299 | 0.0070162 | 462.221 | 0.00015616 | 469.3299 | 0.018567 | 469.3299 | 0.004795 | 468.7269 | 0.015475 | 699.3826 | 0.056416 | 468.7269 | -0.0080951 | 698.6453 | 0 | 699.3826 | 0.010539 | 465.7927 | 1.043
|  | 469.5518 | 0.070593 | 468.949 | 0.28948 | 462.4416 | 0.009895 | 469.5518 | 0.023546 | 468.949 | 0.1081 | 463.0292 | 0.01115 | 468.949 | 0.056838 | 469.5518 | 3.8067 | 469.5518 | 14.2022 | 462.4416 | 0.14439 | 469.5518 | 0.9866 | 469.5518 | 0.10546 | 463.64 | -0.0022444 | 469.5518 | 0 | 462.3363 | 0.00019422 | 469.5518 | 0 | 469.5518 | 0 | 468.949 | -0.0021607 | 699.5456 | 0.043201 | 468.949 | -0.0076907 | 698.8084 | 0 | 699.5456 | 0.010955 | 466.0107 | 1.0107
|  | 469.7737 | 0.081504 | 469.171 | 0.29479 | 462.5548 | 0 | 469.7737 | 0.052657 | 469.171 | 0.033266 | 463.2502 | 0.024542 | 469.171 | 0.11604 | 469.7737 | 3.7703 | 469.7737 | 14.3705 | 462.5548 | 0.15534 | 469.7737 | 1.0234 | 469.7737 | 0.10277 | 463.86 | 0.0014282 | 469.7737 | 0.0021889 | 462.4517 | 0.00016558 | 469.7737 | 0.027018 | 469.7737 | 0.015345 | 469.171 | 0.016266 | 699.7086 | 0.055167 | 469.171 | 0.0075096 | 698.9715 | 7.7296e-05 | 699.7086 | 0.0099682 | 466.2287 | 0.99452
|  | 469.9956 | 0.060624 | 469.3931 | 0.22807 | 462.668 | 0.0074402 | 469.9956 | -0.0077209 | 469.3931 | 0.12293 | 463.4712 | 0.01118 | 469.3931 | 0.057917 | 469.9956 | 3.6424 | 469.9956 | 14.3144 | 462.668 | 0.14199 | 469.9956 | 1.0387 | 469.9956 | 0.11102 | 464.08 | 5.1009e-05 | 469.9956 | 0 | 462.567 | 0.00016558 | 469.9956 | 0 | 469.9956 | 0 | 469.3931 | -0.014565 | 699.8715 | 0.043586 | 469.3931 | -0.0096367 | 699.1346 | 0.00011594 | 699.8715 | 0.010435 | 466.4467 | 0.96857
|  | 470.2176 | 0.079141 | 469.6152 | 0.27957 | 462.7811 | 0 | 470.2176 | 0.027792 | 469.6152 | 0.080536 | 463.6923 | 0.021049 | 469.6152 | 0.11096 | 470.2176 | 3.6253 | 470.2176 | 14.504 | 462.7811 | 0.14143 | 470.2176 | 1.0934 | 470.2176 | 0.10983 | 464.3 | 0.0021933 | 470.2176 | 0.00085783 | 462.6824 | 0.00013321 | 470.2176 | 0.017097 | 470.2176 | 0.01054 | 469.6152 | 0.014758 | 700.0345 | 0.055599 | 469.6152 | 0.0015534 | 699.2977 | 7.7296e-05 | 700.0345 | 0.010332 | 466.6646 | 0.94753
|  | 470.4395 | 0.034869 | 469.8373 | 0.26012 | 462.8943 | 0 | 470.4395 | 0.01098 | 469.8373 | 0.1213 | 463.9133 | 0.01029 | 469.8373 | 0.058242 | 470.4395 | 3.4704 | 470.4395 | 14.5347 | 462.8943 | 0.15027 | 470.4395 | 1.1164 | 470.4395 | 0.11711 | 464.53 | 0.0026524 | 470.4395 | 0 | 462.7978 | 0.00014335 | 470.4395 | 0 | 470.4395 | 0 | 469.8373 | -0.018854 | 700.1975 | 0.037579 | 469.8373 | -0.012759 | 699.4609 | 0.00011594 | 700.1975 | 0.011266 | 466.8827 | 0.92059
|  | 470.6615 | 0.074712 | 470.0595 | 0.27736 | 463.0075 | 0 | 470.6615 | 0.070392 | 470.0595 | 0.047759 | 464.1344 | 0.018362 | 470.0595 | 0.10725 | 470.6615 | 3.4661 | 470.6615 | 14.678 | 463.0075 | 0.14119 | 470.6615 | 1.1606 | 470.6615 | 0.11552 | 464.75 | -0.0017853 | 470.6615 | 0.00040192 | 462.9131 | 0.00014619 | 470.6615 | 0.017881 | 470.6615 | 0.0094564 | 470.0595 | 0.018426 | 700.3606 | 0.053148 | 470.0595 | -0.00068502 | 699.624 | 7.7296e-05 | 700.3606 | 0.010643 | 467.1007 | 0.89503
|  | 470.8834 | 0.079845 | 470.2816 | 0.24994 | 463.1206 | 0.011559 | 470.8834 | 0.016356 | 470.2816 | 0.1234 | 464.3555 | 0.008968 | 470.2816 | 0.060393 | 470.8834 | 3.3549 | 470.8834 | 14.7311 | 463.1206 | 0.14679 | 470.8834 | 1.1848 | 470.8834 | 0.12886 | 464.97 | -0.00056109 | 470.8834 | 0 | 463.0285 | 0.00015562 | 470.8834 | 0 | 470.8834 | 0 | 470.2816 | -0.019563 | 700.5236 | 0.061366 | 470.2816 | -0.0022816 | 699.7871 | 0.00034783 | 700.5236 | 0.010903 | 467.3187 | 0.88041
|  | 471.1054 | 0.063429 | 470.5038 | 0.28555 | 463.2338 | 0 | 471.1054 | 0.04295 | 470.5038 | 0.048595 | 464.5766 | 0.025367 | 470.5038 | 0.10738 | 471.1054 | 3.3319 | 471.1054 | 14.9528 | 463.2338 | 0.13729 | 471.1054 | 1.2343 | 471.1054 | 0.12469 | 465.19 | -0.0049988 | 471.1054 | 0.0082495 | 463.1439 | 0.0001606 | 471.1054 | 0.015492 | 471.1054 | 0.013433 | 470.5038 | 0.024106 | 700.6866 | 0.058723 | 470.5038 | 0.0089644 | 699.9502 | 7.7296e-05 | 700.6866 | 0.0099162 | 467.5368 | 0.87261
|  | 471.3274 | 0.076089 | 470.7259 | 0.27444 | 463.347 | 0.018564 | 471.3274 | 0.02961 | 470.7259 | 0.13013 | 464.7977 | 0.0047313 | 470.7259 | 0.059099 | 471.3274 | 3.1908 | 471.3274 | 14.862 | 463.347 | 0.13621 | 471.3274 | 1.2574 | 471.3274 | 0.13352 | 465.42 | -0.0080593 | 471.3274 | 0 | 463.2593 | 0.00015651 | 471.3274 | 0 | 471.3274 | 0 | 470.7259 | -0.0075294 | 700.8496 | 0.064057 | 470.7259 | -0.014097 | 700.1134 | 0.00011594 | 700.8496 | 0.01028 | 467.7548 | 0.84404
|  | 471.5494 | 0.08111 | 470.9481 | 0.2746 | 463.4601 | 0 | 471.5494 | 0.050015 | 470.9481 | 0.036379 | 465.0188 | 0.025922 | 470.9481 | 0.097455 | 471.5494 | 3.1696 | 471.5494 | 15.1302 | 463.4601 | 0.12516 | 471.5494 | 1.3025 | 471.5494 | 0.12881 | 465.64 | 0.0083142 | 471.5494 | 0.0069049 | 463.3747 | 0.0001622 | 471.5494 | 0.015948 | 471.5494 | 0.013662 | 470.9481 | 0.01788 | 701.0126 | 0.051466 | 470.9481 | 0.0037405 | 700.2765 | 0.00054107 | 701.0126 | 0.0098124 | 467.9729 | 0.83585
|  | 471.7715 | 0.055642 | 471.1703 | 0.25807 | 463.5733 | 0.015061 | 471.7715 | 0.013151 | 471.1703 | 0.09049 | 465.2399 | 0.011565 | 471.1703 | 0.055391 | 471.7715 | 2.9934 | 471.7715 | 15.1105 | 463.5733 | 0.14477 | 471.7715 | 1.3076 | 471.7715 | 0.14013 | 465.86 | -0.0048458 | 471.7715 | 0 | 463.4901 | 0.00017216 | 471.7715 | 0 | 471.7715 | 0 | 471.1703 | -0.01383 | 701.1757 | 0.051707 | 471.1703 | 0.0012936 | 700.4397 | 0.00011594 | 701.1757 | 0.010383 | 468.191 | 0.81094
|  | 471.9935 | 0.10568 | 471.3925 | 0.26703 | 463.6865 | 0 | 471.9935 | 0.016185 | 471.3925 | 0.030596 | 465.4611 | 0.028333 | 471.3925 | 0.10466 | 471.9935 | 2.9431 | 471.9935 | 15.2136 | 463.6865 | 0.14839 | 471.9935 | 1.3588 | 471.9935 | 0.13772 | 466.08 | -0.0062227 | 471.9935 | 0.0069346 | 463.6055 | 0.00016149 | 471.9935 | 0.015047 | 471.9935 | 0.013664 | 471.3925 | 0.011912 | 701.3387 | 0.066315 | 471.3925 | 0.016406 | 700.6028 | 0 | 701.3387 | 0.0098643 | 468.4091 | 0.80983
|  | 472.2155 | 0.060817 | 471.6148 | 0.25696 | 463.7997 | 0.01944 | 472.2155 | 0.016431 | 471.6148 | 0.12986 | 465.6823 | 0.0083518 | 471.6148 | 0.055138 | 472.2155 | 2.8274 | 472.2155 | 15.2803 | 463.7997 | 0.15266 | 472.2155 | 1.3668 | 472.2155 | 0.14644 | 466.31 | -0.0028565 | 472.2155 | 0 | 463.7209 | 0.00015527 | 472.2155 | 0 | 472.2156 | 0 | 471.6148 | -0.0058051 | 701.5018 | 0.060501 | 471.6148 | 0.001673 | 700.766 | 0.00034783 | 701.5018 | 0.010695 | 468.6272 | 0.78249
|  | 472.4376 | 0.078639 | 471.837 | 0.26616 | 463.9129 | 0 | 472.4376 | 0.070123 | 471.837 | 0.073233 | 465.9034 | 0.014285 | 471.837 | 0.10123 | 472.4376 | 2.7747 | 472.4376 | 15.3597 | 463.9129 | 0.14477 | 472.4376 | 1.416 | 472.4376 | 0.14454 | 466.53 | 0.0087736 | 472.4376 | 0.0032895 | 463.8363 | 0.00014157 | 472.4376 | 0.012949 | 472.4376 | 0.01296 | 471.837 | 0.01096 | 701.6648 | 0.064105 | 471.837 | 0.00020898 | 700.9291 | 7.7296e-05 | 701.6648 | 0.010435 | 468.8453 | 0.77384
|  | 472.6597 | 0.069728 | 472.0592 | 0.25378 | 464.026 | 0.00577 | 472.6597 | 0.0065118 | 472.0592 | 0.11759 | 466.1246 | 0.010435 | 472.0592 | 0.052954 | 472.6597 | 2.6445 | 472.6597 | 15.3992 | 464.026 | 0.13771 | 472.6597 | 1.4239 | 472.6597 | 0.15586 | 466.75 | 0.0017343 | 472.6597 | 0 | 463.9517 | 0.00014691 | 472.6597 | 0 | 472.6597 | 0 | 472.0593 | -0.021377 | 701.8279 | 0.062519 | 472.0592 | -0.0097866 | 701.0923 | 0.00011594 | 701.8279 | 0.010903 | 469.0634 | 0.76631
|  | 472.8818 | 0.077975 | 472.2815 | 0.27758 | 464.1392 | 0 | 472.8818 | 0.055013 | 472.2815 | 0.027146 | 466.3458 | 0.01798 | 472.2815 | 0.103 | 472.8818 | 2.6712 | 472.8818 | 15.4645 | 464.1392 | 0.15614 | 472.8818 | 1.4903 | 472.8818 | 0.15525 | 466.97 | -0.0023974 | 472.8818 | 0.004442 | 464.0671 | 0.00015313 | 472.8818 | 0.016249 | 472.8818 | 0.01564 | 472.2815 | 0.024553 | 701.9909 | 0.066219 | 472.2815 | 0.011564 | 701.2555 | 0 | 701.9909 | 0.010176 | 469.2816 | 0.75438
|  | 473.1039 | 0.050214 | 472.5038 | 0.25489 | 464.2524 | 0.009895 | 473.1039 | 0.018467 | 472.5038 | 0.12375 | 466.567 | 0.013099 | 472.5038 | 0.058052 | 473.1039 | 2.5319 | 473.1039 | 15.5455 | 464.2524 | 0.14702 | 473.1039 | 1.5225 | 473.1039 | 0.16332 | 467.2 | -0.010049 | 473.1039 | 0 | 464.1825 | 0.00014531 | 473.1039 | 0 | 473.1039 | 0 | 472.5038 | -0.022069 | 702.154 | 0.051611 | 472.5038 | -0.0083394 | 701.4186 | 0 | 702.154 | 0.010799 | 469.4997 | 0.72711
|  | 473.326 | 0.11142 | 472.7261 | 0.25978 | 464.3656 | 0 | 473.326 | 0.056472 | 472.7261 | 0.0572 | 466.7882 | 0.021733 | 472.7261 | 0.096511 | 473.326 | 2.5133 | 473.326 | 15.7114 | 464.3656 | 0.14787 | 473.326 | 1.5773 | 473.326 | 0.16242 | 467.42 | 0.0093854 | 473.326 | 0 | 464.2979 | 0.00014495 | 473.326 | 0.022537 | 473.326 | 0.011564 | 472.7261 | 0.018961 | 702.3171 | 0.069535 | 472.7261 | -0.0034321 | 701.5818 | 0 | 702.3171 | 0.010487 | 469.7179 | 0.72731
|  | 473.5481 | 0.082227 | 472.9484 | 0.24725 | 464.4788 | 0.0072883 | 473.5481 | -0.0093627 | 472.9484 | 0.074381 | 467.0094 | 0.0043607 | 472.9484 | 0.058704 | 473.5481 | 2.4246 | 473.5481 | 15.7 | 464.4788 | 0.1513 | 473.5481 | 1.5999 | 473.5481 | 0.17071 | 467.64 | -0.00607 | 473.5481 | 0 | 464.4134 | 0.00014868 | 473.5481 | 0 | 473.5481 | 0 | 472.9484 | -0.02136 | 702.4802 | 0.059924 | 472.9484 | -0.0064964 | 701.745 | 0.00011594 | 702.4802 | 0.010747 | 469.9361 | 0.70725
|  | 473.7703 | 0.12234 | 473.1707 | 0.2553 | 464.592 | 0 | 473.7703 | 0.040784 | 473.1707 | 0.051948 | 467.2306 | 0.019395 | 473.1707 | 0.1052 | 473.7703 | 2.3841 | 473.7703 | 15.8231 | 464.592 | 0.15201 | 473.7703 | 1.6335 | 473.7703 | 0.16834 | 467.86 | 0.0032646 | 473.7703 | 0.0052415 | 464.5288 | 0.00015242 | 473.7703 | 0.02239 | 473.7703 | 0.014235 | 473.1707 | 0.016217 | 702.6432 | 0.068574 | 473.1707 | 0.0051872 | 701.9082 | 7.7296e-05 | 702.6432 | 0.0099682 | 470.1543 | 0.70181
|  | 473.9924 | 0.041404 | 473.3931 | 0.24149 | 464.7052 | 0.0097198 | 473.9924 | 0.010519 | 473.3931 | 0.10894 | 467.4519 | 0.012626 | 473.3931 | 0.047344 | 473.9924 | 2.2691 | 473.9924 | 15.7154 | 464.7052 | 0.15196 | 473.9924 | 1.6688 | 473.9924 | 0.17906 | 468.09 | -0.005917 | 473.9924 | 0 | 464.6442 | 0.00013908 | 473.9924 | 0 | 473.9924 | 0 | 473.3931 | -0.013985 | 702.8063 | 0.061414 | 473.3931 | -0.016468 | 702.0714 | 0.00011594 | 702.8063 | 0.010176 | 470.3725 | 0.67619
|  | 474.2146 | 0.071806 | 473.6154 | 0.25915 | 464.8184 | 0 | 474.2146 | 0.07418 | 473.6154 | 0.013518 | 467.6731 | 0.015526 | 473.6154 | 0.090968 | 474.2146 | 2.2316 | 474.2146 | 15.9288 | 464.8184 | 0.1473 | 474.2146 | 1.7117 | 474.2146 | 0.17622 | 468.31 | -0.0007141 | 474.2146 | 0.0042367 | 464.7597 | 0.00014317 | 474.2146 | 0.019312 | 474.2146 | 0.016583 | 473.6154 | 0.0099259 | 702.9694 | 0.07189 | 473.6154 | 0.0057417 | 702.2346 | 0 | 702.9694 | 0.0099162 | 470.5907 | 0.69401
|  | 474.4368 | 0.062598 | 473.8378 | 0.21862 | 464.9316 | 0.010158 | 474.4368 | 0.00029202 | 473.8378 | 0.094319 | 467.8944 | 0.011136 | 473.8378 | 0.057088 | 474.4368 | 2.151 | 474.4368 | 15.8819 | 464.9316 | 0.15107 | 474.4368 | 1.7385 | 474.4368 | 0.18692 | 468.53 | -0.0062227 | 474.4368 | 0 | 464.8751 | 0.00016274 | 474.4368 | 0 | 474.4368 | 0 | 473.8378 | -0.015118 | 703.1325 | 0.054158 | 473.8378 | -0.014213 | 702.3978 | 0.00011594 | 703.1325 | 0.010539 | 470.8089 | 0.67481
|  | 474.659 | 0.09278 | 474.0601 | 0.25124 | 465.0448 | 0 | 474.659 | 0.075104 | 474.0601 | 0.039535 | 468.1157 | 0.016732 | 474.0601 | 0.09778 | 474.659 | 2.1482 | 474.659 | 15.9576 | 465.0448 | 0.14787 | 474.659 | 1.8027 | 474.659 | 0.18908 | 468.75 | -0.0031625 | 474.659 | 0.0057223 | 464.9906 | 0.00017928 | 474.659 | 0.01513 | 474.659 | 0.012702 | 474.0601 | 0.015845 | 703.2956 | 0.070448 | 474.0601 | 0.0070279 | 702.561 | 0 | 703.2956 | 0.010643 | 471.0271 | 0.68123
|  | 474.8812 | 0.078617 | 474.2825 | 0.25886 | 465.158 | 0.013398 | 474.8812 | 0.012142 | 474.2825 | 0.072542 | 468.337 | 0.012965 | 474.2825 | 0.053986 | 474.8812 | 2.0638 | 474.8812 | 15.9515 | 465.158 | 0.16653 | 474.8812 | 1.8415 | 474.8812 | 0.19873 | 468.98 | 0.0014282 | 474.8812 | 0 | 465.106 | 0.00017109 | 474.8812 | 0 | 474.8812 | 0 | 474.2825 | -0.014048 | 703.4588 | 0.07386 | 474.2825 | 0.00020116 | 702.7243 | 0.00011594 | 703.4588 | 0.01137 | 471.2454 | 0.65089
|  | 475.1034 | 0.08898 | 474.5049 | 0.25505 | 465.2712 | 0 | 475.1034 | 0.05195 | 474.5049 | 0.030883 | 468.5583 | 0.023134 | 474.5049 | 0.096859 | 475.1034 | 2.0567 | 475.1034 | 15.9187 | 465.2712 | 0.16733 | 475.1034 | 1.8996 | 475.1034 | 0.20016 | 469.2 | 0.0044887 | 475.1034 | 0.0043435 | 465.2215 | 0.00014868 | 475.1034 | 0.014627 | 475.1034 | 0.01409 | 474.5049 | 0.020396 | 703.6219 | 0.070448 | 474.5049 | 0.0073663 | 702.8875 | 0 | 703.6219 | 0.010539 | 471.4636 | 0.65377
|  | 475.3256 | 0.077246 | 474.7274 | 0.2516 | 465.3844 | 0.012872 | 475.3256 | 0.020714 | 474.7274 | 0.11602 | 468.7796 | 0.0081757 | 474.7274 | 0.056536 | 475.3256 | 1.9752 | 475.3256 | 15.9401 | 465.3844 | 0.16334 | 475.3256 | 1.9327 | 475.3256 | 0.20957 | 469.42 | 0.00051009 | 475.3256 | 0 | 465.3369 | 0.00014335 | 475.3256 | 0 | 475.3256 | 0 | 474.7274 | -0.014492 | 703.785 | 0.072178 | 474.7274 | -0.0022659 | 703.0507 | 0.00011594 | 703.785 | 0.010591 | 471.6818 | 0.63785
|  | 475.5479 | 0.12322 | 474.9498 | 0.26024 | 465.4976 | 0 | 475.5479 | 0.033993 | 474.9498 | 0.039173 | 469.0009 | 0.02111 | 474.9498 | 0.099042 | 475.5479 | 1.9991 | 475.5479 | 16.0142 | 465.4976 | 0.15906 | 475.5479 | 1.9941 | 475.5479 | 0.21089 | 469.64 | -0.0010202 | 475.5479 | 0.0059173 | 465.4524 | 0.00012841 | 475.5479 | 0.015017 | 475.5479 | 0.012059 | 474.9498 | 0.024553 | 703.9481 | 0.073235 | 474.9498 | -0.0071189 | 703.2139 | 7.7296e-05 | 703.9481 | 0.0099682 | 471.9001 | 0.6387
|  | 475.7701 | 0.050588 | 475.1722 | 0.25231 | 465.6108 | 0.0033405 | 475.7701 | 0.019787 | 475.1722 | 0.11508 | 469.2222 | 0.012643 | 475.1722 | 0.052589 | 475.7701 | 1.9057 | 475.7701 | 15.8683 | 465.6108 | 0.16132 | 475.7701 | 2.0381 | 475.7701 | 0.22506 | 469.87 | 0.0058659 | 475.7701 | 0 | 465.5679 | 0.00013873 | 475.7701 | 0 | 475.7701 | 0 | 475.1722 | -0.011816 | 704.1113 | 0.071649 | 475.1722 | -0.0076596 | 703.3772 | 0.00034783 | 704.1113 | 0.010903 | 472.1184 | 0.63077
|  | 475.9924 | 0.09935 | 475.3947 | 0.26831 | 465.724 | 0 | 475.9924 | 0.051578 | 475.3947 | 0.056336 | 469.4436 | 0.014917 | 475.3947 | 0.10372 | 475.9924 | 1.9119 | 475.9924 | 15.9061 | 465.724 | 0.1648 | 475.9924 | 2.1171 | 475.9924 | 0.225 | 470.09 | -0.0056109 | 475.9924 | 0.0047597 | 465.6833 | 0.00014619 | 475.9924 | 0.014676 | 475.9924 | 0.011649 | 475.3947 | 0.038615 | 704.2744 | 0.071457 | 475.3947 | 0.013502 | 703.5404 | 0 | 704.2744 | 0.010487 | 472.3367 | 0.62801
|  | 476.2147 | 0.066738 | 475.6172 | 0.25785 | 465.8373 | 0.010158 | 476.2147 | 0.019855 | 475.6172 | 0.13742 | 469.6649 | 0.0094373 | 475.6172 | 0.062355 | 476.2147 | 1.8335 | 476.2147 | 15.9568 | 465.8373 | 0.17265 | 476.2147 | 2.1558 | 476.2147 | 0.23439 | 470.31 | -0.0020913 | 476.2147 | 0 | 465.7988 | 0.00016469 | 476.2147 | 0 | 476.2147 | 0 | 475.6172 | -0.019628 | 704.4375 | 0.071842 | 475.6172 | -0.0065055 | 703.7037 | 0.00034783 | 704.4375 | 0.011318 | 472.555 | 0.6267
|  | 476.437 | 0.077104 | 475.8396 | 0.25733 | 465.9505 | 0 | 476.437 | 0.049364 | 475.8396 | 0.012673 | 469.8863 | 0.014353 | 475.8396 | 0.10211 | 476.437 | 1.8333 | 476.437 | 15.9334 | 465.9505 | 0.16733 | 476.437 | 2.1926 | 476.437 | 0.23344 | 470.54 | 0.0087736 | 476.437 | 0.0076712 | 465.9143 | 0.00014122 | 476.437 | 0.008956 | 476.437 | 0.011821 | 475.8396 | 0.012625 | 704.6007 | 0.072995 | 475.8396 | 0.0049808 | 703.8669 | 0 | 704.6007 | 0.010383 | 472.7733 | 0.61523
|  | 476.6593 | 0.065235 | 476.0621 | 0.24122 | 466.0637 | 0.0078957 | 476.6593 | 0.019131 | 476.0621 | 0.13053 | 470.1077 | 0.0062928 | 476.0621 | 0.056248 | 476.6593 | 1.7169 | 476.6593 | 15.8257 | 466.0637 | 0.16719 | 476.6593 | 2.2257 | 476.6593 | 0.2434 | 470.76 | -0.0037746 | 476.6593 | 0 | 466.0298 | 0.00014495 | 476.6593 | 0 | 476.6593 | 0 | 476.0621 | -0.0099571 | 704.7639 | 0.074196 | 476.0621 | -0.015442 | 704.0302 | 0.00011594 | 704.7639 | 0.010799 | 472.9917 | 0.58921
|  | 476.8816 | 0.082706 | 476.2847 | 0.25389 | 466.1769 | 0 | 476.8816 | 0.046684 | 476.2847 | 0.076115 | 470.3291 | 0.017323 | 476.2847 | 0.099518 | 476.8816 | 1.7069 | 476.8816 | 15.7996 | 466.1769 | 0.18097 | 476.8816 | 2.2583 | 476.8816 | 0.24536 | 470.98 | 0.0023464 | 476.8816 | 0.0048842 | 466.1453 | 0.00014193 | 476.8816 | 0.015922 | 476.8816 | 0.012758 | 476.2846 | 0.014221 | 704.927 | 0.072755 | 476.2847 | 0.011192 | 704.1935 | 0 | 704.927 | 0.0097605 | 473.21 | 0.60678
|  | 477.104 | 0.070319 | 476.5072 | 0.22908 | 466.2901 | 0.006681 | 477.104 | -0.0024479 | 476.5072 | 0.10713 | 470.5505 | 0.0083642 | 476.5072 | 0.056765 | 477.104 | 1.6377 | 477.104 | 15.6365 | 466.2901 | 0.17119 | 477.104 | 2.3219 | 477.104 | 0.25833 | 471.2 | 0.0040296 | 477.104 | 0 | 466.2608 | 0.00016647 | 477.104 | 0 | 477.104 | 0 | 476.5072 | -0.022321 | 705.0902 | 0.076118 | 476.5072 | 0.00099844 | 704.3568 | 0.00034783 | 705.0902 | 0.010799 | 473.4284 | 0.58567
|  | 477.3263 | 0.090392 | 476.7297 | 0.25794 | 466.4034 | 0 | 477.3263 | 0.032456 | 476.7297 | 0.0030409 | 470.7719 | 0.021951 | 476.7297 | 0.098946 | 477.3263 | 1.6392 | 477.3263 | 15.633 | 466.4034 | 0.17721 | 477.3263 | 2.3808 | 477.3263 | 0.2593 | 471.43 | 0.0052539 | 477.3263 | 0.0059001 | 466.3763 | 0.00014495 | 477.3263 | 0.014642 | 477.3263 | 0.011173 | 476.7297 | 0.014407 | 705.2534 | 0.072322 | 476.7297 | 0.012431 | 704.52 | 0 | 705.2534 | 0.010435 | 473.6468 | 0.5957
|  | 477.5487 | 0.081061 | 476.9523 | 0.24529 | 466.5166 | 0.010333 | 477.5487 | 0.013341 | 476.9523 | 0.14766 | 470.9933 | 0.0040449 | 476.9523 | 0.052422 | 477.5487 | 1.5614 | 477.5487 | 15.5549 | 466.5166 | 0.17707 | 477.5487 | 2.4302 | 477.5487 | 0.27136 | 471.65 | -0.00607 | 477.5487 | 0 | 466.4918 | 0.00014033 | 477.5487 | 0 | 477.5487 | 0 | 476.9523 | -0.020735 | 705.4166 | 0.073091 | 476.9523 | -0.0085671 | 704.6833 | 0.00034783 | 705.4166 | 0.01111 | 473.8651 | 0.58784
|  | 477.7711 | 0.10645 | 477.1748 | 0.25657 | 466.6298 | 0 | 477.7711 | 0.057953 | 477.1748 | 0.049674 | 471.2148 | 0.020232 | 477.1748 | 0.10133 | 477.7711 | 1.5923 | 477.7711 | 15.4845 | 466.6298 | 0.18431 | 477.7711 | 2.4954 | 477.7711 | 0.27266 | 471.87 | 5.1009e-05 | 477.7711 | 0.0026545 | 466.6073 | 0.00012752 | 477.7711 | 0.015835 | 477.7711 | 0.014927 | 477.1748 | 0.015816 | 705.5797 | 0.069871 | 477.1748 | 0.020188 | 704.8466 | 0 | 705.5797 | 0.010176 | 474.0835 | 0.58279
|  | 477.9934 | 0.059703 | 477.3974 | 0.24304 | 466.7431 | 0.014448 | 477.9934 | 0.014165 | 477.3974 | 0.10896 | 471.4362 | 0.010461 | 477.3974 | 0.050203 | 477.9935 | 1.5193 | 477.9935 | 15.3806 | 466.7431 | 0.16931 | 477.9935 | 2.545 | 477.9934 | 0.28838 | 472.09 | 0.006019 | 477.9935 | 0 | 466.7228 | 0.00014957 | 477.9935 | 0 | 477.9934 | 0 | 477.3974 | -0.015978 | 705.7429 | 0.076791 | 477.3974 | -0.0049895 | 705.0099 | 0.00011594 | 705.7429 | 0.010903 | 474.3019 | 0.57447
|  | 478.2159 | 0.095114 | 477.62 | 0.24446 | 466.8563 | 0 | 478.2159 | 0.056954 | 477.62 | 0.035279 | 471.6577 | 0.020768 | 477.62 | 0.10282 | 478.2159 | 1.525 | 478.2159 | 15.3284 | 466.8563 | 0.17213 | 478.2159 | 2.6237 | 478.2159 | 0.2946 | 472.32 | 0.013058 | 478.2159 | 0.0025171 | 466.8383 | 0.00015936 | 478.2159 | 0.011339 | 478.2158 | 0.016389 | 477.62 | 0.017662 | 705.9061 | 0.071361 | 477.62 | 0.0089363 | 705.1732 | 0 | 705.9061 | 0.010124 | 474.5203 | 0.58659
|  | 478.4383 | 0.052948 | 477.8426 | 0.25969 | 466.9695 | 0.0086549 | 478.4383 | 0.012947 | 477.8426 | 0.18844 | 471.8792 | 0.0092951 | 477.8426 | 0.06015 | 478.4383 | 1.4699 | 478.4383 | 15.1043 | 466.9695 | 0.16531 | 478.4383 | 2.6808 | 478.4383 | 0.3099 | 472.54 | -0.0037746 | 478.4383 | 0 | 466.9538 | 0.00017714 | 478.4383 | 0 | 478.4383 | 0 | 477.8426 | -0.0022113 | 706.0693 | 0.077224 | 477.8426 | -0.001185 | 705.3365 | 0.00034783 | 706.0693 | 0.011007 | 474.7387 | 0.55507
|  | 478.6607 | 0.082172 | 478.0652 | 0.25041 | 467.0828 | 0 | 478.6607 | 0.03974 | 478.0652 | 0.034288 | 472.1006 | 0.019418 | 478.0652 | 0.10672 | 478.6607 | 1.4909 | 478.6607 | 15.0299 | 467.0828 | 0.18257 | 478.6607 | 2.7607 | 478.6607 | 0.30854 | 472.76 | 0.0077024 | 478.6607 | 0.0060532 | 467.0693 | 0.00017358 | 478.6607 | 0.027726 | 478.6607 | 0.016768 | 478.0652 | 0.017596 | 706.2325 | 0.071649 | 478.0652 | -0.0008344 | 705.4998 | 7.7296e-05 | 706.2325 | 0.010124 | 474.9572 | 0.58089
|  | 478.8831 | 0.072773 | 478.2879 | 0.24494 | 467.196 | 0.0016702 | 478.8831 | 0.033284 | 478.2879 | 0.11737 | 472.3221 | 0.0048118 | 478.2879 | 0.049994 | 478.8831 | 1.4003 | 478.8831 | 14.9941 | 467.196 | 0.17039 | 478.8831 | 2.7967 | 478.8831 | 0.32229 | 472.99 | -0.0048458 | 478.8831 | 0 | 467.1849 | 0.00016149 | 478.8831 | 0 | 478.8832 | 0 | 478.2879 | -0.0015522 | 706.3958 | 0.07607 | 478.2879 | -0.018104 | 705.6631 | 0.00034783 | 706.3958 | 0.010903 | 475.1756 | 0.56582
|  | 479.1056 | 0.093533 | 478.5105 | 0.2619 | 467.3093 | 0 | 479.1056 | 0.051932 | 478.5105 | 0.021342 | 472.5436 | 0.017294 | 478.5105 | 0.1021 | 479.1056 | 1.4222 | 479.1056 | 14.8629 | 467.3093 | 0.16282 | 479.1056 | 2.8602 | 479.1056 | 0.31886 | 473.21 | -0.0085181 | 479.1056 | 0.0058985 | 467.3004 | 0.00014068 | 479.1056 | 0.020885 | 479.1056 | 0.016215 | 478.5105 | 0.0088911 | 706.559 | 0.07189 | 478.5105 | -0.0020231 | 705.8265 | 0 | 706.559 | 0.01002 | 475.3941 | 0.56464
|  | 479.3281 | 0.067095 | 478.7332 | 0.22859 | 467.4225 | 0.0074402 | 479.3281 | 0.023846 | 478.7332 | 0.086596 | 472.7652 | 0.0070546 | 478.7332 | 0.049853 | 479.3281 | 1.333 | 479.3281 | 14.7016 | 467.4225 | 0.18252 | 479.3281 | 2.8659 | 479.3281 | 0.33059 | 473.43 | -0.0094364 | 479.3281 | 0 | 467.416 | 0.00015402 | 479.3281 | 0 | 479.3281 | 0 | 478.7332 | -0.0021609 | 706.7222 | 0.075109 | 478.7332 | -0.0073101 | 705.9898 | 0.00011594 | 706.7222 | 0.011162 | 475.6125 | 0.55028
|  | 479.5505 | 0.078963 | 478.9559 | 0.247 | 467.5358 | 0 | 479.5505 | 0.027049 | 478.9559 | 0.042267 | 472.9867 | 0.014999 | 478.9559 | 0.10317 | 479.5506 | 1.3352 | 479.5506 | 14.6782 | 467.5358 | 0.16842 | 479.5506 | 2.9036 | 479.5505 | 0.33249 | 473.65 | 0.0047948 | 479.5506 | 0.0031075 | 467.5315 | 0.00014655 | 479.5506 | 0.016962 | 479.5505 | 0.016383 | 478.9559 | 0.019838 | 706.8854 | 0.06891 | 478.9559 | -0.01016 | 706.1531 | 0 | 706.8854 | 0.010747 | 475.831 | 0.55389
|  | 479.773 | 0.051035 | 479.1786 | 0.23576 | 467.649 | 0.0047071 | 479.773 | 0.028201 | 479.1786 | 0.099139 | 473.2082 | 0.0046628 | 479.1786 | 0.045281 | 479.773 | 1.2496 | 479.773 | 14.5115 | 467.649 | 0.17664 | 479.773 | 2.9285 | 479.773 | 0.34323 | 473.88 | 0.00051009 | 479.773 | 0 | 467.647 | 0.00015313 | 479.773 | 0 | 479.773 | 0 | 479.1785 | -0.010017 | 707.0487 | 0.075878 | 479.1786 | -0.017085 | 706.3164 | 0.00011594 | 707.0487 | 0.011422 | 476.0495 | 0.5415
|  | 479.9955 | 0.096587 | 479.4013 | 0.24283 | 467.7622 | 0 | 479.9955 | 0.067376 | 479.4013 | 0.05179 | 473.4298 | 0.013542 | 479.4013 | 0.097822 | 479.9956 | 1.2525 | 479.9956 | 14.3513 | 467.7622 | 0.18308 | 479.9956 | 2.9751 | 479.9955 | 0.34676 | 474.1 | 0.0063253 | 479.9956 | 0.0070744 | 467.7626 | 0.00012681 | 479.9956 | 0.024762 | 479.9955 | 0.016645 | 479.4013 | 0.012591 | 707.2119 | 0.065787 | 479.4013 | -0.002802 | 706.4798 | 0 | 707.2119 | 0.010695 | 476.268 | 0.5514
|  | 480.2181 | 0.029089 | 479.624 | 0.20911 | 467.8755 | 0.0099825 | 480.2181 | 0.020188 | 479.624 | 0.13053 | 473.6514 | 0.0037298 | 479.624 | 0.04911 | 480.2181 | 1.1827 | 480.2181 | 14.2486 | 467.8755 | 0.17772 | 480.2181 | 3.0223 | 480.2181 | 0.36639 | 474.32 | -0.0085181 | 480.2181 | 0 | 467.8781 | 0.00014033 | 480.2181 | 0 | 480.2181 | 0 | 479.624 | -0.026338 | 707.3751 | 0.074773 | 479.624 | 0.0072726 | 706.6431 | 0.00011594 | 707.3751 | 0.010955 | 476.4865 | 0.5394
|  | 480.4406 | 0.088068 | 479.8467 | 0.25721 | 467.9887 | 0 | 480.4406 | 0.057836 | 479.8467 | 0.067637 | 473.8729 | 0.022364 | 479.8467 | 0.10219 | 480.4406 | 1.2166 | 480.4406 | 14.225 | 467.9887 | 0.18948 | 480.4406 | 3.1041 | 480.4406 | 0.37059 | 474.55 | -0.0037746 | 480.4406 | 0.012756 | 467.9937 | 0.00014584 | 480.4406 | 0.026676 | 480.4406 | 0.017324 | 479.8467 | 0.019597 | 707.5384 | 0.065787 | 479.8467 | 0.012157 | 706.8065 | 0 | 707.5384 | 0.010383 | 476.705 | 0.53599
|  | 480.6631 | 0.044213 | 480.0694 | 0.23526 | 468.102 | 0.0060736 | 480.6631 | 0.018402 | 480.0694 | 0.11955 | 474.0945 | 0.0033254 | 480.0694 | 0.04836 | 480.6632 | 1.1535 | 480.6632 | 14.0156 | 468.102 | 0.17946 | 480.6632 | 3.1731 | 480.6631 | 0.38707 | 474.77 | 0.0032646 | 480.6632 | 0 | 468.1093 | 0.0001494 | 480.6632 | 0 | 480.6631 | 0 | 480.0695 | 0.00053907 | 707.7017 | 0.07535 | 480.0694 | -0.01112 | 706.9698 | 0 | 707.7017 | 0.010851 | 476.9235 | 0.53416
|  | 480.8857 | 0.085602 | 480.2922 | 0.25437 | 468.2153 | 0 | 480.8857 | 0.040844 | 480.2922 | 0.029783 | 474.3161 | 0.014945 | 480.2922 | 0.10439 | 480.8857 | 1.191 | 480.8857 | 13.8603 | 468.2153 | 0.18097 | 480.8857 | 3.2554 | 480.8857 | 0.3914 | 474.99 | 0.0017343 | 480.8857 | 0.0032016 | 468.2248 | 0.00014068 | 480.8857 | 0.02169 | 480.8857 | 0.013711 | 480.2922 | 0.0066192 | 707.8649 | 0.066988 | 480.2922 | 0.011638 | 707.1332 | 0 | 707.8649 | 0.010228 | 477.1421 | 0.52964
|  | 481.1083 | 0.076826 | 480.515 | 0.25215 | 468.3285 | 0.0056181 | 481.1083 | 0.04623 | 480.515 | 0.12715 | 474.5377 | 0.0052142 | 480.515 | 0.057688 | 481.1083 | 1.1273 | 481.1083 | 13.6974 | 468.3285 | 0.18069 | 481.1083 | 3.2982 | 481.1083 | 0.40232 | 475.22 | -0.011732 | 481.1083 | 0 | 468.3404 | 0.0001293 | 481.1083 | 0 | 481.1083 | 0 | 480.515 | 0.0030745 | 708.0282 | 0.074773 | 480.515 | -0.01256 | 707.2966 | 0.00011594 | 708.0282 | 0.010799 | 477.3607 | 0.5297
|  | 481.3309 | 0.076378 | 480.7378 | 0.24269 | 468.4418 | 0 | 481.3309 | 0.040629 | 480.7378 | 0.053039 | 474.7593 | 0.014931 | 480.7378 | 0.095408 | 481.3309 | 1.1254 | 481.3309 | 13.622 | 468.4418 | 0.17721 | 481.3309 | 3.3448 | 481.3309 | 0.40678 | 475.44 | 0.0028055 | 481.3309 | 0.0011535 | 468.456 | 0.00014619 | 481.3309 | 0.012466 | 481.3309 | 0.012163 | 480.7378 | 0.01633 | 708.1915 | 0.066459 | 480.7378 | 0.0030527 | 707.4599 | 0.00030918 | 708.1915 | 0.010332 | 477.5792 | 0.52551
|  | 481.5535 | 0.065051 | 480.9606 | 0.2233 | 468.5551 | 0.0047071 | 481.5535 | 0.014937 | 480.9606 | 0.10081 | 474.981 | 0.0050036 | 480.9606 | 0.04813 | 481.5535 | 1.0618 | 481.5535 | 13.3311 | 468.5551 | 0.17265 | 481.5535 | 3.3813 | 481.5535 | 0.42147 | 475.66 | -0.0053048 | 481.5535 | 0 | 468.5716 | 0.00013837 | 481.5535 | 0 | 481.5535 | 0 | 480.9606 | -0.0098018 | 708.3547 | 0.075734 | 480.9606 | -0.012131 | 707.6233 | 0 | 708.3547 | 0.011214 | 477.7978 | 0.5335
|  | 481.7761 | 0.1028 | 481.1834 | 0.25154 | 468.6683 | 0 | 481.7761 | 0.047372 | 481.1834 | 0.064917 | 475.2026 | 0.016381 | 481.1834 | 0.10485 | 481.7761 | 1.0749 | 481.7761 | 13.2229 | 468.6683 | 0.17961 | 481.7761 | 3.4203 | 481.7761 | 0.42253 | 475.88 | 0.0037236 | 481.7761 | 0.007794 | 468.6871 | 0.00016185 | 481.7761 | 0.01665 | 481.7761 | 0.016786 | 481.1834 | 0.0090858 | 708.518 | 0.066315 | 481.1834 | 0.0030779 | 707.7867 | 7.7296e-05 | 708.518 | 0.010851 | 478.0164 | 0.52997
|  | 481.9987 | 0.058199 | 481.4062 | 0.23883 | 468.7816 | 0.010946 | 481.9987 | 0.022019 | 481.4062 | 0.094809 | 475.4243 | 0.0059104 | 481.4062 | 0.049459 | 481.9987 | 0.99546 | 481.9987 | 12.9982 | 468.7816 | 0.19348 | 481.9987 | 3.4385 | 481.9987 | 0.43656 | 476.11 | -0.00010202 | 481.9987 | 0 | 468.8027 | 0.00014122 | 481.9987 | 0 | 481.9987 | 0 | 481.4062 | -0.011834 | 708.6813 | 0.0741 | 481.4062 | -0.011816 | 707.9501 | 0.00057972 | 708.6813 | 0.01163 | 478.235 | 0.5103
|  | 482.2213 | 0.076799 | 481.629 | 0.24426 | 468.8949 | 0 | 482.2213 | 0.038821 | 481.629 | 0.071015 | 475.6459 | 0.014498 | 481.629 | 0.10122 | 482.2214 | 0.9903 | 482.2214 | 12.9181 | 468.8949 | 0.18214 | 482.2214 | 3.4782 | 482.2213 | 0.43994 | 476.33 | 0.0023464 | 482.2214 | 0.0013532 | 468.9183 | 0.00018177 | 482.2214 | 0.014393 | 482.2213 | 0.010242 | 481.629 | 0.032811 | 708.8446 | 0.065546 | 481.629 | 0.0036256 | 708.1135 | 0 | 708.8446 | 0.011422 | 478.4536 | 0.51345
|  | 482.444 | 0.066287 | 481.8519 | 0.20596 | 469.0081 | 0.0088442 | 482.444 | 0.026205 | 481.8519 | 0.094186 | 475.8676 | 0.0065356 | 481.8519 | 0.048813 | 482.444 | 0.92086 | 482.444 | 12.6886 | 469.0081 | 0.20029 | 482.444 | 3.521 | 482.444 | 0.45643 | 476.55 | -0.00607 | 482.444 | 0 | 469.0339 | 0.00018514 | 482.444 | 0 | 482.444 | 0 | 481.8519 | -0.020336 | 709.0079 | 0.074965 | 481.8519 | -0.002749 | 708.2769 | 0 | 709.0079 | 0.011785 | 478.6722 | 0.51843
|  | 482.6667 | 0.083816 | 482.0747 | 0.24385 | 469.1214 | 0 | 482.6667 | 0.078088 | 482.0747 | 0.054161 | 476.0893 | 0.023129 | 482.0747 | 0.09651 | 482.6667 | 0.96231 | 482.6667 | 12.4429 | 469.1214 | 0.19018 | 482.6667 | 3.5509 | 482.6667 | 0.46146 | 476.78 | -0.0019383 | 482.6667 | 0.0038551 | 469.1495 | 0.00018266 | 482.6667 | 0.020008 | 482.6667 | 0.012205 | 482.0747 | 0.02024 | 709.1712 | 0.065643 | 482.0747 | 0.006384 | 708.4403 | 7.7296e-05 | 709.1712 | 0.010539 | 478.8909 | 0.51869
|  | 482.8893 | 0.080508 | 482.2976 | 0.23164 | 469.2347 | 0.011997 | 482.8893 | -0.023186 | 482.2976 | 0.11822 | 476.311 | 0.0059404 | 482.2976 | 0.046816 | 482.8893 | 0.89446 | 482.8893 | 12.2969 | 469.2347 | 0.18572 | 482.8893 | 3.5944 | 482.8893 | 0.47288 | 477 | 0.0081613 | 482.8893 | 0 | 469.2651 | 0.00016896 | 482.8893 | 0 | 482.8893 | 0 | 482.2976 | -0.014112 | 709.3345 | 0.080636 | 482.2976 | -0.0039518 | 708.6037 | 0.00011594 | 709.3345 | 0.010487 | 479.1095 | 0.50591
|  | 483.112 | 0.088212 | 482.5205 | 0.2353 | 469.348 | 0 | 483.112 | 0.068116 | 482.5205 | 0.069856 | 476.5327 | 0.0090454 | 482.5205 | 0.097376 | 483.112 | 0.89236 | 483.112 | 12.2947 | 469.348 | 0.19752 | 483.112 | 3.6457 | 483.112 | 0.47962 | 477.22 | 0.0015813 | 483.112 | 0.0031339 | 469.3807 | 0.00014566 | 483.112 | 0.014822 | 483.112 | 0.011163 | 482.5205 | 0.016887 | 709.4979 | 0.06545 | 482.5205 | 0.01014 | 708.7671 | 0 | 709.4979 | 0.0099682 | 479.3282 | 0.52007
|  | 483.3347 | 0.050946 | 482.7434 | 0.23564 | 469.4613 | 0.009895 | 483.3347 | -0.011058 | 482.7434 | 0.10384 | 476.7545 | 0.01052 | 482.7434 | 0.048236 | 483.3347 | 0.84256 | 483.3347 | 12.0244 | 469.4613 | 0.20391 | 483.3347 | 3.6687 | 483.3347 | 0.49532 | 477.45 | -0.0077534 | 483.3347 | 0 | 469.4963 | 0.00017216 | 483.3347 | 0 | 483.3347 | 0 | 482.7434 | -0.016982 | 709.6612 | 0.078521 | 482.7434 | -0.0080105 | 708.9305 | 0.00034783 | 709.6612 | 0.011214 | 479.5468 | 0.50545
|  | 483.5575 | 0.077916 | 482.9663 | 0.23325 | 469.5745 | 0 | 483.5575 | 0.036907 | 482.9663 | 0.044399 | 476.9762 | 0.009154 | 482.9663 | 0.10166 | 483.5575 | 0.85805 | 483.5575 | 11.8479 | 469.5745 | 0.19498 | 483.5575 | 3.7186 | 483.5575 | 0.50128 | 477.67 | 0.0024994 | 483.5575 | 0.0015481 | 469.612 | 0.00017341 | 483.5575 | 0.017885 | 483.5575 | 0.010542 | 482.9663 | 0.019006 | 709.8245 | 0.066075 | 482.9663 | -0.013556 | 709.094 | 0.00030918 | 709.8245 | 0.010799 | 479.7655 | 0.50283
|  | 483.7802 | 0.031466 | 483.1893 | 0.23488 | 469.6878 | 0.0072883 | 483.7802 | -0.012549 | 483.1893 | 0.10216 | 477.1979 | 0.0076088 | 483.1893 | 0.050627 | 483.7802 | 0.80407 | 483.7802 | 11.6758 | 469.6878 | 0.18252 | 483.7802 | 3.7447 | 483.7802 | 0.51963 | 477.89 | -0.0095893 | 483.7802 | 0 | 469.7276 | 0.00018266 | 483.7802 | 0 | 483.7802 | 0 | 483.1893 | -0.01035 | 709.9878 | 0.07708 | 483.1893 | -0.0073666 | 709.2574 | 0.00034783 | 709.9878 | 0.011318 | 479.9842 | 0.50355
|  | 484.0029 | 0.068752 | 483.4122 | 0.23225 | 469.8011 | 0 | 484.0029 | 0.041008 | 483.4122 | 0.010627 | 477.4197 | 0.016888 | 483.4122 | 0.094291 | 484.0029 | 0.82701 | 484.0029 | 11.663 | 469.8011 | 0.1994 | 484.0029 | 3.7855 | 484.0029 | 0.52202 | 478.12 | 0.00035706 | 484.0029 | 0.002664 | 469.8432 | 0.00016807 | 484.0029 | 0.016324 | 484.0029 | 0.017412 | 483.4122 | 0.010957 | 710.1512 | 0.064874 | 483.4122 | 0.003337 | 709.4208 | 7.7296e-05 | 710.1512 | 0.010435 | 480.2029 | 0.51083
|  | 484.2257 | 0.066524 | 483.6352 | 0.22547 | 469.9144 | 0.01655 | 484.2257 | 0.025236 | 483.6352 | 0.093549 | 477.6414 | 0.010652 | 483.6352 | 0.049629 | 484.2257 | 0.75234 | 484.2257 | 11.4038 | 469.9144 | 0.20589 | 484.2257 | 3.8208 | 484.2257 | 0.53938 | 478.34 | -0.0085181 | 484.2257 | 0 | 469.9588 | 0.00014815 | 484.2257 | 0 | 484.2257 | 0 | 483.6352 | -0.010506 | 710.3145 | 0.083134 | 483.6352 | -0.0032413 | 709.5843 | 0.00011594 | 710.3145 | 0.010955 | 480.4216 | 0.49628
|  | 484.4485 | 0.097167 | 483.8582 | 0.22377 | 470.0277 | 0 | 484.4485 | 0.033732 | 483.8582 | 0.051294 | 477.8632 | 0.028024 | 483.8582 | 0.099952 | 484.4485 | 0.78274 | 484.4485 | 11.4993 | 470.0277 | 0.20137 | 484.4485 | 3.878 | 484.4485 | 0.54785 | 478.56 | 0.0089266 | 484.4485 | 0.00408 | 470.0745 | 0.00014904 | 484.4485 | 0.013542 | 484.4485 | 0.011612 | 483.8582 | 0.012393 | 710.4779 | 0.076022 | 483.8582 | 0.0015312 | 709.7477 | 0 | 710.4779 | 0.010539 | 480.6403 | 0.51496
|  | 484.6712 | 0.032997 | 484.0811 | 0.22992 | 470.141 | 0.0045552 | 484.6712 | 0.013312 | 484.0811 | 0.12402 | 478.085 | 0.0015236 | 484.0811 | 0.048295 | 484.6712 | 0.7163 | 484.6712 | 11.3299 | 470.141 | 0.21017 | 484.6712 | 3.893 | 484.6712 | 0.56133 | 478.79 | -0.010355 | 484.6712 | 0 | 470.1901 | 0.00015971 | 484.6712 | 0 | 484.6712 | 0 | 484.0811 | -0.013122 | 710.6412 | 0.084096 | 484.0811 | 0.00064198 | 709.9112 | 0 | 710.6412 | 0.011058 | 480.8591 | 0.5107
|  | 484.894 | 0.10889 | 484.3041 | 0.23027 | 470.2543 | 0 | 484.894 | 0.061106 | 484.3041 | 0.022132 | 478.3068 | 0.02198 | 484.3041 | 0.094855 | 484.894 | 0.75313 | 484.894 | 11.2643 | 470.2543 | 0.21021 | 484.894 | 3.9443 | 484.894 | 0.57208 | 479.01 | -0.00607 | 484.894 | 0.0070202 | 470.3057 | 0.0001558 | 484.894 | 0.02111 | 484.894 | 0.01245 | 484.3041 | 0.011852 | 710.8046 | 0.065883 | 484.3041 | -0.0054289 | 710.0746 | 7.7296e-05 | 710.8046 | 0.010383 | 481.0778 | 0.52164
|  | 485.1168 | 0.063019 | 484.5272 | 0.21816 | 470.3676 | 0.013222 | 485.1168 | 0.0061395 | 484.5272 | 0.11207 | 478.5286 | 0.0087384 | 484.5272 | 0.046703 | 485.1168 | 0.67293 | 485.1168 | 11.105 | 470.3676 | 0.20631 | 485.1168 | 3.968 | 485.1168 | 0.58904 | 479.23 | -0.0076005 | 485.1168 | 0 | 470.4214 | 0.00015829 | 485.1168 | 0 | 485.1168 | 0 | 484.5272 | -0.010073 | 710.968 | 0.083999 | 484.5272 | -0.0073147 | 710.2381 | 0 | 710.968 | 0.010903 | 481.2966 | 0.5067
|  | 485.3397 | 0.085604 | 484.7502 | 0.22273 | 470.4809 | 0 | 485.3397 | 0.060301 | 484.7502 | 0.021697 | 478.7505 | 0.024867 | 484.7502 | 0.092073 | 485.3397 | 0.70573 | 485.3397 | 11.041 | 470.4809 | 0.21807 | 485.3397 | 4.0049 | 485.3397 | 0.59708 | 479.46 | 0.00035706 | 485.3397 | 0.0041209 | 470.5371 | 0.00013961 | 485.3397 | 0.01725 | 485.3397 | 0.012486 | 484.7502 | 0.024999 | 711.1313 | 0.080011 | 484.7502 | 0.0073343 | 710.4015 | 0 | 711.1313 | 0.010591 | 481.5153 | 0.52662
|  | 485.5625 | 0.065421 | 484.9732 | 0.2142 | 470.5942 | 0 | 485.5625 | 0.02209 | 484.9732 | 0.11407 | 478.9723 | 0.0093337 | 484.9732 | 0.044111 | 485.5625 | 0.64717 | 485.5625 | 10.9355 | 470.5942 | 0.21045 | 485.5625 | 4.0344 | 485.5625 | 0.61466 | 479.68 | 0.0021933 | 485.5625 | 0 | 470.6527 | 0.00016772 | 485.5625 | 0 | 485.5625 | 0 | 484.9732 | -0.0022809 | 711.2947 | 0.084672 | 484.9732 | -0.0017641 | 710.565 | 0.00034783 | 711.2947 | 0.011474 | 481.7341 | 0.50906
|  | 485.7853 | 0.089566 | 485.1963 | 0.21651 | 470.7075 | 0 | 485.7853 | 0.081485 | 485.1963 | 0.050996 | 479.1942 | 0.022913 | 485.1963 | 0.094231 | 485.7853 | 0.66597 | 485.7853 | 10.8835 | 470.7075 | 0.21915 | 485.7853 | 4.0746 | 485.7853 | 0.62576 | 479.9 | 0.0073959 | 485.7853 | 0.0032057 | 470.7684 | 0.00015687 | 485.7853 | 0.020479 | 485.7853 | 0.012625 | 485.1963 | 0.029463 | 711.4581 | 0.078377 | 485.1963 | 0.0095715 | 710.7285 | 0 | 711.4581 | 0.010955 | 481.9529 | 0.53875
|  | 486.0082 | 0.041645 | 485.4193 | 0.21559 | 470.8208 | 0.013485 | 486.0082 | 0.023694 | 485.4193 | 0.088742 | 479.416 | 0.0060843 | 485.4193 | 0.03883 | 486.0082 | 0.61461 | 486.0082 | 10.7959 | 470.8208 | 0.23871 | 486.0082 | 4.0889 | 486.0082 | 0.6455 | 480.13 | 0.0067842 | 486.0082 | 0 | 470.884 | 0.00017056 | 486.0082 | 0 | 486.0082 | 0 | 485.4193 | -0.01819 | 711.6215 | 0.067084 | 485.4193 | -0.0050937 | 710.892 | 0.00011594 | 711.6215 | 0.01163 | 482.1717 | 0.52813
|  | 486.231 | 0.090156 | 485.6424 | 0.21759 | 470.9341 | 0 | 486.231 | 0.047857 | 485.6424 | 0.016915 | 479.6379 | 0.016453 | 485.6424 | 0.095008 | 486.2311 | 0.6533 | 486.2311 | 10.7184 | 470.9341 | 0.2309 | 486.2311 | 4.1553 | 486.231 | 0.65301 | 480.35 | -0.0028565 | 486.2311 | 0.0052462 | 470.9997 | 0.00015117 | 486.2311 | 0.014063 | 486.231 | 0.015037 | 485.6424 | 0.034597 | 711.7849 | 0.087027 | 485.6424 | 0.004804 | 711.0555 | 0 | 711.7849 | 0.010591 | 482.3905 | 0.53305
|  | 486.4539 | 0.07744 | 485.8655 | 0.21473 | 471.0474 | 0.010333 | 486.4539 | -0.0045755 | 485.8655 | 0.098661 | 479.8598 | -0.00021299 | 485.8655 | 0.037905 | 486.4539 | 0.58091 | 486.4539 | 10.5585 | 471.0474 | 0.22789 | 486.4539 | 4.164 | 486.4539 | 0.6739 | 480.57 | -0.0056109 | 486.4539 | 0 | 471.1154 | 0.0001574 | 486.4539 | 0 | 486.454 | 0 | 485.8655 | 0.0040668 | 711.9483 | 0.077656 | 485.8655 | -0.007992 | 711.2189 | 0.00011594 | 711.9483 | 0.011214 | 482.6093 | 0.53442
|  | 486.6768 | 0.092403 | 486.0886 | 0.22819 | 471.1607 | 0 | 486.6768 | 0.052766 | 486.0886 | 0.025236 | 480.0817 | 0.019001 | 486.0886 | 0.098432 | 486.6768 | 0.60143 | 486.6768 | 10.5292 | 471.1607 | 0.22686 | 486.6768 | 4.225 | 486.6768 | 0.6801 | 480.8 | 0.0051009 | 486.6768 | 0.0044646 | 471.231 | 0.00014531 | 486.6768 | 0.019673 | 486.6769 | 0.012428 | 486.0886 | 0.013863 | 712.1117 | 0.085585 | 486.0886 | 0.005297 | 711.3824 | 0 | 712.1117 | 0.01028 | 482.8282 | 0.54628
|  | 486.8997 | 0.057303 | 486.3117 | 0.21669 | 471.2741 | 0.0053144 | 486.8997 | 0.015337 | 486.3117 | 0.15021 | 480.3036 | 0.0021325 | 486.3117 | 0.042825 | 486.8998 | 0.57685 | 486.8998 | 10.2667 | 471.2741 | 0.22926 | 486.8998 | 4.2355 | 486.8997 | 0.7004 | 481.02 | -0.005917 | 486.8998 | 0 | 471.3467 | 0.00014033 | 486.8998 | 0 | 486.8997 | 0 | 486.3118 | -0.013685 | 712.2751 | 0.069199 | 486.3117 | 0.00084769 | 711.5459 | 0.00034783 | 712.2751 | 0.011318 | 483.047 | 0.5396
|  | 487.1227 | 0.099291 | 486.5349 | 0.21063 | 471.3874 | 0 | 487.1227 | 0.029798 | 486.5349 | -0.0095106 | 480.5255 | 0.019701 | 486.5349 | 0.095604 | 487.1227 | 0.58968 | 487.1227 | 10.0249 | 471.3874 | 0.22766 | 487.1227 | 4.2695 | 487.1227 | 0.71631 | 481.24 | -0.0051518 | 487.1227 | 0.0030631 | 471.4624 | 0.00012912 | 487.1227 | 0.012012 | 487.1227 | 0.01156 | 486.5349 | 0.0096232 | 712.4385 | 0.083375 | 486.5349 | 0.0029868 | 711.7095 | 7.7296e-05 | 712.4385 | 0.010176 | 483.2659 | 0.54635
|  | 487.3456 | 0.024151 | 486.758 | 0.20797 | 471.5007 | 0.013485 | 487.3456 | -0.0046772 | 486.758 | 0.10122 | 480.7474 | 0.0018302 | 486.758 | 0.04034 | 487.3456 | 0.52005 | 487.3456 | 9.8472 | 471.5007 | 0.23485 | 487.3456 | 4.3011 | 487.3456 | 0.7356 | 481.47 | -0.00607 | 487.3456 | 0 | 471.5781 | 0.00013214 | 487.3456 | 0 | 487.3456 | 0 | 486.758 | -0.021865 | 712.6019 | 0.062279 | 486.758 | -0.0097563 | 711.873 | 0.00011594 | 712.6019 | 0.010747 | 483.4847 | 0.54589
|  | 487.5686 | 0.10155 | 486.9812 | 0.21124 | 471.614 | 0 | 487.5686 | 0.049505 | 486.9812 | 0.013952 | 480.9693 | 0.011463 | 486.9812 | 0.090452 | 487.5686 | 0.5665 | 487.5686 | 9.7545 | 471.614 | 0.22662 | 487.5686 | 4.3551 | 487.5686 | 0.74664 | 481.69 | -0.0057639 | 487.5686 | 0.0046721 | 471.6938 | 0.00013873 | 487.5686 | 0.016584 | 487.5686 | 0.0074329 | 486.9812 | 0.016518 | 712.7654 | 0.084288 | 486.9812 | -0.012297 | 712.0365 | 0 | 712.7654 | 0.010176 | 483.7036 | 0.5514
|  | 487.7915 | 0.069468 | 487.2044 | 0.20372 | 471.7274 | 0.0019739 | 487.7915 | 0.032622 | 487.2044 | 0.1011 | 481.1913 | 0.0024724 | 487.2044 | 0.041396 | 487.7915 | 0.51716 | 487.7915 | 9.5741 | 471.7274 | 0.22512 | 487.7915 | 4.3693 | 487.7915 | 0.76888 | 481.91 | -0.0077534 | 487.7915 | 0 | 471.8095 | 0.00013535 | 487.7915 | 0 | 487.7915 | 0 | 487.2044 | -0.012682 | 712.9288 | 0.06497 | 487.2044 | -0.0021797 | 712.2 | 0.00011594 | 712.9288 | 0.01111 | 483.9225 | 0.53521
|  | 488.0145 | 0.079352 | 487.4276 | 0.22107 | 471.8407 | 0 | 488.0145 | 0.040676 | 487.4276 | 0.041088 | 481.4132 | 0.017067 | 487.4276 | 0.094002 | 488.0145 | 0.53313 | 488.0145 | 9.4001 | 471.8407 | 0.2365 | 488.0145 | 4.4189 | 488.0145 | 0.78204 | 482.14 | -0.007141 | 488.0145 | 0.0044724 | 471.9252 | 0.00013446 | 488.0145 | 0.024933 | 488.0145 | 0.013439 | 487.4276 | 0.021024 | 713.0922 | 0.081693 | 487.4276 | 0.00824 | 712.3636 | 0 | 713.0922 | 0.010591 | 484.1414 | 0.55022
|  | 488.2375 | 0.052452 | 487.6508 | 0.20043 | 471.954 | 0.01366 | 488.2375 | 0.0027489 | 487.6508 | 0.095272 | 481.6352 | 0.0032174 | 487.6508 | 0.046797 | 488.2375 | 0.47516 | 488.2375 | 9.2042 | 471.954 | 0.23951 | 488.2375 | 4.4223 | 488.2375 | 0.80655 | 482.36 | 0.0032646 | 488.2375 | 0 | 472.0409 | 0.00014904 | 488.2375 | 0 | 488.2375 | 0 | 487.6508 | -0.010006 | 713.2557 | 0.070736 | 487.6508 | -0.0094215 | 712.5271 | 0.00034783 | 713.2557 | 0.011162 | 484.3603 | 0.55015
|  | 488.4605 | 0.092421 | 487.874 | 0.2115 | 472.0673 | 0 | 488.4605 | 0.056334 | 487.874 | 0.052549 | 481.8572 | 0.019279 | 487.874 | 0.094274 | 488.4605 | 0.49808 | 488.4605 | 9.0903 | 472.0673 | 0.22394 | 488.4605 | 4.4675 | 488.4605 | 0.8178 | 482.58 | -0.011732 | 488.4605 | 0.0052956 | 472.1566 | 0.00015936 | 488.4605 | 0.016685 | 488.4605 | 0.017721 | 487.874 | 0.022321 | 713.4191 | 0.085297 | 487.874 | 0.003119 | 712.6906 | 7.7296e-05 | 713.4191 | 0.010695 | 484.5792 | 0.54825
|  | 488.6835 | 0.073642 | 488.0972 | 0.20264 | 472.1807 | 0.013047 | 488.6835 | 0.029644 | 488.0972 | 0.086379 | 482.0792 | 0.0096825 | 488.0972 | 0.04248 | 488.6835 | 0.46001 | 488.6835 | 8.7584 | 472.1807 | 0.2411 | 488.6835 | 4.4992 | 488.6835 | 0.8443 | 482.81 | -0.00025504 | 488.6835 | 0 | 472.2723 | 0.00016309 | 488.6835 | 0 | 488.6835 | 0 | 488.0972 | -0.011705 | 713.5826 | 0.064537 | 488.0972 | -0.02505 | 712.8542 | 0.00011594 | 713.5826 | 0.011526 | 484.7982 | 0.53672
|  | 488.9065 | 0.1231 | 488.3204 | 0.23309 | 472.294 | 0 | 488.9065 | 0.042041 | 488.3204 | 0.038386 | 482.3012 | 0.018522 | 488.3204 | 0.09292 | 488.9065 | 0.49172 | 488.9065 | 8.6603 | 472.294 | 0.2317 | 488.9065 | 4.5408 | 488.9065 | 0.86114 | 483.03 | -0.0011732 | 488.9065 | 0.0065216 | 472.388 | 0.00013695 | 488.9065 | 0.013435 | 488.9065 | 0.014978 | 488.3204 | 0.026785 | 713.746 | 0.071457 | 488.3204 | 0.010263 | 713.0177 | 7.7296e-05 | 713.746 | 0.011266 | 485.0171 | 0.55068
|  | 489.1296 | 0.032499 | 488.5437 | 0.22226 | 472.4074 | 0.010771 | 489.1296 | 0.018546 | 488.5437 | 0.11665 | 482.5232 | 0.0015198 | 488.5437 | 0.043243 | 489.1296 | 0.43972 | 489.1296 | 8.4112 | 472.4074 | 0.22752 | 489.1296 | 4.5575 | 489.1296 | 0.88776 | 483.25 | -0.005917 | 489.1296 | 0 | 472.5038 | 0.00013446 | 489.1296 | 0 | 489.1296 | 0 | 488.5437 | -0.0075919 | 713.9095 | 0.063144 | 488.5437 | 0.0047328 | 713.1813 | 0.00011594 | 713.9095 | 0.011474 | 485.2361 | 0.53278
|  | 489.3526 | 0.093052 | 488.767 | 0.22889 | 472.5207 | 0 | 489.3526 | 0.028979 | 488.767 | 0.03123 | 482.7452 | 0.014085 | 488.767 | 0.092788 | 489.3526 | 0.46647 | 489.3526 | 8.2575 | 472.5207 | 0.2214 | 489.3526 | 4.5996 | 489.3526 | 0.89896 | 483.48 | 0.0043357 | 489.3526 | 0.0031588 | 472.6195 | 0.00013214 | 489.3526 | 0.014786 | 489.3526 | 0.014725 | 488.767 | 0.0090601 | 714.073 | 0.077031 | 488.767 | -5.3037e-05 | 713.3448 | 0.00030918 | 714.073 | 0.010539 | 485.4551 | 0.55533
|  | 489.5757 | 0.072577 | 488.9902 | 0.20216 | 472.634 | 0.016287 | 489.5757 | 0.015167 | 488.9902 | 0.099917 | 482.9673 | 0.00058429 | 488.9902 | 0.042786 | 489.5757 | 0.4103 | 489.5757 | 8.0506 | 472.634 | 0.22606 | 489.5757 | 4.6263 | 489.5757 | 0.92808 | 483.7 | -0.0098958 | 489.5757 | 0 | 472.7352 | 0.00013588 | 489.5757 | 0 | 489.5757 | 0 | 488.9903 | -0.019016 | 714.2365 | 0.063192 | 488.9902 | -0.021666 | 713.5084 | 0 | 714.2365 | 0.010747 | 485.674 | 0.52629
|  | 489.7988 | 0.054937 | 489.2135 | 0.20257 | 472.7474 | 0 | 489.7988 | 0.03149 | 489.2135 | 0.038998 | 483.1893 | 0.01371 | 489.2135 | 0.097314 | 489.7988 | 0.44789 | 489.7988 | 7.8808 | 472.7474 | 0.2294 | 489.7988 | 4.6695 | 489.7988 | 0.94428 | 483.92 | -0.00010202 | 489.7988 | 0.0046929 | 472.8509 | 0.00014655 | 489.7988 | 0.0096486 | 489.7988 | 0.011379 | 489.2135 | 0.030802 | 714.3999 | 0.0741 | 489.2135 | 0.0075868 | 713.672 | 7.7296e-05 | 714.3999 | 0.010539 | 485.893 | 0.54681
|  | 490.0219 | 0.02501 | 489.4369 | 0.21759 | 472.8607 | 0.010771 | 490.0219 | -0.017775 | 489.4369 | 0.089189 | 483.4114 | -0.00055097 | 489.4369 | 0.038618 | 490.0219 | 0.40396 | 490.0219 | 7.6901 | 472.8607 | 0.2302 | 490.0219 | 4.7003 | 490.0219 | 0.97362 | 484.15 | -0.0028565 | 490.0219 | 0 | 472.9667 | 0.00014708 | 490.0219 | 0 | 490.0218 | 0 | 489.4368 | -0.022544 | 714.5634 | 0.062519 | 489.4369 | -0.0016519 | 713.8355 | 0.00011594 | 714.5634 | 0.011526 | 486.112 | 0.54864
|  | 490.245 | 0.084798 | 489.6602 | 0.21159 | 472.9741 | 0 | 490.245 | 0.043446 | 489.6602 | 0.022023 | 483.6335 | 0.015946 | 489.6602 | 0.091617 | 490.245 | 0.42439 | 490.245 | 7.4693 | 472.9741 | 0.23353 | 490.245 | 4.7478 | 490.245 | 0.98993 | 484.37 | 0.0011222 | 490.245 | 0.0033982 | 473.0824 | 0.00015562 | 490.245 | 0.0088457 | 490.245 | 0.013225 | 489.6602 | 0.029686 | 714.7269 | 0.07535 | 489.6602 | 0.0054289 | 713.9991 | 0 | 714.7269 | 0.010747 | 486.331 | 0.55769
|  | 490.4681 | 0.052238 | 489.8835 | 0.20766 | 473.0874 | 0.009282 | 490.4681 | -0.021232 | 489.8835 | 0.10665 | 483.8556 | 0.0018877 | 489.8835 | 0.047536 | 490.4681 | 0.38578 | 490.4681 | 7.2655 | 473.0874 | 0.23034 | 490.4681 | 4.7687 | 490.4681 | 1.0197 | 484.59 | -0.0045398 | 490.4681 | 0 | 473.1982 | 0.00017145 | 490.4681 | 0 | 490.4681 | 0 | 489.8835 | -0.0089192 | 714.8904 | 0.062279 | 489.8835 | -5.8415e-05 | 714.1627 | 0 | 714.8904 | 0.011578 | 486.55 | 0.53436
|  | 490.6912 | 0.086516 | 490.1069 | 0.17293 | 473.2008 | 0 | 490.6912 | 0.056327 | 490.1069 | 0.026889 | 484.0777 | 0.013671 | 490.1069 | 0.094855 | 490.6912 | 0.4235 | 490.6912 | 7.1082 | 473.2008 | 0.23556 | 490.6912 | 4.8209 | 490.6912 | 1.0405 | 484.82 | -0.0098958 | 490.6912 | 0.0037699 | 473.3139 | 0.00017518 | 490.6912 | 0.01909 | 490.6912 | 0.013653 | 490.1069 | 0.022767 | 715.0539 | 0.072562 | 490.1069 | -0.0054663 | 714.3263 | 0 | 715.0539 | 0.010799 | 486.7691 | 0.55428
|  | 490.9144 | 0.063394 | 490.3302 | 0.20648 | 473.3141 | 0.0085031 | 490.9144 | 0.030126 | 490.3302 | 0.11348 | 484.2998 | 0.0059819 | 490.3302 | 0.044045 | 490.9144 | 0.37413 | 490.9144 | 6.8711 | 473.3141 | 0.24994 | 490.9144 | 4.8476 | 490.9144 | 1.0657 | 485.04 | -0.00025504 | 490.9144 | 0 | 473.4297 | 0.00018799 | 490.9144 | 0 | 490.9144 | 0 | 490.3302 | -0.0036491 | 715.2174 | 0.065931 | 490.3302 | -0.0067249 | 714.4899 | 0.00011594 | 715.2174 | 0.010176 | 486.9881 | 0.55251
|  | 491.1375 | 0.11216 | 490.5536 | 0.21771 | 473.4275 | 0 | 491.1375 | 0.032797 | 490.5536 | 0.013222 | 484.5219 | 0.014689 | 490.5536 | 0.094541 | 491.1375 | 0.39823 | 491.1375 | 6.6958 | 473.4275 | 0.24209 | 491.1375 | 4.8782 | 491.1375 | 1.086 | 485.26 | 0.0099978 | 491.1375 | 0.0050601 | 473.5454 | 0.00015651 | 491.1375 | 0.02396 | 491.1375 | 0.014831 | 490.5536 | 0.023213 | 715.3809 | 0.075446 | 490.5536 | 0.0065826 | 714.6535 | 7.7296e-05 | 715.3809 | 0.0093971 | 487.2072 | 0.54989
|  | 491.3607 | 0.070882 | 490.777 | 0.20769 | 473.5409 | 0.015674 | 491.3607 | 0.0027997 | 490.777 | 0.12713 | 484.744 | 0.0059618 | 490.777 | 0.049234 | 491.3607 | 0.34811 | 491.3607 | 6.5225 | 473.5409 | 0.23927 | 491.3607 | 4.88 | 491.3607 | 1.1182 | 485.49 | -0.010202 | 491.3607 | 0 | 473.6612 | 0.00016096 | 491.3607 | 0 | 491.3607 | 0 | 490.777 | -0.0057815 | 715.5445 | 0.088468 | 490.777 | -0.013199 | 714.8171 | 0.00034783 | 715.5445 | 0.0098124 | 487.4262 | 0.55087
|  | 491.5839 | 0.08743 | 491.0004 | 0.21738 | 473.6542 | 0 | 491.5839 | 0.034927 | 491.0004 | 0.065587 | 484.9662 | 0.01218 | 491.0004 | 0.092024 | 491.5839 | 0.38197 | 491.5839 | 6.376 | 473.6542 | 0.24505 | 491.5839 | 4.9434 | 491.5839 | 1.142 | 485.71 | -0.00025504 | 491.5839 | 0.0032349 | 473.777 | 0.00014566 | 491.5839 | 0.020972 | 491.5839 | 0.011963 | 491.0004 | 0.024999 | 715.708 | 0.13052 | 491.0004 | 0.00051579 | 714.9807 | 7.7296e-05 | 715.708 | 0.010903 | 487.6453 | 0.53822
|  | 491.8071 | 0.070803 | 491.2238 | 0.20203 | 473.7676 | 0.012785 | 491.8071 | 0.00082508 | 491.2238 | 0.079426 | 485.1883 | -0.00065607 | 491.2238 | 0.038991 | 491.8071 | 0.33599 | 491.8071 | 6.1126 | 473.7676 | 0.25018 | 491.8071 | 4.9762 | 491.8071 | 1.1714 | 485.94 | -0.0068351 | 491.8071 | 0 | 473.8927 | 0.00014815 | 491.8071 | 0 | 491.8071 | 0 | 491.2238 | -0.0047578 | 715.8715 | 0.10788 | 491.2238 | -0.0039545 | 715.1443 | 0 | 715.8715 | 0.01137 | 487.8644 | 0.54471
|  | 492.0303 | 0.076157 | 491.4472 | 0.20674 | 473.881 | 0 | 492.0303 | 0.037951 | 491.4472 | 0.01919 | 485.4105 | 0.014183 | 491.4472 | 0.087603 | 492.0303 | 0.35625 | 492.0303 | 5.9782 | 473.881 | 0.23998 | 492.0303 | 5.002 | 492.0303 | 1.1893 | 486.16 | 0.0046418 | 492.0303 | 0.0033289 | 474.0085 | 0.00015242 | 492.0303 | 0.015198 | 492.0303 | 0.014112 | 491.4472 | 0.015102 | 716.0351 | 0.13354 | 491.4472 | -0.00055957 | 715.308 | 0.00030918 | 716.0351 | 0.011007 | 488.0835 | 0.54563
|  | 492.2535 | 0.073928 | 491.6707 | 0.19234 | 473.9943 | 0.0065292 | 492.2535 | 0.011369 | 491.6707 | 0.081245 | 485.6327 | 0.0053136 | 491.6707 | 0.040341 | 492.2535 | 0.29696 | 492.2535 | 5.7575 | 473.9943 | 0.24834 | 492.2535 | 5.009 | 492.2535 | 1.219 | 486.38 | -0.0054579 | 492.2535 | 0 | 474.1243 | 0.00014086 | 492.2535 | 0 | 492.2535 | 0 | 491.6707 | -0.018182 | 716.1986 | 0.10308 | 491.6707 | 0.0070096 | 715.4716 | 0.00034783 | 716.1986 | 0.011785 | 488.3026 | 0.53717
|  | 492.4767 | 0.092104 | 491.8941 | 0.22014 | 474.1077 | 0 | 492.4767 | 0.046979 | 491.8941 | 0.012016 | 485.8549 | 0.019594 | 491.8941 | 0.092988 | 492.4767 | 0.37023 | 492.4767 | 5.6494 | 474.1077 | 0.24919 | 492.4767 | 5.0379 | 492.4767 | 1.2504 | 486.61 | 0.0046418 | 492.4767 | 0.0056997 | 474.2401 | 0.00015651 | 492.4767 | 0.026175 | 492.4767 | 0.015814 | 491.8941 | 0.021367 | 716.3621 | 0.13566 | 491.8941 | 0.0050848 | 715.6352 | 0.00030918 | 716.3621 | 0.011318 | 488.5217 | 0.55513
|  | 492.7 | 0.055359 | 492.1176 | 0.1984 | 474.2211 | 0.0048589 | 492.7 | -0.01458 | 492.1176 | 0.087429 | 486.0771 | 0.00051222 | 492.1176 | 0.045987 | 492.7 | 0.30302 | 492.7 | 5.403 | 474.2211 | 0.24407 | 492.7 | 5.0776 | 492.7 | 1.2929 | 486.83 | 0.0012752 | 492.7 | 0 | 474.3559 | 0.00012841 | 492.7 | 0 | 492.7 | 0 | 492.1176 | -0.01147 | 716.5257 | 0.090487 | 492.1176 | -0.00016877 | 715.7988 | 0 | 716.5257 | 0.01137 | 488.7409 | 0.54406
|  | 492.9232 | 0.097638 | 492.3411 | 0.21475 | 474.3345 | 0 | 492.9232 | 0.040211 | 492.3411 | 0.052921 | 486.2993 | 0.010651 | 492.3411 | 0.088093 | 492.9232 | 0.33267 | 492.9232 | 5.3152 | 474.3345 | 0.2585 | 492.9232 | 5.1493 | 492.9232 | 1.3181 | 487.05 | -0.0092835 | 492.9232 | 0.0028021 | 474.4717 | 0.00013961 | 492.9232 | 0.018872 | 492.9232 | 0.0072492 | 492.3411 | 0.020639 | 716.6893 | 0.14008 | 492.3411 | -0.0018567 | 715.9625 | 0.00030918 | 716.6893 | 0.010695 | 488.96 | 0.54078
|  | 493.1465 | 0.060385 | 492.5646 | 0.19845 | 474.4478 | 0.003796 | 493.1465 | 0.046028 | 492.5646 | 0.090967 | 486.5215 | 0.0030316 | 492.5646 | 0.039526 | 493.1465 | 0.27522 | 493.1465 | 5.111 | 474.4478 | 0.25178 | 493.1465 | 5.1867 | 493.1465 | 1.3417 | 487.28 | -0.0068351 | 493.1465 | 0 | 474.5874 | 0.00013908 | 493.1465 | 0 | 493.1465 | 0 | 492.5646 | -0.01703 | 716.8528 | 0.11009 | 492.5646 | -0.015324 | 716.1261 | 0 | 716.8528 | 0.011162 | 489.1792 | 0.55153
|  | 493.3698 | 0.091897 | 492.7881 | 0.1999 | 474.5612 | 0 | 493.3698 | 0.059431 | 492.7881 | 0.051249 | 486.7437 | 0.014051 | 492.7881 | 0.090584 | 493.3698 | 0.31773 | 493.3698 | 5.0126 | 474.5612 | 0.25624 | 493.3698 | 5.193 | 493.3698 | 1.3649 | 487.5 | -0.0013262 | 493.3698 | 0.0019805 | 474.7033 | 0.00016469 | 493.3698 | 0.017324 | 493.3698 | 0.015955 | 492.7881 | 0.010127 | 717.0164 | 0.14767 | 492.7881 | -0.0031677 | 716.2898 | 7.7296e-05 | 717.0164 | 0.01111 | 489.3983 | 0.54963
|  | 493.5931 | 0.046507 | 493.0116 | 0.20558 | 474.6746 | 0.0078957 | 493.5931 | 0.031713 | 493.0116 | 0.096633 | 486.9659 | 0.0015099 | 493.0116 | 0.043838 | 493.5931 | 0.28553 | 493.5931 | 4.8476 | 474.6746 | 0.26062 | 493.5931 | 5.1769 | 493.5931 | 1.397 | 487.73 | -0.00607 | 493.5931 | 0 | 474.8191 | 0.00016398 | 493.5931 | 0 | 493.5931 | 0 | 493.0116 | -0.00096845 | 717.18 | 0.11932 | 493.0116 | -0.008155 | 716.4534 | 0.00011594 | 717.18 | 0.011837 | 489.6175 | 0.55408
|  | 493.8164 | 0.089427 | 493.2351 | 0.17894 | 474.788 | 0 | 493.8164 | 0.081616 | 493.2351 | 0.017994 | 487.1882 | 0.018082 | 493.2351 | 0.090913 | 493.8164 | 0.31543 | 493.8164 | 4.723 | 474.788 | 0.2553 | 493.8164 | 5.2132 | 493.8164 | 1.431 | 487.95 | 0.0026524 | 493.8164 | 0.0039139 | 474.9349 | 0.00014122 | 493.8164 | 0.017069 | 493.8164 | 0.014404 | 493.2351 | 0.021706 | 717.3435 | 0.13407 | 493.2351 | 0.006513 | 716.6171 | 0 | 717.3435 | 0.011058 | 489.8367 | 0.57696
|  | 494.0397 | 0.04036 | 493.4587 | 0.19992 | 474.9014 | 0.011559 | 494.0397 | 0.016912 | 493.4587 | 0.083635 | 487.4105 | 0.00034906 | 493.4587 | 0.037244 | 494.0397 | 0.26009 | 494.0397 | 4.6232 | 474.9014 | 0.24849 | 494.0397 | 5.2717 | 494.0397 | 1.4982 | 488.17 | 0.0012752 | 494.0397 | 0 | 475.0507 | 0.00012965 | 494.0397 | 0 | 494.0397 | 0 | 493.4587 | -0.010389 | 717.5071 | 0.1161 | 493.4587 | -0.013242 | 716.7808 | 0.00034783 | 717.5071 | 0.01137 | 490.0559 | 0.55487
|  | 494.263 | 0.085492 | 493.6823 | 0.1866 | 475.0148 | 0 | 494.263 | 0.067701 | 493.6823 | 0.018991 | 487.6328 | 0.012595 | 493.6823 | 0.090164 | 494.263 | 0.31162 | 494.263 | 4.5198 | 475.0148 | 0.2569 | 494.263 | 5.3938 | 494.263 | 1.5335 | 488.4 | -0.0022444 | 494.263 | 0.0078469 | 475.1665 | 0.00011916 | 494.263 | 0.012884 | 494.263 | 0.011687 | 493.6823 | 0.021954 | 717.6707 | 0.15339 | 493.6823 | 0.019762 | 716.9444 | 7.7296e-05 | 717.6707 | 0.010643 | 490.2751 | 0.57447
|  | 494.4864 | 0.049377 | 493.9058 | 0.19604 | 475.1282 | 0.0083512 | 494.4864 | -0.011984 | 493.9058 | 0.10807 | 487.855 | 0.0052456 | 493.9058 | 0.040381 | 494.4864 | 0.26299 | 494.4864 | 4.4977 | 475.1282 | 0.25836 | 494.4864 | 5.4651 | 494.4864 | 1.5652 | 488.62 | 0.0038766 | 494.4864 | 0 | 475.2823 | 0.00014655 | 494.4864 | 0 | 494.4864 | 0 | 493.9058 | -0.0082795 | 717.8343 | 0.12956 | 493.9058 | -0.0043202 | 717.1081 | 0.00011594 | 717.8343 | 0.01137 | 490.4943 | 0.58659
|  | 494.7097 | 0.096886 | 494.1294 | 0.21117 | 475.2416 | 0 | 494.7097 | 0.079394 | 494.1294 | 0.0079023 | 488.0773 | 0.0076203 | 494.1294 | 0.092482 | 494.7098 | 0.30231 | 494.7098 | 4.4443 | 475.2416 | 0.27345 | 494.7098 | 5.464 | 494.7097 | 1.5778 | 488.84 | -0.0016323 | 494.7098 | 0.0032413 | 475.3981 | 0.00015687 | 494.7098 | 0.016603 | 494.7097 | 0.016812 | 494.1294 | 0.029463 | 717.9979 | 0.15426 | 494.1294 | 0.0034273 | 717.2718 | 0.00030918 | 717.9979 | 0.011058 | 490.7136 | 0.58509
|  | 494.9331 | 0.048327 | 494.353 | 0.18497 | 475.355 | 0.013398 | 494.9331 | -0.0048824 | 494.353 | 0.077872 | 488.2997 | -0.00022826 | 494.353 | 0.041101 | 494.9331 | 0.2544 | 494.9331 | 4.3615 | 475.355 | 0.28022 | 494.9331 | 5.4097 | 494.9331 | 1.6114 | 489.07 | -0.0025504 | 494.9331 | 0 | 475.514 | 0.00018052 | 494.9331 | 0 | 494.9331 | 0 | 494.353 | -0.01624 | 718.1615 | 0.131 | 494.353 | 0.0014564 | 717.4355 | 0.00034783 | 718.1615 | 0.011681 | 490.9328 | 0.60409
|  | 495.1565 | 0.11127 | 494.5766 | 0.20544 | 475.4684 | 0 | 495.1565 | 0.062234 | 494.5766 | 0.019778 | 488.522 | 0.022749 | 494.5766 | 0.092674 | 495.1565 | 0.29456 | 495.1565 | 4.3249 | 475.4684 | 0.26583 | 495.1565 | 5.4395 | 495.1565 | 1.6422 | 489.29 | 0.0058659 | 495.1565 | 0.0069615 | 475.6298 | 0.00017109 | 495.1565 | 0.018372 | 495.1565 | 0.010973 | 494.5766 | 0.018882 | 718.3251 | 0.13417 | 494.5766 | 0.0071972 | 717.5992 | 7.7296e-05 | 718.3251 | 0.01137 | 491.1521 | 0.61851
|  | 495.3799 | 0.060993 | 494.8003 | 0.20934 | 475.5818 | 0.015149 | 495.3799 | -0.0011145 | 494.8003 | 0.12168 | 488.7443 | 0.002311 | 494.8003 | 0.050166 | 495.3799 | 0.23432 | 495.3799 | 4.2689 | 475.5818 | 0.28784 | 495.3799 | 5.4483 | 495.3799 | 1.6834 | 489.52 | -0.0094364 | 495.3799 | 0 | 475.7456 | 0.00018016 | 495.3799 | 0.00375 | 495.3799 | 0 | 494.8003 | -0.0024265 | 718.4887 | 0.12994 | 494.8003 | -0.0087273 | 717.7629 | 0.00011594 | 718.4887 | 0.011941 | 491.3713 | 0.62985
|  | 495.6033 | 0.12082 | 495.0239 | 0.18739 | 475.6952 | 0 | 495.6033 | 0.035624 | 495.0239 | 0.019435 | 488.9666 | 0.015175 | 495.0239 | 0.090209 | 495.6033 | 0.28605 | 495.6033 | 4.2666 | 475.6952 | 0.28615 | 495.6033 | 5.5002 | 495.6033 | 1.7253 | 489.74 | -0.00056109 | 495.6033 | 0.0048505 | 475.8615 | 0.00014993 | 495.6033 | 0.0085086 | 495.6033 | 0.011176 | 495.0239 | 0.016807 | 718.6523 | 0.13989 | 495.0239 | 0.0020806 | 717.9266 | 7.7296e-05 | 718.6523 | 0.011266 | 491.5906 | 0.64342
|  | 495.8268 | 0.067685 | 495.2476 | 0.19419 | 475.8086 | 0.013222 | 495.8268 | 0.036353 | 495.2476 | 0.080658 | 489.189 | 0.0084535 | 495.2476 | 0.042498 | 495.8268 | 0.22013 | 495.8268 | 4.2192 | 475.8086 | 0.2869 | 495.8268 | 5.5566 | 495.8268 | 1.7732 | 489.96 | -0.014487 | 495.8268 | 0 | 475.9773 | 0.00015989 | 495.8268 | 0 | 495.8268 | 0 | 495.2476 | -0.0083135 | 718.816 | 0.1271 | 495.2476 | -0.012518 | 718.0903 | 0.00011594 | 718.816 | 0.011785 | 491.8099 | 0.66236
|  | 496.0502 | 0.080349 | 495.4712 | 0.2132 | 475.922 | 0 | 496.0502 | 0.021353 | 495.4712 | 0.026274 | 489.4114 | 0.01154 | 495.4712 | 0.093448 | 496.0502 | 0.27976 | 496.0502 | 4.179 | 475.922 | 0.28492 | 496.0502 | 5.5969 | 496.0502 | 1.8227 | 490.19 | -0.0043867 | 496.0502 | 0.0044012 | 476.0932 | 0.00013214 | 496.0502 | 0.01945 | 496.0502 | 0.013168 | 495.4712 | 0.021333 | 718.9796 | 0.13599 | 495.4712 | -0.0062818 | 718.254 | 0 | 718.9796 | 0.011214 | 492.0292 | 0.67468
|  | 496.2737 | 0.082607 | 495.6949 | 0.20326 | 476.0354 | 0.0086549 | 496.2737 | 0.031994 | 495.6949 | 0.11271 | 489.6338 | -0.00027445 | 495.6949 | 0.046565 | 496.2736 | 0.23173 | 496.2736 | 4.1456 | 476.0354 | 0.28568 | 496.2736 | 5.6668 | 496.2737 | 1.8665 | 490.41 | -0.0030095 | 496.2736 | 0 | 476.209 | 0.00014122 | 496.2736 | 0 | 496.2736 | 0 | 495.6949 | -0.0055227 | 719.1432 | 0.16358 | 495.6949 | -0.0057632 | 718.4177 | 0 | 719.1432 | 0.011681 | 492.2485 | 0.70457
|  | 496.4971 | 0.074793 | 495.9186 | 0.20553 | 476.1488 | 0 | 496.4971 | 0.021967 | 495.9186 | 0.022501 | 489.8561 | 0.0091892 | 495.9186 | 0.089867 | 496.4971 | 0.25276 | 496.4971 | 4.1138 | 476.1488 | 0.31149 | 496.4971 | 5.7012 | 496.4971 | 1.8778 | 490.64 | 0.0014282 | 496.4971 | 0.0048757 | 476.3249 | 0.00011187 | 496.4971 | 0.025599 | 496.4971 | 0.010073 | 495.9186 | 0.02299 | 719.3069 | 0.13974 | 495.9186 | 0.0022535 | 718.5815 | 0 | 719.3069 | 0.010955 | 492.4678 | 0.72076
|  | 496.7206 | 0.067302 | 496.1423 | 0.18115 | 476.2622 | 0.011821 | 496.7206 | 0.036105 | 496.1423 | 0.12915 | 490.0785 | 0.0080471 | 496.1423 | 0.046818 | 496.7206 | 0.19604 | 496.7206 | 4.0741 | 476.2622 | 0.29555 | 496.7206 | 5.6534 | 496.7206 | 1.9158 | 490.86 | 0.00066312 | 496.7206 | 0 | 476.4407 | 0.00014086 | 496.7206 | 0 | 496.7206 | 0 | 496.1423 | -0.023883 | 719.4705 | 0.13748 | 496.1423 | -0.016313 | 718.7452 | 0.00034783 | 719.4705 | 0.011318 | 492.6872 | 0.72102
|  | 496.9441 | 0.1063 | 496.366 | 0.16033 | 476.3757 | 0 | 496.9441 | 0.04935 | 496.366 | 0.045833 | 490.3009 | 0.012641 | 496.366 | 0.090247 | 496.9441 | 0.24127 | 496.9441 | 4.0947 | 476.3757 | 0.3035 | 496.9441 | 5.6435 | 496.9441 | 1.9493 | 491.08 | 0.013976 | 496.9441 | 0.0046817 | 476.5566 | 0.00014459 | 496.9441 | 0.018223 | 496.9441 | 0.015659 | 496.366 | 0.033704 | 719.6342 | 0.14022 | 496.366 | 0.0077494 | 718.9089 | 0 | 719.6342 | 0.010695 | 492.9065 | 0.75169
|  | 497.1676 | 0.051374 | 496.5898 | 0.20742 | 476.4891 | 0.0085031 | 497.1676 | 0.0038419 | 496.5898 | 0.087091 | 490.5234 | 0.0017088 | 496.5898 | 0.046703 | 497.1676 | 0.21475 | 497.1676 | 3.9483 | 476.4891 | 0.2885 | 497.1676 | 5.6498 | 497.1676 | 1.9676 | 491.31 | 0.0081613 | 497.1676 | 0 | 476.6725 | 0.0001622 | 497.1676 | 0 | 497.1676 | 0 | 496.5898 | 0.0026724 | 719.7979 | 0.1852 | 496.5898 | 0.0072049 | 719.0727 | 0.00011594 | 719.7979 | 0.01163 | 493.1259 | 0.75005
|  | 497.3911 | 0.085902 | 496.8135 | 0.20003 | 476.6025 | 0 | 497.3911 | 0.037774 | 496.8135 | 0.041389 | 490.7458 | 0.009072 | 496.8135 | 0.081221 | 497.3911 | 0.23359 | 497.3911 | 3.9471 | 476.6025 | 0.30886 | 497.3911 | 5.6219 | 497.3911 | 1.9695 | 491.53 | 0.00081613 | 497.3911 | 0.0050518 | 476.7883 | 0.00015455 | 497.3911 | 0.017496 | 497.3911 | 0.013272 | 496.8135 | 0.019526 | 719.9615 | 0.13921 | 496.8135 | -0.0010261 | 719.2364 | 0 | 719.9615 | 0.011214 | 493.3452 | 0.78132
|  | 497.6146 | 0.07711 | 497.0373 | 0.19573 | 476.7159 | 0.011384 | 497.6146 | 0.026847 | 497.0373 | 0.083962 | 490.9683 | 0.0018467 | 497.0373 | 0.040295 | 497.6146 | 0.19151 | 497.6146 | 3.88 | 476.7159 | 0.30453 | 497.6146 | 5.5356 | 497.6146 | 2.0042 | 491.76 | -0.0017853 | 497.6146 | 0 | 476.9042 | 0.00017643 | 497.6146 | 0.0010782 | 497.6146 | 0 | 497.0373 | -0.0081012 | 720.1252 | 0.18415 | 497.0373 | 0.0064213 | 719.4002 | 0.00034783 | 720.1252 | 0.011837 | 493.5646 | 0.78263
|  | 497.8382 | 0.087869 | 497.2611 | 0.19707 | 476.8294 | 0 | 497.8382 | 0.058315 | 497.2611 | 0.023517 | 491.1907 | 0.01192 | 497.2611 | 0.084314 | 497.8382 | 0.24186 | 497.8382 | 3.8036 | 476.8294 | 0.30792 | 497.8382 | 5.5488 | 497.8382 | 2.0497 | 491.98 | 0.0014282 | 497.8382 | 0.0022185 | 477.0201 | 0.00017892 | 497.8382 | 0.011956 | 497.8382 | 0.011532 | 497.2611 | 0.019225 | 720.2889 | 0.16319 | 497.2611 | 0.0082362 | 719.5639 | 7.7296e-05 | 720.2889 | 0.011266 | 493.784 | 0.80386
|  | 498.0617 | 0.067102 | 497.4849 | 0.19215 | 476.9428 | 0.0054663 | 498.0617 | 0.022444 | 497.4849 | 0.11924 | 491.4132 | 0.00151 | 497.4849 | 0.042066 | 498.0617 | 0.18629 | 498.0617 | 3.7959 | 476.9428 | 0.29917 | 498.0617 | 5.5669 | 498.0617 | 2.1005 | 492.2 | 0.0043357 | 498.0617 | 0 | 477.136 | 0.00016274 | 498.0617 | 0 | 498.0617 | 0 | 497.4848 | -0.01492 | 720.4525 | 0.18482 | 497.4849 | -0.0052063 | 719.7277 | 0.00057972 | 720.4525 | 0.011993 | 494.0034 | 0.81671
|  | 498.2853 | 0.097266 | 497.7087 | 0.2101 | 477.0562 | 0 | 498.2853 | 0.064433 | 497.7087 | 0.024536 | 491.6357 | 0.013987 | 497.7087 | 0.085525 | 498.2853 | 0.22171 | 498.2853 | 3.6856 | 477.0562 | 0.30806 | 498.2853 | 5.6067 | 498.2853 | 2.1253 | 492.43 | -0.0085181 | 498.2853 | 0.0077147 | 477.2519 | 0.0001478 | 498.2853 | 0.020886 | 498.2853 | 0.017343 | 497.7087 | 0.010489 | 720.6162 | 0.16593 | 497.7087 | -2.3199e-05 | 719.8914 | 0 | 720.6162 | 0.01137 | 494.2228 | 0.83034
|  | 498.5089 | 0.045789 | 497.9325 | 0.18357 | 477.1697 | 0.01655 | 498.5089 | 0.011498 | 497.9325 | 0.076713 | 491.8582 | 0.0032 | 497.9325 | 0.039902 | 498.5089 | 0.17 | 498.5089 | 3.6246 | 477.1697 | 0.30585 | 498.5089 | 5.5832 | 498.5089 | 2.1767 | 492.65 | -0.0092835 | 498.5089 | 0 | 477.3678 | 0.00015776 | 498.5089 | 0.00055112 | 498.5088 | 0 | 497.9325 | -0.013339 | 720.7799 | 0.18453 | 497.9325 | -0.0019609 | 720.0552 | 0.00034783 | 720.7799 | 0.01163 | 494.4422 | 0.84804
|  | 498.7325 | 0.1231 | 498.1563 | 0.18852 | 477.2831 | 0 | 498.7325 | 0.051153 | 498.1563 | 0.020861 | 492.0807 | 0.012344 | 498.1563 | 0.083837 | 498.7324 | 0.21348 | 498.7324 | 3.5736 | 477.2831 | 0.32381 | 498.7324 | 5.6254 | 498.7325 | 2.2314 | 492.88 | -0.007141 | 498.7324 | 0.0034313 | 477.4837 | 0.00017483 | 498.7324 | 0.012103 | 498.7324 | 0.0094118 | 498.1563 | 0.014625 | 720.9436 | 0.17665 | 498.1563 | -0.0039093 | 720.219 | 0 | 720.9436 | 0.011007 | 494.6617 | 0.85393
|  | 498.9561 | 0.047679 | 498.3801 | 0.18334 | 477.3965 | 0.0094571 | 498.9561 | -0.025371 | 498.3801 | 0.095636 | 492.3032 | 0.0047344 | 498.3801 | 0.04261 | 498.9561 | 0.15907 | 498.9561 | 3.4628 | 477.3965 | 0.3129 | 498.9561 | 5.6739 | 498.9561 | 2.2876 | 493.1 | 0.0014282 | 498.9561 | 0 | 477.5996 | 0.00016843 | 498.9561 | 0 | 498.9561 | 0 | 498.3801 | -0.0089532 | 721.1073 | 0.16425 | 498.3801 | -0.0050898 | 720.3827 | 0.00034783 | 721.1073 | 0.011785 | 494.8811 | 0.86554
|  | 499.1797 | 0.067847 | 498.604 | 0.19821 | 477.51 | 0 | 499.1797 | 0.071475 | 498.604 | 0.038036 | 492.5257 | 0.015071 | 498.604 | 0.088307 | 499.1797 | 0.2197 | 499.1797 | 3.4196 | 477.51 | 0.31045 | 499.1797 | 5.7236 | 499.1797 | 2.3412 | 493.32 | -0.0025504 | 499.1797 | 0.0026739 | 477.7155 | 0.00016843 | 499.1797 | 0.013373 | 499.1797 | 0.017329 | 498.604 | 0.015001 | 721.271 | 0.17823 | 498.604 | 0.0005429 | 720.5465 | 7.7296e-05 | 721.271 | 0.011578 | 495.1005 | 0.88074
|  | 499.4033 | 0.057403 | 498.8279 | 0.15446 | 477.6234 | 0.0091069 | 499.4033 | 0.022254 | 498.8279 | 0.053959 | 492.7482 | 0.0045571 | 498.8279 | 0.043085 | 499.4033 | 0.17253 | 499.4033 | 3.3773 | 477.6234 | 0.31121 | 499.4033 | 5.746 | 499.4033 | 2.3613 | 493.55 | 0.0041827 | 499.4033 | 0 | 477.8314 | 0.00016345 | 499.4033 | 0 | 499.4033 | 0 | 498.8279 | -0.011771 | 721.4347 | 0.18059 | 498.8279 | -0.014278 | 720.7103 | 0.00011594 | 721.4347 | 0.011733 | 495.32 | 0.90276
|  | 499.627 | 0.094275 | 499.0517 | 0.19386 | 477.7369 | 0 | 499.627 | 0.060467 | 499.0517 | 0.024775 | 492.9708 | 0.018174 | 499.0517 | 0.085064 | 499.6269 | 0.21343 | 499.6269 | 3.3165 | 477.7369 | 0.31967 | 499.6269 | 5.7082 | 499.627 | 2.4034 | 493.77 | -0.0048458 | 499.6269 | 0.0023847 | 477.9473 | 0.00016025 | 499.6269 | 0.016459 | 499.627 | 0.014783 | 499.0517 | 0.017995 | 721.5984 | 0.18232 | 499.0517 | -0.0047852 | 720.8741 | 0 | 721.5984 | 0.010955 | 495.5395 | 0.88369
|  | 499.8506 | 0.078308 | 499.2756 | 0.19565 | 477.8503 | 0.010333 | 499.8506 | 0.0085105 | 499.2756 | 0.097997 | 493.1933 | 0.0039016 | 499.2756 | 0.047923 | 499.8506 | 0.15369 | 499.8506 | 3.2049 | 477.8503 | 0.32014 | 499.8506 | 5.7086 | 499.8506 | 2.4673 | 494 | -0.0068351 | 499.8506 | 0 | 478.0632 | 0.00015064 | 499.8506 | 0 | 499.8506 | 0 | 499.2756 | -0.0059683 | 721.7622 | 0.16324 | 499.2756 | -0.00088884 | 721.0379 | 0.00034783 | 721.7622 | 0.011474 | 495.759 | 0.90552
|  | 500.0743 | 0.10109 | 499.4995 | 0.19464 | 477.9638 | 0 | 500.0743 | 0.073257 | 499.4995 | 0.045112 | 493.4159 | 0.016633 | 499.4995 | 0.082067 | 500.0743 | 0.19722 | 500.0743 | 3.1386 | 477.9638 | 0.33006 | 500.0743 | 5.75 | 500.0743 | 2.4992 | 494.22 | 0.0032646 | 500.0743 | 0.0040408 | 478.1792 | 0.00013944 | 500.0743 | 0.011635 | 500.0743 | 0.0138 | 499.4995 | 0.011979 | 721.9259 | 0.16271 | 499.4995 | -0.0068988 | 721.2017 | 7.7296e-05 | 721.9259 | 0.011318 | 495.9785 | 0.9299
|  | 500.2979 | 0.062447 | 499.7235 | 0.17166 | 478.0772 | 0.010595 | 500.2979 | 0.018452 | 499.7235 | 0.1153 | 493.6385 | 0.0028812 | 499.7235 | 0.045385 | 500.2979 | 0.16592 | 500.2979 | 3.1255 | 478.0772 | 0.31332 | 500.2979 | 5.7403 | 500.2979 | 2.5474 | 494.44 | 0.0021933 | 500.2979 | 0 | 478.2951 | 0.00013784 | 500.2979 | 0 | 500.2979 | 0 | 499.7235 | -0.0056248 | 722.0896 | 0.16113 | 499.7235 | 0.00029173 | 721.3655 | 0.00034783 | 722.0896 | 0.012253 | 496.198 | 0.94071
|  | 500.5216 | 0.071629 | 499.9474 | 0.17512 | 478.1907 | 0 | 500.5216 | 0.060567 | 499.9474 | 0.050767 | 493.8611 | 0.014164 | 499.9474 | 0.083538 | 500.5216 | 0.19436 | 500.5216 | 3.0175 | 478.1907 | 0.32216 | 500.5216 | 5.7552 | 500.5216 | 2.5718 | 494.67 | 0.0084671 | 500.5216 | 0.0031667 | 478.411 | 0.00013944 | 500.5216 | 0.013684 | 500.5216 | 0.012311 | 499.9474 | 0.017518 | 722.2534 | 0.1643 | 499.9474 | 0.000571 | 721.5294 | 7.7296e-05 | 722.2534 | 0.011578 | 496.4175 | 0.94025
|  | 500.7454 | 0.09866 | 500.1713 | 0.1845 | 478.3042 | 0.015762 | 500.7454 | 0.029642 | 500.1713 | 0.10068 | 494.0837 | 0.0045715 | 500.1713 | 0.042171 | 500.7453 | 0.15335 | 500.7453 | 2.9359 | 478.3042 | 0.33895 | 500.7453 | 5.7037 | 500.7454 | 2.6267 | 494.89 | -0.0062227 | 500.7453 | 0 | 478.5269 | 0.00016149 | 500.7453 | 0 | 500.7454 | 0 | 500.1713 | -0.0060009 | 722.4171 | 0.15868 | 500.1713 | 0.00077411 | 721.6932 | 0.00034783 | 722.4171 | 0.012201 | 496.637 | 0.97309
|  | 500.9691 | 0.078016 | 500.3953 | 0.19022 | 478.4176 | 0 | 500.9691 | 0.037045 | 500.3953 | 0.034447 | 494.3063 | 0.013802 | 500.3953 | 0.083532 | 500.9691 | 0.18537 | 500.9691 | 2.933 | 478.4176 | 0.32592 | 500.9691 | 5.7241 | 500.9691 | 2.6703 | 495.12 | 0.0031115 | 500.9691 | 0.0032631 | 478.6429 | 0.00015989 | 500.9691 | 0.011496 | 500.9691 | 0.016613 | 500.3953 | 0.010924 | 722.5809 | 0.16574 | 500.3953 | 0.0067667 | 721.857 | 7.7296e-05 | 722.5809 | 0.011422 | 496.8566 | 0.99092
|  | 501.1928 | 0.10987 | 500.6193 | 0.189 | 478.5311 | 0.011997 | 501.1928 | 0.058252 | 500.6193 | 0.061516 | 494.5289 | 0.0033937 | 500.6193 | 0.044833 | 501.1928 | 0.14129 | 501.1928 | 2.8225 | 478.5311 | 0.34243 | 501.1928 | 5.73 | 501.1928 | 2.7258 | 495.34 | -0.0013262 | 501.1928 | 0 | 478.7588 | 0.00014957 | 501.1928 | 0 | 501.1928 | 0 | 500.6193 | 0.0024189 | 722.7446 | 0.15935 | 500.6193 | -0.0008783 | 722.0208 | 0.00034783 | 722.7446 | 0.012045 | 497.0761 | 0.9801
|  | 501.4165 | 0.11571 | 500.8433 | 0.17706 | 478.6446 | 0 | 501.4165 | 0.052675 | 500.8433 | 0.032928 | 494.7516 | 0.014549 | 500.8433 | 0.081648 | 501.4165 | 0.17837 | 501.4165 | 2.8089 | 478.6446 | 0.33448 | 501.4165 | 5.7274 | 501.4165 | 2.789 | 495.56 | -0.00086717 | 501.4165 | 0.0012614 | 478.8748 | 0.00011685 | 501.4165 | 0.01477 | 501.4165 | 0.015944 | 500.8433 | 0.017352 | 722.9084 | 0.16675 | 500.8433 | -0.012354 | 722.1847 | 0 | 722.9084 | 0.011266 | 497.2957 | 1.0131
|  | 501.6403 | 0.067749 | 501.0673 | 0.18133 | 478.758 | 0.0074402 | 501.6403 | 0.029362 | 501.0673 | 0.0764 | 494.9742 | 6.8753e-05 | 501.0673 | 0.036853 | 501.6403 | 0.12999 | 501.6403 | 2.7093 | 478.758 | 0.32588 | 501.6403 | 5.769 | 501.6403 | 2.8512 | 495.79 | -0.0027035 | 501.6403 | 0 | 478.9907 | 0.00011809 | 501.6403 | 0 | 501.6403 | 0 | 501.0673 | -0.00898 | 723.0721 | 0.16199 | 501.0673 | 0.00057813 | 722.3485 | 0.00011594 | 723.0721 | 0.011578 | 497.5152 | 1.0081
|  | 501.8641 | 0.10728 | 501.2913 | 0.17572 | 478.8715 | 0 | 501.8641 | 0.061205 | 501.2913 | 0.04313 | 495.1968 | 0.011833 | 501.2913 | 0.085065 | 501.8641 | 0.16087 | 501.8641 | 2.6877 | 478.8715 | 0.34393 | 501.8641 | 5.7992 | 501.8641 | 2.8793 | 496.01 | -0.0017853 | 501.8641 | 0 | 479.1067 | 0.00012183 | 501.8641 | 0.013938 | 501.8641 | 0.013002 | 501.2913 | 0.022272 | 723.2359 | 0.17184 | 501.2913 | 0.0089587 | 722.5123 | 7.7296e-05 | 723.2359 | 0.010747 | 497.7348 | 1.0187
|  | 502.0879 | 0.058211 | 501.5153 | 0.16292 | 478.985 | 0.015324 | 502.0879 | 0.020096 | 501.5153 | 0.09662 | 495.4195 | 0.0019909 | 501.5153 | 0.042057 | 502.0879 | 0.12681 | 502.0879 | 2.5937 | 478.985 | 0.35174 | 502.0879 | 5.7485 | 502.0879 | 2.9088 | 496.24 | -0.0046928 | 502.0879 | 0 | 479.2226 | 0.0001437 | 502.0879 | 0 | 502.0879 | 0 | 501.5153 | -0.002126 | 723.3997 | 0.16391 | 501.5153 | -0.0128 | 722.6762 | 0 | 723.3997 | 0.011474 | 497.9544 | 1.037
|  | 502.3116 | 0.10352 | 501.7393 | 0.19477 | 479.0985 | 0 | 502.3116 | 0.052184 | 501.7393 | 0.015387 | 495.6422 | 0.014209 | 501.7393 | 0.080972 | 502.3117 | 0.16493 | 502.3117 | 2.5696 | 479.0985 | 0.34995 | 502.3117 | 5.697 | 502.3116 | 2.9307 | 496.46 | 0.006172 | 502.3117 | 0.0047788 | 479.3386 | 0.00016843 | 502.3117 | 0.0098788 | 502.3116 | 0.010713 | 501.7393 | 0.02299 | 723.5634 | 0.17612 | 501.7393 | 0.0050461 | 722.8401 | 0.00030918 | 723.5634 | 0.01111 | 498.174 | 1.0554
|  | 502.5355 | 0.10026 | 501.9634 | 0.17372 | 479.212 | 0.010771 | 502.5355 | 0.044006 | 501.9634 | 0.072524 | 495.8649 | -0.0016909 | 501.9634 | 0.037916 | 502.5355 | 0.12594 | 502.5355 | 2.4901 | 479.212 | 0.36509 | 502.5355 | 5.6384 | 502.5355 | 2.9617 | 496.69 | 0.0038766 | 502.5355 | 0 | 479.4546 | 0.00017892 | 502.5355 | 0 | 502.5355 | 0 | 501.9634 | -0.017821 | 723.7272 | 0.1619 | 501.9634 | -0.0070667 | 723.0039 | 0 | 723.7272 | 0.012045 | 498.3936 | 1.0669
|  | 502.7593 | 0.098318 | 502.1875 | 0.18122 | 479.3254 | 0 | 502.7593 | 0.056527 | 502.1875 | 0.05187 | 496.0876 | 0.012653 | 502.1875 | 0.079279 | 502.7593 | 0.16723 | 502.7593 | 2.4936 | 479.3254 | 0.36612 | 502.7593 | 5.6047 | 502.7593 | 3.0022 | 496.91 | 0.0066312 | 502.7593 | 0.0040978 | 479.5706 | 0.00016522 | 502.7593 | 0.016783 | 502.7593 | 0.01342 | 502.1875 | 0.013777 | 723.891 | 0.18857 | 502.1875 | -0.0023155 | 723.1678 | 7.7296e-05 | 723.891 | 0.011681 | 498.6133 | 1.0928
|  | 502.9831 | 0.066882 | 502.4115 | 0.1741 | 479.4389 | 0.0085031 | 502.9831 | 0.025571 | 502.4115 | 0.073436 | 496.3103 | 0.0021213 | 502.4115 | 0.04309 | 502.9831 | 0.12514 | 502.9831 | 2.4179 | 479.4389 | 0.37256 | 502.9831 | 5.5663 | 502.9831 | 3.0562 | 497.13 | 0.0028055 | 502.9831 | 0 | 479.6865 | 0.00013446 | 502.9831 | 0 | 502.9831 | 0.0012229 | 502.4115 | -0.007921 | 724.0548 | 0.18261 | 502.4115 | 0.0064965 | 723.3317 | 0.00011594 | 724.0548 | 0.012512 | 498.8329 | 1.1094
|  | 503.207 | 0.12668 | 502.6356 | 0.17915 | 479.5524 | 0 | 503.207 | 0.048164 | 502.6356 | 0.061515 | 496.533 | 0.011081 | 502.6356 | 0.075437 | 503.207 | 0.14651 | 503.207 | 2.3616 | 479.5524 | 0.37129 | 503.207 | 5.5721 | 503.207 | 3.1039 | 497.36 | -0.00010202 | 503.207 | 0.0054504 | 479.8025 | 0.0001494 | 503.207 | 0.016092 | 503.207 | 0.013856 | 502.6356 | 0.0065432 | 724.2186 | 0.18958 | 502.6356 | 0.0052763 | 723.4955 | 0.00030918 | 724.2186 | 0.011785 | 499.0525 | 1.1046
|  | 503.4308 | 0.063728 | 502.8597 | 0.17407 | 479.6659 | 0.014011 | 503.4308 | 0.028649 | 502.8597 | 0.071945 | 496.7558 | 0.00037459 | 502.8597 | 0.040089 | 503.4308 | 0.1207 | 503.4308 | 2.2997 | 479.6659 | 0.36151 | 503.4308 | 5.5446 | 503.4308 | 3.1588 | 497.58 | -0.0091305 | 503.4308 | 0 | 479.9185 | 0.00016025 | 503.4308 | 0 | 503.4308 | 0 | 502.8597 | -0.0090425 | 724.3824 | 0.17924 | 502.8597 | -0.01238 | 723.6594 | 0 | 724.3824 | 0.012201 | 499.2722 | 1.1159
|  | 503.6547 | 0.15815 | 503.0838 | 0.18975 | 479.7794 | 0 | 503.6547 | 0.046631 | 503.0838 | 0.026758 | 496.9785 | 0.012092 | 503.0838 | 0.080717 | 503.6547 | 0.14365 | 503.6547 | 2.2849 | 479.7794 | 0.37412 | 503.6547 | 5.5456 | 503.6547 | 3.1737 | 497.81 | -0.005917 | 503.6547 | 0.0038197 | 480.0345 | 0.00017554 | 503.6547 | 0.011994 | 503.6547 | 0.014353 | 503.0838 | 0.015244 | 724.5462 | 0.20366 | 503.0838 | 0.0058794 | 723.8233 | 0 | 724.5462 | 0.011266 | 499.4919 | 1.1432
|  | 503.8786 | 0.061955 | 503.308 | 0.16808 | 479.8929 | 0.013485 | 503.8786 | -0.00063181 | 503.308 | 0.071373 | 497.2013 | -0.00086127 | 503.308 | 0.042842 | 503.8786 | 0.10341 | 503.8786 | 2.1775 | 479.8929 | 0.3814 | 503.8786 | 5.473 | 503.8786 | 3.2348 | 498.03 | 0.0029585 | 503.8786 | 0 | 480.1505 | 0.00014122 | 503.8786 | 0 | 503.8786 | 0 | 503.308 | -0.0033928 | 724.7101 | 0.18693 | 503.308 | -0.011472 | 723.9872 | 0.00011594 | 724.7101 | 0.011526 | 499.7116 | 1.1594
|  | 504.1025 | 0.11156 | 503.5321 | 0.18262 | 480.0064 | 0 | 504.1025 | 0.035534 | 503.5321 | 0.062407 | 497.424 | 0.015501 | 503.5321 | 0.078918 | 504.1025 | 0.13716 | 504.1025 | 2.2011 | 480.0064 | 0.3869 | 504.1025 | 5.4739 | 504.1025 | 3.2737 | 498.26 | 0.00035706 | 504.1025 | 0.0029965 | 480.2665 | 0.0001558 | 504.1025 | 0.014765 | 504.1025 | 0.014158 | 503.5321 | 0.0095161 | 724.8739 | 0.19986 | 503.5321 | -0.0063628 | 724.1511 | 0 | 724.8739 | 0.010851 | 499.9313 | 1.1715
|  | 504.3264 | 0.065312 | 503.7563 | 0.17919 | 480.1199 | 0.0024295 | 504.3264 | 0.036493 | 503.7563 | 0.070162 | 497.6468 | 0.0042952 | 503.7563 | 0.04574 | 504.3264 | 0.1031 | 504.3264 | 2.1287 | 480.1199 | 0.38244 | 504.3264 | 5.4324 | 504.3264 | 3.3375 | 498.48 | -0.0062227 | 504.3264 | 0 | 480.3825 | 0.00016149 | 504.3264 | 0 | 504.3264 | 0 | 503.7563 | -0.011502 | 725.0377 | 0.20197 | 503.7563 | 0.009584 | 724.315 | 0.00034783 | 725.0377 | 0.011785 | 500.151 | 1.1767
|  | 504.5503 | 0.10795 | 503.9804 | 0.18633 | 480.2334 | 0 | 504.5503 | 0.049778 | 503.9804 | 0.039719 | 497.8696 | 0.012032 | 503.9804 | 0.081164 | 504.5503 | 0.14213 | 504.5503 | 2.0589 | 480.2334 | 0.39067 | 504.5503 | 5.4216 | 504.5503 | 3.3757 | 498.71 | -0.0042337 | 504.5503 | 0.0048572 | 480.4985 | 0.00017518 | 504.5503 | 0.013767 | 504.5503 | 0.012168 | 503.9805 | 0.020938 | 725.2015 | 0.20082 | 503.9804 | -0.0079784 | 724.4789 | 7.7296e-05 | 725.2015 | 0.011526 | 500.3707 | 1.2004
|  | 504.7742 | 0.06774 | 504.2046 | 0.17659 | 480.3469 | 0.0095447 | 504.7742 | 0.023834 | 504.2046 | 0.068918 | 498.0924 | 0.0002395 | 504.2046 | 0.044607 | 504.7742 | 0.1103 | 504.7742 | 2.0116 | 480.3469 | 0.40007 | 504.7742 | 5.3846 | 504.7742 | 3.3955 | 498.93 | -0.0068351 | 504.7742 | 0 | 480.6145 | 0.00016967 | 504.7742 | 0 | 504.7742 | 0 | 504.2046 | -0.009297 | 725.3654 | 0.19188 | 504.2046 | 0.0019191 | 724.6428 | 0.00011594 | 725.3654 | 0.012149 | 500.5904 | 1.2141
|  | 504.9982 | 0.10838 | 504.4288 | 0.18126 | 480.4604 | 0 | 504.9982 | 0.083156 | 504.4288 | 0.042869 | 498.3152 | 0.014311 | 504.4288 | 0.078127 | 504.9982 | 0.14435 | 504.9982 | 2.007 | 480.4604 | 0.41869 | 504.9982 | 5.3261 | 504.9982 | 3.4385 | 499.15 | -0.0023974 | 504.9982 | 0.0031758 | 480.7305 | 0.00017305 | 504.9982 | 0.011604 | 504.9982 | 0.015238 | 504.4288 | 0.011214 | 725.5292 | 0.21735 | 504.4288 | 0.00032918 | 724.8067 | 7.7296e-05 | 725.5292 | 0.011318 | 500.8102 | 1.2448
|  | 505.2221 | 0.076743 | 504.653 | 0.16604 | 480.5739 | 0.0094571 | 505.2221 | 0.020203 | 504.653 | 0.08906 | 498.5381 | 0.0014507 | 504.653 | 0.039676 | 505.2221 | 0.10284 | 505.2221 | 1.9587 | 480.5739 | 0.41102 | 505.2221 | 5.2867 | 505.2221 | 3.5084 | 499.38 | -0.005917 | 505.2221 | 0 | 480.8465 | 0.00016149 | 505.2221 | 0 | 505.2221 | 0 | 504.653 | -0.0029745 | 725.6931 | 0.20625 | 504.653 | -0.0073791 | 724.9706 | 0 | 725.6931 | 0.011681 | 501.0299 | 1.2638
|  | 505.4461 | 0.085617 | 504.8773 | 0.17748 | 480.6875 | 0 | 505.4461 | 0.038258 | 504.8773 | 0.035505 | 498.7609 | 0.015033 | 504.8773 | 0.08031 | 505.4461 | 0.13907 | 505.4461 | 1.9897 | 480.6875 | 0.43698 | 505.4461 | 5.2961 | 505.4461 | 3.5516 | 499.6 | -0.0017853 | 505.4461 | 0.0031489 | 480.9625 | 0.00015064 | 505.4461 | 0.0083326 | 505.4461 | 0.011988 | 504.8773 | 0.016974 | 725.8569 | 0.22115 | 504.8773 | -0.0069262 | 725.1346 | 7.7296e-05 | 725.8569 | 0.01137 | 501.2497 | 1.2577
|  | 505.6701 | 0.084745 | 505.1015 | 0.16306 | 480.801 | 0.011121 | 505.6701 | 0.05077 | 505.1015 | 0.040362 | 498.9838 | 0.0064188 | 505.1015 | 0.040215 | 505.6701 | 0.090701 | 505.6701 | 1.8682 | 480.801 | 0.42598 | 505.6701 | 5.2435 | 505.6701 | 3.602 | 499.83 | -0.0062227 | 505.6701 | 0 | 481.0786 | 0.00014122 | 505.6701 | 0 | 505.6701 | 0 | 505.1015 | -0.012063 | 726.0208 | 0.21774 | 505.1015 | -8.1289e-05 | 725.2985 | 0.00011594 | 726.0208 | 0.012408 | 501.4694 | 1.3045
|  | 505.8941 | 0.12094 | 505.3257 | 0.18202 | 480.9145 | 0 | 505.8941 | 0.041926 | 505.3257 | 0.033609 | 499.2066 | 0.0094464 | 505.3257 | 0.079301 | 505.8941 | 0.12608 | 505.8941 | 1.8452 | 480.9145 | 0.42922 | 505.8941 | 5.2337 | 505.8941 | 3.6626 | 500.05 | 0.0011222 | 505.8941 | 0.0033935 | 481.1946 | 0.00014193 | 505.8941 | 0.015264 | 505.8941 | 0.00949 | 505.3258 | 0.012565 | 726.1846 | 0.21937 | 505.3257 | 0.0090629 | 725.4624 | 0 | 726.1846 | 0.012408 | 501.6892 | 1.3026
|  | 506.1181 | 0.047522 | 505.55 | 0.17015 | 481.028 | 0.0069846 | 506.1181 | 0.0040329 | 505.55 | 0.07425 | 499.4295 | 0.003012 | 505.55 | 0.042504 | 506.1181 | 0.08397 | 506.1181 | 1.8381 | 481.028 | 0.43999 | 506.1181 | 5.2071 | 506.1181 | 3.7175 | 500.28 | -0.0034686 | 506.1181 | 0 | 481.3106 | 0.00013961 | 506.1181 | 0 | 506.1181 | 0 | 505.55 | -0.0073037 | 726.3485 | 0.24191 | 505.55 | -0.001697 | 725.6264 | 0 | 726.3485 | 0.012876 | 501.909 | 1.3405
|  | 506.3421 | 0.096354 | 505.7743 | 0.18542 | 481.1415 | 0 | 506.3421 | 0.052251 | 505.7743 | 0.025752 | 499.6524 | 0.015274 | 505.7743 | 0.075814 | 506.3421 | 0.12054 | 506.3421 | 1.8283 | 481.1415 | 0.44553 | 506.3421 | 5.1919 | 506.3421 | 3.7699 | 500.5 | -0.007141 | 506.3421 | 0.0042988 | 481.4266 | 0.00014157 | 506.3421 | 0.017337 | 506.3421 | 0.011374 | 505.7743 | 0.013369 | 726.5124 | 0.23638 | 505.7743 | 0.0060705 | 725.7903 | 7.7296e-05 | 726.5124 | 0.011993 | 502.1288 | 1.3462
|  | 506.5662 | 0.091129 | 505.9986 | 0.17416 | 481.2551 | 0.012434 | 506.5662 | 0.021572 | 505.9986 | 0.085619 | 499.8752 | 0.0061097 | 505.9986 | 0.038857 | 506.5662 | 0.077868 | 506.5662 | 1.7583 | 481.2551 | 0.46091 | 506.5662 | 5.1409 | 506.5662 | 3.8071 | 500.73 | 0.0023464 | 506.5662 | 0 | 481.5427 | 0.00015491 | 506.5662 | 0 | 506.5662 | 0 | 505.9986 | -0.0074582 | 726.6762 | 0.2432 | 505.9986 | -0.0065999 | 725.9543 | 0.00034783 | 726.6762 | 0.012304 | 502.3486 | 1.372
|  | 506.7902 | 0.074514 | 506.2229 | 0.17181 | 481.3686 | 0 | 506.7902 | 0.06837 | 506.2229 | 0.030282 | 500.0982 | 0.012425 | 506.2229 | 0.080257 | 506.7902 | 0.12796 | 506.7902 | 1.7258 | 481.3686 | 0.4682 | 506.7902 | 5.104 | 506.7902 | 3.8233 | 500.95 | 0.0023464 | 506.7902 | 0.0028932 | 481.6587 | 0.00016309 | 506.7902 | 0.01359 | 506.7902 | 0.016453 | 506.2229 | 0.013225 | 726.8401 | 0.24465 | 506.2229 | 0.0017512 | 726.1182 | 7.7296e-05 | 726.8401 | 0.011837 | 502.5684 | 1.3902
|  | 507.0143 | 0.077009 | 506.4472 | 0.17065 | 481.4821 | 0 | 507.0143 | 0.037011 | 506.4472 | 0.065233 | 500.3211 | 0.0095996 | 506.4472 | 0.039765 | 507.0143 | 0.087874 | 507.0143 | 1.6537 | 481.4821 | 0.44144 | 507.0143 | 5.0115 | 507.0143 | 3.863 | 501.17 | 0.0032646 | 507.0143 | 0 | 481.7748 | 0.00016736 | 507.0143 | 0 | 507.0143 | 0 | 506.4472 | -0.012591 | 727.004 | 0.24566 | 506.4472 | -0.0054477 | 726.2822 | 0 | 727.004 | 0.012304 | 502.7883 | 1.4142
|  | 507.2384 | 0.12685 | 506.6715 | 0.17269 | 481.5957 | 0 | 507.2384 | 0.07106 | 506.6715 | 0.029809 | 500.544 | 0.010487 | 506.6715 | 0.078586 | 507.2384 | 0.11529 | 507.2384 | 1.6226 | 481.5957 | 0.45381 | 507.2384 | 4.9635 | 507.2384 | 3.8943 | 501.4 | 0.0017343 | 507.2384 | 0.002189 | 481.8908 | 0.00015989 | 507.2384 | 0.0072931 | 507.2384 | 0.012021 | 506.6715 | 0.021872 | 727.1679 | 0.24066 | 506.6715 | -0.0020122 | 726.4462 | 0.00030918 | 727.1679 | 0.01163 | 503.0081 | 1.4193
|  | 507.4625 | 0.08347 | 506.8959 | 0.17379 | 481.7092 | 0.012172 | 507.4625 | 0.018938 | 506.8959 | 0.080111 | 500.7669 | 0.0044364 | 506.8959 | 0.044281 | 507.4625 | 0.077599 | 507.4625 | 1.6087 | 481.7092 | 0.46918 | 507.4625 | 4.9025 | 507.4625 | 3.952 | 501.62 | 0.0031115 | 507.4625 | 0 | 482.0069 | 0.00015704 | 507.4625 | 0 | 507.4625 | 0 | 506.8958 | -0.013515 | 727.3318 | 0.23417 | 506.8959 | -0.0019372 | 726.6101 | 0 | 727.3318 | 0.012253 | 503.228 | 1.4355
|  | 507.6866 | 0.094684 | 507.1202 | 0.17595 | 481.8227 | 0 | 507.6866 | 0.035268 | 507.1202 | 0.048233 | 500.9899 | 0.009685 | 507.1202 | 0.074247 | 507.6866 | 0.114 | 507.6866 | 1.5603 | 481.8227 | 0.45315 | 507.6866 | 4.8795 | 507.6866 | 3.9942 | 501.85 | -0.0083652 | 507.6866 | 0.0041642 | 482.123 | 0.00015242 | 507.6866 | 0.0099005 | 507.6866 | 0.01064 | 507.1202 | 0.016059 | 727.4957 | 0.25594 | 507.1202 | -0.0025447 | 726.7741 | 0 | 727.4957 | 0.011785 | 503.4479 | 1.4201
|  | 507.9107 | 0.069499 | 507.3446 | 0.16937 | 481.9363 | 0.0030368 | 507.9107 | 0.028191 | 507.3446 | 0.082422 | 501.2129 | 0.0066919 | 507.3446 | 0.041245 | 507.9107 | 0.083306 | 507.9107 | 1.5235 | 481.9363 | 0.46947 | 507.9107 | 4.8288 | 507.9107 | 4.0607 | 502.07 | -0.0043867 | 507.9107 | 0 | 482.239 | 0.00015971 | 507.9107 | 0 | 507.9107 | 0 | 507.3446 | -0.0091881 | 727.6596 | 0.25594 | 507.3446 | -0.0046179 | 726.9381 | 0.00011594 | 727.6596 | 0.012668 | 503.6677 | 1.4622
|  | 508.1348 | 0.11819 | 507.569 | 0.15271 | 482.0498 | 0 | 508.1348 | 0.052366 | 507.569 | 0.037678 | 501.4358 | 0.0095007 | 507.569 | 0.073716 | 508.1348 | 0.10601 | 508.1348 | 1.4635 | 482.0498 | 0.4705 | 508.1348 | 4.8155 | 508.1348 | 4.1307 | 502.3 | 0.0064783 | 508.1348 | 0.0020982 | 482.3551 | 0.00017554 | 508.1348 | 0.01697 | 508.1348 | 0.0097015 | 507.5689 | 0.01522 | 727.8235 | 0.25546 | 507.569 | -0.0051667 | 727.1021 | 7.7296e-05 | 727.8235 | 0.011785 | 503.8876 | 1.4849
|  | 508.3589 | 0.068053 | 507.7933 | 0.16153 | 482.1634 | 0.0059217 | 508.3589 | 0.032008 | 507.7933 | 0.077688 | 501.6588 | 0.0047164 | 507.7933 | 0.043752 | 508.3589 | 0.075623 | 508.3589 | 1.4626 | 482.1634 | 0.46759 | 508.3589 | 4.7897 | 508.3589 | 4.1833 | 502.52 | 0.0017343 | 508.3589 | 0 | 482.4712 | 0.00018639 | 508.3589 | 0 | 508.3589 | 0 | 507.7933 | -0.004697 | 727.9875 | 0.25738 | 507.7933 | -0.003936 | 727.2661 | 0.00011594 | 727.9875 | 0.012512 | 504.1075 | 1.4882
|  | 508.5831 | 0.099215 | 508.0178 | 0.17907 | 482.2769 | 0 | 508.5831 | 0.02274 | 508.0178 | 0.038185 | 501.8818 | 0.01054 | 508.0178 | 0.078531 | 508.5831 | 0.11208 | 508.5831 | 1.4168 | 482.2769 | 0.46716 | 508.5831 | 4.7629 | 508.5831 | 4.2263 | 502.75 | -0.0046928 | 508.5831 | 0.0017786 | 482.5872 | 0.00017643 | 508.5831 | 0.009905 | 508.5831 | 0.013833 | 508.0177 | 0.024106 | 728.1514 | 0.26324 | 508.0178 | 0.0090321 | 727.4301 | 0 | 728.1514 | 0.011578 | 504.3274 | 1.531
|  | 508.8073 | 0.081491 | 508.2422 | 0.16769 | 482.3905 | 0.0095447 | 508.8073 | 0.052173 | 508.2422 | 0.11076 | 502.1048 | 0.00080553 | 508.2422 | 0.040641 | 508.8072 | 0.077956 | 508.8072 | 1.384 | 482.3905 | 0.48545 | 508.8072 | 4.7044 | 508.8073 | 4.2802 | 502.97 | -0.007141 | 508.8072 | 0 | 482.7033 | 0.00017465 | 508.8072 | 0 | 508.8073 | 0 | 508.2422 | -0.015305 | 728.3153 | 0.25493 | 508.2422 | -0.010344 | 727.5941 | 0.00011594 | 728.3153 | 0.012356 | 504.5474 | 1.5274
|  | 509.0314 | 0.085552 | 508.4666 | 0.16934 | 482.504 | 0 | 509.0314 | 0.074256 | 508.4666 | 0.041746 | 502.3278 | 0.0094932 | 508.4666 | 0.081443 | 509.0314 | 0.095484 | 509.0314 | 1.3863 | 482.504 | 0.47224 | 509.0314 | 4.6779 | 509.0314 | 4.2995 | 503.2 | -0.010202 | 509.0314 | 0.0036327 | 482.8194 | 0.00015438 | 509.0314 | 0.017537 | 509.0314 | 0.011963 | 508.4666 | 0.0046431 | 728.4793 | 0.26416 | 508.4666 | 0.0074581 | 727.7581 | 0 | 728.4793 | 0.011474 | 504.7673 | 1.5411
|  | 509.2556 | 0.074 | 508.691 | 0.1603 | 482.6176 | 0.0021258 | 509.2556 | 0.03478 | 508.691 | 0.069179 | 502.5508 | 0.0063894 | 508.691 | 0.040445 | 509.2556 | 0.063617 | 509.2556 | 1.3284 | 482.6176 | 0.48414 | 509.2556 | 4.5967 | 509.2556 | 4.3241 | 503.42 | -0.0039276 | 509.2556 | 0 | 482.9355 | 0.00014619 | 509.2556 | 0 | 509.2556 | 0 | 508.6911 | -0.0063124 | 728.6432 | 0.26896 | 508.691 | 0.0023449 | 727.9221 | 0.00034783 | 728.6432 | 0.011837 | 504.9872 | 1.5604
|  | 509.4798 | 0.09985 | 508.9155 | 0.16232 | 482.7312 | 0 | 509.4798 | 0.058914 | 508.9155 | 0.034647 | 502.7739 | 0.01052 | 508.9155 | 0.075544 | 509.4798 | 0.094303 | 509.4798 | 1.3142 | 482.7312 | 0.4957 | 509.4798 | 4.534 | 509.4798 | 4.3666 | 503.64 | 0.010304 | 509.4798 | 0.0028933 | 483.0516 | 0.0001229 | 509.4798 | 0.011139 | 509.4798 | 0.016273 | 508.9155 | 0.0028107 | 728.8071 | 0.28246 | 508.9155 | -0.0012246 | 728.0861 | 0 | 728.8071 | 0.011162 | 505.2072 | 1.5823
|  | 509.704 | 0.045886 | 509.14 | 0.16715 | 482.8447 | 0.010333 | 509.704 | 0.026121 | 509.14 | 0.055609 | 502.9969 | 0.0042542 | 509.14 | 0.044928 | 509.704 | 0.069839 | 509.704 | 1.2901 | 482.8447 | 0.49213 | 509.704 | 4.4816 | 509.704 | 4.382 | 503.87 | -0.0046928 | 509.704 | 0 | 483.1677 | 0.0001341 | 509.704 | 0 | 509.704 | 0 | 509.14 | -0.0031644 | 728.9711 | 0.27824 | 509.14 | -0.0069871 | 728.2501 | 0.00081146 | 728.9711 | 0.012201 | 505.4271 | 1.6027
|  | 509.9283 | 0.11682 | 509.3645 | 0.17114 | 482.9583 | 0 | 509.9283 | 0.061967 | 509.3645 | 0.030168 | 503.22 | 0.010237 | 509.3645 | 0.075368 | 509.9282 | 0.10658 | 509.9282 | 1.2663 | 482.9583 | 0.48837 | 509.9282 | 4.4101 | 509.9283 | 4.3983 | 504.09 | 0.0015813 | 509.9282 | 0.001818 | 483.2838 | 0.00013286 | 509.9282 | 0.010668 | 509.9282 | 0.010705 | 509.3645 | 0.010108 | 729.135 | 0.28021 | 509.3645 | -0.00015357 | 728.4142 | 0 | 729.135 | 0.012201 | 505.6471 | 1.6045
|  | 510.1525 | 0.089487 | 509.589 | 0.15083 | 483.0718 | 0.012609 | 510.1525 | 0.018471 | 509.589 | 0.08505 | 503.4431 | -1.9565e-05 | 509.589 | 0.040721 | 510.1525 | 0.057636 | 510.1525 | 1.2149 | 483.0718 | 0.50308 | 510.1525 | 4.3388 | 510.1525 | 4.4479 | 504.32 | -0.00056109 | 510.1525 | 0 | 483.3999 | 0.00014904 | 510.1525 | 0 | 510.1525 | 0 | 509.589 | -0.012724 | 729.299 | 0.28314 | 509.589 | -0.0045767 | 728.5782 | 0.00057972 | 729.299 | 0.012979 | 505.8671 | 1.6223
|  | 510.3767 | 0.085309 | 509.8135 | 0.16885 | 483.1854 | 0 | 510.3767 | 0.048027 | 509.8135 | 0.03027 | 503.6661 | 0.010337 | 509.8135 | 0.076209 | 510.3767 | 0.096269 | 510.3767 | 1.2044 | 483.1854 | 0.50412 | 510.3767 | 4.2946 | 510.3767 | 4.4754 | 504.54 | 0.00020403 | 510.3767 | 0.0022027 | 483.516 | 0.00013944 | 510.3767 | 0.014919 | 510.3767 | 0.010454 | 509.8135 | 0.012834 | 729.463 | 0.28722 | 509.8135 | 0.0053309 | 728.7422 | 0 | 729.463 | 0.012201 | 506.0871 | 1.6552
|  | 510.601 | 0.058965 | 510.038 | 0.15566 | 483.299 | 0.01366 | 510.601 | 0.056583 | 510.038 | 0.055381 | 503.8892 | 0.0024305 | 510.038 | 0.041711 | 510.601 | 0.06568 | 510.601 | 1.2088 | 483.299 | 0.49721 | 510.601 | 4.2296 | 510.601 | 4.5 | 504.77 | 0.0031115 | 510.601 | 0 | 483.6321 | 0.0001478 | 510.601 | 0 | 510.601 | 0 | 510.038 | -0.010978 | 729.6269 | 0.2841 | 510.038 | -0.0060519 | 728.9063 | 0.00011594 | 729.6269 | 0.012616 | 506.3071 | 1.6567
|  | 510.8253 | 0.093082 | 510.2625 | 0.16852 | 483.4126 | 0 | 510.8253 | 0.046952 | 510.2625 | 0.0039624 | 504.1123 | 0.013475 | 510.2625 | 0.075261 | 510.8253 | 0.081466 | 510.8253 | 1.1739 | 483.4126 | 0.50826 | 510.8253 | 4.1789 | 510.8253 | 4.5363 | 504.99 | 0.00051009 | 510.8253 | 0.0022483 | 483.7482 | 0.00013126 | 510.8253 | 0.010676 | 510.8253 | 0.01138 | 510.2625 | 0.017931 | 729.7909 | 0.29568 | 510.2625 | -0.007167 | 729.0703 | 0 | 729.7909 | 0.011733 | 506.5272 | 1.6859
|  | 511.0496 | 0.090548 | 510.4871 | 0.16037 | 483.5262 | 0.010946 | 511.0496 | 0.027467 | 510.4871 | 0.10683 | 504.3354 | 0.0060935 | 510.4871 | 0.039315 | 511.0496 | 0.059451 | 511.0496 | 1.1542 | 483.5262 | 0.51282 | 511.0496 | 4.1188 | 511.0496 | 4.5445 | 505.22 | 0.0029585 | 511.0496 | 0 | 483.8644 | 0.00015527 | 511.0496 | 0 | 511.0496 | 0 | 510.4871 | -0.0019771 | 729.9549 | 0.28665 | 510.4871 | -0.0047407 | 729.2344 | 0 | 729.9549 | 0.011941 | 506.7472 | 1.7029
|  | 511.2739 | 0.12348 | 510.7116 | 0.16698 | 483.6397 | 0 | 511.2739 | 0.079079 | 510.7116 | 0.0060311 | 504.5586 | 0.011419 | 510.7116 | 0.073064 | 511.2739 | 0.089184 | 511.2739 | 1.1212 | 483.6397 | 0.51173 | 511.2739 | 4.043 | 511.2739 | 4.5661 | 505.44 | 0.0052539 | 511.2739 | 0.0046721 | 483.9805 | 0.00016469 | 511.2739 | 0.0093429 | 511.2739 | 0.013391 | 510.7116 | 0.01192 | 730.1189 | 0.29539 | 510.7116 | 0.0020661 | 729.3984 | 0 | 730.1189 | 0.01111 | 506.9672 | 1.7417
|  | 511.4982 | 0.078284 | 510.9362 | 0.16564 | 483.7533 | 0.012609 | 511.4982 | 0.033056 | 510.9362 | 0.07683 | 504.7817 | 0.0036272 | 510.9362 | 0.042305 | 511.4982 | 0.051861 | 511.4982 | 1.0649 | 483.7533 | 0.51536 | 511.4982 | 3.9858 | 511.4982 | 4.5894 | 505.67 | -0.00010202 | 511.4982 | 0 | 484.0966 | 0.00016309 | 511.4982 | 0 | 511.4982 | 0 | 510.9362 | -0.0030686 | 730.2829 | 0.29203 | 510.9362 | 0.0004765 | 729.5625 | 0.00057972 | 730.2829 | 0.011993 | 507.1873 | 1.7331
|  | 511.7225 | 0.063503 | 511.1608 | 0.1676 | 483.8669 | 0 | 511.7225 | 0.052973 | 511.1608 | 0.022024 | 505.0049 | 0.0099848 | 511.1608 | 0.075778 | 511.7225 | 0.086421 | 511.7225 | 1.0945 | 483.8669 | 0.52213 | 511.7225 | 3.9283 | 511.7225 | 4.5921 | 505.89 | -0.0051518 | 511.7225 | 0.0037495 | 484.2127 | 0.00014193 | 511.7225 | 0.010234 | 511.7225 | 0.01335 | 511.1608 | 0.024999 | 730.4469 | 0.29659 | 511.1608 | 0.0039297 | 729.7265 | 0 | 730.4469 | 0.012045 | 507.4074 | 1.7576
|  | 511.9468 | 0.089707 | 511.3854 | 0.15728 | 483.9805 | 0.01366 | 511.9468 | 0.050669 | 511.3854 | 0.11571 | 505.228 | 0.0054122 | 511.3854 | 0.037709 | 511.9469 | 0.062 | 511.9469 | 1.0778 | 483.9805 | 0.5131 | 511.9469 | 3.8494 | 511.9468 | 4.6225 | 506.12 | -0.011426 | 511.9469 | 0 | 484.3289 | 0.00014193 | 511.9469 | 0 | 511.9468 | 0 | 511.3854 | -0.00943 | 730.6109 | 0.30284 | 511.3854 | -0.0020248 | 729.8906 | 0.00011594 | 730.6109 | 0.012772 | 507.6274 | 1.7671
|  | 512.1712 | 0.10433 | 511.61 | 0.16351 | 484.0941 | 0 | 512.1712 | 0.045287 | 511.61 | 0.0013548 | 505.4512 | 0.011072 | 511.61 | 0.070896 | 512.1712 | 0.079689 | 512.1712 | 1.0428 | 484.0941 | 0.50543 | 512.1712 | 3.802 | 512.1712 | 4.6269 | 506.34 | 5.1009e-05 | 512.1712 | 0.0024213 | 484.445 | 0.00016309 | 512.1712 | 0.010304 | 512.1712 | 0.016038 | 511.61 | 0.026785 | 730.7749 | 0.30005 | 511.61 | 0.013801 | 730.0547 | 0 | 730.7749 | 0.011993 | 507.8475 | 1.7892
|  | 512.3956 | 0.07499 | 511.8346 | 0.15763 | 484.2077 | 0.010595 | 512.3956 | 0.021227 | 511.8346 | 0.084037 | 505.6744 | 0.0027254 | 511.8346 | 0.037198 | 512.3956 | 0.053566 | 512.3956 | 0.98843 | 484.2077 | 0.52659 | 512.3956 | 3.7309 | 512.3956 | 4.649 | 506.57 | 0.00020403 | 512.3956 | 0 | 484.5612 | 0.00015704 | 512.3956 | 0 | 512.3956 | 0 | 511.8346 | -0.0064535 | 730.9389 | 0.28991 | 511.8346 | -0.0094675 | 730.2188 | 0.00011594 | 730.9389 | 0.012408 | 508.0676 | 1.8298
|  | 512.6199 | 0.088989 | 512.0593 | 0.15424 | 484.3213 | 0 | 512.6199 | 0.041607 | 512.0593 | 0.022635 | 505.8976 | 0.013297 | 512.0593 | 0.072484 | 512.6199 | 0.088755 | 512.6199 | 0.98286 | 484.3213 | 0.53524 | 512.6199 | 3.6794 | 512.6199 | 4.6435 | 506.79 | -0.0043867 | 512.6199 | 0.0031226 | 484.6773 | 0.0001574 | 512.6199 | 0.010302 | 512.6199 | 0.01084 | 512.0593 | 0.014108 | 731.1029 | 0.31577 | 512.0593 | 0.00095558 | 730.3829 | 0 | 731.1029 | 0.011941 | 508.2877 | 1.8525
|  | 512.8444 | 0.084147 | 512.2839 | 0.16232 | 484.4349 | 0.0072883 | 512.8444 | -0.004512 | 512.2839 | 0.089202 | 506.1208 | 0.0012064 | 512.2839 | 0.036385 | 512.8443 | 0.056886 | 512.8443 | 0.98747 | 484.4349 | 0.53336 | 512.8443 | 3.6065 | 512.8444 | 4.663 | 507.02 | -0.0045398 | 512.8443 | 0 | 484.7935 | 0.00013712 | 512.8443 | 0 | 512.8444 | 0 | 512.2839 | -0.0017694 | 731.2669 | 0.30587 | 512.2839 | -0.002443 | 730.547 | 0.00034783 | 731.2669 | 0.012356 | 508.5078 | 1.8644
|  | 513.0687 | 0.10974 | 512.5086 | 0.15638 | 484.5485 | 0 | 513.0687 | 0.065946 | 512.5086 | 0.015401 | 506.344 | 0.015892 | 512.5086 | 0.07313 | 513.0687 | 0.081811 | 513.0687 | 0.93746 | 484.5485 | 0.5367 | 513.0687 | 3.5565 | 513.0687 | 4.7113 | 507.24 | 0.0028055 | 513.0687 | 0.002856 | 484.9096 | 0.00014708 | 513.0687 | 0.011497 | 513.0687 | 0.01452 | 512.5086 | 0.019719 | 731.431 | 0.3113 | 512.5086 | 0.0041796 | 730.7111 | 0 | 731.431 | 0.011733 | 508.7279 | 1.8894
|  | 513.2932 | 0.083671 | 512.7333 | 0.14882 | 484.6621 | 0.007592 | 513.2932 | 0.025223 | 512.7333 | 0.075588 | 506.5672 | 0.0015203 | 512.7333 | 0.033624 | 513.2932 | 0.052215 | 513.2932 | 0.9604 | 484.6621 | 0.55085 | 513.2932 | 3.5156 | 513.2932 | 4.7698 | 507.47 | -0.0033155 | 513.2932 | 0 | 485.0258 | 0.00014833 | 513.2932 | 0 | 513.2931 | 0 | 512.7333 | -0.015647 | 731.595 | 0.3174 | 512.7333 | -0.0055205 | 730.8752 | 0.00011594 | 731.595 | 0.011941 | 508.9481 | 1.9124
|  | 513.5176 | 0.12207 | 512.958 | 0.16399 | 484.7757 | 0 | 513.5176 | 0.05165 | 512.958 | 0.022988 | 506.7904 | 0.014753 | 512.958 | 0.07072 | 513.5176 | 0.084477 | 513.5176 | 0.92096 | 484.7757 | 0.55071 | 513.5176 | 3.4957 | 513.5176 | 4.7999 | 507.69 | -0.0017853 | 513.5176 | 0.0033651 | 485.142 | 0.0001494 | 513.5176 | 0.01266 | 513.5176 | 0.011775 | 512.958 | 0.01462 | 731.7591 | 0.32067 | 512.958 | 0.0054623 | 731.0393 | 7.7296e-05 | 731.7591 | 0.011889 | 509.1682 | 1.9292
|  | 513.742 | 0.07444 | 513.1827 | 0.1466 | 484.8893 | 0.01655 | 513.742 | 0.024871 | 513.1827 | 0.083477 | 507.0137 | 0.0034637 | 513.1827 | 0.043269 | 513.742 | 0.045134 | 513.742 | 0.92555 | 484.8893 | 0.55687 | 513.742 | 3.4441 | 513.742 | 4.8311 | 507.92 | -0.01265 | 513.742 | 0 | 485.2581 | 0.00015864 | 513.742 | 0 | 513.742 | 0 | 513.1827 | -0.017015 | 731.9231 | 0.31908 | 513.1827 | -0.0037237 | 731.2034 | 0.00011594 | 731.9231 | 0.012616 | 509.3884 | 1.9148
|  | 513.9665 | 0.096521 | 513.4074 | 0.16192 | 485.0029 | 0 | 513.9665 | 0.039941 | 513.4074 | 0.047068 | 507.237 | 0.016611 | 513.4074 | 0.073716 | 513.9665 | 0.080595 | 513.9665 | 0.89205 | 485.0029 | 0.55936 | 513.9665 | 3.3951 | 513.9665 | 4.8763 | 508.14 | -0.0014792 | 513.9665 | 0.0027932 | 485.3743 | 0.00015704 | 513.9665 | 0.0080735 | 513.9665 | 0.013418 | 513.4074 | 0.014314 | 732.0871 | 0.32581 | 513.4074 | 0.0054315 | 731.3675 | 0 | 732.0871 | 0.012201 | 509.6086 | 1.9507
|  | 514.1909 | 0.052722 | 513.6321 | 0.15631 | 485.1166 | 0.0089317 | 514.1909 | 0.027188 | 513.6321 | 0.070334 | 507.4602 | 0.00077089 | 513.6321 | 0.035484 | 514.1909 | 0.042598 | 514.1909 | 0.83833 | 485.1166 | 0.55805 | 514.1909 | 3.3606 | 514.1909 | 4.8765 | 508.37 | -0.013874 | 514.1909 | 0 | 485.4905 | 0.00016843 | 514.1909 | 0 | 514.1909 | 0 | 513.6321 | -0.018019 | 732.2512 | 0.32778 | 513.6321 | 0.00036656 | 731.5316 | 0.00034783 | 732.2512 | 0.012356 | 509.8288 | 1.975
|  | 514.4154 | 0.086292 | 513.8569 | 0.15971 | 485.2302 | 0 | 514.4154 | 0.064025 | 513.8569 | 0.041127 | 507.6835 | 0.011872 | 513.8569 | 0.073932 | 514.4154 | 0.080882 | 514.4154 | 0.84392 | 485.2302 | 0.57765 | 514.4154 | 3.3014 | 514.4154 | 4.8817 | 508.59 | 0.00020403 | 514.4154 | 0.0043088 | 485.6067 | 0.00014957 | 514.4154 | 0.021185 | 514.4154 | 0.0073917 | 513.8569 | 0.0093551 | 732.4153 | 0.33518 | 513.8569 | 0.0087239 | 731.6957 | 7.7296e-05 | 732.4153 | 0.011526 | 510.0489 | 1.9801
|  | 514.6399 | 0.0688 | 514.0816 | 0.14958 | 485.3438 | 0.013398 | 514.6399 | 0.043889 | 514.0816 | 0.075672 | 507.9068 | 0.0053907 | 514.0816 | 0.037072 | 514.6399 | 0.052949 | 514.6399 | 0.81038 | 485.3438 | 0.58955 | 514.6399 | 3.2421 | 514.6399 | 4.9118 | 508.82 | 0.0031115 | 514.6399 | 0 | 485.7228 | 0.00014904 | 514.6399 | 0 | 514.6399 | 0 | 514.0816 | 0.0024791 | 732.5793 | 0.34527 | 514.0816 | 0.0035447 | 731.8599 | 0 | 732.5793 | 0.012253 | 510.2691 | 2.0079
|  | 514.8644 | 0.081446 | 514.3064 | 0.13656 | 485.4574 | 0 | 514.8644 | 0.03209 | 514.3064 | 0.038259 | 508.1301 | 0.015427 | 514.3064 | 0.071562 | 514.8644 | 0.082848 | 514.8644 | 0.8099 | 485.4574 | 0.58127 | 514.8644 | 3.2105 | 514.8644 | 4.9017 | 509.04 | -0.0031625 | 514.8644 | 0.0060996 | 485.839 | 0.00013961 | 514.8644 | 0.0069749 | 514.8644 | 0.018066 | 514.3064 | 0.011273 | 732.7434 | 0.33691 | 514.3064 | 0.0079103 | 732.024 | 7.7296e-05 | 732.7434 | 0.011733 | 510.4894 | 2.0336
|  | 515.0889 | 0.073579 | 514.5312 | 0.14623 | 485.5711 | 0.0013666 | 515.0889 | 0.018373 | 514.5312 | 0.050842 | 508.3534 | 0.0021078 | 514.5312 | 0.034755 | 515.0889 | 0.049539 | 515.0889 | 0.79926 | 485.5711 | 0.59157 | 515.0889 | 3.1365 | 515.0889 | 4.961 | 509.27 | -0.0085181 | 515.0889 | 0 | 485.9552 | 0.00015491 | 515.0889 | 0 | 515.0889 | 0 | 514.5312 | -0.011068 | 732.9075 | 0.34306 | 514.5312 | -0.014737 | 732.1881 | 0 | 732.9075 | 0.01246 | 510.7096 | 2.034
|  | 515.3135 | 0.11754 | 514.756 | 0.15617 | 485.6847 | 0 | 515.3135 | 0.042778 | 514.756 | 0.027896 | 508.5768 | 0.0081186 | 514.756 | 0.068615 | 515.3135 | 0.08172 | 515.3135 | 0.80278 | 485.6847 | 0.59994 | 515.3135 | 3.1221 | 515.3135 | 4.9627 | 509.49 | -0.0007141 | 515.3135 | 0.0043647 | 486.0714 | 0.00014868 | 515.3135 | 0.013603 | 515.3135 | 0.010552 | 514.756 | 0.014268 | 733.0715 | 0.3581 | 514.756 | 0.0042516 | 732.3523 | 0 | 733.0715 | 0.012097 | 510.9298 | 2.0535
|  | 515.538 | 0.080908 | 514.9808 | 0.14487 | 485.7983 | 0.012434 | 515.538 | 0.00036633 | 514.9808 | 0.062571 | 508.8001 | 0.0034879 | 514.9808 | 0.034099 | 515.538 | 0.042118 | 515.538 | 0.76837 | 485.7983 | 0.59491 | 515.538 | 3.0637 | 515.538 | 4.9992 | 509.72 | -0.011273 | 515.538 | 0 | 486.1876 | 0.00016025 | 515.538 | 0 | 515.538 | 0 | 514.9808 | -0.0044356 | 733.2356 | 0.35777 | 514.9808 | -0.0065876 | 732.5164 | 0.00034783 | 733.2356 | 0.012979 | 511.1501 | 2.0343
|  | 515.7626 | 0.086877 | 515.2056 | 0.14907 | 485.912 | 0 | 515.7626 | 0.04444 | 515.2056 | 0.013785 | 509.0234 | 0.0087792 | 515.2056 | 0.067492 | 515.7625 | 0.076156 | 515.7625 | 0.7712 | 485.912 | 0.59448 | 515.7625 | 3.0417 | 515.7626 | 4.97 | 509.94 | 0.0093854 | 515.7625 | 0.0028849 | 486.3038 | 0.00015206 | 515.7625 | 0.018356 | 515.7626 | 0.015388 | 515.2056 | 0.020435 | 733.3997 | 0.35589 | 515.2056 | 0.0095377 | 732.6806 | 0 | 733.3997 | 0.012304 | 511.3703 | 2.0552
|  | 515.9871 | 0.069072 | 515.4304 | 0.14866 | 486.0256 | 0.012609 | 515.9871 | -0.023546 | 515.4304 | 0.076386 | 509.2468 | 0.0044346 | 515.4304 | 0.034528 | 515.9871 | 0.040374 | 515.9871 | 0.75296 | 486.0256 | 0.61945 | 515.9871 | 2.9679 | 515.9871 | 4.9908 | 510.17 | -0.0177 | 515.9871 | 0 | 486.42 | 0.00016487 | 515.9871 | 0 | 515.9871 | 0 | 515.4304 | -0.0083241 | 733.5638 | 0.35753 | 515.4304 | -0.0013044 | 732.8448 | 0 | 733.5638 | 0.012824 | 511.5906 | 2.101
|  | 516.2117 | 0.11673 | 515.6553 | 0.15555 | 486.1393 | 0 | 516.2117 | 0.042958 | 515.6553 | -0.004841 | 509.4702 | 0.010304 | 515.6553 | 0.07267 | 516.2117 | 0.074097 | 516.2117 | 0.72858 | 486.1393 | 0.63266 | 516.2117 | 2.9358 | 516.2117 | 5.0059 | 510.39 | 0.0018873 | 516.2117 | 0.0050837 | 486.5362 | 0.0001421 | 516.2117 | 0.021223 | 516.2117 | 0.01264 | 515.6553 | 0.012676 | 733.7279 | 0.37237 | 515.6553 | 0.0065502 | 733.0089 | 0 | 733.7279 | 0.011941 | 511.8109 | 2.1148
|  | 516.4363 | 0.076789 | 515.8801 | 0.14211 | 486.2529 | 0.0031887 | 516.4363 | 0.024468 | 515.8801 | 0.061031 | 509.6935 | 0.0051133 | 515.8801 | 0.035893 | 516.4363 | 0.043358 | 516.4363 | 0.71442 | 486.2529 | 0.65015 | 516.4363 | 2.8919 | 516.4363 | 5.0461 | 510.62 | -0.005917 | 516.4363 | 0 | 486.6524 | 0.00014833 | 516.4363 | 0 | 516.4363 | 0 | 515.8801 | -0.0067639 | 733.892 | 0.3718 | 515.8801 | -0.0051048 | 733.1731 | 0.00034783 | 733.892 | 0.012927 | 512.0312 | 2.1447
|  | 516.6609 | 0.088057 | 516.105 | 0.16231 | 486.3666 | 0 | 516.6609 | 0.046497 | 516.105 | 0.039375 | 509.9169 | 0.017199 | 516.105 | 0.072568 | 516.6609 | 0.073068 | 516.6609 | 0.69566 | 486.3666 | 0.6455 | 516.6609 | 2.8706 | 516.6609 | 5.1161 | 510.84 | 0.013976 | 516.6609 | 0.004189 | 486.7687 | 0.00012165 | 516.6609 | 0.017805 | 516.6609 | 0.013573 | 516.105 | 0.028347 | 734.0561 | 0.37459 | 516.105 | 0.0079373 | 733.3373 | 0 | 734.0561 | 0.012304 | 512.2515 | 2.1364
|  | 516.8855 | 0.077883 | 516.3299 | 0.11899 | 486.4802 | 0.013398 | 516.8855 | 0.0035198 | 516.3299 | 0.077072 | 510.1403 | 0.004994 | 516.3299 | 0.031532 | 516.8855 | 0.047311 | 516.8855 | 0.6721 | 486.4802 | 0.65697 | 516.8855 | 2.8639 | 516.8855 | 5.1486 | 511.07 | -0.00056109 | 516.8855 | 0 | 486.8849 | 0.00013837 | 516.8855 | 0.0024889 | 516.8855 | 0 | 516.3299 | -2.9403e-05 | 734.2202 | 0.37012 | 516.3299 | -3.7777e-05 | 733.5015 | 0.00011594 | 734.2202 | 0.013343 | 512.4718 | 2.1668
|  | 517.1101 | 0.086706 | 516.5548 | 0.15338 | 486.5939 | 0 | 517.1101 | 0.052948 | 516.5548 | 0.021485 | 510.3637 | 0.014389 | 516.5548 | 0.071848 | 517.1101 | 0.078902 | 517.1101 | 0.6968 | 486.5939 | 0.66445 | 517.1101 | 2.8359 | 517.1101 | 5.1516 | 511.29 | -0.0077534 | 517.1101 | 0.0019824 | 487.0011 | 0.00013695 | 517.1101 | 0.01395 | 517.1101 | 0.0084282 | 516.5548 | 0.015939 | 734.3843 | 0.39078 | 516.5548 | 0.0023163 | 733.6656 | 7.7296e-05 | 734.3843 | 0.012564 | 512.6921 | 2.2033
|  | 517.3348 | 0.04296 | 516.7797 | 0.12832 | 486.7075 | 0.012172 | 517.3348 | 0.0021743 | 516.7797 | 0.081653 | 510.5872 | 0.0020039 | 516.7797 | 0.031606 | 517.3348 | 0.046402 | 517.3348 | 0.6636 | 486.7075 | 0.66938 | 517.3348 | 2.7944 | 517.3348 | 5.1596 | 511.52 | -0.0036216 | 517.3348 | 0 | 487.1174 | 0.00017768 | 517.3348 | 0 | 517.3348 | 0 | 516.7797 | -0.0020107 | 734.5485 | 0.38026 | 516.7797 | -0.010005 | 733.8298 | 0.00011594 | 734.5485 | 0.013135 | 512.9124 | 2.2091
|  | 517.5594 | 0.068937 | 517.0046 | 0.16371 | 486.8212 | 0 | 517.5594 | 0.025125 | 517.0046 | 0.013704 | 510.8106 | 0.01338 | 517.0046 | 0.077522 | 517.5594 | 0.074568 | 517.5594 | 0.64899 | 486.8212 | 0.71475 | 517.5594 | 2.762 | 517.5594 | 5.1567 | 511.74 | -0.0040807 | 517.5594 | 0.0044355 | 487.2336 | 0.00016594 | 517.5594 | 0.020547 | 517.5594 | 0.012418 | 517.0046 | 0.023883 | 734.7126 | 0.39381 | 517.0046 | 0.014322 | 733.994 | 0 | 734.7126 | 0.01246 | 513.1328 | 2.2144
|  | 517.7841 | 0.06026 | 517.2296 | 0.14969 | 486.9348 | 0.0097198 | 517.7841 | 0.018096 | 517.2296 | 0.084566 | 511.0341 | 0.0014885 | 517.2296 | 0.032803 | 517.7841 | 0.037186 | 517.7841 | 0.63549 | 486.9348 | 0.71433 | 517.7841 | 2.7148 | 517.7841 | 5.1742 | 511.97 | -0.0048458 | 517.7841 | 0 | 487.3498 | 0.00015971 | 517.7841 | 0 | 517.7841 | 0 | 517.2296 | -0.0090689 | 734.8767 | 0.3854 | 517.2296 | -0.0014803 | 734.1582 | 0.00011594 | 734.8767 | 0.012927 | 513.3532 | 2.2255
|  | 518.0088 | 0.10078 | 517.4545 | 0.15008 | 487.0485 | 0 | 518.0088 | 0.052503 | 517.4545 | 0.015139 | 511.2575 | 0.013145 | 517.4545 | 0.075974 | 518.0088 | 0.069686 | 518.0088 | 0.64187 | 487.0485 | 0.71518 | 518.0088 | 2.6809 | 518.0088 | 5.1382 | 512.19 | -0.0043867 | 518.0088 | 0.003197 | 487.4661 | 0.00014122 | 518.0088 | 0.016868 | 518.0088 | 0.011712 | 517.4545 | 0.015041 | 735.0409 | 0.39559 | 517.4545 | -0.0031676 | 734.3224 | 7.7296e-05 | 735.0409 | 0.012253 | 513.5735 | 2.2194
|  | 518.2335 | 0.072505 | 517.6795 | 0.1289 | 487.1622 | 0.009895 | 518.2335 | 0.024787 | 517.6795 | 0.077629 | 511.481 | 0.0057095 | 517.6795 | 0.031937 | 518.2335 | 0.035934 | 518.2335 | 0.60529 | 487.1622 | 0.72021 | 518.2335 | 2.6166 | 518.2335 | 5.146 | 512.42 | 0.00081613 | 518.2335 | 0 | 487.5823 | 0.00016309 | 518.2335 | 0 | 518.2335 | 0 | 517.6795 | -0.015558 | 735.205 | 0.3891 | 517.6795 | -0.0041613 | 734.4866 | 0 | 735.205 | 0.012979 | 513.7939 | 2.2553
|  | 518.4581 | 0.091998 | 517.9045 | 0.14313 | 487.2758 | 0 | 518.4581 | 0.044078 | 517.9045 | -0.0013444 | 511.7045 | 0.016233 | 517.9045 | 0.070505 | 518.4582 | 0.066062 | 518.4582 | 0.60688 | 487.2758 | 0.74612 | 518.4582 | 2.5877 | 518.4581 | 5.1194 | 512.64 | 0.0020403 | 518.4582 | 0.0043024 | 487.6986 | 0.00017892 | 518.4582 | 0.0095777 | 518.4581 | 0.011549 | 517.9045 | 0.011409 | 735.3692 | 0.39924 | 517.9045 | 0.007673 | 734.6509 | 0 | 735.3692 | 0.012253 | 514.0143 | 2.2865
|  | 518.6829 | 0.060298 | 518.1295 | 0.13984 | 487.3895 | 0.011821 | 518.6829 | 0.00046494 | 518.1295 | 0.064381 | 511.9279 | 0.0033898 | 518.1295 | 0.034247 | 518.6829 | 0.042369 | 518.6829 | 0.5793 | 487.3895 | 0.77103 | 518.6829 | 2.5383 | 518.6829 | 5.1778 | 512.87 | -0.00086717 | 518.6829 | 0 | 487.8148 | 0.00017465 | 518.6829 | 0 | 518.6829 | 0 | 518.1295 | -0.015845 | 735.5333 | 0.39732 | 518.1295 | -0.0059728 | 734.8151 | 0 | 735.5333 | 0.013187 | 514.2347 | 2.28
|  | 518.9076 | 0.06745 | 518.3545 | 0.15422 | 487.5032 | 0 | 518.9076 | 0.059063 | 518.3545 | 0.016337 | 512.1514 | 0.015753 | 518.3545 | 0.075254 | 518.9076 | 0.07449 | 518.9076 | 0.60227 | 487.5032 | 0.75585 | 518.9076 | 2.5413 | 518.9076 | 5.1556 | 513.09 | 0.0096913 | 518.9076 | 0.0052255 | 487.9311 | 0.00015936 | 518.9076 | 0.010302 | 518.9076 | 0.014922 | 518.3545 | 0.014593 | 735.6975 | 0.39568 | 518.3545 | 0.0060661 | 734.9793 | 7.7296e-05 | 735.6975 | 0.012304 | 514.4551 | 2.3173
|  | 519.1323 | 0.062808 | 518.5795 | 0.14324 | 487.6169 | 0.0099825 | 519.1323 | 0.027356 | 518.5795 | 0.072845 | 512.375 | 0.0013309 | 518.5795 | 0.036444 | 519.1323 | 0.038673 | 519.1323 | 0.57422 | 487.6169 | 0.75665 | 519.1323 | 2.4942 | 519.1323 | 5.1948 | 513.32 | -0.011426 | 519.1323 | 0 | 488.0474 | 0.00015687 | 519.1323 | 0 | 519.1323 | 0 | 518.5795 | -0.016464 | 735.8616 | 0.41111 | 518.5795 | -0.0061814 | 735.1435 | 0.00011594 | 735.8616 | 0.013291 | 514.6755 | 2.329
|  | 519.3571 | 0.098029 | 518.8045 | 0.15461 | 487.7306 | 0 | 519.3571 | 0.061363 | 518.8045 | 0.017451 | 512.5985 | 0.0094538 | 518.8045 | 0.070802 | 519.3571 | 0.066426 | 519.3571 | 0.5785 | 487.7306 | 0.7464 | 519.3571 | 2.4789 | 519.3571 | 5.2451 | 513.54 | 0.0058659 | 519.3571 | 0.002963 | 488.1636 | 0.00015366 | 519.3571 | 0.0091227 | 519.3571 | 0.013858 | 518.8045 | 0.017747 | 736.0258 | 0.41375 | 518.8045 | -0.0060814 | 735.3078 | 0 | 736.0258 | 0.012564 | 514.8959 | 2.3389
|  | 519.5818 | 0.080841 | 519.0295 | 0.13545 | 487.8442 | 0.0091069 | 519.5818 | 0.013887 | 519.0295 | 0.074847 | 512.822 | 0.0062131 | 519.0295 | 0.030001 | 519.5819 | 0.027831 | 519.5819 | 0.54222 | 487.8442 | 0.7692 | 519.5819 | 2.464 | 519.5818 | 5.2716 | 513.77 | -0.0079064 | 519.5819 | 0 | 488.2799 | 0.00015117 | 519.5819 | 0 | 519.5819 | 0 | 519.0295 | -0.015572 | 736.19 | 0.42005 | 519.0295 | -0.0054215 | 735.472 | 0.00057972 | 736.19 | 0.012824 | 515.1164 | 2.3704
|  | 519.8066 | 0.10598 | 519.2546 | 0.15288 | 487.9579 | 0 | 519.8066 | 0.067103 | 519.2546 | 0.035684 | 513.0456 | 0.016794 | 519.2546 | 0.069015 | 519.8066 | 0.059442 | 519.8066 | 0.56902 | 487.9579 | 0.79685 | 519.8066 | 2.4615 | 519.8066 | 5.2438 | 513.99 | 0.0037236 | 519.8066 | 0.0013701 | 488.3962 | 0.00013873 | 519.8066 | 0.011799 | 519.8066 | 0.014505 | 519.2546 | 0.015345 | 736.3542 | 0.42922 | 519.2546 | 0.0092638 | 735.6363 | 0 | 736.3542 | 0.012045 | 515.3369 | 2.3746
|  | 520.0314 | 0.082697 | 519.4797 | 0.14416 | 488.0716 | 0.011384 | 520.0314 | 0.0093804 | 519.4797 | 0.098356 | 513.2691 | 0.0001235 | 519.4797 | 0.033597 | 520.0314 | 0.028951 | 520.0314 | 0.51397 | 488.0716 | 0.78227 | 520.0314 | 2.415 | 520.0314 | 5.2389 | 514.22 | 0.0075495 | 520.0314 | 0 | 488.5125 | 0.00014246 | 520.0314 | 0 | 520.0314 | 0 | 519.4797 | -0.016613 | 736.5184 | 0.43398 | 519.4797 | -0.0088116 | 735.8005 | 0.00034783 | 736.5184 | 0.012512 | 515.5573 | 2.3888
|  | 520.2562 | 0.06929 | 519.7047 | 0.1487 | 488.1853 | 0 | 520.2562 | 0.028291 | 519.7047 | 0.020066 | 513.4927 | 0.01192 | 519.7047 | 0.072733 | 520.2562 | 0.068079 | 520.2562 | 0.52542 | 488.1853 | 0.8062 | 520.2562 | 2.3832 | 520.2562 | 5.1974 | 514.44 | 0.0051009 | 520.2562 | 0 | 488.6287 | 0.00014406 | 520.2562 | 0.019487 | 520.2562 | 0.0092874 | 519.7047 | 0.013045 | 736.6825 | 0.4262 | 519.7047 | -0.0021498 | 735.9648 | 0 | 736.6825 | 0.012408 | 515.7778 | 2.4392
|  | 520.4811 | 0.05756 | 519.9298 | 0.13054 | 488.299 | 0.0036442 | 520.4811 | 0.00045431 | 519.9298 | 0.064592 | 513.7163 | 0.0074649 | 519.9298 | 0.031599 | 520.481 | 0.024853 | 520.481 | 0.52633 | 488.299 | 0.79041 | 520.481 | 2.3231 | 520.4811 | 5.2405 | 514.67 | -0.0063763 | 520.481 | 0 | 488.745 | 0.00015206 | 520.481 | 0 | 520.4811 | 0 | 519.9298 | -0.0053221 | 736.8467 | 0.42687 | 519.9298 | -0.0039145 | 736.129 | 0.00034783 | 736.8467 | 0.013083 | 515.9982 | 2.432
|  | 520.7059 | 0.076108 | 520.1549 | 0.15315 | 488.4127 | 0 | 520.7059 | 0.055681 | 520.1549 | 0.022275 | 513.9399 | 0.013031 | 520.1549 | 0.076704 | 520.7059 | 0.072222 | 520.7059 | 0.51658 | 488.4127 | 0.79736 | 520.7059 | 2.322 | 520.7059 | 5.2828 | 514.89 | 0.00096913 | 520.7059 | 0.0067077 | 488.8613 | 0.00016238 | 520.7059 | 0.020366 | 520.7059 | 0.017863 | 520.1549 | 0.024106 | 737.0109 | 0.44061 | 520.1549 | 0.0049948 | 736.2933 | 0.00030918 | 737.0109 | 0.012408 | 516.2188 | 2.4469
|  | 520.9307 | 0.052863 | 520.3801 | 0.15301 | 488.5264 | 0.015061 | 520.9307 | 0.03051 | 520.3801 | 0.05892 | 514.1635 | 0.00035923 | 520.3801 | 0.037145 | 520.9307 | 0.033201 | 520.9307 | 0.49506 | 488.5264 | 0.81269 | 520.9307 | 2.307 | 520.9307 | 5.2711 | 515.12 | 0.00066312 | 520.9307 | 0 | 488.9776 | 0.00017181 | 520.9307 | 0 | 520.9307 | 0 | 520.38 | -0.0087911 | 737.1751 | 0.44508 | 520.3801 | 0.0033047 | 736.4575 | 0.00011594 | 737.1751 | 0.013135 | 516.4393 | 2.4848
|  | 521.1556 | 0.1007 | 520.6052 | 0.14701 | 488.6401 | 0 | 521.1556 | 0.051974 | 520.6052 | 0.024645 | 514.3871 | 0.011484 | 520.6052 | 0.07337 | 521.1556 | 0.056443 | 521.1556 | 0.512 | 488.6401 | 0.80672 | 521.1556 | 2.2873 | 521.1556 | 5.2435 | 515.34 | 0.00066312 | 521.1556 | 0.0030658 | 489.0939 | 0.00016736 | 521.1556 | 0.014843 | 521.1556 | 0.0073335 | 520.6052 | -0.00042944 | 737.3393 | 0.44258 | 520.6052 | 0.0053057 | 736.6218 | 0 | 737.3393 | 0.012356 | 516.6598 | 2.475
|  | 521.3804 | 0.074694 | 520.8303 | 0.13061 | 488.7538 | 0.016287 | 521.3804 | 0.016436 | 520.8303 | 0.075287 | 514.6107 | 0.0039128 | 520.8303 | 0.030305 | 521.3804 | 0.024102 | 521.3804 | 0.47184 | 488.7538 | 0.81791 | 521.3804 | 2.2313 | 521.3804 | 5.2537 | 515.57 | -0.007141 | 521.3804 | 0 | 489.2102 | 0.00015331 | 521.3804 | 0 | 521.3804 | 0 | 520.8303 | -0.014177 | 737.5036 | 0.44244 | 520.8303 | -0.0025558 | 736.7861 | 0.00034783 | 737.5036 | 0.013395 | 516.8803 | 2.4896
|  | 521.6053 | 0.11235 | 521.0555 | 0.15073 | 488.8675 | 0 | 521.6053 | 0.029019 | 521.0555 | 0.0067842 | 514.8344 | 0.014484 | 521.0555 | 0.077643 | 521.6053 | 0.072382 | 521.6053 | 0.47461 | 488.8675 | 0.82835 | 521.6053 | 2.2225 | 521.6053 | 5.2794 | 515.8 | 0.0083142 | 521.6053 | 0.0040524 | 489.3265 | 0.00015366 | 521.6053 | 0.012847 | 521.6053 | 0.015589 | 521.0555 | 0.01875 | 737.6678 | 0.45575 | 521.0555 | 0.0095501 | 736.9504 | 7.7296e-05 | 737.6678 | 0.012616 | 517.1008 | 2.5056
|  | 521.8302 | 0.071961 | 521.2807 | 0.13484 | 488.9812 | 0.01366 | 521.8302 | 0.023533 | 521.2807 | 0.089891 | 515.058 | 0.00043312 | 521.2807 | 0.030762 | 521.8302 | 0.042985 | 521.8302 | 0.43516 | 488.9812 | 0.83512 | 521.8302 | 2.1979 | 521.8302 | 5.3191 | 516.02 | 0.00066312 | 521.8302 | 0 | 489.4428 | 0.00015527 | 521.8302 | 0 | 521.8302 | 0 | 521.2807 | -0.0019755 | 737.832 | 0.46113 | 521.2807 | -0.0037153 | 737.1147 | 0.00011594 | 737.832 | 0.013031 | 517.3214 | 2.5156
|  | 522.0551 | 0.093476 | 521.5058 | 0.14904 | 489.095 | 0 | 522.0551 | 0.025269 | 521.5058 | 0.01826 | 515.2816 | 0.013733 | 521.5058 | 0.077584 | 522.0551 | 0.071852 | 522.0551 | 0.48522 | 489.095 | 0.85129 | 522.0551 | 2.2067 | 522.0551 | 5.2561 | 516.25 | 0.0043357 | 522.0551 | 0.0040921 | 489.5591 | 0.00014335 | 522.0551 | 0.018622 | 522.0551 | 0.011345 | 521.5058 | 0.021529 | 737.9962 | 0.46637 | 521.5058 | 0.0066324 | 737.279 | 7.7296e-05 | 737.9962 | 0.012408 | 517.5419 | 2.5534
|  | 522.28 | 0.066423 | 521.731 | 0.13819 | 489.2087 | 0.010508 | 522.28 | 0.022246 | 521.731 | 0.062857 | 515.5053 | 0.0003184 | 521.731 | 0.027766 | 522.28 | 0.025235 | 522.28 | 0.45311 | 489.2087 | 0.86859 | 522.28 | 2.1428 | 522.28 | 5.1734 | 516.47 | -0.00025504 | 522.28 | 0 | 489.6755 | 9.0171e-05 | 522.28 | 0 | 522.28 | 0 | 521.731 | -0.0091889 | 738.1605 | 0.47761 | 521.731 | -0.013773 | 737.4433 | 0.00034783 | 738.1605 | 0.012512 | 517.7625 | 2.5333
|  | 522.5049 | 0.054756 | 521.9562 | 0.12326 | 489.3224 | 0 | 522.5049 | 0.038332 | 521.9562 | 0.020019 | 515.729 | 0.00052827 | 521.9562 | 0.032846 | 522.505 | 0.016892 | 522.505 | 0.43726 | 489.3224 | 0.86441 | 522.505 | 2.0617 | 522.5049 | 5.1479 | 516.7 | -0.0065293 | 522.505 | 0 | 489.7918 | 0.00025131 | 522.505 | 0 | 522.5049 | 0 | 521.9562 | -0.015742 | 738.3247 | 0.4842 | 521.9562 | -0.0052959 | 737.6076 | 0 | 738.3247 | 0.01246 | 517.9831 | 2.5996
|  | 522.7299 | 0.088755 | 522.1815 | 0.14816 | 489.4361 | 0.0053144 | 522.7299 | 0.038887 | 522.1815 | 0.0065941 | 515.9527 | 0.013461 | 522.1815 | 0.069186 | 522.7299 | 0.05594 | 522.7299 | 0.42709 | 489.4361 | 0.87663 | 522.7299 | 2.0437 | 522.7299 | 5.121 | 516.92 | 0.0017343 | 522.7299 | 0.0061682 | 489.9081 | 0.00021449 | 522.7299 | 0.018552 | 522.7299 | 0.01344 | 522.1815 | 0.012992 | 738.489 | 0.4928 | 522.1815 | -6.0007e-05 | 737.7719 | 0.00081146 | 738.489 | 0.012408 | 518.2037 | 2.6178
|  | 522.9548 | 0.060345 | 522.4067 | 0.13907 | 489.5499 | 0 | 522.9548 | -0.0041661 | 522.4067 | 0.0819 | 516.1764 | -0.0011061 | 522.4067 | 0.025205 | 522.9548 | 0.035674 | 522.9548 | 0.43559 | 489.5499 | 0.89563 | 522.9548 | 2.0036 | 522.9548 | 5.0746 | 517.15 | 0.0037236 | 522.9548 | 0 | 490.0245 | 0.00043965 | 522.9548 | 0.00048962 | 522.9548 | 0 | 522.4067 | -0.020098 | 738.6532 | 0.49064 | 522.4067 | -0.0057645 | 737.9362 | 0 | 738.6532 | 0.013135 | 518.4243 | 2.6096
|  | 523.1798 | 0.094529 | 522.6319 | 0.14553 | 489.6636 | 0.018652 | 523.1798 | 0.03934 | 522.6319 | 0.010381 | 516.4001 | 0.016593 | 522.6319 | 0.071338 | 523.1798 | 0.05898 | 523.1798 | 0.42022 | 489.6636 | 0.89638 | 523.1798 | 1.9759 | 523.1798 | 5.0472 | 517.37 | 0.0041827 | 523.1798 | 0.0056193 | 490.1408 | 0.00022605 | 523.1798 | 0.013456 | 523.1798 | 0.011623 | 522.6319 | 0.020952 | 738.8175 | 0.48847 | 522.6319 | 0.0066216 | 738.1005 | 0.00081146 | 738.8175 | 0.012616 | 518.6449 | 2.6484
|  | 523.4048 | 0.081264 | 522.8572 | 0.13633 | 489.7773 | 0 | 523.4048 | 0.021111 | 522.8572 | 0.089392 | 516.6238 | 0.0018957 | 522.8572 | 0.030881 | 523.4048 | 0.02709 | 523.4048 | 0.38961 | 489.7773 | 0.90579 | 523.4048 | 1.9403 | 523.4048 | 5.0026 | 517.6 | -0.0049988 | 523.4048 | 0 | 490.2571 | 0.00044854 | 523.4048 | 0.0005157 | 523.4048 | 0 | 522.8572 | -0.020406 | 738.9817 | 0.51106 | 522.8572 | -0.0076495 | 738.2648 | 0 | 738.9817 | 0.013291 | 518.8655 | 2.6342
|  | 523.6298 | 0.13295 | 523.0825 | 0.12477 | 489.8911 | 0.0034924 | 523.6298 | 0.0278 | 523.0825 | 0.023598 | 516.8475 | 0.015395 | 523.0825 | 0.064705 | 523.6298 | 0.046294 | 523.6298 | 0.42016 | 489.8911 | 0.91279 | 523.6298 | 1.9081 | 523.6298 | 4.9982 | 517.82 | -0.0042337 | 523.6298 | 0.0032453 | 490.3735 | 0.00022516 | 523.6298 | 0.021338 | 523.6298 | 0.012965 | 523.0825 | 0.00087134 | 739.146 | 0.51188 | 523.0825 | -0.011129 | 738.4292 | 0.0010433 | 739.146 | 0.012564 | 519.0862 | 2.6691
|  | 523.8548 | 0.077483 | 523.3077 | 0.14186 | 490.0048 | 0 | 523.8548 | -0.012832 | 523.3077 | 0.035529 | 517.0713 | 0.0032681 | 523.3077 | 0.02363 | 523.8548 | 0.012688 | 523.8548 | 0.37693 | 490.0048 | 0.95652 | 523.8548 | 1.8836 | 523.8548 | 4.9527 | 518.05 | -0.0057639 | 523.8548 | 0 | 490.4898 | 0.00042934 | 523.8548 | 0.0004051 | 523.8548 | 0 | 523.3077 | -0.0072535 | 739.3102 | 0.52274 | 523.3077 | -0.006029 | 738.5935 | 0 | 739.3102 | 0.013499 | 519.3068 | 2.6822
|  | 524.0798 | 0.099022 | 523.533 | 0.14107 | 490.1186 | 0.0065292 | 524.0798 | 0.045174 | 523.533 | 0.0029142 | 517.295 | 0.015822 | 523.533 | 0.069615 | 524.0798 | 0.069895 | 524.0798 | 0.38599 | 490.1186 | 0.97575 | 524.0798 | 1.8595 | 524.0798 | 4.9054 | 518.27 | 5.1009e-05 | 524.0798 | 0.0058773 | 490.6062 | 0.00020613 | 524.0798 | 0.024675 | 524.0798 | 0.015144 | 523.533 | 0.017153 | 739.4745 | 0.52 | 523.533 | -0.0063933 | 738.7578 | 0.00081146 | 739.4745 | 0.012927 | 519.5275 | 2.7006
|  | 524.3048 | 0.090607 | 523.7584 | 0.13353 | 490.2323 | 0 | 524.3048 | 0.018108 | 523.7584 | 0.066337 | 517.5188 | 0.005423 | 523.7584 | 0.029978 | 524.3048 | 0.019848 | 524.3048 | 0.35935 | 490.2323 | 0.98346 | 524.3048 | 1.8086 | 524.3048 | 4.8763 | 518.5 | -0.0043867 | 524.3048 | 0 | 490.7225 | 0.00043521 | 524.3048 | 0 | 524.3048 | 0 | 523.7583 | -0.0089001 | 739.6388 | 0.53855 | 523.7584 | -0.0083198 | 738.9222 | 0 | 739.6388 | 0.013395 | 519.7481 | 2.6884
|  | 524.5298 | 0.087219 | 523.9837 | 0.12595 | 490.346 | 0.0039478 | 524.5298 | 0.053121 | 523.9837 | 0.02733 | 517.7426 | 0.019144 | 523.9837 | 0.072029 | 524.5299 | 0.061972 | 524.5299 | 0.36081 | 490.346 | 0.97217 | 524.5299 | 1.798 | 524.5298 | 4.8477 | 518.73 | 0.0093854 | 524.5299 | 0.0057012 | 490.8389 | 0.00023139 | 524.5299 | 0.012876 | 524.5299 | 0.017244 | 523.9837 | 0.013849 | 739.8031 | 0.5262 | 523.9837 | 0.0054132 | 739.0865 | 0.00057972 | 739.8031 | 0.01246 | 519.9688 | 2.6928
|  | 524.7549 | 0.054676 | 524.209 | 0.13073 | 490.4598 | 0 | 524.7549 | 0.02792 | 524.209 | 0.07055 | 517.9664 | 0.0012272 | 524.209 | 0.024041 | 524.7549 | 0.0061517 | 524.7549 | 0.3504 | 490.4598 | 0.99761 | 524.7549 | 1.7623 | 524.7549 | 4.815 | 518.95 | -0.012191 | 524.7549 | 0 | 490.9552 | 0.00049763 | 524.7549 | 0 | 524.7549 | 0 | 524.209 | -0.013599 | 739.9674 | 0.54124 | 524.209 | -0.017444 | 739.2509 | 0 | 739.9674 | 0.012927 | 520.1895 | 2.7017
|  | 524.98 | 0.098948 | 524.4344 | 0.15089 | 490.5736 | 0.014448 | 524.98 | 0.027538 | 524.4344 | 0.017312 | 518.1902 | 0.010744 | 524.4344 | 0.071298 | 524.98 | 0.061969 | 524.98 | 0.35073 | 490.5736 | 1.0078 | 524.98 | 1.7394 | 524.98 | 4.7768 | 519.18 | -0.0037746 | 524.98 | 0.0069055 | 491.0716 | 0.00026749 | 524.98 | 0.017818 | 524.98 | 0.0099598 | 524.4344 | 0.019389 | 740.1317 | 0.54191 | 524.4344 | -0.001055 | 739.4152 | 0.00081146 | 740.1317 | 0.012201 | 520.4102 | 2.7111
|  | 525.2051 | 0.059197 | 524.6597 | 0.13154 | 490.6873 | 0 | 525.2051 | -0.014187 | 524.6597 | 0.04819 | 518.414 | 0.0026221 | 524.6597 | 0.030485 | 525.2051 | 0.018246 | 525.2051 | 0.32994 | 490.6873 | 1.0143 | 525.2051 | 1.7053 | 525.2051 | 4.6727 | 519.4 | -0.0080593 | 525.2051 | 0 | 491.188 | 0.00047006 | 525.2051 | 0 | 525.2051 | 0 | 524.6597 | -0.0037932 | 740.296 | 0.56229 | 524.6597 | 0.0062398 | 739.5796 | 0 | 740.296 | 0.013135 | 520.6309 | 2.7202
|  | 525.4301 | 0.10581 | 524.8851 | 0.13704 | 490.8011 | 0.012785 | 525.4301 | 0.023422 | 524.8851 | 0.040965 | 518.6378 | 0.016362 | 524.8851 | 0.065726 | 525.4301 | 0.055847 | 525.4301 | 0.31884 | 490.8011 | 1.0433 | 525.4301 | 1.6638 | 525.4301 | 4.6194 | 519.63 | 0.0054069 | 525.4301 | 0.0046264 | 491.3043 | 0.00020613 | 525.4301 | 0.015195 | 525.4301 | 0.0081864 | 524.8851 | 0.0038735 | 740.4603 | 0.55364 | 524.8851 | -0.0015217 | 739.744 | 0.00057972 | 740.4603 | 0.012616 | 520.8516 | 2.7346
|  | 525.6552 | 0.0708 | 525.1105 | 0.12263 | 490.9148 | 0 | 525.6552 | 0.014807 | 525.1105 | 0.081269 | 518.8616 | 0.0072732 | 525.1105 | 0.024142 | 525.6552 | 0.012587 | 525.6552 | 0.31509 | 490.9148 | 1.0555 | 525.6552 | 1.6275 | 525.6552 | 4.5863 | 519.85 | -0.0023974 | 525.6552 | 0 | 491.4207 | 0.00044356 | 525.6552 | 0 | 525.6552 | 0 | 525.1105 | -0.014905 | 740.6246 | 0.57392 | 525.1105 | -0.010905 | 739.9083 | 0 | 740.6246 | 0.013602 | 521.0723 | 2.7343
|  | 525.8804 | 0.09198 | 525.3359 | 0.13589 | 491.0286 | 0.014011 | 525.8804 | 0.021226 | 525.3359 | 0.00079484 | 519.0855 | 0.012173 | 525.3359 | 0.071581 | 525.8804 | 0.055058 | 525.8804 | 0.32262 | 491.0286 | 1.1036 | 525.8804 | 1.6073 | 525.8804 | 4.573 | 520.08 | 0.0077024 | 525.8804 | 0.0035676 | 491.5371 | 0.00024028 | 525.8804 | 0.01039 | 525.8804 | 0.012928 | 525.3359 | 0.011855 | 740.7889 | 0.55695 | 525.3359 | 0.0055716 | 740.0727 | 0.00081146 | 740.7889 | 0.013187 | 521.2931 | 2.7601
|  | 526.1055 | 0.090806 | 525.5613 | 0.1293 | 491.1424 | 0 | 526.1055 | 0.0032777 | 525.5613 | 0.057623 | 519.3093 | 0.0031063 | 525.5613 | 0.023544 | 526.1055 | 0.018245 | 526.1055 | 0.29783 | 491.1424 | 1.1044 | 526.1055 | 1.5817 | 526.1055 | 4.5124 | 520.3 | -0.0082122 | 526.1055 | 0 | 491.6535 | 0.00046704 | 526.1055 | 0 | 526.1055 | 0 | 525.5613 | -0.010486 | 740.9532 | 0.57401 | 525.5613 | -0.0033691 | 740.2371 | 0 | 740.9532 | 0.013862 | 521.5139 | 2.7422
|  | 526.3306 | 0.09107 | 525.7867 | 0.13757 | 491.2561 | 0.015937 | 526.3306 | 0.053691 | 525.7867 | 0.019664 | 519.5332 | 0.012619 | 525.7867 | 0.068303 | 526.3306 | 0.05664 | 526.3306 | 0.31298 | 491.2561 | 1.141 | 526.3306 | 1.5576 | 526.3306 | 4.4957 | 520.53 | -0.0025504 | 526.3306 | 0.0084869 | 491.7699 | 0.0002289 | 526.3306 | 0.011866 | 526.3306 | 0.0076903 | 525.7867 | 0.027008 | 741.1175 | 0.57512 | 525.7867 | 0.0028682 | 740.4015 | 0.00057972 | 741.1175 | 0.012927 | 521.7346 | 2.7787
|  | 526.5558 | 0.057871 | 526.0121 | 0.13457 | 491.3699 | 0 | 526.5558 | 0.021322 | 526.0121 | 0.055447 | 519.7571 | 0.0062959 | 526.0121 | 0.025277 | 526.5558 | 0.013997 | 526.5558 | 0.27972 | 491.3699 | 1.1402 | 526.5558 | 1.5264 | 526.5558 | 4.4641 | 520.76 | -0.0031625 | 526.5558 | 0 | 491.8863 | 0.00046331 | 526.5558 | 0.001211 | 526.5558 | 0 | 526.0122 | -0.016719 | 741.2819 | 0.57656 | 526.0121 | 0.0008944 | 740.5659 | 0 | 741.2819 | 0.01355 | 521.9554 | 2.7861
|  | 526.7809 | 0.10694 | 526.2376 | 0.12872 | 491.4837 | 0.0062254 | 526.7809 | 0.032422 | 526.2376 | -0.00012611 | 519.981 | 0.017521 | 526.2376 | 0.066527 | 526.7809 | 0.049168 | 526.7809 | 0.29437 | 491.4837 | 1.1794 | 526.7809 | 1.5078 | 526.7809 | 4.3953 | 520.98 | 0.007243 | 526.7809 | 0.0024335 | 492.0027 | 0.00023726 | 526.7809 | 0.0088621 | 526.7809 | 0.0072709 | 526.2376 | 0.0087692 | 741.4462 | 0.58838 | 526.2376 | 0.0026859 | 740.7303 | 0.00057972 | 741.4462 | 0.012876 | 522.1762 | 2.7843
|  | 527.0061 | 0.055088 | 526.4631 | 0.13757 | 491.5975 | 0 | 527.0061 | 0.00078212 | 526.4631 | 0.041575 | 520.2048 | -0.00057647 | 526.4631 | 0.024091 | 527.0061 | 0.020281 | 527.0061 | 0.2867 | 491.5975 | 1.2279 | 527.0061 | 1.4723 | 527.0061 | 4.3321 | 521.21 | 0.0018873 | 527.0061 | 0 | 492.1191 | 0.00045103 | 527.0061 | 0 | 527.0061 | 0 | 526.4631 | -0.00075956 | 741.6105 | 0.60001 | 526.4631 | -0.0045586 | 740.8947 | 0 | 741.6105 | 0.013966 | 522.397 | 2.7904
|  | 527.2313 | 0.094152 | 526.6885 | 0.1415 | 491.7113 | 0.011384 | 527.2313 | 0.027859 | 526.6885 | -0.035256 | 520.4288 | 0.018046 | 526.6885 | 0.069449 | 527.2313 | 0.063378 | 527.2313 | 0.30327 | 491.7113 | 1.2049 | 527.2313 | 1.4455 | 527.2313 | 4.2786 | 521.43 | 0.0023464 | 527.2313 | 0.0018754 | 492.2355 | 0.00021911 | 527.2313 | 0.016773 | 527.2313 | 0.014155 | 526.6885 | 0.0084541 | 741.7749 | 0.60654 | 526.6885 | 0.0077432 | 741.0591 | 0.00034783 | 741.7749 | 0.012824 | 522.6177 | 2.8205
|  | 527.4565 | 0.061858 | 526.914 | 0.12918 | 491.8251 | 0 | 527.4565 | 0.0038228 | 526.914 | 0.045753 | 520.6527 | 0.0037626 | 526.914 | 0.023415 | 527.4565 | 0.014296 | 527.4565 | 0.28163 | 491.8251 | 1.2571 | 527.4565 | 1.4111 | 527.4565 | 4.235 | 521.66 | 0.00020403 | 527.4565 | 0 | 492.3519 | 0.00044712 | 527.4565 | 0.0014266 | 527.4565 | 0 | 526.914 | -0.0032214 | 741.9392 | 0.59929 | 526.914 | 0.0096695 | 741.2235 | 0 | 741.9392 | 0.013602 | 522.8386 | 2.8233
|  | 527.6817 | 0.11194 | 527.1395 | 0.13002 | 491.9389 | 0.012785 | 527.6817 | 0.062193 | 527.1395 | 0.019507 | 520.8766 | 0.014079 | 527.1395 | 0.066696 | 527.6817 | 0.049113 | 527.6817 | 0.27839 | 491.9389 | 1.2764 | 527.6817 | 1.3909 | 527.6817 | 4.1822 | 521.88 | 0.0020403 | 527.6817 | 0.003784 | 492.4683 | 0.00023477 | 527.6817 | 0.017797 | 527.6817 | 0.01759 | 527.1395 | 0.011312 | 742.1036 | 0.61414 | 527.1395 | -0.0044592 | 741.3879 | 0.00081146 | 742.1036 | 0.012772 | 523.0594 | 2.8388
|  | 527.9069 | 0.075826 | 527.365 | 0.117 | 492.0526 | 0 | 527.9069 | 0.030078 | 527.365 | 0.083089 | 521.1006 | 0.0033977 | 527.365 | 0.022925 | 527.9069 | 0.026242 | 527.9069 | 0.26945 | 492.0526 | 1.3169 | 527.9069 | 1.3575 | 527.9069 | 4.1705 | 522.11 | -0.0027035 | 527.9069 | 0 | 492.5847 | 0.00044605 | 527.9069 | 0 | 527.9069 | 0 | 527.365 | -0.019789 | 742.268 | 0.6188 | 527.365 | -0.0073431 | 741.5523 | 0 | 742.268 | 0.014225 | 523.2803 | 2.8421
|  | 528.1322 | 0.11155 | 527.5906 | 0.12672 | 492.1664 | 0.0089317 | 528.1322 | 0.022919 | 527.5906 | 0.027409 | 521.3245 | 0.017209 | 527.5906 | 0.069304 | 528.1322 | 0.045595 | 528.1322 | 0.27187 | 492.1664 | 1.3143 | 528.1322 | 1.3473 | 528.1322 | 4.1199 | 522.34 | 0.00066312 | 528.1322 | 0.0055744 | 492.7011 | 0.00021734 | 528.1322 | 0.0177 | 528.1322 | 0.010186 | 527.5906 | 0.015485 | 742.4323 | 0.6336 | 527.5906 | 0.00068115 | 741.7167 | 0.00057972 | 742.4323 | 0.013862 | 523.5011 | 2.8282
|  | 528.3574 | 0.074494 | 527.8161 | 0.12528 | 492.2802 | 0 | 528.3574 | 0.01895 | 527.8161 | 0.074346 | 521.5485 | 0.0056389 | 527.8161 | 0.025586 | 528.3574 | 0.026891 | 528.3574 | 0.23437 | 492.2802 | 1.3397 | 528.3574 | 1.3249 | 528.3574 | 4.0481 | 522.56 | -0.0022444 | 528.3574 | 0 | 492.8176 | 0.00045388 | 528.3574 | 0 | 528.3574 | 0 | 527.8161 | -0.013802 | 742.5967 | 0.63163 | 527.8161 | -0.012804 | 741.8812 | 0 | 742.5967 | 0.014589 | 523.722 | 2.8517
|  | 528.5827 | 0.13018 | 528.0417 | 0.12854 | 492.394 | 0.0059217 | 528.5827 | 0.023124 | 528.0417 | 0.014878 | 521.7725 | 0.0098105 | 528.0417 | 0.064605 | 528.5827 | 0.05179 | 528.5827 | 0.24975 | 492.394 | 1.3617 | 528.5827 | 1.2919 | 528.5827 | 4.0252 | 522.79 | 0.00096913 | 528.5827 | 0.0044274 | 492.934 | 0.0002401 | 528.5827 | 0.020606 | 528.5827 | 0.0069175 | 528.0417 | 0.017022 | 742.761 | 0.62447 | 528.0417 | -0.0045184 | 742.0456 | 0.0010433 | 742.761 | 0.013343 | 523.9428 | 2.8632
|  | 528.808 | 0.07903 | 528.2672 | 0.13086 | 492.5079 | 0 | 528.808 | 0.00057548 | 528.2672 | 0.071624 | 521.9965 | 0.0029906 | 528.2672 | 0.030709 | 528.808 | 0.011803 | 528.808 | 0.24259 | 492.5079 | 1.3869 | 528.808 | 1.2692 | 528.808 | 4.0076 | 523.01 | -0.0065293 | 528.808 | 0 | 493.0504 | 0.00046135 | 528.808 | 0 | 528.808 | 0 | 528.2672 | -0.021769 | 742.9254 | 0.63557 | 528.2672 | -0.014596 | 742.2101 | 0 | 742.9254 | 0.01407 | 524.1637 | 2.8512
|  | 529.0333 | 0.10832 | 528.4928 | 0.13307 | 492.6217 | 0.010333 | 529.0333 | 0.0182 | 528.4928 | 0.025518 | 522.2205 | 0.010141 | 528.4928 | 0.072303 | 529.0332 | 0.053575 | 529.0332 | 0.25099 | 492.6217 | 1.3932 | 529.0332 | 1.257 | 529.0333 | 3.9739 | 523.24 | -0.0048458 | 529.0332 | 0.0054351 | 493.1669 | 0.0002232 | 529.0332 | 0.014 | 529.0333 | 0.0093574 | 528.4928 | 0.018078 | 743.0898 | 0.64066 | 528.4928 | -0.005316 | 742.3745 | 0.00081146 | 743.0898 | 0.013447 | 524.3846 | 2.8689
|  | 529.2585 | 0.098098 | 528.7184 | 0.121 | 492.7355 | 0 | 529.2585 | 0.038128 | 528.7184 | 0.069876 | 522.4445 | 0.008157 | 528.7184 | 0.021467 | 529.2585 | 0.015183 | 529.2585 | 0.2236 | 492.7355 | 1.4119 | 529.2585 | 1.2362 | 529.2585 | 3.9199 | 523.46 | -0.0063763 | 529.2585 | 0 | 493.2833 | 0.00044267 | 529.2585 | 0 | 529.2585 | 0 | 528.7184 | -0.015936 | 743.2542 | 0.65056 | 528.7184 | -0.021716 | 742.5389 | 0 | 743.2542 | 0.014433 | 524.6055 | 2.8505
|  | 529.4839 | 0.10507 | 528.944 | 0.14057 | 492.8493 | 0.014536 | 529.4839 | 0.039505 | 528.944 | -0.040601 | 522.6685 | 0.01761 | 528.944 | 0.069681 | 529.4839 | 0.062732 | 529.4839 | 0.25932 | 492.8493 | 1.4067 | 529.4839 | 1.2148 | 529.4839 | 3.8766 | 523.69 | -0.0027035 | 529.4839 | 0.0048546 | 493.3997 | 0.00022143 | 529.4839 | 0.015039 | 529.4839 | 0.010079 | 528.944 | 0.018547 | 743.4186 | 0.65176 | 528.944 | 0.0097157 | 742.7034 | 0.00057972 | 743.4186 | 0.01381 | 524.8264 | 2.8579
|  | 529.7092 | 0.090608 | 529.1696 | 0.11692 | 492.9631 | 0 | 529.7092 | 0.040025 | 529.1696 | 0.08788 | 522.8925 | 0.0013262 | 529.1696 | 0.025588 | 529.7092 | 0.018758 | 529.7092 | 0.2253 | 492.9631 | 1.4232 | 529.7092 | 1.1849 | 529.7092 | 3.821 | 523.92 | -0.01464 | 529.7092 | 0 | 493.5162 | 0.00046331 | 529.7092 | 0 | 529.7092 | 0 | 529.1696 | -0.013108 | 743.583 | 0.67531 | 529.1696 | -0.0076835 | 742.8679 | 0 | 743.583 | 0.014589 | 525.0474 | 2.8596
|  | 529.9345 | 0.13167 | 529.3952 | 0.13713 | 493.0769 | 0.021103 | 529.9345 | 0.025412 | 529.3952 | -0.019891 | 523.1165 | 0.013498 | 529.3952 | 0.062485 | 529.9345 | 0.050133 | 529.9345 | 0.22597 | 493.0769 | 1.4525 | 529.9345 | 1.1767 | 529.9345 | 3.7795 | 524.14 | 0.0017343 | 529.9345 | 0.0045212 | 493.6326 | 0.00024384 | 529.9345 | 0.011103 | 529.9345 | 0.012717 | 529.3952 | 0.017141 | 743.7474 | 0.67276 | 529.3952 | 0.015262 | 743.0323 | 0.00081146 | 743.7474 | 0.013706 | 525.2682 | 2.9062
|  | 530.1599 | 0.060035 | 529.6209 | 0.12671 | 493.1907 | 0 | 530.1599 | -0.0097703 | 529.6209 | 0.032773 | 523.3406 | 0.0020133 | 529.6209 | 0.028678 | 530.1599 | 0.0068719 | 530.1599 | 0.22681 | 493.1907 | 1.4677 | 530.1599 | 1.1392 | 530.1599 | 3.7566 | 524.37 | -0.0079064 | 530.1599 | 0 | 493.7491 | 0.00047451 | 530.1599 | 0 | 530.1599 | 0 | 529.6209 | -0.0048776 | 743.9118 | 0.67992 | 529.6209 | -0.010663 | 743.1968 | 0 | 743.9118 | 0.014329 | 525.4892 | 2.9088
|  | 530.3853 | 0.098145 | 529.8465 | 0.12082 | 493.3046 | 0.015061 | 530.3853 | 0.060247 | 529.8465 | 0.019776 | 523.5646 | 0.01466 | 529.8465 | 0.062082 | 530.3852 | 0.063054 | 530.3852 | 0.22899 | 493.3046 | 1.4588 | 530.3852 | 1.1374 | 530.3853 | 3.7375 | 524.59 | 0.0012752 | 530.3852 | 0.0051787 | 493.8655 | 0.0002369 | 530.3852 | 0.012186 | 530.3853 | 0.0048493 | 529.8465 | 0.01557 | 744.0762 | 0.67964 | 529.8465 | 0.0079984 | 743.3613 | 0.00034783 | 744.0762 | 0.013395 | 525.7101 | 2.9127
|  | 530.6106 | 0.048655 | 530.0722 | 0.1258 | 493.4184 | 0 | 530.6106 | 0.0097132 | 530.0722 | 0.030473 | 523.7887 | 0.0042112 | 530.0722 | 0.026331 | 530.6106 | 0 | 530.6106 | 0.22527 | 493.4184 | 1.5054 | 530.6106 | 1.1157 | 530.6106 | 3.7121 | 524.82 | -0.010813 | 530.6106 | 0 | 493.982 | 0.00048909 | 530.6106 | 0 | 530.6106 | 0 | 530.0722 | -0.023437 | 744.2406 | 0.68612 | 530.0722 | -0.0013811 | 743.5257 | 0 | 744.2406 | 0.013966 | 525.9312 | 2.9594
|  | 530.836 | 0.10241 | 530.2979 | 0.1267 | 493.5322 | 0.0089317 | 530.836 | 0.021959 | 530.2979 | -0.032132 | 524.0128 | 0.015323 | 530.2979 | 0.062681 | 530.836 | 0.061357 | 530.836 | 0.23765 | 493.5322 | 1.506 | 530.836 | 1.1069 | 530.836 | 3.6339 | 525.05 | -0.0080593 | 530.836 | 0.0060881 | 494.0985 | 0.00025664 | 530.836 | 0.014126 | 530.836 | 0.013327 | 530.2979 | 0.016214 | 744.405 | 0.69761 | 530.2979 | 0.0080236 | 743.6902 | 0.00081146 | 744.405 | 0.013135 | 526.1521 | 2.9452
|  | 531.0614 | 0.089438 | 530.5236 | 0.12294 | 493.6461 | 0 | 531.0614 | 0.02609 | 530.5236 | 0.076088 | 524.2369 | 0.0019094 | 530.5236 | 0.027989 | 531.0614 | 0.018016 | 531.0614 | 0.20944 | 493.6461 | 1.5265 | 531.0614 | 1.0707 | 531.0614 | 3.6057 | 525.27 | -0.00056109 | 531.0614 | 0 | 494.2149 | 0.0004754 | 531.0614 | 0 | 531.0614 | 0 | 530.5236 | -0.0030162 | 744.5695 | 0.7014 | 530.5236 | -0.0043971 | 743.8547 | 0 | 744.5695 | 0.014122 | 526.3731 | 2.9422
|  | 531.2868 | 0.092485 | 530.7493 | 0.13592 | 493.7599 | 0.019877 | 531.2868 | 0.075024 | 530.7493 | 0.010774 | 524.461 | 0.0107 | 530.7493 | 0.063623 | 531.2868 | 0.055502 | 531.2868 | 0.21617 | 493.7599 | 1.5494 | 531.2868 | 1.0647 | 531.2868 | 3.5559 | 525.5 | -0.0019383 | 531.2868 | 0.0082768 | 494.3314 | 0.0002232 | 531.2868 | 0.020062 | 531.2868 | 0.0087893 | 530.7493 | 0.021655 | 744.7339 | 0.70482 | 530.7493 | 0.0040099 | 744.0192 | 0.00081146 | 744.7339 | 0.013447 | 526.5941 | 2.9387
|  | 531.5122 | 0.064045 | 530.975 | 0.10834 | 493.8738 | 0 | 531.5122 | 0.022135 | 530.975 | 0.10283 | 524.6851 | 0.004376 | 530.975 | 0.016223 | 531.5122 | 0.020653 | 531.5122 | 0.22311 | 493.8738 | 1.5283 | 531.5122 | 1.0315 | 531.5122 | 3.5176 | 525.72 | -0.0043867 | 531.5122 | 0 | 494.4479 | 0.00044837 | 531.5122 | 0 | 531.5122 | 0 | 530.975 | -0.0047797 | 744.8984 | 0.72192 | 530.975 | -0.0030582 | 744.1837 | 0 | 744.8984 | 0.014485 | 526.8151 | 2.9133
|  | 531.7377 | 0.10619 | 531.2007 | 0.1349 | 493.9876 | 0.009895 | 531.7377 | 0.031183 | 531.2007 | 0.025398 | 524.9092 | 0.017826 | 531.2007 | 0.065844 | 531.7377 | 0.049399 | 531.7377 | 0.23232 | 493.9876 | 1.5081 | 531.7377 | 1.0234 | 531.7377 | 3.4635 | 525.95 | 0.011222 | 531.7377 | 0.0050426 | 494.5644 | 0.00022516 | 531.7377 | 0.02099 | 531.7377 | 0.023024 | 531.2007 | 0.021653 | 745.0628 | 0.75018 | 531.2007 | 0.0062419 | 744.3482 | 0.00057972 | 745.0628 | 0.013706 | 527.0361 | 2.9252
|  | 531.9631 | 0.1012 | 531.4264 | 0.10853 | 494.1014 | 0 | 531.9631 | -0.0093954 | 531.4264 | 0.077485 | 525.1334 | 0.0027708 | 531.4264 | 0.022451 | 531.9631 | 0 | 531.9631 | 0.17077 | 494.1014 | 1.5369 | 531.9631 | 0.99191 | 531.9631 | 3.4116 | 526.17 | -0.0068351 | 531.9631 | 0 | 494.6809 | 0.00045015 | 531.9631 | 0 | 531.9631 | 0 | 531.4264 | -0.020553 | 745.2272 | 0.74345 | 531.4264 | -0.012341 | 744.5127 | 0 | 745.2272 | 0.014848 | 527.2571 | 2.9214
|  | 532.1885 | 0.10878 | 531.6522 | 0.12423 | 494.2153 | 0.00577 | 532.1885 | 0.044674 | 531.6522 | -0.0092695 | 525.3575 | 0.015027 | 531.6522 | 0.068367 | 532.1886 | 0.048933 | 532.1886 | 0.194 | 494.2153 | 1.5439 | 532.1886 | 0.97861 | 532.1885 | 3.3429 | 526.4 | 0.0040296 | 532.1886 | 0.0054866 | 494.7974 | 0.00022765 | 532.1886 | 0.016569 | 532.1885 | 0.0099133 | 531.6522 | 0.010414 | 745.3917 | 0.76066 | 531.6522 | -0.0018542 | 744.6772 | 0.00081146 | 745.3917 | 0.013706 | 527.4782 | 2.9514
|  | 532.414 | 0.07526 | 531.878 | 0.09469 | 494.3292 | 0 | 532.414 | 0.029967 | 531.878 | 0.0608 | 525.5817 | 0.0023461 | 531.878 | 0.028478 | 532.414 | 0.026329 | 532.414 | 0.1914 | 494.3292 | 1.5444 | 532.414 | 0.9482 | 532.414 | 3.3056 | 526.63 | -0.012344 | 532.414 | 0 | 494.9139 | 0.00045637 | 532.414 | 0 | 532.414 | 0 | 531.878 | -0.018679 | 745.5561 | 0.74134 | 531.878 | -0.019712 | 744.8417 | 0 | 745.5561 | 0.014693 | 527.6992 | 2.9689
|  | 532.6395 | 0.082829 | 532.1037 | 0.12855 | 494.443 | 0.0085031 | 532.6395 | 0.031159 | 532.1037 | -0.029775 | 525.8058 | 0.010463 | 532.1037 | 0.068195 | 532.6395 | 0.05565 | 532.6395 | 0.20001 | 494.443 | 1.5619 | 532.6395 | 0.94221 | 532.6395 | 3.2536 | 526.85 | 0.00035706 | 532.6395 | 0.0079637 | 495.0304 | 0.00023139 | 532.6395 | 0.014895 | 532.6395 | 0.017871 | 532.1037 | 0.011912 | 745.7206 | 0.7595 | 532.1037 | 0.016081 | 745.0063 | 0.0010433 | 745.7206 | 0.014173 | 527.9203 | 2.9782
|  | 532.865 | 0.080301 | 532.3295 | 0.1145 | 494.5569 | 0 | 532.865 | 0.011417 | 532.3295 | 0.054141 | 526.03 | 0.0041458 | 532.3295 | 0.022753 | 532.865 | 0.019345 | 532.865 | 0.17903 | 494.5569 | 1.5756 | 532.865 | 0.91031 | 532.865 | 3.2228 | 527.08 | -0.00010202 | 532.865 | 0 | 495.1469 | 0.00045761 | 532.865 | 0 | 532.865 | 0 | 532.3295 | -0.016163 | 745.8851 | 0.77084 | 532.3295 | -0.0071271 | 745.1708 | 0 | 745.8851 | 0.014952 | 528.1414 | 2.9758
|  | 533.0905 | 0.11828 | 532.5553 | 0.12333 | 494.6707 | 0.017426 | 533.0905 | 0.036913 | 532.5553 | 0.0063156 | 526.2542 | 0.013573 | 532.5553 | 0.059251 | 533.0905 | 0.05278 | 533.0905 | 0.21361 | 494.6707 | 1.5596 | 533.0905 | 0.90395 | 533.0905 | 3.1633 | 527.3 | 0.0054069 | 533.0905 | 0.0042284 | 495.2634 | 0.0002289 | 533.0905 | 0.024438 | 533.0905 | 0.011206 | 532.5553 | 0.009013 | 746.0495 | 0.77637 | 532.5553 | 0.009627 | 745.3353 | 0.00057972 | 746.0495 | 0.013862 | 528.3624 | 2.9701
|  | 533.316 | 0.077757 | 532.7812 | 0.11604 | 494.7846 | 0 | 533.316 | 0.016429 | 532.7812 | 0.057932 | 526.4785 | 0.0026694 | 532.7812 | 0.024156 | 533.316 | 0.0044856 | 533.316 | 0.1757 | 494.7846 | 1.5972 | 533.316 | 0.87387 | 533.316 | 3.1133 | 527.53 | -0.0085181 | 533.316 | 0 | 495.3799 | 0.0004409 | 533.316 | 0 | 533.316 | 0 | 532.7812 | -0.012564 | 746.214 | 0.78266 | 532.7812 | -0.0018601 | 745.4999 | 0 | 746.214 | 0.014329 | 528.5836 | 3.0208
|  | 533.5416 | 0.092368 | 533.007 | 0.11919 | 494.8985 | 0.017338 | 533.5416 | 0.045663 | 533.007 | -0.011265 | 526.7026 | 0.014872 | 533.007 | 0.063472 | 533.5416 | 0.046683 | 533.5416 | 0.18054 | 494.8985 | 1.5875 | 533.5416 | 0.86624 | 533.5416 | 3.051 | 527.76 | 0.0034176 | 533.5416 | 0.0065067 | 495.4964 | 0.00021378 | 533.5416 | 0.021703 | 533.5416 | 0.011129 | 533.007 | 0.013396 | 746.3785 | 0.80756 | 533.007 | 0.008257 | 745.6644 | 0.00081146 | 746.3785 | 0.013447 | 528.8046 | 3.0178
|  | 533.7672 | 0.080453 | 533.2328 | 0.1192 | 495.0124 | 0 | 533.7672 | 0.0092391 | 533.2328 | 0.076004 | 526.9269 | 0.001951 | 533.2328 | 0.022794 | 533.7671 | 0.019006 | 533.7671 | 0.17255 | 495.0124 | 1.6203 | 533.7671 | 0.83323 | 533.7672 | 3.011 | 527.98 | -0.00086717 | 533.7671 | 0 | 495.6129 | 0.00043147 | 533.7671 | 0 | 533.7672 | 0 | 533.2328 | -0.0044861 | 746.543 | 0.81039 | 533.2328 | -0.014001 | 745.8289 | 0 | 746.543 | 0.014796 | 529.0258 | 3.0015
|  | 533.9927 | 0.1113 | 533.4587 | 0.11433 | 495.1262 | 0.0016702 | 533.9927 | 0.082615 | 533.4587 | -0.028333 | 527.1511 | 0.012936 | 533.4587 | 0.060882 | 533.9927 | 0.04587 | 533.9927 | 0.19072 | 495.1262 | 1.6275 | 533.9927 | 0.8274 | 533.9927 | 2.9499 | 528.21 | -0.0014792 | 533.9927 | 0.0064152 | 495.7294 | 0.00022036 | 533.9927 | 0.015735 | 533.9927 | 0.013859 | 533.4587 | 0.0077262 | 746.7075 | 0.81212 | 533.4587 | 0.012357 | 745.9935 | 0.00081146 | 746.7075 | 0.014018 | 529.2469 | 3.0129
|  | 534.2183 | 0.06924 | 533.6845 | 0.11005 | 495.2401 | 0 | 534.2183 | 0.020664 | 533.6845 | 0.046226 | 527.3754 | 0.0051609 | 533.6845 | 0.019665 | 534.2182 | 0.0023048 | 534.2182 | 0.15444 | 495.2401 | 1.6399 | 534.2182 | 0.80235 | 534.2183 | 2.9149 | 528.43 | -0.0046928 | 534.2182 | 0 | 495.846 | 0.00045103 | 534.2182 | 0 | 534.2183 | 0 | 533.6845 | -0.00095526 | 746.872 | 0.82313 | 533.6845 | -0.0045376 | 746.1581 | 0 | 746.872 | 0.014796 | 529.468 | 3.0458
|  | 534.4438 | 0.115 | 533.9104 | 0.12672 | 495.354 | 0.0080475 | 534.4438 | 0.06908 | 533.9104 | 0.024438 | 527.5996 | 0.013398 | 533.9104 | 0.059836 | 534.4438 | 0.048213 | 534.4438 | 0.17007 | 495.354 | 1.6559 | 534.4438 | 0.79417 | 534.4438 | 2.865 | 528.66 | 0.00081613 | 534.4438 | 0.0064946 | 495.9625 | 0.00023405 | 534.4438 | 0.012227 | 534.4438 | 0.0091924 | 533.9104 | 0.018848 | 747.0365 | 0.81601 | 533.9104 | 0.0022012 | 746.3226 | 0.00081146 | 747.0365 | 0.013966 | 529.6892 | 3.0652
|  | 534.6694 | 0.057719 | 534.1363 | 0.10958 | 495.4679 | 0 | 534.6694 | 0.014406 | 534.1363 | 0.069796 | 527.8239 | 0.0021247 | 534.1363 | 0.019905 | 534.6694 | 0.0091193 | 534.6694 | 0.17244 | 495.4679 | 1.6363 | 534.6694 | 0.76386 | 534.6694 | 2.8228 | 528.89 | -0.0020913 | 534.6694 | 0.00018558 | 496.079 | 0.00044339 | 534.6694 | 0 | 534.6694 | 0 | 534.1363 | -0.013026 | 747.201 | 0.83716 | 534.1363 | -0.012295 | 746.4872 | 0 | 747.201 | 0.014537 | 529.9103 | 3.0781
|  | 534.895 | 0.12975 | 534.3622 | 0.11647 | 495.5818 | 0.012785 | 534.895 | 0.024093 | 534.3622 | -0.012007 | 528.0482 | 0.012691 | 534.3622 | 0.063328 | 534.895 | 0.047612 | 534.895 | 0.15053 | 495.5818 | 1.6828 | 534.895 | 0.75568 | 534.895 | 2.7851 | 529.11 | 0.0066312 | 534.895 | 0.0038346 | 496.1956 | 0.00021129 | 534.895 | 0.017004 | 534.895 | 0.01107 | 534.3622 | 0.01552 | 747.3655 | 0.83764 | 534.3622 | 0.00013263 | 746.6517 | 0.0010433 | 747.3655 | 0.013862 | 530.1315 | 3.0892
|  | 535.1207 | 0.083644 | 534.5881 | 0.10708 | 495.6957 | 0 | 535.1207 | -0.019897 | 534.5881 | 0.038619 | 528.2725 | -0.002131 | 534.5881 | 0.020986 | 535.1207 | 0.0083586 | 535.1207 | 0.13146 | 495.6957 | 1.6714 | 535.1207 | 0.73428 | 535.1207 | 2.7511 | 529.34 | -0.0068351 | 535.1207 | 0 | 496.3121 | 0.0004601 | 535.1207 | 0 | 535.1207 | 0 | 534.5882 | -0.011244 | 747.53 | 0.84139 | 534.5881 | -0.0062515 | 746.8163 | 0 | 747.53 | 0.014641 | 530.3527 | 3.1016
|  | 535.3463 | 0.097525 | 534.8141 | 0.11801 | 495.8096 | 0.010771 | 535.3463 | 0.029331 | 534.8141 | -0.0029772 | 528.4968 | 0.01187 | 534.8141 | 0.062235 | 535.3463 | 0.045769 | 535.3463 | 0.14088 | 495.8096 | 1.6803 | 535.3463 | 0.73355 | 535.3463 | 2.7271 | 529.56 | -0.0023974 | 535.3463 | 0.006708 | 496.4286 | 0.00025131 | 535.3463 | 0.012593 | 535.3463 | 0.013434 | 534.8141 | 0.019053 | 747.6945 | 0.85936 | 534.8141 | -0.0096479 | 746.9809 | 0.0012752 | 747.6945 | 0.013914 | 530.5738 | 3.1292
|  | 535.5719 | 0.078975 | 535.04 | 0.10851 | 495.9235 | 0 | 535.5719 | 0.0365 | 535.04 | 0.061738 | 528.7211 | 0.0054061 | 535.04 | 0.01869 | 535.5719 | 0.011418 | 535.5719 | 0.13943 | 495.9235 | 1.7015 | 535.5719 | 0.7179 | 535.5719 | 2.6962 | 529.79 | -0.007141 | 535.5719 | 0 | 496.5452 | 0.00048127 | 535.5719 | 0 | 535.5719 | 0 | 535.04 | -0.015457 | 747.859 | 0.89045 | 535.04 | -0.0026973 | 747.1455 | 0 | 747.859 | 0.014848 | 530.795 | 3.1252
|  | 535.7976 | 0.073316 | 535.266 | 0.11593 | 496.0374 | 0.011997 | 535.7976 | 0.051738 | 535.266 | -0.01616 | 528.9454 | 0.01551 | 535.266 | 0.058464 | 535.7976 | 0.034703 | 535.7976 | 0.17925 | 496.0374 | 1.7928 | 535.7976 | 0.70543 | 535.7976 | 2.6725 | 530.02 | -0.0022444 | 535.7976 | 0.0084556 | 496.6617 | 0.00023316 | 535.7976 | 0.008578 | 535.7976 | 0.013932 | 535.266 | 0.019926 | 748.0236 | 0.89242 | 535.266 | -0.0026397 | 747.3101 | 0.0010433 | 748.0236 | 0.013966 | 531.0162 | 3.1118
|  | 536.0233 | 0.067132 | 535.4919 | 0.11021 | 496.1513 | 0 | 536.0233 | 0.016804 | 535.4919 | 0.05091 | 529.1697 | 0.0075622 | 535.4919 | 0.021205 | 536.0233 | 0 | 536.0233 | 0.14857 | 496.1513 | 1.7665 | 536.0233 | 0.69212 | 536.0233 | 2.6484 | 530.24 | -0.0016323 | 536.0233 | 0 | 496.7783 | 0.00047753 | 536.0233 | 0 | 536.0232 | 0 | 535.4919 | -0.0062436 | 748.1881 | 0.89223 | 535.4919 | 0.00054773 | 747.4747 | 0 | 748.1881 | 0.01516 | 531.2375 | 3.1205
|  | 536.2489 | 0.13172 | 535.7179 | 0.11501 | 496.2652 | 0.016112 | 536.2489 | 0.052615 | 535.7179 | 0.00042192 | 529.394 | 0.015005 | 535.7179 | 0.058801 | 536.2489 | 0.046037 | 536.2489 | 0.15269 | 496.2652 | 1.7978 | 536.2489 | 0.69098 | 536.2489 | 2.616 | 530.47 | -0.0014792 | 536.2489 | 0.0081499 | 496.8949 | 0.00024686 | 536.2489 | 0.016765 | 536.2489 | 0.012855 | 535.7179 | 0.0090625 | 748.3526 | 0.89559 | 535.7179 | 0.012544 | 747.6393 | 0.0010433 | 748.3526 | 0.014277 | 531.4587 | 3.1416
|  | 536.4746 | 0.065256 | 535.9439 | 0.10929 | 496.3791 | 0 | 536.4746 | 0.01404 | 535.9439 | 0.049122 | 529.6184 | 0.0054359 | 535.9439 | 0.019978 | 536.4746 | 0.0095565 | 536.4746 | 0.13788 | 496.3791 | 1.7801 | 536.4746 | 0.67146 | 536.4746 | 2.577 | 530.7 | 0.0063253 | 536.4746 | 0.0010467 | 497.0114 | 0.00048767 | 536.4746 | 0 | 536.4746 | 0 | 535.9439 | -0.004677 | 748.5172 | 0.91544 | 535.9439 | 0.0026735 | 747.8039 | 0 | 748.5172 | 0.015004 | 531.6799 | 3.1344
|  | 536.7003 | 0.090921 | 536.1699 | 0.1214 | 496.493 | 0.013835 | 536.7003 | 0.035544 | 536.1699 | 0.01432 | 529.8428 | 0.014902 | 536.1699 | 0.063009 | 536.7003 | 0.040557 | 536.7003 | 0.14726 | 496.493 | 1.8197 | 536.7003 | 0.66435 | 536.7003 | 2.536 | 530.92 | -0.010049 | 536.7003 | 0.0093713 | 497.128 | 0.00024472 | 536.7003 | 0.01816 | 536.7003 | 0.012958 | 536.1699 | 0.021541 | 748.6817 | 0.90991 | 536.1699 | 0.011395 | 747.9685 | 0.00081146 | 748.6817 | 0.01407 | 531.9012 | 3.1563
|  | 536.926 | 0.087469 | 536.3959 | 0.10828 | 496.6069 | 0 | 536.926 | -0.0020629 | 536.3959 | 0.081193 | 530.0672 | 0.0056135 | 536.3959 | 0.018023 | 536.926 | 0.016015 | 536.926 | 0.14019 | 496.6069 | 1.8097 | 536.926 | 0.64258 | 536.926 | 2.5114 | 531.15 | -0.0054579 | 536.926 | 0 | 497.2446 | 0.00048483 | 536.926 | 0 | 536.926 | 0 | 536.3959 | -0.0089369 | 748.8463 | 0.92712 | 536.3959 | -0.0064029 | 748.1331 | 0 | 748.8463 | 0.015264 | 532.1225 | 3.1405
|  | 537.1518 | 0.10595 | 536.622 | 0.11686 | 496.7208 | 0.018827 | 537.1518 | 0.051139 | 536.622 | -0.024614 | 530.2916 | 0.014269 | 536.622 | 0.055437 | 537.1518 | 0.052854 | 537.1518 | 0.1469 | 496.7208 | 1.8504 | 537.1518 | 0.64001 | 537.1518 | 2.4852 | 531.37 | -0.0027035 | 537.1518 | 0.0082841 | 497.3611 | 0.00024348 | 537.1518 | 0.018198 | 537.1518 | 0.010252 | 536.622 | 0.016492 | 749.0108 | 0.92899 | 536.622 | 0.0078718 | 748.2977 | 0.00034783 | 749.0108 | 0.014433 | 532.3438 | 3.1555
|  | 537.3775 | 0.072871 | 536.848 | 0.11791 | 496.8348 | 0 | 537.3775 | 0.011988 | 536.848 | 0.054197 | 530.5159 | 0.00060956 | 536.848 | 0.020612 | 537.3775 | 0 | 537.3775 | 0.11561 | 496.8348 | 1.8319 | 537.3775 | 0.62658 | 537.3775 | 2.4762 | 531.6 | -0.0074475 | 537.3775 | 0.0037009 | 497.4777 | 0.00046206 | 537.3775 | 0 | 537.3775 | 0 | 536.848 | -0.013425 | 749.1754 | 0.92087 | 536.848 | 0.0012301 | 748.4623 | 0 | 749.1754 | 0.015368 | 532.565 | 3.1376
|  | 537.6033 | 0.10383 | 537.0741 | 0.11383 | 496.9487 | 0.018039 | 537.6033 | 0.061647 | 537.0741 | 0.028906 | 530.7404 | 0.019178 | 537.0741 | 0.055621 | 537.6033 | 0.041953 | 537.6033 | 0.13711 | 496.9487 | 1.9159 | 537.6033 | 0.62609 | 537.6033 | 2.4427 | 531.83 | -0.0079064 | 537.6033 | 0.0078354 | 497.5943 | 0.00022196 | 537.6033 | 0.01606 | 537.6033 | 0.0085363 | 537.0741 | 0.0083669 | 749.34 | 0.961 | 537.0741 | 0.0076697 | 748.627 | 0.00081146 | 749.34 | 0.013966 | 532.7863 | 3.1582
|  | 537.829 | 0.079677 | 537.3001 | 0.10319 | 497.0626 | 0 | 537.829 | 0.011765 | 537.3001 | 0.039002 | 530.9648 | 0.0056296 | 537.3001 | 0.022924 | 537.829 | 0.0030894 | 537.829 | 0.12679 | 497.0626 | 1.8876 | 537.829 | 0.60657 | 537.829 | 2.416 | 532.05 | -0.0046928 | 537.829 | 0 | 497.7109 | 0.00046331 | 537.829 | 0 | 537.829 | 0 | 537.3001 | -0.011706 | 749.5045 | 0.93827 | 537.3001 | -0.0014325 | 748.7916 | 0 | 749.5045 | 0.015056 | 533.0076 | 3.16
|  | 538.0548 | 0.1142 | 537.5262 | 0.11136 | 497.1766 | 0.01655 | 538.0548 | 0.064432 | 537.5262 | -0.022809 | 531.1892 | 0.011838 | 537.5262 | 0.059872 | 538.0548 | 0.053911 | 538.0548 | 0.15083 | 497.1766 | 1.9553 | 538.0548 | 0.60506 | 538.0548 | 2.3898 | 532.28 | -0.00607 | 538.0548 | 0.0090195 | 497.8275 | 0.00024259 | 538.0548 | 0.020291 | 538.0548 | 0.016141 | 537.5262 | 0.0010071 | 749.6691 | 0.96835 | 537.5262 | -0.0017486 | 748.9562 | 0.00081146 | 749.6691 | 0.013914 | 533.2289 | 3.1741
|  | 538.2806 | 0.058941 | 537.7523 | 0.10699 | 497.2905 | 0 | 538.2806 | 0.047938 | 537.7523 | 0.054603 | 531.4136 | 0.0038758 | 537.7523 | 0.022559 | 538.2806 | 0.01049 | 538.2806 | 0.12035 | 497.2905 | 2.0181 | 538.2806 | 0.59031 | 538.2806 | 2.3628 | 532.51 | -0.0074475 | 538.2806 | 2.2416e-05 | 497.9441 | 0.0004601 | 538.2806 | 0 | 538.2806 | 0 | 537.7523 | -0.017334 | 749.8337 | 0.99377 | 537.7523 | 0.0028326 | 749.1209 | 0 | 749.8337 | 0.015108 | 533.4503 | 3.1211
|  | 538.5064 | 0.098421 | 537.9784 | 0.11073 | 497.4044 | 0.015499 | 538.5064 | 0.043462 | 537.9784 | -0.014332 | 531.6381 | 0.013026 | 537.9784 | 0.060524 | 538.5064 | 0.04964 | 538.5064 | 0.15023 | 497.4044 | 2.0012 | 538.5064 | 0.58294 | 538.5064 | 2.3363 | 532.73 | -0.0076005 | 538.5064 | 0.0086327 | 498.0607 | 0.00022232 | 538.5064 | 0.010346 | 538.5064 | 0.01439 | 537.9784 | 0.015524 | 749.9983 | 0.99843 | 537.9784 | 0.012693 | 749.2855 | 0.00034783 | 749.9983 | 0.01407 | 533.6716 | 3.1591
|  | 538.7322 | 0.08176 | 538.2045 | 0.11205 | 497.5184 | 0 | 538.7322 | -0.0029227 | 538.2045 | 0.055765 | 531.8626 | 0.0046153 | 538.2045 | 0.02543 | 538.7322 | 0.021684 | 538.7322 | 0.1088 | 497.5184 | 2.0354 | 538.7322 | 0.57397 | 538.7322 | 2.3087 | 532.96 | -0.007294 | 538.7322 | 0.0022669 | 498.1773 | 0.0004674 | 538.7322 | 0 | 538.7322 | 0 | 538.2045 | -0.00081833 | 750.1629 | 1.0105 | 538.2045 | -0.0065298 | 749.4502 | 0 | 750.1629 | 0.015212 | 533.8929 | 3.1637
|  | 538.9581 | 0.097052 | 538.4307 | 0.098684 | 497.6323 | 0.0072883 | 538.9581 | 0.043984 | 538.4307 | 0.02582 | 532.087 | 0.017802 | 538.4307 | 0.05883 | 538.9581 | 0.041083 | 538.9581 | 0.12123 | 497.6323 | 2.0418 | 538.9581 | 0.5661 | 538.9581 | 2.301 | 533.18 | 0.0026524 | 538.9581 | 0.0094444 | 498.2939 | 0.00025006 | 538.9581 | 0.016839 | 538.9581 | 0.0071785 | 538.4307 | 0.0065603 | 750.3275 | 1.0001 | 538.4307 | 0.0008048 | 749.6148 | 0.00034783 | 750.3275 | 0.014277 | 534.1143 | 3.1669
|  | 539.1839 | 0.06147 | 538.6568 | 0.10439 | 497.7463 | 0 | 539.1839 | -0.002608 | 538.6568 | 0.057699 | 532.3115 | 0.0023406 | 538.6568 | 0.021524 | 539.1839 | 0.010078 | 539.1839 | 0.11543 | 497.7463 | 2.096 | 539.1839 | 0.55752 | 539.1839 | 2.2713 | 533.41 | -0.0098958 | 539.1839 | 0.0025055 | 498.4105 | 0.00047665 | 539.1839 | 0 | 539.1839 | 0 | 538.6568 | -0.0083227 | 750.4921 | 1.0303 | 538.6568 | 0.0015772 | 749.7795 | 0 | 750.4921 | 0.015108 | 534.3357 | 3.1544
|  | 539.4097 | 0.10224 | 538.883 | 0.1111 | 497.8602 | 0.02049 | 539.4097 | 0.05014 | 538.883 | 0.020194 | 532.536 | 0.012073 | 538.883 | 0.053294 | 539.4097 | 0.049719 | 539.4097 | 0.13023 | 497.8602 | 2.1128 | 539.4097 | 0.55337 | 539.4097 | 2.2302 | 533.64 | 0.0047948 | 539.4097 | 0.011162 | 498.5271 | 0.00023103 | 539.4097 | 0.011793 | 539.4097 | 0.014183 | 538.883 | 0.013307 | 750.6567 | 1.0358 | 538.883 | 0.0093179 | 749.9441 | 0.00081146 | 750.6567 | 0.014122 | 534.5571 | 3.1834
|  | 539.6356 | 0.0858 | 539.1091 | 0.10092 | 497.9742 | 0 | 539.6356 | -0.0020145 | 539.1091 | 0.046591 | 532.7606 | 0.0060355 | 539.1091 | 0.021082 | 539.6356 | 0.0083206 | 539.6356 | 0.11019 | 497.9742 | 2.1119 | 539.6356 | 0.53691 | 539.6356 | 2.207 | 533.86 | -0.0051518 | 539.6356 | 0.0031521 | 498.6437 | 0.00047629 | 539.6356 | 0 | 539.6356 | 0 | 539.1091 | -0.0039949 | 750.8213 | 1.0495 | 539.1091 | -0.010445 | 750.1088 | 0 | 750.8213 | 0.015368 | 534.7784 | 3.1702
|  | 539.8615 | 0.097296 | 539.3353 | 0.091779 | 498.0881 | 0.015937 | 539.8615 | 0.067379 | 539.3353 | 0.033978 | 532.985 | 0.010566 | 539.3353 | 0.054775 | 539.8615 | 0.042775 | 539.8615 | 0.11904 | 498.0881 | 2.1504 | 539.8615 | 0.53715 | 539.8615 | 2.1768 | 534.09 | -0.0054579 | 539.8615 | 0.0097223 | 498.7603 | 0.00024561 | 539.8615 | 0.0097896 | 539.8615 | 0.014701 | 539.3353 | 0.01654 | 750.9859 | 1.0284 | 539.3353 | -0.005856 | 750.2735 | 0.00034783 | 750.9859 | 0.014485 | 534.9998 | 3.1584
|  | 540.0873 | 0.10377 | 539.5615 | 0.098531 | 498.2021 | 0 | 540.0873 | 0.0069271 | 539.5615 | 0.05862 | 533.2096 | 0.0020429 | 539.5615 | 0.022093 | 540.0874 | 0.011073 | 540.0874 | 0.1095 | 498.2021 | 2.1856 | 540.0874 | 0.51936 | 540.0873 | 2.157 | 534.32 | -0.00010202 | 540.0874 | 0.0035438 | 498.8769 | 0.00047078 | 540.0874 | 0 | 540.0873 | 0 | 539.5615 | -0.0093111 | 751.1505 | 1.071 | 539.5615 | 0.00176 | 750.4382 | 0 | 751.1505 | 0.015627 | 535.2213 | 3.1871
|  | 540.3133 | 0.10689 | 539.7877 | 0.11246 | 498.3161 | 0.0045552 | 540.3133 | 0.042249 | 539.7877 | 0.013286 | 533.4341 | 0.01367 | 539.7877 | 0.05404 | 540.3133 | 0.044118 | 540.3133 | 0.12233 | 498.3161 | 2.2153 | 540.3133 | 0.51828 | 540.3133 | 2.1249 | 534.54 | -0.0016323 | 540.3133 | 0.01113 | 498.9936 | 0.00022534 | 540.3133 | 0.017767 | 540.3133 | 0.014294 | 539.7877 | 0.014639 | 751.3151 | 1.0725 | 539.7877 | 0.0019486 | 750.6028 | 0.00057972 | 751.3151 | 0.014693 | 535.4427 | 3.186
|  | 540.5392 | 0.084992 | 540.0139 | 0.10035 | 498.43 | 0 | 540.5392 | -0.0043239 | 540.0139 | 0.078302 | 533.6587 | 0.0066057 | 540.0139 | 0.019752 | 540.5392 | 0.010039 | 540.5392 | 0.08633 | 498.43 | 2.258 | 540.5392 | 0.50175 | 540.5392 | 2.0949 | 534.77 | -0.0054579 | 540.5392 | 0.0052207 | 499.1102 | 0.00049532 | 540.5392 | 0 | 540.5392 | 0 | 540.0139 | -0.010443 | 751.4798 | 1.0885 | 540.0139 | -0.0036321 | 750.7675 | 0 | 751.4798 | 0.015783 | 535.6641 | 3.1765
|  | 540.7651 | 0.11043 | 540.2402 | 0.095397 | 498.544 | 0.0089317 | 540.7651 | 0.068214 | 540.2402 | 0.012111 | 533.8832 | 0.014123 | 540.2402 | 0.051044 | 540.7651 | 0.045358 | 540.7651 | 0.11812 | 498.544 | 2.3151 | 540.7651 | 0.4956 | 540.7651 | 2.0633 | 535 | 0.011528 | 540.7651 | 0.010044 | 499.2268 | 0.00027069 | 540.7651 | 0.01521 | 540.7651 | 0.011823 | 540.2402 | 0.013137 | 751.6444 | 1.0811 | 540.2402 | 0.0089074 | 750.9322 | 0.00057972 | 751.6444 | 0.014641 | 535.8856 | 3.1764
|  | 540.991 | 0.063862 | 540.4664 | 0.10347 | 498.658 | 0 | 540.991 | 0.052567 | 540.4664 | 0.026471 | 534.1078 | 0.0027481 | 540.4664 | 0.023171 | 540.991 | 0.013601 | 540.991 | 0.097805 | 498.658 | 2.3394 | 540.991 | 0.48386 | 540.991 | 2.0472 | 535.22 | -0.0025504 | 540.991 | 0.0032075 | 499.3435 | 0.00048038 | 540.991 | 0 | 540.991 | 0 | 540.4664 | -0.011413 | 751.809 | 1.1031 | 540.4664 | 0.00071336 | 751.0969 | 0 | 751.809 | 0.015316 | 536.107 | 3.196
|  | 541.217 | 0.091128 | 540.6927 | 0.10626 | 498.772 | 0.013047 | 541.217 | 0.050191 | 540.6927 | 0.0015028 | 534.3324 | 0.016333 | 540.6927 | 0.05789 | 541.217 | 0.043027 | 541.217 | 0.11599 | 498.772 | 2.4057 | 541.217 | 0.48444 | 541.217 | 2.0189 | 535.45 | 0.00081613 | 541.217 | 0.01303 | 499.4601 | 0.00021111 | 541.217 | 0.012439 | 541.217 | 0.016384 | 540.6927 | 0.015214 | 751.9737 | 1.1274 | 540.6927 | 0.0031933 | 751.2616 | 0.00034783 | 751.9737 | 0.014381 | 536.3284 | 3.1827
|  | 541.4429 | 0.061641 | 540.9189 | 0.085738 | 498.8859 | 0 | 541.4429 | 0.033265 | 540.9189 | 0.038178 | 534.557 | 0.0049823 | 540.9189 | 0.023169 | 541.443 | 0.012763 | 541.443 | 0.089319 | 498.8859 | 2.4472 | 541.443 | 0.47098 | 541.4429 | 1.9984 | 535.67 | 0.0026524 | 541.443 | 0.0046153 | 499.5768 | 0.00045459 | 541.443 | 0 | 541.4429 | 0 | 540.9189 | -0.015649 | 752.1383 | 1.1336 | 540.9189 | -0.0059408 | 751.4263 | 0 | 752.1383 | 0.014952 | 536.5499 | 3.2064
|  | 541.6689 | 0.085381 | 541.1452 | 0.10669 | 498.9999 | 0.015499 | 541.6689 | 0.047297 | 541.1452 | 0.0049432 | 534.7816 | 0.012239 | 541.1452 | 0.050431 | 541.6689 | 0.039416 | 541.6689 | 0.12599 | 498.9999 | 2.4768 | 541.6689 | 0.47404 | 541.6689 | 1.9733 | 535.9 | 0.0092325 | 541.6689 | 0.0090952 | 499.6934 | 0.00024472 | 541.6689 | 0.011876 | 541.6689 | 0.0089501 | 541.1452 | 0.011096 | 752.303 | 1.1398 | 541.1452 | -0.010127 | 751.5911 | 0.00081146 | 752.303 | 0.014277 | 536.7714 | 3.2117
|  | 541.8949 | 0.085628 | 541.3715 | 0.096563 | 499.1139 | 0 | 541.8949 | 0.037158 | 541.3715 | 0.051311 | 535.0062 | 0.0056363 | 541.3715 | 0.018283 | 541.8949 | 0.004379 | 541.8949 | 0.095001 | 499.1139 | 2.492 | 541.8949 | 0.45744 | 541.8949 | 1.9475 | 536.13 | -0.011426 | 541.8949 | 0.0058184 | 499.8101 | 0.00048981 | 541.8949 | 0 | 541.8949 | 0 | 541.3715 | -0.010488 | 752.4677 | 1.1639 | 541.3715 | 0.0018735 | 751.7558 | 0 | 752.4677 | 0.015264 | 536.9929 | 3.1898
|  | 542.1209 | 0.11513 | 541.5978 | 0.10924 | 499.2279 | 0.0071365 | 542.1209 | 0.063493 | 541.5978 | -0.0077171 | 535.2308 | 0.015018 | 541.5978 | 0.056147 | 542.1209 | 0.038653 | 542.1209 | 0.11027 | 499.2279 | 2.5244 | 542.1209 | 0.45543 | 542.1209 | 1.9064 | 536.35 | -0.0023974 | 542.1209 | 0.013448 | 499.9267 | 0.00024633 | 542.1209 | 0.011478 | 542.1209 | 0.014246 | 541.5978 | 0.011788 | 752.6323 | 1.1762 | 541.5978 | 0.0018481 | 751.9205 | 0.00057972 | 752.6323 | 0.014952 | 537.2144 | 3.1791
|  | 542.3469 | 0.07391 | 541.8241 | 0.093917 | 499.3419 | 0 | 542.3469 | 0.034694 | 541.8241 | 0.067695 | 535.4555 | 0.0077196 | 541.8241 | 0.022954 | 542.3469 | 0.014608 | 542.3469 | 0.091956 | 499.3419 | 2.572 | 542.3469 | 0.44006 | 542.3469 | 1.8859 | 536.58 | -0.010967 | 542.3469 | 0.005152 | 500.0434 | 0.00047202 | 542.3469 | 0.0018034 | 542.3469 | 0 | 541.8241 | -0.017084 | 752.797 | 1.1853 | 541.8241 | 0.0034918 | 752.0852 | 0 | 752.797 | 0.015731 | 537.4359 | 3.2003
|  | 542.5729 | 0.087736 | 542.0505 | 0.096694 | 499.4559 | 0.0089317 | 542.5729 | 0.058669 | 542.0505 | 0.011364 | 535.6801 | 0.012188 | 542.0505 | 0.05137 | 542.5729 | 0.03908 | 542.5729 | 0.092373 | 499.4559 | 2.622 | 542.5729 | 0.43759 | 542.5729 | 1.8555 | 536.81 | 0.0026524 | 542.5729 | 0.011784 | 500.1601 | 0.00022765 | 542.5729 | 0.010207 | 542.5729 | 0.01082 | 542.0505 | 0.005559 | 752.9616 | 1.2149 | 542.0505 | 0.0088621 | 752.25 | 0.00057972 | 752.9616 | 0.014693 | 537.6575 | 3.2167
|  | 542.799 | 0.070083 | 542.2768 | 0.096852 | 499.5699 | 0 | 542.799 | 0.042671 | 542.2768 | 0.054292 | 535.9048 | 0.0058411 | 542.2768 | 0.022296 | 542.799 | 0 | 542.799 | 0.081868 | 499.5699 | 2.6702 | 542.799 | 0.42444 | 542.799 | 1.8337 | 537.03 | -0.0076005 | 542.799 | 0.0070448 | 500.2767 | 0.00048607 | 542.799 | 0 | 542.7989 | 0 | 542.2768 | -0.0087548 | 753.1263 | 1.1873 | 542.2768 | -0.00202 | 752.4147 | 0 | 753.1263 | 0.015523 | 537.879 | 3.2015
|  | 543.025 | 0.096268 | 542.5032 | 0.10562 | 499.6839 | 0.010771 | 543.025 | 0.037581 | 542.5032 | 0.025599 | 536.1295 | 0.014714 | 542.5032 | 0.052176 | 543.025 | 0.039496 | 543.025 | 0.087355 | 499.6839 | 2.6925 | 543.025 | 0.42154 | 543.025 | 1.7977 | 537.26 | -0.0033155 | 543.025 | 0.015028 | 500.3934 | 0.00026038 | 543.025 | 0.013896 | 543.025 | 0.00929 | 542.5032 | 0.010669 | 753.291 | 1.2057 | 542.5032 | -0.0062109 | 752.5794 | 0.00034783 | 753.291 | 0.014796 | 538.1005 | 3.1963
|  | 543.2511 | 0.076132 | 542.7295 | 0.09126 | 499.7979 | 0 | 543.2511 | 0.026445 | 542.7295 | 0.051824 | 536.3541 | 0.0032352 | 542.7295 | 0.02134 | 543.2511 | 0.0077872 | 543.2511 | 0.084941 | 499.7979 | 2.7031 | 543.2511 | 0.40856 | 543.2511 | 1.7756 | 537.49 | -0.010967 | 543.2511 | 0.0062024 | 500.5101 | 0.00049905 | 543.2511 | 0 | 543.2511 | 0 | 542.7295 | -0.016529 | 753.4557 | 1.2304 | 542.7295 | -0.0052569 | 752.7442 | 0 | 753.4557 | 0.015731 | 538.3221 | 3.1873
|  | 543.4772 | 0.10352 | 542.9559 | 0.09825 | 499.9119 | 0.020928 | 543.4772 | 0.04198 | 542.9559 | -0.010554 | 536.5789 | 0.0092065 | 542.9559 | 0.055453 | 543.4772 | 0.047408 | 543.4772 | 0.10165 | 499.9119 | 2.7173 | 543.4772 | 0.40875 | 543.4772 | 1.7395 | 537.71 | -0.0025504 | 543.4772 | 0.013865 | 500.6268 | 0.00024135 | 543.4772 | 0.013605 | 543.4772 | 0.014452 | 542.9559 | 0.0040079 | 753.6204 | 1.2522 | 542.9559 | 0.0050177 | 752.9089 | 0.00034783 | 753.6204 | 0.014952 | 538.5436 | 3.2116
|  | 543.7032 | 0.06549 | 543.1823 | 0.093199 | 500.026 | 0 | 543.7032 | 0.036915 | 543.1823 | 0.06437 | 536.8035 | 0.0061963 | 543.1823 | 0.021905 | 543.7032 | 0.0055933 | 543.7032 | 0.078326 | 500.026 | 2.7548 | 543.7032 | 0.39238 | 543.7032 | 1.7203 | 537.94 | -0.010813 | 543.7032 | 0.0072868 | 500.7434 | 0.00048696 | 543.7032 | 0 | 543.7033 | 0 | 543.1823 | -0.0037789 | 753.7851 | 1.2634 | 543.1823 | 0.0021723 | 753.0737 | 0 | 753.7851 | 0.015835 | 538.7653 | 3.2171
|  | 543.9293 | 0.10492 | 543.4087 | 0.11186 | 500.14 | 0.020315 | 543.9293 | 0.050019 | 543.4087 | 0.017574 | 537.0283 | 0.011147 | 543.4087 | 0.050037 | 543.9293 | 0.048692 | 543.9293 | 0.089699 | 500.14 | 2.7872 | 543.9293 | 0.39281 | 543.9293 | 1.6972 | 538.17 | -0.011273 | 543.9293 | 0.020326 | 500.8601 | 0.00024686 | 543.9293 | 0.016745 | 543.9293 | 0.01485 | 543.4087 | 0.0048823 | 753.9498 | 1.2775 | 543.4087 | 0.0038466 | 753.2384 | 0.00081146 | 753.9498 | 0.015212 | 538.9868 | 3.2097
|  | 544.1555 | 0.070584 | 543.6351 | 0.073446 | 500.254 | 0 | 544.1555 | -0.0042035 | 543.6351 | 0.064529 | 537.253 | 0.0053449 | 543.6351 | 0.019014 | 544.1554 | 0.016454 | 544.1554 | 0.0786 | 500.254 | 2.7922 | 544.1554 | 0.37994 | 544.1555 | 1.6786 | 538.39 | 0.0043357 | 544.1554 | 0.0067265 | 500.9768 | 0.00049158 | 544.1554 | 0 | 544.1555 | 0 | 543.6351 | -0.011158 | 754.1145 | 1.2519 | 543.6351 | -0.007818 | 753.4032 | 0 | 754.1145 | 0.016198 | 539.2084 | 3.1987
|  | 544.3815 | 0.12592 | 543.8616 | 0.10534 | 500.368 | 0.0059217 | 544.3815 | 0.063862 | 543.8616 | 0.013442 | 537.4777 | 0.01071 | 543.8616 | 0.053974 | 544.3816 | 0.040744 | 544.3816 | 0.092293 | 500.368 | 2.8001 | 544.3816 | 0.38243 | 544.3815 | 1.6565 | 538.62 | -0.0079064 | 544.3816 | 0.016552 | 501.0935 | 0.00024846 | 544.3816 | 0.012114 | 544.3815 | 0.015628 | 543.8616 | 0.012917 | 754.2792 | 1.2807 | 543.8616 | 0.010723 | 753.568 | 0.00081146 | 754.2792 | 0.015368 | 539.4301 | 3.204
|  | 544.6077 | 0.056104 | 544.088 | 0.097451 | 500.4821 | 0 | 544.6077 | 0.011718 | 544.088 | 0.046387 | 537.7025 | 0.0035643 | 544.088 | 0.023498 | 544.6077 | 0 | 544.6077 | 0.057848 | 500.4821 | 2.8238 | 544.6077 | 0.37023 | 544.6077 | 1.6445 | 538.85 | -0.0092835 | 544.6077 | 0.0084541 | 501.2102 | 0.00046989 | 544.6077 | 0 | 544.6077 | 0 | 544.088 | -0.010163 | 754.4439 | 1.2981 | 544.088 | 0.0013653 | 753.7328 | 0 | 754.4439 | 0.016406 | 539.6517 | 3.2198
|  | 544.8339 | 0.096134 | 544.3145 | 0.10607 | 500.5961 | 0.013835 | 544.8339 | 0.05334 | 544.3145 | 0.0014614 | 537.9272 | 0.012947 | 544.3145 | 0.052079 | 544.8338 | 0.038483 | 544.8338 | 0.081291 | 500.5961 | 2.8001 | 544.8338 | 0.37049 | 544.8339 | 1.625 | 539.07 | -0.0085181 | 544.8338 | 0.018276 | 501.3269 | 0.00022481 | 544.8338 | 0.015607 | 544.8339 | 0.018557 | 544.3144 | 0.011504 | 754.6086 | 1.3097 | 544.3145 | 0.012945 | 753.8975 | 0.0012752 | 754.6086 | 0.015316 | 539.8733 | 3.2274
|  | 545.06 | 0.059172 | 544.5409 | 0.087803 | 500.7101 | 0 | 545.06 | 0.016885 | 544.5409 | 0.065942 | 538.152 | 0.0013502 | 544.5409 | 0.020829 | 545.06 | 0.002619 | 545.06 | 0.083212 | 500.7101 | 2.8402 | 545.06 | 0.35859 | 545.06 | 1.6033 | 539.3 | -0.011732 | 545.06 | 0.012612 | 501.4436 | 0.00045459 | 545.06 | 0 | 545.06 | 0 | 544.5409 | -0.014314 | 754.7734 | 1.3128 | 544.5409 | -0.0039063 | 754.0623 | 0 | 754.7734 | 0.016406 | 540.0949 | 3.2208
|  | 545.2861 | 0.097318 | 544.7674 | 0.10138 | 500.8242 | 0.0065292 | 545.2861 | 0.032586 | 544.7674 | 0.03579 | 538.3768 | 0.012544 | 544.7674 | 0.054 | 545.2862 | 0.04872 | 545.2862 | 0.076513 | 500.8242 | 2.87 | 545.2862 | 0.35929 | 545.2861 | 1.5814 | 539.53 | -0.0046928 | 545.2862 | 0.017683 | 501.5603 | 0.00023512 | 545.2862 | 0.017952 | 545.2861 | 0.015778 | 544.7674 | 0.013537 | 754.9381 | 1.3297 | 544.7674 | 0.007082 | 754.2271 | 0.00081146 | 754.9381 | 0.015368 | 540.3166 | 3.2174
|  | 545.5123 | 0.076591 | 544.9939 | 0.091515 | 500.9382 | 0 | 545.5123 | -0.0041325 | 544.9939 | 0.036484 | 538.6016 | 0.0032969 | 544.9939 | 0.019335 | 545.5123 | 0 | 545.5123 | 0.063675 | 500.9382 | 2.8892 | 545.5123 | 0.34838 | 545.5123 | 1.5682 | 539.75 | 0.0015813 | 545.5123 | 0.01107 | 501.6771 | 0.00046135 | 545.5123 | 0 | 545.5123 | 0 | 544.9939 | -0.0093284 | 755.1028 | 1.3305 | 544.9939 | -0.0063846 | 754.3919 | 0 | 755.1028 | 0.016198 | 540.5382 | 3.2088
|  | 545.7385 | 0.11149 | 545.2204 | 0.087721 | 501.0522 | 0.017163 | 545.7385 | 0.041034 | 545.2204 | -0.005786 | 538.8264 | 0.01127 | 545.2204 | 0.054862 | 545.7385 | 0.041608 | 545.7385 | 0.096989 | 501.0522 | 2.9367 | 545.7385 | 0.35095 | 545.7385 | 1.5366 | 539.98 | 0.0029585 | 545.7385 | 0.019452 | 501.7938 | 0.00023228 | 545.7385 | 0.011477 | 545.7385 | 0.018504 | 545.2204 | 0.010446 | 755.2676 | 1.364 | 545.2204 | -0.00055223 | 754.5567 | 0.00081146 | 755.2676 | 0.01516 | 540.7599 | 3.2569
|  | 545.9647 | 0.084071 | 545.4469 | 0.092236 | 501.1663 | 0 | 545.9647 | 0.01964 | 545.4469 | 0.036357 | 539.0511 | 0.0072538 | 545.4469 | 0.020359 | 545.9647 | 0.0094469 | 545.9647 | 0.068195 | 501.1663 | 2.9617 | 545.9647 | 0.33654 | 545.9647 | 1.5153 | 540.21 | 0.0017343 | 545.9647 | 0.013582 | 501.9105 | 0.00045921 | 545.9647 | 0.00087835 | 545.9647 | 0 | 545.4469 | -0.00044563 | 755.4323 | 1.3778 | 545.4469 | 0.0036987 | 754.7215 | 0 | 755.4323 | 0.015991 | 540.9816 | 3.2255
|  | 546.191 | 0.11998 | 545.6734 | 0.089521 | 501.2803 | 0.016112 | 546.191 | 0.03984 | 545.6734 | 0.024008 | 539.2759 | 0.012191 | 545.6734 | 0.056829 | 546.191 | 0.034969 | 546.191 | 0.095424 | 501.2803 | 2.9639 | 546.191 | 0.33706 | 546.191 | 1.4975 | 540.43 | 0.0011222 | 546.191 | 0.020147 | 502.0272 | 0.00023637 | 546.191 | 0.011378 | 546.191 | 0.012318 | 545.6734 | 0.0096051 | 755.597 | 1.3785 | 545.6734 | 0.0083286 | 754.8863 | 0.00081146 | 755.597 | 0.015264 | 541.2033 | 3.2472
|  | 546.4172 | 0.078597 | 545.9 | 0.091415 | 501.3944 | 0 | 546.4172 | 0.019995 | 545.9 | 0.064048 | 539.5008 | 0.0044335 | 545.9 | 0.020553 | 546.4172 | 0.0090219 | 546.4172 | 0.078132 | 501.3944 | 2.9621 | 546.4172 | 0.32923 | 546.4172 | 1.4822 | 540.66 | -0.0082122 | 546.4172 | 0.013275 | 502.144 | 0.0004505 | 546.4172 | 0 | 546.4172 | 0 | 545.9 | -0.0050621 | 755.7618 | 1.3771 | 545.9 | -0.0092576 | 755.0511 | 0 | 755.7618 | 0.016094 | 541.425 | 3.2347
|  | 546.6434 | 0.11412 | 546.1265 | 0.089765 | 501.5085 | 0.015061 | 546.6434 | 0.0508 | 546.1265 | 0.0217 | 539.7256 | 0.012783 | 546.1265 | 0.047565 | 546.6434 | 0.034025 | 546.6434 | 0.08106 | 501.5085 | 3.0144 | 546.6434 | 0.32643 | 546.6434 | 1.4643 | 540.89 | 0.00020403 | 546.6434 | 0.020323 | 502.2607 | 0.0002216 | 546.6434 | 0.012208 | 546.6434 | 0.017281 | 546.1265 | 0.0032582 | 755.9265 | 1.4027 | 546.1265 | -0.0056926 | 755.2159 | 0.00081146 | 755.9265 | 0.01516 | 541.6467 | 3.2612
|  | 546.8697 | 0.067301 | 546.3531 | 0.091961 | 501.6225 | 0 | 546.8697 | -0.0014085 | 546.3531 | 0.065108 | 539.9505 | 0.008732 | 546.3531 | 0.023098 | 546.8697 | 0.00093601 | 546.8697 | 0.077355 | 501.6225 | 2.9833 | 546.8697 | 0.31867 | 546.8697 | 1.4472 | 541.11 | 0.0024994 | 546.8697 | 0.017114 | 502.3774 | 0.00045388 | 546.8697 | 0 | 546.8697 | 0 | 546.3531 | -0.0047962 | 756.0913 | 1.4148 | 546.3531 | -0.0021083 | 755.3808 | 0 | 756.0913 | 0.01651 | 541.8684 | 3.2589
|  | 547.0959 | 0.13025 | 546.5797 | 0.08218 | 501.7366 | 0.016375 | 547.0959 | 0.078713 | 546.5797 | -0.0057012 | 540.1754 | 0.013868 | 546.5797 | 0.047147 | 547.0959 | 0.034727 | 547.0959 | 0.085607 | 501.7366 | 3.0817 | 547.0959 | 0.31956 | 547.0959 | 1.4209 | 541.34 | -0.005917 | 547.0959 | 0.022361 | 502.4942 | 0.0002401 | 547.0959 | 0.016176 | 547.096 | 0.014351 | 546.5797 | 0.0092111 | 756.2561 | 1.4382 | 546.5797 | 0.0024955 | 755.5456 | 0.00057972 | 756.2561 | 0.015419 | 542.0901 | 3.2797
|  | 547.3222 | 0.063157 | 546.8063 | 0.085124 | 501.8507 | 0 | 547.3222 | -0.0041307 | 546.8063 | 0.033325 | 540.4002 | 0.0036972 | 546.8063 | 0.019233 | 547.3222 | 0.0052084 | 547.3222 | 0.077505 | 501.8507 | 3.1159 | 547.3222 | 0.30579 | 547.3222 | 1.3944 | 541.57 | -0.0043867 | 547.3222 | 0.01545 | 502.6109 | 0.00049319 | 547.3222 | 0 | 547.3222 | 0 | 546.8063 | -0.0072854 | 756.4208 | 1.4361 | 546.8063 | -0.0053143 | 755.7104 | 0 | 756.4208 | 0.01625 | 542.3119 | 3.2521
|  | 547.5485 | 0.10445 | 547.0329 | 0.089541 | 501.9647 | 0.0089317 | 547.5485 | 0.040117 | 547.0329 | -0.00050073 | 540.6251 | 0.012667 | 547.0329 | 0.048844 | 547.5485 | 0.024795 | 547.5485 | 0.082424 | 501.9647 | 3.203 | 547.5485 | 0.30475 | 547.5485 | 1.375 | 541.79 | -0.0042337 | 547.5485 | 0.024045 | 502.7277 | 0.00025753 | 547.5485 | 0.013765 | 547.5485 | 0.015606 | 547.0329 | 0.010954 | 756.5856 | 1.4631 | 547.0329 | -0.002961 | 755.8752 | 0.00057972 | 756.5856 | 0.015004 | 542.5336 | 3.2634
|  | 547.7748 | 0.078218 | 547.2595 | 0.078502 | 502.0788 | 0 | 547.7748 | 0.015066 | 547.2595 | 0.03205 | 540.85 | 0.005999 | 547.2595 | 0.018315 | 547.7748 | 0.010219 | 547.7748 | 0.056419 | 502.0788 | 3.1941 | 547.7748 | 0.29585 | 547.7748 | 1.3543 | 542.02 | 0.0028055 | 547.7748 | 0.015913 | 502.8444 | 0.00045263 | 547.7748 | 0 | 547.7748 | 0 | 547.2595 | -0.0015463 | 756.7504 | 1.4603 | 547.2595 | -0.0063958 | 756.0401 | 0 | 756.7504 | 0.016043 | 542.7554 | 3.2681
|  | 548.0011 | 0.086481 | 547.4861 | 0.093308 | 502.1929 | 0.022329 | 548.0011 | 0.055007 | 547.4861 | 0.015666 | 541.0749 | 0.012876 | 547.4861 | 0.051866 | 548.0011 | 0.030941 | 548.0011 | 0.074532 | 502.1929 | 3.248 | 548.0011 | 0.29461 | 548.0011 | 1.3338 | 542.25 | -0.0028565 | 548.0011 | 0.023645 | 502.9612 | 0.0002008 | 548.0011 | 0.01006 | 548.0011 | 0.012208 | 547.4861 | 0.013783 | 756.9152 | 1.4875 | 547.4861 | -0.0069311 | 756.2049 | 0.00057972 | 756.9152 | 0.015212 | 542.9772 | 3.2922
|  | 548.2274 | 0.083419 | 547.7128 | 0.088297 | 502.307 | 0 | 548.2274 | 0.02121 | 547.7128 | 0.030045 | 541.2998 | 0.0060376 | 547.7128 | 0.017592 | 548.2274 | 0.0054601 | 548.2274 | 0.071793 | 502.307 | 3.26 | 548.2274 | 0.2863 | 548.2274 | 1.3116 | 542.47 | 0.0075495 | 548.2274 | 0.019173 | 503.0779 | 0.00042151 | 548.2274 | 0 | 548.2274 | 0 | 547.7128 | -0.0089164 | 757.08 | 1.523 | 547.7128 | -0.0043406 | 756.3698 | 0 | 757.08 | 0.016198 | 543.199 | 3.2779
|  | 548.4538 | 0.11853 | 547.9394 | 0.088121 | 502.4211 | 0.015762 | 548.4538 | 0.031 | 547.9394 | 0.0085295 | 541.5248 | 0.01323 | 547.9394 | 0.043983 | 548.4538 | 0.027006 | 548.4538 | 0.073808 | 502.4211 | 3.3002 | 548.4538 | 0.2839 | 548.4538 | 1.2939 | 542.7 | -0.00010202 | 548.4538 | 0.026013 | 503.1947 | 0.00022445 | 548.4538 | 0.011887 | 548.4538 | 0.013878 | 547.9394 | 0.013721 | 757.2448 | 1.5457 | 547.9394 | 0.0027805 | 756.5346 | 0.00034783 | 757.2448 | 0.015627 | 543.4208 | 3.2755
|  | 548.6801 | 0.084396 | 548.1661 | 0.081248 | 502.5351 | 0 | 548.6801 | 0.017842 | 548.1661 | 0.049993 | 541.7497 | 0.0029456 | 548.1661 | 0.02045 | 548.6801 | 0.0048837 | 548.6801 | 0.071491 | 502.5351 | 3.3517 | 548.6801 | 0.27676 | 548.6801 | 1.2748 | 542.93 | -0.021984 | 548.6801 | 0.020122 | 503.3115 | 0.0004521 | 548.6801 | 0 | 548.6801 | 0 | 548.1661 | -0.015722 | 757.4096 | 1.534 | 548.1661 | 0.0016467 | 756.6995 | 0 | 757.4096 | 0.016873 | 543.6426 | 3.2825
|  | 548.9065 | 0.09326 | 548.3928 | 0.093166 | 502.6492 | 0.0050107 | 548.9065 | 0.05542 | 548.3928 | -0.0031973 | 541.9747 | 0.014854 | 548.3928 | 0.049197 | 548.9065 | 0.032164 | 548.9065 | 0.062746 | 502.6492 | 3.3673 | 548.9065 | 0.27477 | 548.9065 | 1.2517 | 543.15 | -0.010967 | 548.9065 | 0.027934 | 503.4282 | 0.00023068 | 548.9065 | 0.0096728 | 548.9065 | 0.010858 | 548.3928 | 0.01058 | 757.5744 | 1.5306 | 548.3928 | 0.002239 | 756.8643 | 0.0010433 | 757.5744 | 0.015939 | 543.8644 | 3.2881
|  | 549.1329 | 0.086435 | 548.6194 | 0.092371 | 502.7633 | 0 | 549.1329 | -0.001914 | 548.6194 | 0.046161 | 542.1996 | 0.0020473 | 548.6194 | 0.020334 | 549.1329 | 0.016224 | 549.1329 | 0.072325 | 502.7633 | 3.4265 | 549.1329 | 0.26624 | 549.1329 | 1.2323 | 543.38 | -0.011426 | 549.1329 | 0.024595 | 503.545 | 0.00044463 | 549.1329 | 0 | 549.1329 | 0 | 548.6195 | -0.0032245 | 757.7392 | 1.5722 | 548.6194 | 0.0044625 | 757.0292 | 0 | 757.7392 | 0.017133 | 544.0862 | 3.3098
|  | 549.3593 | 0.10617 | 548.8462 | 0.087368 | 502.8774 | 0.012259 | 549.3593 | 0.072144 | 548.8462 | 0.0074856 | 542.4246 | 0.016395 | 548.8462 | 0.047289 | 549.3592 | 0.036658 | 549.3592 | 0.08855 | 502.8774 | 3.4322 | 549.3592 | 0.26698 | 549.3593 | 1.2187 | 543.61 | 0.011375 | 549.3592 | 0.026234 | 503.6618 | 0.00021822 | 549.3592 | 0.0091521 | 549.3592 | 0.012185 | 548.8461 | 0.010881 | 757.904 | 1.5479 | 548.8462 | 0.0095422 | 757.1941 | 0.00011594 | 757.904 | 0.01625 | 544.308 | 3.3092
|  | 549.5856 | 0.074249 | 549.0729 | 0.087655 | 502.9915 | 0 | 549.5856 | 0.021088 | 549.0729 | 0.04066 | 542.6495 | 0.0080488 | 549.0729 | 0.022417 | 549.5856 | 0.011374 | 549.5856 | 0.051012 | 502.9915 | 3.5159 | 549.5856 | 0.25721 | 549.5856 | 1.208 | 543.83 | 0.00096913 | 549.5856 | 0.022449 | 503.7786 | 0.00042578 | 549.5856 | 0 | 549.5856 | 0 | 549.0729 | -0.0094361 | 758.0688 | 1.6285 | 549.0729 | 0.0020025 | 757.359 | 0 | 758.0688 | 0.01734 | 544.5299 | 3.3107
|  | 549.8121 | 0.11377 | 549.2996 | 0.086077 | 503.1057 | 0.010158 | 549.8121 | 0.057476 | 549.2996 | 0.0076135 | 542.8746 | 0.013907 | 549.2996 | 0.04767 | 549.8121 | 0.035564 | 549.8121 | 0.075922 | 503.1057 | 3.5513 | 549.8121 | 0.26007 | 549.8121 | 1.191 | 544.06 | 0.0046418 | 549.8121 | 0.029204 | 503.8954 | 0.00021004 | 549.8121 | 0.012419 | 549.8121 | 0.015432 | 549.2996 | 0.013719 | 758.2336 | 1.6562 | 549.2996 | -7.9554e-05 | 757.5239 | 0.00057972 | 758.2336 | 0.015835 | 544.7518 | 3.3318
|  | 550.0385 | 0.066498 | 549.5263 | 0.080785 | 503.2198 | 0 | 550.0385 | 0.010902 | 549.5263 | 0.049692 | 543.0995 | 0.006788 | 549.5263 | 0.022264 | 550.0385 | 0.0094692 | 550.0385 | 0.038481 | 503.2198 | 3.5772 | 550.0385 | 0.25115 | 550.0385 | 1.1805 | 544.29 | -0.0049988 | 550.0385 | 0.023618 | 504.0121 | 0.00045335 | 550.0385 | 0 | 550.0385 | 0 | 549.5263 | -0.011739 | 758.3985 | 1.661 | 549.5263 | -0.0022346 | 757.6887 | 0 | 758.3985 | 0.016717 | 544.9736 | 3.3056
|  | 550.2649 | 0.13145 | 549.7531 | 0.08546 | 503.3339 | 0.0099825 | 550.2649 | 0.069661 | 549.7531 | 0.023748 | 543.3246 | 0.013414 | 549.7531 | 0.047845 | 550.2649 | 0.024077 | 550.2649 | 0.066705 | 503.3339 | 3.5604 | 550.2649 | 0.25144 | 550.2649 | 1.1637 | 544.51 | -0.0030095 | 550.2649 | 0.033431 | 504.1289 | 0.00024793 | 550.2649 | 0.013749 | 550.2649 | 0.010967 | 549.7531 | 0.013307 | 758.5633 | 1.6697 | 549.7531 | 0.0026021 | 757.8536 | 0.00034783 | 758.5633 | 0.015783 | 545.1956 | 3.3272
|  | 550.4913 | 0.099637 | 549.9798 | 0.084862 | 503.448 | 0 | 550.4913 | 0.031543 | 549.9798 | 0.041 | 543.5496 | 0.0068114 | 549.9798 | 0.020258 | 550.4914 | 0.0087297 | 550.4914 | 0.057487 | 503.448 | 3.6242 | 550.4914 | 0.24522 | 550.4913 | 1.152 | 544.74 | 0.00051009 | 550.4914 | 0.027442 | 504.2457 | 0.00048038 | 550.4914 | 0 | 550.4913 | 0 | 549.9799 | -0.003968 | 758.7281 | 1.6688 | 549.9798 | 0.0042499 | 758.0185 | 0 | 758.7281 | 0.016873 | 545.4174 | 3.2828
|  | 550.7178 | 0.1279 | 550.2066 | 0.093036 | 503.5621 | 0.0063773 | 550.7178 | 0.059852 | 550.2066 | 0.015658 | 543.7747 | 0.012779 | 550.2066 | 0.047668 | 550.7178 | 0.041004 | 550.7178 | 0.074449 | 503.5621 | 3.6974 | 550.7178 | 0.24636 | 550.7178 | 1.1339 | 544.97 | 0.0055599 | 550.7178 | 0.034291 | 504.3625 | 0.00023512 | 550.7178 | 0.015777 | 550.7178 | 0.017973 | 550.2066 | 0.01025 | 758.893 | 1.6955 | 550.2066 | -0.0010644 | 758.1834 | 0.00081146 | 758.893 | 0.015939 | 545.6393 | 3.29
|  | 550.9443 | 0.094105 | 550.4334 | 0.087168 | 503.6762 | 0 | 550.9443 | 0.025196 | 550.4334 | 0.040104 | 543.9997 | 0.0066887 | 550.4334 | 0.02095 | 550.9443 | 0.0096731 | 550.9443 | 0.056949 | 503.6762 | 3.7789 | 550.9443 | 0.23676 | 550.9443 | 1.1208 | 545.2 | -0.0062227 | 550.9443 | 0.028457 | 504.4793 | 0.0004674 | 550.9443 | 0.00087064 | 550.9443 | 0 | 550.4334 | -0.0030804 | 759.0578 | 1.7036 | 550.4334 | -0.0092567 | 758.3483 | 0 | 759.0578 | 0.016769 | 545.8613 | 3.2973
|  | 551.1708 | 0.12714 | 550.6602 | 0.09143 | 503.7904 | 0.011121 | 551.1708 | 0.057346 | 550.6602 | 0.013023 | 544.2247 | 0.015471 | 550.6602 | 0.050493 | 551.1708 | 0.035289 | 551.1708 | 0.080093 | 503.7904 | 3.8372 | 551.1708 | 0.2376 | 551.1708 | 1.1031 | 545.42 | -0.0019383 | 551.1708 | 0.036387 | 504.5962 | 0.00023477 | 551.1708 | 0.013805 | 551.1708 | 0.016218 | 550.6602 | 0.007756 | 759.2227 | 1.7338 | 550.6602 | -0.00182 | 758.5132 | 0.00057972 | 759.2227 | 0.016043 | 546.0832 | 3.2906
|  | 551.3973 | 0.070727 | 550.887 | 0.063419 | 503.9045 | 0 | 551.3973 | 0.035804 | 550.887 | 0.063384 | 544.4498 | 0.005198 | 550.887 | 0.019079 | 551.3973 | 0.023284 | 551.3973 | 0.054868 | 503.9045 | 3.832 | 551.3973 | 0.23034 | 551.3973 | 1.0862 | 545.65 | -0.0048458 | 551.3973 | 0.030966 | 504.713 | 0.00045584 | 551.3973 | 0 | 551.3973 | 0 | 550.887 | -0.00754 | 759.3875 | 1.7512 | 550.887 | 0.0018189 | 758.6782 | 0 | 759.3875 | 0.017289 | 546.3051 | 3.2821
|  | 551.6238 | 0.1155 | 551.1139 | 0.083703 | 504.0186 | 0.012259 | 551.6238 | 0.039447 | 551.1139 | 0.011913 | 544.6749 | 0.012902 | 551.1139 | 0.047987 | 551.6238 | 0.034338 | 551.6238 | 0.063874 | 504.0186 | 3.8909 | 551.6238 | 0.23103 | 551.6238 | 1.0665 | 545.88 | -0.0017853 | 551.6238 | 0.039045 | 504.8298 | 0.00022267 | 551.6238 | 0.011264 | 551.6238 | 0.014672 | 551.1138 | 0.014478 | 759.5524 | 1.7835 | 551.1139 | 0.0055091 | 758.8431 | 0.00081146 | 759.5524 | 0.016614 | 546.527 | 3.271
|  | 551.8503 | 0.072947 | 551.3407 | 0.079189 | 504.1328 | 0 | 551.8503 | 0.034145 | 551.3407 | 0.027823 | 544.9 | 0.0037959 | 551.3407 | 0.017385 | 551.8503 | 0.0098588 | 551.8503 | 0.055076 | 504.1328 | 3.9539 | 551.8503 | 0.2194 | 551.8503 | 1.0536 | 546.1 | -0.0046928 | 551.8503 | 0.033238 | 504.9466 | 0.00044765 | 551.8503 | 0 | 551.8503 | 0 | 551.3407 | -0.0063638 | 759.7172 | 1.783 | 551.3407 | -0.0059493 | 759.008 | 0 | 759.7172 | 0.0176 | 546.749 | 3.2803
|  | 552.0768 | 0.096792 | 551.5675 | 0.088393 | 504.2469 | 0.014536 | 552.0768 | 0.064974 | 551.5675 | 0.014648 | 545.1251 | 0.010902 | 551.5675 | 0.045891 | 552.0768 | 0.03017 | 552.0768 | 0.061641 | 504.2469 | 3.9751 | 552.0768 | 0.22106 | 552.0768 | 1.0325 | 546.33 | -0.00025504 | 552.0768 | 0.043824 | 505.0634 | 0.00022783 | 552.0768 | 0.011617 | 552.0768 | 0.020387 | 551.5675 | 0.015584 | 759.8821 | 1.8181 | 551.5675 | -0.005789 | 759.1729 | 0.00034783 | 759.8821 | 0.016562 | 546.971 | 3.2891
|  | 552.3033 | 0.065334 | 551.7944 | 0.086003 | 504.361 | 0 | 552.3033 | 0.02862 | 551.7944 | 0.029627 | 545.3502 | 0.0048499 | 551.7944 | 0.023336 | 552.3034 | 0.011915 | 552.3034 | 0.042893 | 504.361 | 4.0221 | 552.3034 | 0.21444 | 552.3033 | 1.0192 | 546.56 | -0.0053048 | 552.3034 | 0.03447 | 505.1803 | 0.00045548 | 552.3034 | 9.8785e-05 | 552.3033 | 0 | 551.7944 | -0.010295 | 760.047 | 1.8291 | 551.7944 | -0.0099927 | 759.3379 | 0 | 760.047 | 0.017496 | 547.1929 | 3.2865
|  | 552.5299 | 0.10879 | 552.0213 | 0.090023 | 504.4752 | 0.0080475 | 552.5299 | 0.068869 | 552.0213 | -0.010458 | 545.5753 | 0.016645 | 552.0213 | 0.048065 | 552.5299 | 0.040432 | 552.5299 | 0.066855 | 504.4752 | 4.1324 | 552.5299 | 0.21492 | 552.5299 | 1.0028 | 546.78 | 0.011069 | 552.5299 | 0.044346 | 505.2971 | 0.00023103 | 552.5299 | 0.016897 | 552.5299 | 0.012867 | 552.0213 | 0.010912 | 760.2118 | 1.832 | 552.0213 | -0.0043479 | 759.5028 | 0.00081146 | 760.2118 | 0.016717 | 547.4149 | 3.2953
|  | 552.7565 | 0.086865 | 552.2482 | 0.081524 | 504.5894 | 0 | 552.7565 | 0.0028853 | 552.2482 | 0.039163 | 545.8004 | 0.0062921 | 552.2482 | 0.016203 | 552.7565 | 0.0050787 | 552.7565 | 0.048901 | 504.5894 | 4.1184 | 552.7565 | 0.20644 | 552.7565 | 0.99169 | 547.01 | 0.0078554 | 552.7565 | 0.038089 | 505.4139 | 0.00048074 | 552.7565 | 0.0015945 | 552.7565 | 0 | 552.2482 | -0.0045774 | 760.3767 | 1.8324 | 552.2482 | -0.0016298 | 759.6677 | 0 | 760.3767 | 0.0176 | 547.6369 | 3.2714
|  | 552.983 | 0.109 | 552.4751 | 0.089317 | 504.7035 | 0.010771 | 552.983 | 0.037464 | 552.4751 | 0.011225 | 546.0256 | 0.013196 | 552.4751 | 0.044791 | 552.9831 | 0.029975 | 552.9831 | 0.052385 | 504.7035 | 4.138 | 552.9831 | 0.20979 | 552.983 | 0.97567 | 547.24 | 0.013517 | 552.9831 | 0.045447 | 505.5308 | 0.0002538 | 552.9831 | 0.016275 | 552.983 | 0.013579 | 552.4751 | 0.0072668 | 760.5416 | 1.8734 | 552.4751 | 0.0074594 | 759.8327 | 0.00057972 | 760.5416 | 0.016302 | 547.8589 | 3.2715
|  | 553.2097 | 0.087348 | 552.702 | 0.083713 | 504.8177 | 0 | 553.2097 | 0.049036 | 552.702 | 0.033005 | 546.2507 | 0.0088388 | 552.702 | 0.017876 | 553.2096 | 0.0059332 | 553.2096 | 0.050274 | 504.8177 | 4.1215 | 553.2096 | 0.19845 | 553.2097 | 0.96122 | 547.47 | 0.0041827 | 553.2096 | 0.040421 | 505.6476 | 0.00046135 | 553.2096 | 0 | 553.2097 | 0 | 552.702 | -0.0077823 | 760.7065 | 1.8801 | 552.702 | -0.0031749 | 759.9976 | 0 | 760.7065 | 0.017444 | 548.0809 | 3.2588
|  | 553.4363 | 0.094417 | 552.9289 | 0.08587 | 504.9318 | 0.0097198 | 553.4363 | 0.057154 | 552.9289 | 0.012476 | 546.4759 | 0.013572 | 552.9289 | 0.04356 | 553.4362 | 0.032329 | 553.4362 | 0.047765 | 504.9318 | 4.1519 | 553.4362 | 0.19918 | 553.4363 | 0.94247 | 547.69 | -0.0053048 | 553.4362 | 0.047957 | 505.7644 | 0.00021378 | 553.4362 | 0.017213 | 553.4363 | 0.016373 | 552.9289 | 0.011375 | 760.8714 | 1.9298 | 552.9289 | 0.0023743 | 760.1626 | 0.00057972 | 760.8714 | 0.016666 | 548.303 | 3.2799
|  | 553.6628 | 0.10299 | 553.1558 | 0.076177 | 505.046 | 0 | 553.6628 | 0.014658 | 553.1558 | 0.043564 | 546.701 | 0.0046329 | 553.1558 | 0.016878 | 553.6629 | 0.0052657 | 553.6629 | 0.041626 | 505.046 | 4.2094 | 553.6629 | 0.1922 | 553.6628 | 0.93044 | 547.92 | 0.0047948 | 553.6629 | 0.042258 | 505.8813 | 0.00043716 | 553.6629 | 0.0029463 | 553.6628 | 0 | 553.1558 | -0.0071758 | 761.0363 | 1.9406 | 553.1558 | -0.004542 | 760.3276 | 0 | 761.0363 | 0.017704 | 548.525 | 3.2695
|  | 553.8895 | 0.13146 | 553.3828 | 0.087056 | 505.1602 | 0.010158 | 553.8895 | 0.091784 | 553.3828 | 0.020753 | 546.9263 | 0.011499 | 553.3828 | 0.047178 | 553.8895 | 0.031102 | 553.8895 | 0.055639 | 505.1602 | 4.2386 | 553.8895 | 0.19433 | 553.8895 | 0.91588 | 548.15 | 0.0044887 | 553.8895 | 0.049781 | 505.9981 | 0.00022943 | 553.8895 | 0.020228 | 553.8895 | 0.017103 | 553.3828 | 0.0099518 | 761.2012 | 1.9503 | 553.3828 | 0.011247 | 760.4925 | 0.00057972 | 761.2012 | 0.016614 | 548.7471 | 3.3109
|  | 554.1161 | 0.08529 | 553.6097 | 0.074153 | 505.2743 | 0 | 554.1161 | 0.030498 | 553.6097 | 0.0493 | 547.1514 | 0.0034702 | 553.6097 | 0.019201 | 554.1161 | 0.0014699 | 554.1161 | 0.032051 | 505.2743 | 4.2478 | 554.1161 | 0.18632 | 554.1161 | 0.90988 | 548.37 | -0.0028565 | 554.1161 | 0.047225 | 506.115 | 0.00043894 | 554.1161 | 0.0068935 | 554.1161 | 0 | 553.6097 | -0.016862 | 761.3661 | 1.9682 | 553.6097 | -0.0044859 | 760.6575 | 0 | 761.3661 | 0.017496 | 548.9691 | 3.2883
|  | 554.3428 | 0.098097 | 553.8367 | 0.085148 | 505.3885 | 0.0083512 | 554.3428 | 0.0508 | 553.8367 | 0.026893 | 547.3766 | 0.011289 | 553.8367 | 0.046148 | 554.3428 | 0.044118 | 554.3428 | 0.071675 | 505.3885 | 4.2934 | 554.3428 | 0.19057 | 554.3428 | 0.89081 | 548.6 | -0.010202 | 554.3428 | 0.051786 | 506.2319 | 0.00021378 | 554.3428 | 0.014354 | 554.3428 | 0.012233 | 553.8367 | 0.01489 | 761.531 | 1.9663 | 553.8367 | -0.004389 | 760.8225 | 0.00057972 | 761.531 | 0.01651 | 549.1912 | 3.2898
|  | 554.5695 | 0.10849 | 554.0637 | 0.074889 | 505.5027 | 0 | 554.5695 | 0.011156 | 554.0637 | 0.051934 | 547.6019 | 0.0049372 | 554.0637 | 0.014451 | 554.5694 | 0.0085457 | 554.5694 | 0.051036 | 505.5027 | 4.2606 | 554.5694 | 0.18167 | 554.5695 | 0.88092 | 548.83 | -0.0063763 | 554.5694 | 0.048003 | 506.3487 | 0.00044588 | 554.5694 | 0 | 554.5695 | 0 | 554.0637 | -0.0052457 | 761.6959 | 2.01 | 554.0637 | -0.0082439 | 760.9874 | 0 | 761.6959 | 0.017237 | 549.4133 | 3.2738
|  | 554.7961 | 0.11347 | 554.2907 | 0.080722 | 505.6169 | 0.013485 | 554.7961 | 0.072472 | 554.2907 | 0.0080664 | 547.8271 | 0.011272 | 554.2907 | 0.043462 | 554.7961 | 0.03073 | 554.7961 | 0.071463 | 505.6169 | 4.2717 | 554.7961 | 0.18191 | 554.7961 | 0.86496 | 549.06 | -0.0031625 | 554.7961 | 0.058013 | 506.4656 | 0.00023263 | 554.7961 | 0.016041 | 554.7961 | 0.01509 | 554.2907 | 0.009443 | 761.8609 | 2.025 | 554.2907 | 0.0076902 | 761.1524 | 0.00081146 | 761.8609 | 0.015887 | 549.6353 | 3.2843
|  | 555.0228 | 0.087959 | 554.5177 | 0.079237 | 505.7311 | 0 | 555.0228 | 0.019632 | 554.5177 | 0.043569 | 548.0524 | 0.0044659 | 554.5177 | 0.01758 | 555.0228 | 0.0066062 | 555.0228 | 0.053087 | 505.7311 | 4.2766 | 555.0228 | 0.17631 | 555.0228 | 0.85803 | 549.28 | -0.0028565 | 555.0228 | 0.052244 | 506.5825 | 0.00047078 | 555.0228 | 0.0050012 | 555.0228 | 0 | 554.5177 | -0.0010414 | 762.0258 | 2.0636 | 554.5177 | -0.0021026 | 761.3174 | 0 | 762.0258 | 0.01734 | 549.8574 | 3.282
|  | 555.2495 | 0.14214 | 554.7447 | 0.075358 | 505.8453 | 0.011997 | 555.2495 | 0.047008 | 554.7447 | -0.016107 | 548.2776 | 0.01042 | 554.7447 | 0.045195 | 555.2495 | 0.031964 | 555.2495 | 0.047307 | 505.8453 | 4.3003 | 555.2495 | 0.17996 | 555.2495 | 0.84478 | 549.51 | 0.0032646 | 555.2495 | 0.060916 | 506.6993 | 0.00023886 | 555.2495 | 0.021215 | 555.2495 | 0.017214 | 554.7447 | 0.011894 | 762.1907 | 2.0821 | 554.7447 | 0.0049245 | 761.4824 | 0.00081146 | 762.1907 | 0.016562 | 550.0795 | 3.2917
|  | 555.4762 | 0.082287 | 554.9718 | 0.076956 | 505.9595 | 0 | 555.4762 | 0.016996 | 554.9718 | 0.04877 | 548.5029 | 0.0041875 | 554.9718 | 0.015708 | 555.4762 | 0.014142 | 555.4762 | 0.026106 | 505.9595 | 4.3063 | 555.4762 | 0.17074 | 555.4762 | 0.83412 | 549.74 | 0.006172 | 555.4762 | 0.05487 | 506.8162 | 0.000477 | 555.4762 | 0.0037944 | 555.4762 | 0 | 554.9718 | -0.006516 | 762.3557 | 2.0722 | 554.9718 | -0.0063476 | 761.6474 | 0 | 762.3557 | 0.018379 | 550.3016 | 3.2723
|  | 555.7029 | 0.098097 | 555.1988 | 0.079224 | 506.0736 | 0.014711 | 555.7029 | 0.055702 | 555.1988 | 0.0036702 | 548.7281 | 0.012423 | 555.1988 | 0.044554 | 555.7029 | 0.02532 | 555.7029 | 0.052351 | 506.0736 | 4.2713 | 555.7029 | 0.17015 | 555.7029 | 0.8204 | 549.96 | 0.00035706 | 555.7029 | 0.062581 | 506.9331 | 0.00024028 | 555.7029 | 0.016962 | 555.7029 | 0.015397 | 555.1988 | 0.0029777 | 762.5206 | 2.1078 | 555.1988 | -0.0025604 | 761.8124 | 0.00081146 | 762.5206 | 0.017237 | 550.5238 | 3.3058
|  | 555.9297 | 0.09072 | 555.4259 | 0.070892 | 506.1879 | 0 | 555.9297 | 0.020443 | 555.4259 | 0.039089 | 548.9534 | 0.0050078 | 555.4259 | 0.015547 | 555.9297 | 0.0076247 | 555.9297 | 0.040278 | 506.1879 | 4.2619 | 555.9297 | 0.1635 | 555.9297 | 0.81141 | 550.19 | -0.0065293 | 555.9297 | 0.060306 | 507.05 | 0.00045744 | 555.9297 | 0.0061622 | 555.9297 | 0 | 555.4259 | -0.0061538 | 762.6855 | 2.1218 | 555.4259 | 0.0024238 | 761.9774 | 0 | 762.6855 | 0.018483 | 550.7459 | 3.2809
|  | 556.1564 | 0.11306 | 555.6529 | 0.084122 | 506.3021 | 0.0091069 | 556.1564 | 0.1038 | 555.6529 | -0.010992 | 549.1787 | 0.0079597 | 555.6529 | 0.046082 | 556.1564 | 0.024438 | 556.1564 | 0.056266 | 506.3021 | 4.2715 | 556.1564 | 0.1673 | 556.1564 | 0.79694 | 550.42 | 0.0021933 | 556.1564 | 0.067892 | 507.1669 | 0.00021911 | 556.1564 | 0.017431 | 556.1564 | 0.017182 | 555.6529 | 0.010223 | 762.8505 | 2.1726 | 555.6529 | 0.0052994 | 762.1424 | 0.00034783 | 762.8505 | 0.01734 | 550.9681 | 3.2788
|  | 556.3832 | 0.091025 | 555.88 | 0.080432 | 506.4163 | 0 | 556.3832 | 0.013095 | 555.88 | 0.031587 | 549.404 | 0.0041269 | 555.88 | 0.018059 | 556.3832 | 0.0023962 | 556.3832 | 0.035897 | 506.4163 | 4.3449 | 556.3832 | 0.15698 | 556.3832 | 0.78258 | 550.65 | -0.0077534 | 556.3832 | 0.064094 | 507.2838 | 0.00044641 | 556.3832 | 0.0034098 | 556.3832 | 0.001267 | 555.88 | -0.0064628 | 763.0154 | 2.1754 | 555.88 | -0.006735 | 762.3075 | 0 | 763.0154 | 0.01869 | 551.1902 | 3.282
|  | 556.6099 | 0.13263 | 556.1071 | 0.081211 | 506.5305 | 0.00577 | 556.6099 | 0.060106 | 556.1071 | 0.020202 | 549.6293 | 0.012852 | 556.1071 | 0.042387 | 556.6099 | 0.030442 | 556.6099 | 0.049845 | 506.5305 | 4.3361 | 556.6099 | 0.16079 | 556.6099 | 0.77011 | 550.87 | 0.00709 | 556.6099 | 0.071305 | 507.4007 | 0.00023068 | 556.6099 | 0.018159 | 556.6099 | 0.017762 | 556.1071 | 0.0097957 | 763.1804 | 2.2045 | 556.1071 | -0.0029291 | 762.4725 | 0.00081146 | 763.1804 | 0.017237 | 551.4124 | 3.2925
|  | 556.8367 | 0.083952 | 556.3342 | 0.071277 | 506.6447 | 0 | 556.8367 | -0.0009155 | 556.3342 | 0.051681 | 549.8547 | 0.0057843 | 556.3342 | 0.014326 | 556.8367 | 0.012309 | 556.8367 | 0.05276 | 506.6447 | 4.3653 | 556.8367 | 0.1538 | 556.8367 | 0.75756 | 551.1 | -0.0014792 | 556.8367 | 0.067475 | 507.5176 | 0.00047167 | 556.8367 | 0 | 556.8367 | 0 | 556.3342 | -0.0088811 | 763.3454 | 2.2228 | 556.3342 | -0.0057114 | 762.6375 | 0 | 763.3454 | 0.018119 | 551.6346 | 3.2834
|  | 557.0635 | 0.10611 | 556.5613 | 0.078229 | 506.7589 | 0.021716 | 557.0635 | 0.043705 | 556.5613 | 0.0042672 | 550.08 | 0.014911 | 556.5613 | 0.046288 | 557.0635 | 0.032702 | 557.0635 | 0.041191 | 506.7589 | 4.3668 | 557.0635 | 0.15455 | 557.0635 | 0.74464 | 551.33 | -0.0028565 | 557.0635 | 0.077229 | 507.6345 | 0.00024561 | 557.0635 | 0.018728 | 557.0635 | 0.01734 | 556.5613 | 0.0098854 | 763.5103 | 2.258 | 556.5613 | 0.00831 | 762.8025 | 0.00057972 | 763.5103 | 0.017081 | 551.8568 | 3.314
|  | 557.2903 | 0.08991 | 556.7885 | 0.07463 | 506.8731 | 0 | 557.2903 | 0.04126 | 556.7885 | 0.037717 | 550.3053 | 0.0015938 | 556.7885 | 0.011577 | 557.2903 | 0.010256 | 557.2903 | 0.035437 | 506.8731 | 4.3426 | 557.2903 | 0.14787 | 557.2903 | 0.73508 | 551.55 | -0.0020913 | 557.2903 | 0.072817 | 507.7514 | 0.00048945 | 557.2903 | 0.0059464 | 557.2903 | 0 | 556.7885 | -0.0026307 | 763.6753 | 2.2696 | 556.7885 | -0.006635 | 762.9676 | 0 | 763.6753 | 0.018794 | 552.079 | 3.2925
|  | 557.5172 | 0.11119 | 557.0156 | 0.078588 | 506.9874 | 0.015762 | 557.5172 | 0.052742 | 557.0156 | -0.0096367 | 550.5307 | 0.014588 | 557.0156 | 0.044048 | 557.5171 | 0.038885 | 557.5171 | 0.039624 | 506.9874 | 4.3443 | 557.5171 | 0.15149 | 557.5172 | 0.71986 | 551.78 | -0.0011732 | 557.5171 | 0.079045 | 507.8683 | 0.00025006 | 557.5171 | 0.019757 | 557.5172 | 0.021878 | 557.0156 | -0.0014879 | 763.8403 | 2.2897 | 557.0156 | 0.0014287 | 763.1326 | 0.00081146 | 763.8403 | 0.017756 | 552.3012 | 3.3269
|  | 557.744 | 0.090397 | 557.2428 | 0.065415 | 507.1016 | 0 | 557.744 | 0.038266 | 557.2428 | 0.043493 | 550.756 | 0.0047664 | 557.2428 | 0.013321 | 557.744 | 0.011147 | 557.744 | 0.038858 | 507.1016 | 4.33 | 557.744 | 0.14024 | 557.744 | 0.713 | 552.01 | -0.0085181 | 557.744 | 0.075612 | 507.9852 | 0.00048536 | 557.744 | 0.004679 | 557.744 | 0 | 557.2428 | -0.0064896 | 764.0053 | 2.3139 | 557.2428 | -0.0061934 | 763.2976 | 0 | 764.0053 | 0.01869 | 552.5234 | 3.3309
|  | 557.9708 | 0.11526 | 557.4699 | 0.08154 | 507.2158 | 0.0091069 | 557.9708 | 0.04546 | 557.4699 | 0.0063842 | 550.9814 | 0.0082739 | 557.4699 | 0.040541 | 557.9708 | 0.031585 | 557.9708 | 0.06099 | 507.2158 | 4.3515 | 557.9708 | 0.14642 | 557.9708 | 0.70012 | 552.24 | -0.0022444 | 557.9708 | 0.084525 | 508.1021 | 0.00024135 | 557.9708 | 0.019382 | 557.9708 | 0.021203 | 557.4699 | 0.012957 | 764.1703 | 2.3279 | 557.4699 | 0.0041644 | 763.4627 | 0.00034783 | 764.1703 | 0.017237 | 552.7457 | 3.3278
|  | 558.1977 | 0.10418 | 557.6971 | 0.075774 | 507.3301 | 0 | 558.1977 | 0.017646 | 557.6971 | 0.039679 | 551.2068 | 0.0060203 | 557.6971 | 0.011794 | 558.1977 | 0.0012728 | 558.1977 | 0.038317 | 507.3301 | 4.3839 | 558.1977 | 0.13661 | 558.1977 | 0.68891 | 552.46 | -0.0088246 | 558.1977 | 0.07948 | 508.2191 | 0.00048732 | 558.1977 | 0.0088742 | 558.1977 | 0 | 557.6971 | -0.004826 | 764.3352 | 2.3318 | 557.6971 | -0.0025834 | 763.6277 | 0 | 764.3352 | 0.018794 | 552.9679 | 3.3131
|  | 558.4246 | 0.1027 | 557.9243 | 0.082611 | 507.4443 | 0.009895 | 558.4246 | 0.06767 | 557.9243 | -0.0107 | 551.4322 | 0.0099619 | 557.9243 | 0.04437 | 558.4245 | 0.030394 | 558.4245 | 0.036366 | 507.4443 | 4.373 | 558.4245 | 0.1415 | 558.4246 | 0.67342 | 552.69 | -0.0020913 | 558.4245 | 0.090607 | 508.336 | 0.00025166 | 558.4245 | 0.013695 | 558.4246 | 0.022679 | 557.9243 | 0.007864 | 764.5003 | 2.3594 | 557.9243 | 0.0041092 | 763.7928 | 0.00081146 | 764.5003 | 0.017963 | 553.1902 | 3.3342
|  | 558.6514 | 0.095255 | 558.1515 | 0.070403 | 507.5585 | 0 | 558.6514 | 0.024749 | 558.1515 | 0.046914 | 551.6577 | 0.010727 | 558.1515 | 0.013564 | 558.6514 | 0.0052102 | 558.6514 | 0.023822 | 507.5585 | 4.3823 | 558.6514 | 0.13264 | 558.6514 | 0.66406 | 552.92 | -0.0086717 | 558.6514 | 0.083566 | 508.4529 | 0.00050884 | 558.6514 | 0.0037275 | 558.6514 | 0 | 558.1515 | -0.0033198 | 764.6653 | 2.4117 | 558.1515 | -0.0030952 | 763.9579 | 0 | 764.6653 | 0.019313 | 553.4124 | 3.3206
|  | 558.8783 | 0.1081 | 558.3787 | 0.07727 | 507.6728 | 0.016988 | 558.8783 | 0.069055 | 558.3787 | 0.014465 | 551.8831 | 0.014026 | 558.3787 | 0.04014 | 558.8783 | 0.037801 | 558.8783 | 0.074104 | 507.6728 | 4.3191 | 558.8783 | 0.13508 | 558.8783 | 0.65088 | 553.15 | -0.00025504 | 558.8783 | 0.094965 | 508.5698 | 0.00026376 | 558.8783 | 0.02577 | 558.8783 | 0.014963 | 558.3787 | 0.0036562 | 764.8302 | 2.4233 | 558.3787 | -0.00052754 | 764.1229 | 0.0010433 | 764.8302 | 0.018015 | 553.6347 | 3.3107
|  | 559.1052 | 0.076607 | 558.606 | 0.078725 | 507.787 | 0 | 559.1052 | 0.034149 | 558.606 | 0.032714 | 552.1085 | 0.0038129 | 558.606 | 0.01593 | 559.1052 | 0.017016 | 559.1052 | 0.012394 | 507.787 | 4.329 | 559.1052 | 0.13055 | 559.1052 | 0.64404 | 553.37 | -0.0053048 | 559.1052 | 0.089011 | 508.6868 | 0.00049763 | 559.1052 | 0.0030983 | 559.1052 | 0 | 558.606 | -0.0033205 | 764.9953 | 2.4574 | 558.606 | 0.00040787 | 764.288 | 0 | 764.9953 | 0.01895 | 553.857 | 3.3136
|  | 559.3321 | 0.10355 | 558.8332 | 0.086854 | 507.9013 | 0.0099825 | 559.3321 | 0.045945 | 558.8332 | 0.0060646 | 552.3339 | 0.0069643 | 558.8332 | 0.039812 | 559.3321 | 0.042097 | 559.3321 | 0.034985 | 507.9013 | 4.3483 | 559.3321 | 0.13151 | 559.3321 | 0.62844 | 553.6 | -0.00086717 | 559.3321 | 0.099078 | 508.8037 | 0.00024099 | 559.3321 | 0.028062 | 559.3321 | 0.020793 | 558.8332 | 0.0099146 | 765.1603 | 2.4853 | 558.8332 | 0.0049984 | 764.4531 | 0.00081146 | 765.1603 | 0.017912 | 554.0793 | 3.3141
|  | 559.559 | 0.051468 | 559.0604 | 0.074378 | 508.0156 | 0 | 559.559 | 0.01598 | 559.0604 | 0.034839 | 552.5594 | 0.0017602 | 559.0604 | 0.011895 | 559.559 | 0.010082 | 559.559 | 0.021382 | 508.0156 | 4.3788 | 559.559 | 0.12438 | 559.559 | 0.62353 | 553.83 | -0.0092835 | 559.559 | 0.093292 | 508.9207 | 0.00046917 | 559.559 | 0.011022 | 559.559 | 0.003494 | 559.0604 | -0.0083602 | 765.3253 | 2.5017 | 559.0604 | -0.005923 | 764.6182 | 0 | 765.3253 | 0.019313 | 554.3016 | 3.291
|  | 559.7859 | 0.11523 | 559.2877 | 0.080472 | 508.1298 | 0.012172 | 559.7859 | 0.050863 | 559.2877 | 0.033418 | 552.7849 | 0.012534 | 559.2877 | 0.043049 | 559.786 | 0.032538 | 559.786 | 0.052279 | 508.1298 | 4.3454 | 559.786 | 0.12667 | 559.7859 | 0.61052 | 554.06 | -0.007294 | 559.786 | 0.10439 | 509.0376 | 0.00023477 | 559.786 | 0.026088 | 559.7859 | 0.019333 | 559.2877 | 0.010398 | 765.4903 | 2.5373 | 559.2877 | -0.00092258 | 764.7833 | 0.00034783 | 765.4903 | 0.018535 | 554.5239 | 3.318
|  | 560.0129 | 0.10922 | 559.515 | 0.07673 | 508.2441 | 0 | 560.0129 | 0.036898 | 559.515 | 0.0363 | 553.0103 | 0.0049554 | 559.515 | 0.015099 | 560.0129 | 0.0015467 | 560.0129 | 0.03485 | 508.2441 | 4.3412 | 560.0129 | 0.11823 | 560.0129 | 0.60213 | 554.28 | -0.0022444 | 560.0129 | 0.10228 | 509.1546 | 0.00044837 | 560.0129 | 0.0093291 | 560.0129 | 0 | 559.515 | -0.0098371 | 765.6553 | 2.5589 | 559.515 | -0.0068223 | 764.9484 | 0 | 765.6553 | 0.019729 | 554.7462 | 3.3206
|  | 560.2399 | 0.10427 | 559.7423 | 0.078133 | 508.3584 | 0.0042515 | 560.2399 | 0.072082 | 559.7423 | -0.0095048 | 553.2358 | 0.010472 | 559.7423 | 0.041501 | 560.2399 | 0.040864 | 560.2399 | 0.048745 | 508.3584 | 4.3851 | 560.2399 | 0.123 | 560.2399 | 0.59127 | 554.51 | 0.0020403 | 560.2399 | 0.10995 | 509.2715 | 0.00021858 | 560.2399 | 0.018001 | 560.2399 | 0.019229 | 559.7423 | -0.0069715 | 765.8204 | 2.5673 | 559.7423 | 0.0011915 | 765.1134 | 0.00057972 | 765.8204 | 0.018327 | 554.9686 | 3.3302
|  | 560.4669 | 0.073851 | 559.9696 | 0.071463 | 508.4726 | 0 | 560.4669 | 0.0092353 | 559.9696 | 0.034371 | 553.4613 | 0.0075083 | 559.9696 | 0.0076405 | 560.4669 | 0.0027294 | 560.4669 | 0.028652 | 508.4726 | 4.413 | 560.4669 | 0.11752 | 560.4669 | 0.58141 | 554.74 | 0.0026524 | 560.4669 | 0.10685 | 509.3885 | 0.00044552 | 560.4669 | 0.0069737 | 560.4669 | 0.00026515 | 559.9696 | -0.0086283 | 765.9854 | 2.6266 | 559.9696 | 0.0017158 | 765.2785 | 0 | 765.9854 | 0.019158 | 555.1909 | 3.3058
|  | 560.6938 | 0.11598 | 560.1969 | 0.078663 | 508.5869 | 0.0095447 | 560.6938 | 0.070606 | 560.1969 | -0.00043836 | 553.6868 | 0.011537 | 560.1969 | 0.043936 | 560.6938 | 0.030406 | 560.6938 | 0.047869 | 508.5869 | 4.3319 | 560.6938 | 0.11705 | 560.6938 | 0.57117 | 554.97 | -0.0010202 | 560.6938 | 0.118 | 509.5055 | 0.00023441 | 560.6938 | 0.023378 | 560.6938 | 0.025256 | 560.1969 | 0.0079873 | 766.1504 | 2.6234 | 560.1969 | -0.0039678 | 765.4437 | 0.00081146 | 766.1504 | 0.018119 | 555.4133 | 3.3413
|  | 560.9208 | 0.089238 | 560.4242 | 0.077306 | 508.7012 | 0 | 560.9208 | 0.035763 | 560.4242 | 0.022154 | 553.9123 | 0.0068922 | 560.4242 | 0.017031 | 560.9208 | 0.0047209 | 560.9208 | 0.027196 | 508.7012 | 4.3244 | 560.9208 | 0.11053 | 560.9208 | 0.56238 | 555.19 | -0.0082122 | 560.9208 | 0.11173 | 509.6224 | 0.00046989 | 560.9208 | 0.0044906 | 560.9208 | 0.0021052 | 560.4242 | -0.014397 | 766.3155 | 2.6576 | 560.4242 | -0.004091 | 765.6088 | 0 | 766.3155 | 0.019365 | 555.6356 | 3.3154
|  | 561.1478 | 0.14946 | 560.6516 | 0.085508 | 508.8155 | 0.011997 | 561.1478 | 0.042391 | 560.6516 | -0.0041565 | 554.1378 | 0.012439 | 560.6516 | 0.039929 | 561.1478 | 0.037936 | 561.1478 | 0.053245 | 508.8155 | 4.3678 | 561.1478 | 0.11596 | 561.1478 | 0.54912 | 555.42 | 0.0018873 | 561.1478 | 0.12241 | 509.7394 | 0.0002417 | 561.1478 | 0.028826 | 561.1478 | 0.022234 | 560.6516 | 0.0098564 | 766.4805 | 2.671 | 560.6516 | 0.0027974 | 765.7739 | 0.00057972 | 766.4805 | 0.018846 | 555.858 | 3.341
|  | 561.3749 | 0.090174 | 560.8789 | 0.066863 | 508.9298 | 0 | 561.3749 | 0.026776 | 560.8789 | 0.037639 | 554.3634 | 0.0051529 | 560.8789 | 0.012718 | 561.3749 | 0.0061824 | 561.3749 | 0.045192 | 508.9298 | 4.3407 | 561.3749 | 0.10593 | 561.3749 | 0.54453 | 555.65 | 0.0012752 | 561.3749 | 0.11635 | 509.8564 | 0.00048269 | 561.3749 | 0.011069 | 561.3749 | 0.0018311 | 560.8789 | -0.010276 | 766.6456 | 2.7073 | 560.8789 | -0.0059083 | 765.939 | 0 | 766.6456 | 0.019781 | 556.0804 | 3.312
|  | 561.6019 | 0.13001 | 561.1063 | 0.087905 | 509.0441 | 0.010333 | 561.6019 | 0.069694 | 561.1063 | -0.0067207 | 554.5889 | 0.0098265 | 561.1063 | 0.041435 | 561.6019 | 0.04175 | 561.6019 | 0.041997 | 509.0441 | 4.3718 | 561.6019 | 0.11399 | 561.6019 | 0.5339 | 555.87 | -0.0092835 | 561.6019 | 0.1298 | 509.9733 | 0.00024633 | 561.6019 | 0.027783 | 561.6019 | 0.026914 | 561.1063 | 0.015921 | 766.8107 | 2.7256 | 561.1063 | 0.0015176 | 766.1041 | 0.00057972 | 766.8107 | 0.019002 | 556.3028 | 3.2914
|  | 561.8289 | 0.11454 | 561.3336 | 0.070299 | 509.1583 | 0 | 561.8289 | 0.057005 | 561.3336 | 0.037112 | 554.8145 | 0.0029907 | 561.3336 | 0.01436 | 561.8289 | 0 | 561.8289 | 0.014582 | 509.1583 | 4.3961 | 561.8289 | 0.099529 | 561.8289 | 0.53266 | 556.1 | -0.0007141 | 561.8289 | 0.12637 | 510.0903 | 0.00048002 | 561.8289 | 0.013335 | 561.8289 | 0 | 561.3337 | -0.0053431 | 766.9757 | 2.7791 | 561.3336 | -0.003092 | 766.2692 | 0 | 766.9757 | 0.019884 | 556.5252 | 3.3064
|  | 562.056 | 0.12078 | 561.561 | 0.081783 | 509.2726 | 0.012434 | 562.056 | 0.076263 | 561.561 | -0.0014194 | 555.04 | 0.011241 | 561.561 | 0.041297 | 562.056 | 0.029614 | 562.056 | 0.038349 | 509.2726 | 4.423 | 562.056 | 0.10837 | 562.056 | 0.52292 | 556.33 | -0.0013262 | 562.056 | 0.1366 | 510.2073 | 0.00023441 | 562.056 | 0.030141 | 562.056 | 0.024363 | 561.561 | 0.014003 | 767.1408 | 2.7996 | 561.561 | -0.0066325 | 766.4344 | 0.00081146 | 767.1408 | 0.019158 | 556.7476 | 3.3077
|  | 562.2831 | 0.072854 | 561.7884 | 0.075623 | 509.387 | 0 | 562.2831 | 0.021543 | 561.7884 | 0.044279 | 555.2656 | 0.0042131 | 561.7884 | 0.011788 | 562.2831 | 0.0125 | 562.2831 | 0.017554 | 509.387 | 4.3855 | 562.2831 | 0.10189 | 562.2831 | 0.51675 | 556.56 | 0.0040296 | 562.2831 | 0.13423 | 510.3243 | 0.00047255 | 562.2831 | 0.010013 | 562.2831 | 0.0008411 | 561.7884 | -0.0063288 | 767.3059 | 2.8331 | 561.7884 | -0.0063744 | 766.5995 | 0 | 767.3059 | 0.0203 | 556.97 | 3.3079
|  | 562.5101 | 0.12903 | 562.0158 | 0.080035 | 509.5013 | 0.0074402 | 562.5101 | 0.088278 | 562.0158 | -0.0034562 | 555.4912 | 0.011973 | 562.0158 | 0.042877 | 562.5102 | 0.036051 | 562.5102 | 0.040929 | 509.5013 | 4.3713 | 562.5102 | 0.10576 | 562.5101 | 0.50628 | 556.79 | 0.0020403 | 562.5102 | 0.14366 | 510.4413 | 0.00023903 | 562.5102 | 0.030194 | 562.5101 | 0.029451 | 562.0158 | 0.013864 | 767.4709 | 2.8593 | 562.0158 | 0.0054335 | 766.7646 | 0.00057972 | 767.4709 | 0.019625 | 557.1925 | 3.3075
|  | 562.7372 | 0.10251 | 562.2433 | 0.07208 | 509.6156 | 0 | 562.7372 | 0.010512 | 562.2433 | 0.029431 | 555.7168 | 0.0046436 | 562.2433 | 0.011093 | 562.7372 | 0 | 562.7372 | 0.025372 | 509.6156 | 4.3888 | 562.7372 | 0.09705 | 562.7372 | 0.50148 | 557.01 | -0.0019383 | 562.7372 | 0.14409 | 510.5583 | 0.00047167 | 562.7372 | 0.015221 | 562.7372 | 0.0030528 | 562.2433 | 5.4905e-05 | 767.636 | 2.9133 | 562.2433 | -0.0010403 | 766.9298 | 0 | 767.636 | 0.020611 | 557.4149 | 3.2735
|  | 562.9644 | 0.14618 | 562.4707 | 0.078868 | 509.7299 | 0.018652 | 562.9644 | 0.08068 | 562.4707 | 0.01154 | 555.9424 | 0.009057 | 562.4707 | 0.034756 | 562.9643 | 0.027486 | 562.9643 | 0.039772 | 509.7299 | 4.367 | 562.9643 | 0.10093 | 562.9644 | 0.49165 | 557.24 | 0.0086207 | 562.9643 | 0.15206 | 510.6753 | 0.00023352 | 562.9643 | 0.032354 | 562.9644 | 0.026016 | 562.4707 | 0.016063 | 767.8011 | 2.9212 | 562.4707 | -0.0014258 | 767.0949 | 0.00081146 | 767.8011 | 0.019521 | 557.6374 | 3.3064
|  | 563.1915 | 0.092396 | 562.6981 | 0.067214 | 509.8442 | 0 | 563.1915 | 0.022935 | 562.6981 | 0.02225 | 556.168 | 0.0042915 | 562.6981 | 0.010464 | 563.1915 | 0.0064191 | 563.1915 | 0.041358 | 509.8442 | 4.3981 | 563.1915 | 0.090325 | 563.1915 | 0.48808 | 557.47 | -0.00056109 | 563.1915 | 0.1524 | 510.7923 | 0.00047504 | 563.1915 | 0.011697 | 563.1915 | 0.0059867 | 562.6982 | -0.0048435 | 767.9662 | 2.9472 | 562.6981 | -0.012363 | 767.2601 | 0 | 767.9662 | 0.020352 | 557.8599 | 3.3151
|  | 563.4186 | 0.13441 | 562.9256 | 0.075113 | 509.9585 | 0.015937 | 563.4186 | 0.086463 | 562.9256 | -0.011483 | 556.3937 | 0.011929 | 562.9256 | 0.039742 | 563.4186 | 0.039661 | 563.4186 | 0.046307 | 509.9585 | 4.4002 | 563.4186 | 0.098396 | 563.4186 | 0.47807 | 557.7 | 0.0077024 | 563.4186 | 0.16137 | 510.9093 | 0.00024259 | 563.4186 | 0.029715 | 563.4186 | 0.020378 | 562.9256 | 0.01644 | 768.1313 | 2.9679 | 562.9256 | 0.0066956 | 767.4253 | 0.00057972 | 768.1313 | 0.019209 | 558.0823 | 3.3049
|  | 563.6458 | 0.097579 | 563.1531 | 0.066693 | 510.0729 | 0 | 563.6458 | 0.05517 | 563.1531 | 0.031308 | 556.6193 | 0.0033298 | 563.1531 | 0.0089495 | 563.6457 | 0.0025056 | 563.6457 | 0.030452 | 510.0729 | 4.3978 | 563.6457 | 0.090428 | 563.6458 | 0.4749 | 557.92 | -0.0036216 | 563.6457 | 0.16095 | 511.0263 | 0.00046757 | 563.6457 | 0.014427 | 563.6458 | 0 | 563.1531 | -0.012496 | 768.2964 | 2.9981 | 563.1531 | -0.0018027 | 767.5904 | 0 | 768.2964 | 0.019884 | 558.3049 | 3.3145
|  | 563.8729 | 0.13132 | 563.3806 | 0.082557 | 510.1872 | 0.012785 | 563.8729 | 0.046128 | 563.3806 | 0.0004926 | 556.845 | 0.011591 | 563.3806 | 0.043718 | 563.8729 | 0.033373 | 563.8729 | 0.045472 | 510.1872 | 4.4339 | 563.8729 | 0.096623 | 563.8729 | 0.4663 | 558.15 | 0.0020403 | 563.8729 | 0.17239 | 511.1433 | 0.00022516 | 563.8729 | 0.030457 | 563.8729 | 0.026964 | 563.3806 | 0.020446 | 768.4615 | 3.0416 | 563.3806 | -0.0012755 | 767.7556 | 0.00057972 | 768.4615 | 0.019417 | 558.5273 | 3.3361
|  | 564.1 | 0.11035 | 563.6081 | 0.075256 | 510.3015 | 0 | 564.1 | 0.018947 | 563.6081 | 0.060588 | 557.0707 | 0.0014331 | 563.6081 | 0.013227 | 564.1 | 0.0011488 | 564.1 | 0.018016 | 510.3015 | 4.4678 | 564.1 | 0.090273 | 564.1 | 0.46078 | 558.38 | -0.0031625 | 564.1 | 0.1712 | 511.2604 | 0.00046135 | 564.1 | 0.015329 | 564.1 | 0.0036727 | 563.6081 | -0.012655 | 768.6266 | 3.0642 | 563.6081 | -0.0080459 | 767.9208 | 0 | 768.6266 | 0.020923 | 558.7499 | 3.3307
|  | 564.3272 | 0.12483 | 563.8356 | 0.069932 | 510.4158 | 0.0062254 | 564.3272 | 0.046417 | 563.8356 | 0.002152 | 557.2963 | 0.01068 | 563.8356 | 0.039971 | 564.3272 | 0.029004 | 564.3272 | 0.053939 | 510.4158 | 4.4707 | 564.3272 | 0.0914 | 564.3272 | 0.45275 | 558.61 | 0.006172 | 564.3272 | 0.18391 | 511.3774 | 0.00023654 | 564.3272 | 0.038196 | 564.3272 | 0.020385 | 563.8356 | 0.0089383 | 768.7917 | 3.0744 | 563.8356 | -0.00062151 | 768.0859 | 0.00034783 | 768.7917 | 0.0203 | 558.9724 | 3.3197
|  | 564.5544 | 0.10069 | 564.0631 | 0.051187 | 510.5302 | 0 | 564.5544 | 0.027717 | 564.0631 | 0.03272 | 557.522 | 0.0067583 | 564.0631 | 0.012407 | 564.5544 | 0.010824 | 564.5544 | 0.033182 | 510.5302 | 4.4981 | 564.5544 | 0.085618 | 564.5544 | 0.44552 | 558.83 | -0.0037746 | 564.5544 | 0.18303 | 511.4944 | 0.00046171 | 564.5544 | 0.021285 | 564.5544 | 0.01027 | 564.0631 | 0.0010909 | 768.9568 | 3.0951 | 564.0631 | 0.0028239 | 768.2511 | 0 | 768.9568 | 0.021234 | 559.1949 | 3.3041
|  | 564.7816 | 0.12982 | 564.2906 | 0.072822 | 510.6445 | 0.009282 | 564.7816 | 0.027566 | 564.2906 | 0.0032606 | 557.7477 | 0.010159 | 564.2906 | 0.039926 | 564.7816 | 0.029961 | 564.7816 | 0.052469 | 510.6445 | 4.5312 | 564.7816 | 0.091579 | 564.7816 | 0.43646 | 559.06 | 0.0011222 | 564.7816 | 0.19285 | 511.6114 | 0.0002257 | 564.7816 | 0.037255 | 564.7816 | 0.026329 | 564.2906 | 0.011857 | 769.1219 | 3.1655 | 564.2906 | -0.0075422 | 768.4163 | 0.00057972 | 769.1219 | 0.020144 | 559.4175 | 3.329
|  | 565.0088 | 0.101 | 564.5182 | 0.057085 | 510.7589 | 0 | 565.0088 | 0.021592 | 564.5182 | 0.046638 | 557.9734 | 0.0060559 | 564.5182 | 0.013507 | 565.0088 | 0.0071274 | 565.0088 | 0.018352 | 510.7589 | 4.5292 | 565.0088 | 0.082751 | 565.0088 | 0.43329 | 559.29 | 0.0073959 | 565.0088 | 0.19288 | 511.7285 | 0.00045797 | 565.0088 | 0.023147 | 565.0088 | 0.0084968 | 564.5181 | -0.007395 | 769.2871 | 3.1956 | 564.5182 | -0.0021356 | 768.5815 | 0 | 769.2871 | 0.021753 | 559.64 | 3.3008
|  | 565.236 | 0.13336 | 564.7457 | 0.072638 | 510.8732 | 0.0091069 | 565.236 | 0.058952 | 564.7457 | -0.0048381 | 558.1992 | 0.014541 | 564.7457 | 0.04027 | 565.236 | 0.036315 | 565.236 | 0.03357 | 510.8732 | 4.544 | 565.236 | 0.087507 | 565.236 | 0.42374 | 559.52 | -0.0039276 | 565.236 | 0.20293 | 511.8455 | 0.00023281 | 565.236 | 0.035927 | 565.236 | 0.025005 | 564.7457 | 0.01478 | 769.4522 | 3.2312 | 564.7457 | 0.0037854 | 768.7467 | 0.00057972 | 769.4522 | 0.020871 | 559.8626 | 3.3296
|  | 565.4633 | 0.10131 | 564.9733 | 0.071768 | 510.9876 | 0 | 565.4633 | 0.032556 | 564.9733 | 0.025936 | 558.4249 | 0.0029388 | 564.9733 | 0.0096894 | 565.4633 | 0.011165 | 565.4633 | 0.020824 | 510.9876 | 4.5019 | 565.4633 | 0.080495 | 565.4633 | 0.42056 | 559.74 | -0.0033155 | 565.4633 | 0.20208 | 511.9625 | 0.00046331 | 565.4633 | 0.018983 | 565.4633 | 0.0037874 | 564.9733 | -0.0059873 | 769.6173 | 3.2427 | 564.9733 | -0.0061989 | 768.9119 | 0 | 769.6173 | 0.021805 | 560.0851 | 3.3161
|  | 565.6905 | 0.14651 | 565.2009 | 0.071511 | 511.1019 | 0.0042515 | 565.6905 | 0.061543 | 565.2009 | 0.0043191 | 558.6506 | 0.011109 | 565.2009 | 0.040939 | 565.6905 | 0.030062 | 565.6905 | 0.048586 | 511.1019 | 4.4821 | 565.6905 | 0.083454 | 565.6905 | 0.41128 | 559.97 | 0.0096913 | 565.6905 | 0.21628 | 512.0796 | 0.00023068 | 565.6905 | 0.036762 | 565.6905 | 0.02494 | 565.2009 | 0.0077415 | 769.7825 | 3.2655 | 565.2009 | 0.002232 | 769.0771 | 0.00034783 | 769.7825 | 0.020092 | 560.3077 | 3.3335
|  | 565.9178 | 0.11026 | 565.4284 | 0.063589 | 511.2163 | 0 | 565.9178 | 0.016165 | 565.4284 | 0.032154 | 558.8763 | 0.0035121 | 565.4284 | 0.013278 | 565.9178 | 0.0071586 | 565.9178 | 0.026932 | 511.2163 | 4.487 | 565.9178 | 0.0767 | 565.9178 | 0.40909 | 560.2 | 0.0028055 | 565.9178 | 0.21529 | 512.1966 | 0.00047629 | 565.9178 | 0.022144 | 565.9178 | 0.0092536 | 565.4284 | -0.014404 | 769.9476 | 3.3031 | 565.4284 | -0.0039998 | 769.2423 | 0 | 769.9476 | 0.021494 | 560.5303 | 3.3451
|  | 566.145 | 0.14181 | 565.6561 | 0.084538 | 511.3307 | 0.0088442 | 566.145 | 0.046943 | 565.6561 | 0.021472 | 559.1021 | 0.013125 | 565.6561 | 0.041783 | 566.145 | 0.03812 | 566.145 | 0.030502 | 511.3307 | 4.5981 | 566.145 | 0.083804 | 566.145 | 0.39832 | 560.43 | 5.1009e-05 | 566.145 | 0.22723 | 512.3137 | 0.00024633 | 566.145 | 0.044028 | 566.145 | 0.031883 | 565.6561 | 0.0039157 | 770.1128 | 3.3197 | 565.6561 | 0.0115 | 769.4075 | 0.00081146 | 770.1128 | 0.020819 | 560.7529 | 3.3387
|  | 566.3723 | 0.08906 | 565.8837 | 0.078018 | 511.445 | 0 | 566.3723 | 0.048292 | 565.8837 | 0.04633 | 559.3279 | 0.0062724 | 565.8837 | 0.005211 | 566.3723 | 0.0067619 | 566.3723 | 0.032362 | 511.445 | 4.5711 | 566.3723 | 0.076363 | 566.3723 | 0.39432 | 560.66 | -0.0045398 | 566.3723 | 0.22635 | 512.4307 | 0.00049265 | 566.3723 | 0.023637 | 566.3723 | 0.011934 | 565.8837 | -0.0051903 | 770.2779 | 3.389 | 565.8837 | -0.011795 | 769.5727 | 0 | 770.2779 | 0.022325 | 560.9755 | 3.3154
|  | 566.5996 | 0.13284 | 566.1113 | 0.076394 | 511.5594 | 0.0071365 | 566.5996 | 0.050838 | 566.1113 | 0.0077469 | 559.5536 | 0.013971 | 566.1113 | 0.041173 | 566.5996 | 0.039818 | 566.5996 | 0.047528 | 511.5594 | 4.5796 | 566.5996 | 0.079658 | 566.5996 | 0.38449 | 560.88 | 0.0099978 | 566.5996 | 0.23833 | 512.5478 | 0.0002481 | 566.5996 | 0.03918 | 566.5996 | 0.031073 | 566.1113 | 0.011512 | 770.4431 | 3.3973 | 566.1113 | 0.0082963 | 769.738 | 0.00057972 | 770.4431 | 0.020923 | 561.1982 | 3.3395
|  | 566.8269 | 0.102 | 566.3389 | 0.065271 | 511.6738 | 0 | 566.8269 | -0.019235 | 566.3389 | 0.049947 | 559.7795 | 0.0067599 | 566.3389 | 0.0082599 | 566.8269 | 0 | 566.8269 | 0.02189 | 511.6738 | 4.6649 | 566.8269 | 0.070933 | 566.8269 | 0.38317 | 561.11 | -0.0066822 | 566.8269 | 0.23886 | 512.6649 | 0.00047255 | 566.8269 | 0.030101 | 566.8269 | 0.010556 | 566.3389 | -0.0083071 | 770.6082 | 3.4636 | 566.3389 | -0.0015384 | 769.9032 | 0 | 770.6082 | 0.022221 | 561.4208 | 3.3246
|  | 567.0543 | 0.12823 | 566.5666 | 0.068765 | 511.7882 | 0.0085031 | 567.0543 | 0.054109 | 566.5666 | -0.040294 | 560.0052 | 0.0082538 | 566.5666 | 0.035817 | 567.0542 | 0.038779 | 567.0542 | 0.041602 | 511.7882 | 4.6115 | 567.0542 | 0.076594 | 567.0543 | 0.37506 | 561.34 | 0.0014282 | 567.0542 | 0.25211 | 512.7819 | 0.00022979 | 567.0542 | 0.044057 | 567.0543 | 0.025502 | 566.5666 | 0.0072795 | 770.7734 | 3.4936 | 566.5666 | -0.0024989 | 770.0684 | 0.00057972 | 770.7734 | 0.02139 | 561.6434 | 3.3467
|  | 567.2816 | 0.09864 | 566.7942 | 0.05572 | 511.9026 | 0 | 567.2816 | 0.067269 | 566.7942 | 0.038509 | 560.2311 | 0.0083637 | 566.7942 | 0.0078915 | 567.2816 | 0.0001403 | 567.2816 | 0.032231 | 511.9026 | 4.6341 | 567.2816 | 0.070826 | 567.2816 | 0.37233 | 561.57 | -0.0069881 | 567.2816 | 0.25488 | 512.899 | 0.00044605 | 567.2816 | 0.031377 | 567.2816 | 0.010087 | 566.7943 | -0.0098587 | 770.9386 | 3.5207 | 566.7942 | -0.0090619 | 770.2337 | 0 | 770.9386 | 0.02248 | 561.8661 | 3.318
|  | 567.5089 | 0.13037 | 567.0219 | 0.0741 | 512.0169 | 0.0091069 | 567.5089 | 0.069129 | 567.0219 | 0.0014714 | 560.4569 | 0.0087965 | 567.0219 | 0.041166 | 567.5089 | 0.028285 | 567.5089 | 0.055325 | 512.0169 | 4.6531 | 567.5089 | 0.074597 | 567.5089 | 0.36341 | 561.79 | 0.0092325 | 567.5089 | 0.26719 | 513.0161 | 0.00022392 | 567.5089 | 0.04353 | 567.5089 | 0.031613 | 567.0219 | 0.0098284 | 771.1037 | 3.536 | 567.0219 | -0.0016629 | 770.3989 | 0.00057972 | 771.1037 | 0.02113 | 562.0888 | 3.3349
|  | 567.7363 | 0.091939 | 567.2496 | 0.06636 | 512.1313 | 0 | 567.7363 | 0.040901 | 567.2496 | 0.036883 | 560.6827 | 0.0011032 | 567.2496 | 0.010298 | 567.7363 | 0.0011659 | 567.7363 | 0.02892 | 512.1313 | 4.629 | 567.7363 | 0.065596 | 567.7363 | 0.36382 | 562.02 | -0.0077534 | 567.7363 | 0.26885 | 513.1331 | 0.00044979 | 567.7363 | 0.02717 | 567.7363 | 0.012463 | 567.2496 | -0.0097251 | 771.2689 | 3.5605 | 567.2496 | -0.0056463 | 770.5641 | 0 | 771.2689 | 0.022117 | 562.3114 | 3.328
|  | 567.9636 | 0.13377 | 567.4773 | 0.082592 | 512.2457 | 0.018652 | 567.9636 | 0.059747 | 567.4773 | -0.0041106 | 560.9086 | 0.012482 | 567.4773 | 0.044058 | 567.9636 | 0.029244 | 567.9636 | 0.037482 | 512.2457 | 4.6328 | 567.9636 | 0.075749 | 567.9636 | 0.35333 | 562.25 | -0.0027035 | 567.9636 | 0.28501 | 513.2502 | 0.00023405 | 567.9636 | 0.049137 | 567.9636 | 0.032964 | 567.4773 | 0.0057646 | 771.4341 | 3.6076 | 567.4773 | 0.004828 | 770.7294 | 0.00081146 | 771.4341 | 0.021286 | 562.5341 | 3.3335
|  | 568.191 | 0.09261 | 567.705 | 0.068676 | 512.3601 | 0 | 568.191 | 0.036955 | 567.705 | 0.042801 | 561.1345 | -0.0010297 | 567.705 | 0.0066935 | 568.191 | 0 | 568.191 | 0.034098 | 512.3601 | 4.6138 | 568.191 | 0.06599 | 568.191 | 0.34971 | 562.48 | -0.010661 | 568.191 | 0.28342 | 513.3673 | 0.00047131 | 568.191 | 0.038063 | 568.191 | 0.016524 | 567.705 | -0.0053893 | 771.5993 | 3.6137 | 567.705 | 0.0013647 | 770.8946 | 0 | 771.5993 | 0.022584 | 562.7568 | 3.3234
|  | 568.4184 | 0.12252 | 567.9327 | 0.079368 | 512.4745 | 0.018652 | 568.4184 | 0.057232 | 567.9327 | -0.026675 | 561.3603 | 0.0097082 | 567.9327 | 0.040467 | 568.4184 | 0.038466 | 568.4184 | 0.031472 | 512.4745 | 4.6191 | 568.4184 | 0.071557 | 568.4184 | 0.34163 | 562.71 | 0.0035706 | 568.4184 | 0.3001 | 513.4844 | 0.00024633 | 568.4184 | 0.052211 | 568.4184 | 0.032964 | 567.9328 | 0.0068644 | 771.7645 | 3.6725 | 567.9327 | 0.0013007 | 771.0599 | 0.00081146 | 771.7645 | 0.02165 | 562.9795 | 3.3279
|  | 568.6458 | 0.10202 | 568.1605 | 0.070745 | 512.5889 | 0 | 568.6458 | 1.827e-05 | 568.1605 | 0.046402 | 561.5862 | 0.0027084 | 568.1605 | 0.0055752 | 568.6458 | 0.00035548 | 568.6458 | 0.011916 | 512.5889 | 4.6139 | 568.6458 | 0.060664 | 568.6458 | 0.33771 | 562.93 | 0.0032646 | 568.6458 | 0.30033 | 513.6015 | 0.00047327 | 568.6458 | 0.038219 | 568.6458 | 0.019676 | 568.1605 | -0.010601 | 771.9297 | 3.7174 | 568.1605 | -0.0037564 | 771.2252 | 0 | 771.9297 | 0.02274 | 563.2022 | 3.3052
|  | 568.8732 | 0.12375 | 568.3882 | 0.071681 | 512.7034 | 0.01944 | 568.8732 | 0.040328 | 568.3882 | -0.0023883 | 561.8121 | 0.016825 | 568.3882 | 0.041883 | 568.8732 | 0.025153 | 568.8732 | 0.047288 | 512.7034 | 4.6318 | 568.8732 | 0.068713 | 568.8732 | 0.32697 | 563.16 | 0.0081613 | 568.8732 | 0.31454 | 513.7186 | 0.00023316 | 568.8732 | 0.049837 | 568.8732 | 0.039178 | 568.3882 | 0.010299 | 772.0949 | 3.7517 | 568.3882 | 0.0050855 | 771.3904 | 0.00057972 | 772.0949 | 0.021702 | 563.425 | 3.3088
|  | 569.1006 | 0.11128 | 568.616 | 0.067439 | 512.8178 | 0 | 569.1006 | -0.0090086 | 568.616 | 0.048698 | 562.038 | 0.0063374 | 568.616 | 0.0052523 | 569.1006 | 0 | 569.1006 | 0.027467 | 512.8178 | 4.6429 | 569.1006 | 0.061792 | 569.1006 | 0.32473 | 563.39 | -0.0020913 | 569.1006 | 0.31188 | 513.8357 | 0.00047451 | 569.1006 | 0.03907 | 569.1006 | 0.014881 | 568.616 | -0.0060574 | 772.2601 | 3.769 | 568.616 | -0.0016454 | 771.5557 | 0 | 772.2601 | 0.023103 | 563.6477 | 3.319
|  | 569.3281 | 0.12082 | 568.8438 | 0.067807 | 512.9322 | 0.016813 | 569.3281 | 0.081054 | 568.8438 | -0.0075422 | 562.2639 | 0.0076674 | 568.8438 | 0.038783 | 569.3281 | 0.031523 | 569.3281 | 0.034003 | 512.9322 | 4.7017 | 569.3281 | 0.065228 | 569.3281 | 0.318 | 563.62 | -0.0048458 | 569.3281 | 0.3279 | 513.9528 | 0.00024597 | 569.3281 | 0.053704 | 569.3281 | 0.036476 | 568.8438 | 0.0088117 | 772.4253 | 3.8041 | 568.8438 | -0.002174 | 771.721 | 0.0010433 | 772.4253 | 0.021909 | 563.8704 | 3.3196
|  | 569.5555 | 0.10598 | 569.0715 | 0.059009 | 513.0466 | 0 | 569.5555 | 0.028474 | 569.0715 | -0.004036 | 562.4898 | 0.0071134 | 569.0715 | 0.0056361 | 569.5555 | 0 | 569.5555 | 0.013633 | 513.0466 | 4.6661 | 569.5555 | 0.056631 | 569.5555 | 0.31583 | 563.84 | 0.00081613 | 569.5555 | 0.3344 | 514.0699 | 0.00048981 | 569.5555 | 0.038332 | 569.5555 | 0.018476 | 569.0716 | -0.012254 | 772.5905 | 3.8282 | 569.0715 | -0.0044588 | 771.8863 | 0 | 772.5905 | 0.023726 | 564.0932 | 3.3175
|  | 569.783 | 0.15369 | 569.2993 | 0.067415 | 513.161 | 0.015674 | 569.783 | 0.059782 | 569.2993 | 0.0021584 | 562.7157 | 0.014888 | 569.2993 | 0.037921 | 569.783 | 0.023784 | 569.783 | 0.039021 | 513.161 | 4.6706 | 569.783 | 0.064276 | 569.783 | 0.3095 | 564.07 | -0.0042337 | 569.783 | 0.34658 | 514.187 | 0.00024419 | 569.783 | 0.06068 | 569.783 | 0.035936 | 569.2993 | 0.014911 | 772.7557 | 3.8793 | 569.2993 | 0.0050767 | 772.0516 | 0.00011594 | 772.7557 | 0.022792 | 564.316 | 3.3147
|  | 570.0104 | 0.098839 | 569.5271 | 0.076925 | 513.2755 | 0 | 570.0104 | 0.014507 | 569.5271 | 0.020733 | 562.9417 | 0.00036695 | 569.5271 | 0.0090145 | 570.0104 | 0.0033118 | 570.0104 | 0.029163 | 513.2755 | 4.5934 | 570.0104 | 0.059032 | 570.0104 | 0.3055 | 564.3 | -0.0040807 | 570.0104 | 0.35256 | 514.3041 | 0.00046331 | 570.0104 | 0.044828 | 570.0104 | 0.015397 | 569.5272 | 0.0028618 | 772.921 | 3.9018 | 569.5271 | -0.0018771 | 772.2168 | 0 | 772.921 | 0.024609 | 564.5388 | 3.3263
|  | 570.2379 | 0.11162 | 569.755 | 0.073614 | 513.3899 | 0.014098 | 570.2379 | 0.057749 | 569.755 | -0.02401 | 563.1676 | 0.011765 | 569.755 | 0.034236 | 570.2379 | 0.03268 | 570.2379 | 0.046269 | 513.3899 | 4.5621 | 570.2379 | 0.061236 | 570.2379 | 0.29615 | 564.53 | 0.00096913 | 570.2379 | 0.36745 | 514.4212 | 0.00021947 | 570.2379 | 0.05764 | 570.2379 | 0.04134 | 569.755 | 0.010071 | 773.0862 | 3.907 | 569.755 | 0.0067679 | 772.3821 | 0.00081146 | 773.0862 | 0.023051 | 564.7615 | 3.3201
|  | 570.4654 | 0.10999 | 569.9828 | 0.06722 | 513.5044 | 0 | 570.4654 | 0.041105 | 569.9828 | 0.017856 | 563.3936 | 4.2871e-07 | 569.9828 | 0.0082066 | 570.4654 | 0.00045261 | 570.4654 | 0.018691 | 513.5044 | 4.5946 | 570.4654 | 0.055761 | 570.4654 | 0.29348 | 564.76 | -0.0074475 | 570.4654 | 0.36907 | 514.5383 | 0.0004521 | 570.4654 | 0.049405 | 570.4654 | 0.017879 | 569.9828 | -0.0050535 | 773.2514 | 3.9207 | 569.9828 | -0.005412 | 772.5474 | 0 | 773.2514 | 0.024453 | 564.9843 | 3.2979
|  | 570.6929 | 0.11377 | 570.2106 | 0.065591 | 513.6188 | 0.019615 | 570.6929 | 0.021062 | 570.2106 | 0.0049266 | 563.6195 | 0.010897 | 570.2106 | 0.040492 | 570.6929 | 0.033342 | 570.6929 | 0.031551 | 513.6188 | 4.597 | 570.6929 | 0.057894 | 570.6929 | 0.28495 | 564.98 | 0.0031115 | 570.6929 | 0.38374 | 514.6555 | 0.00023263 | 570.6929 | 0.06645 | 570.6929 | 0.04161 | 570.2106 | 0.018133 | 773.4167 | 3.9598 | 570.2106 | -0.0018583 | 772.7127 | 0.00057972 | 773.4167 | 0.022999 | 565.2071 | 3.3294
|  | 570.9205 | 0.069176 | 570.4385 | 0.067749 | 513.7332 | 0 | 570.9205 | 0.043246 | 570.4385 | 0.04361 | 563.8455 | 0.0025887 | 570.4385 | 0.0083221 | 570.9204 | 0.0066053 | 570.9204 | 0.027839 | 513.7332 | 4.5799 | 570.9204 | 0.053152 | 570.9205 | 0.28204 | 565.21 | 5.1009e-05 | 570.9204 | 0.38353 | 514.7726 | 0.00043521 | 570.9204 | 0.044105 | 570.9205 | 0.022874 | 570.4385 | -0.0066932 | 773.5819 | 3.995 | 570.4385 | -0.0097781 | 772.8781 | 0 | 773.5819 | 0.024505 | 565.4299 | 3.3091
|  | 571.1479 | 0.12218 | 570.6664 | 0.072694 | 513.8477 | 0.015937 | 571.1479 | 0.039975 | 570.6664 | -0.0078652 | 564.0715 | 0.0091154 | 570.6664 | 0.038964 | 571.148 | 0.028265 | 571.148 | 0.031589 | 513.8477 | 4.5411 | 571.148 | 0.055218 | 571.1479 | 0.27604 | 565.44 | -0.0053048 | 571.148 | 0.40015 | 514.8897 | 0.00020257 | 571.148 | 0.065439 | 571.148 | 0.042421 | 570.6664 | 0.015693 | 773.7471 | 4.0314 | 570.6664 | 0.004708 | 773.0434 | 0.00057972 | 773.7471 | 0.023103 | 565.6528 | 3.3326
|  | 571.3755 | 0.1087 | 570.8942 | 0.059147 | 513.9621 | 0 | 571.3755 | 0.030479 | 570.8942 | 0.04407 | 564.2975 | 0.0073894 | 570.8942 | 0.0054488 | 571.3755 | 0 | 571.3755 | 0.019818 | 513.9621 | 4.5302 | 571.3755 | 0.049996 | 571.3755 | 0.27317 | 565.67 | 0.0069371 | 571.3755 | 0.40455 | 515.0068 | 0.00044463 | 571.3755 | 0.051799 | 571.3755 | 0.021527 | 570.8942 | -0.0054666 | 773.9124 | 4.0394 | 570.8942 | -0.0048707 | 773.2087 | 0 | 773.9124 | 0.024505 | 565.8756 | 3.3244
|  | 571.6031 | 0.10595 | 571.1221 | 0.072809 | 514.0766 | 0.0095447 | 571.6031 | 0.01932 | 571.1221 | -0.0092029 | 564.5235 | 0.012068 | 571.1221 | 0.036606 | 571.6031 | 0.037656 | 571.6031 | 0.034246 | 514.0766 | 4.489 | 571.6031 | 0.054568 | 571.6031 | 0.26743 | 565.9 | 0.0096913 | 571.6031 | 0.4217 | 515.124 | 0.00024188 | 571.6031 | 0.06982 | 571.6031 | 0.04134 | 571.1221 | 0.013558 | 774.0776 | 4.0935 | 571.1221 | -0.0014387 | 773.374 | 0.00081146 | 774.0776 | 0.023311 | 566.0984 | 3.3037
|  | 571.8306 | 0.068779 | 571.35 | 0.070063 | 514.1911 | 0 | 571.8306 | 0.016068 | 571.35 | 0.028297 | 564.7496 | 0.002637 | 571.35 | 0.0071786 | 571.8306 | 0.0038426 | 571.8306 | 0.020171 | 514.1911 | 4.543 | 571.8306 | 0.047464 | 571.8306 | 0.26891 | 566.12 | 0.0020403 | 571.8306 | 0.43033 | 515.2411 | 0.00047255 | 571.8306 | 0.054333 | 571.8306 | 0.025666 | 571.35 | -0.0091279 | 774.2429 | 4.1159 | 571.35 | 0.0023405 | 773.5393 | 0 | 774.2429 | 0.024765 | 566.3214 | 3.3453
|  | 572.0582 | 0.13329 | 571.578 | 0.076039 | 514.3055 | 0.021891 | 572.0582 | 0.012076 | 571.578 | -0.0063906 | 564.9756 | 0.012133 | 571.578 | 0.039352 | 572.0582 | 0.031899 | 572.0582 | 0.041917 | 514.3055 | 4.4408 | 572.0582 | 0.056949 | 572.0582 | 0.25792 | 566.35 | 0.0051009 | 572.0582 | 0.44985 | 515.3583 | 0.00023068 | 572.0582 | 0.075909 | 572.0582 | 0.053229 | 571.5779 | 0.027008 | 774.4082 | 4.159 | 571.578 | -0.0045278 | 773.7047 | 0.00057972 | 774.4082 | 0.023363 | 566.5442 | 3.3569
|  | 572.2858 | 0.079987 | 571.8059 | 0.067069 | 514.42 | 0 | 572.2858 | 0.02122 | 571.8059 | 0.023296 | 565.2017 | 0.002731 | 571.8059 | 0.0076188 | 572.2858 | 0 | 572.2858 | 0.014038 | 514.42 | 4.4491 | 572.2858 | 0.048581 | 572.2858 | 0.25731 | 566.58 | -0.00010202 | 572.2858 | 0.45126 | 515.4754 | 0.00048821 | 572.2858 | 0.058524 | 572.2858 | 0.026011 | 571.8059 | 0.0039522 | 774.5734 | 4.1811 | 571.8059 | -0.0023544 | 773.87 | 0 | 774.5734 | 0.024505 | 566.7671 | 3.3343
|  | 572.5134 | 0.10551 | 572.0338 | 0.068016 | 514.5345 | 0.014711 | 572.5134 | 0.047477 | 572.0338 | -0.013081 | 565.4277 | 0.0075343 | 572.0338 | 0.036977 | 572.5134 | 0.03922 | 572.5134 | 0.035302 | 514.5345 | 4.4161 | 572.5134 | 0.052313 | 572.5134 | 0.24886 | 566.81 | 0.015353 | 572.5134 | 0.46933 | 515.5926 | 0.00026126 | 572.5134 | 0.078289 | 572.5134 | 0.044312 | 572.0338 | 0.02115 | 774.7387 | 4.2169 | 572.0338 | -6.1224e-05 | 774.0353 | 0.00034783 | 774.7387 | 0.022999 | 566.99 | 3.3444
|  | 572.741 | 0.076755 | 572.2618 | 0.058874 | 514.6489 | 0 | 572.741 | 0.010342 | 572.2618 | 0.014883 | 565.6537 | 0.0038854 | 572.2618 | 0.0041253 | 572.741 | 0 | 572.741 | 0.024385 | 514.6489 | 4.4066 | 572.741 | 0.043726 | 572.741 | 0.24842 | 567.04 | -0.0007141 | 572.741 | 0.47854 | 515.7097 | 0.00050688 | 572.741 | 0.058481 | 572.741 | 0.025282 | 572.2618 | -0.007304 | 774.904 | 4.2263 | 572.2618 | -0.0054418 | 774.2007 | 0 | 774.904 | 0.025024 | 567.2129 | 3.3351
|  | 572.9686 | 0.097448 | 572.4897 | 0.065214 | 514.7634 | 0.019002 | 572.9686 | 0.042401 | 572.4897 | 0.0037069 | 565.8798 | 0.010759 | 572.4897 | 0.03248 | 572.9686 | 0.032166 | 572.9686 | 0.034556 | 514.7634 | 4.3601 | 572.9686 | 0.049336 | 572.9686 | 0.24335 | 567.26 | 0.0012752 | 572.9686 | 0.49374 | 515.8269 | 0.00025095 | 572.9686 | 0.079374 | 572.9686 | 0.050256 | 572.4897 | 0.012481 | 775.0693 | 4.2865 | 572.4897 | 0.004285 | 774.366 | 0.00011594 | 775.0693 | 0.023882 | 567.4358 | 3.341
|  | 573.1963 | 0.098508 | 572.7177 | 0.073416 | 514.8779 | 0 | 573.1963 | 0.043578 | 572.7177 | 0.027823 | 566.1059 | 0.001596 | 572.7177 | 0.0059537 | 573.1963 | 0.010181 | 573.1963 | 0.020739 | 514.8779 | 4.3631 | 573.1963 | 0.045798 | 573.1963 | 0.2411 | 567.49 | -0.0042337 | 573.1963 | 0.50541 | 515.944 | 0.00045548 | 573.1963 | 0.071852 | 573.1963 | 0.031073 | 572.7177 | 0.0011643 | 775.2345 | 4.2968 | 572.7177 | -0.0052658 | 774.5314 | 0 | 775.2345 | 0.025543 | 567.6587 | 3.3491
|  | 573.4239 | 0.090604 | 572.9457 | 0.069454 | 514.9924 | 0.012609 | 573.4239 | 0.034221 | 572.9457 | -0.0077851 | 566.332 | 0.0094564 | 572.9457 | 0.036835 | 573.4239 | 0.038413 | 573.4239 | 0.039116 | 514.9924 | 4.3249 | 573.4239 | 0.04816 | 573.4239 | 0.23548 | 567.72 | 0.0043357 | 573.4239 | 0.52263 | 516.0612 | 0.00021129 | 573.4239 | 0.080009 | 573.4239 | 0.048635 | 572.9457 | 0.0108 | 775.3998 | 4.3309 | 572.9457 | 0.00020353 | 774.6967 | 0.00057972 | 775.3998 | 0.024194 | 567.8817 | 3.3804
|  | 573.6516 | 0.084515 | 573.1737 | 0.067407 | 515.1069 | 0 | 573.6516 | 0.019032 | 573.1737 | 0.03667 | 566.5581 | 0.0031016 | 573.1737 | 0.0070345 | 573.6516 | 0.011741 | 573.6516 | 0.017192 | 515.1069 | 4.3233 | 573.6516 | 0.045011 | 573.6516 | 0.23436 | 567.95 | -0.0097429 | 573.6516 | 0.53132 | 516.1784 | 0.00042934 | 573.6516 | 0.062385 | 573.6516 | 0.030802 | 573.1737 | -0.0064859 | 775.5651 | 4.3581 | 573.1737 | -0.000863 | 774.8621 | 0 | 775.5651 | 0.026011 | 568.1046 | 3.3445
|  | 573.8793 | 0.11068 | 573.4017 | 0.064842 | 515.2214 | 0.010508 | 573.8793 | 0.055963 | 573.4017 | -0.0046064 | 566.7842 | 0.011756 | 573.4017 | 0.038269 | 573.8792 | 0.025134 | 573.8792 | 0.030146 | 515.2214 | 4.3629 | 573.8792 | 0.048647 | 573.8793 | 0.22849 | 568.18 | -0.007294 | 573.8792 | 0.5513 | 516.2956 | 0.00022107 | 573.8792 | 0.085498 | 573.8793 | 0.054039 | 573.4017 | 0.0067751 | 775.7304 | 4.4087 | 573.4017 | 0.0089222 | 775.0275 | 0.00081146 | 775.7304 | 0.024868 | 568.3275 | 3.3623
|  | 574.1069 | 0.12958 | 573.6297 | 0.066046 | 515.3359 | 0 | 574.1069 | 0.021614 | 573.6297 | 0.021304 | 567.0104 | 0.005876 | 573.6297 | 0.0099014 | 574.1069 | 0.0021116 | 574.1069 | 0.015458 | 515.3359 | 4.2937 | 574.1069 | 0.041917 | 574.1069 | 0.22807 | 568.41 | -0.014487 | 574.1069 | 0.56193 | 516.4127 | 0.00046135 | 574.1069 | 0.078842 | 574.1069 | 0.036476 | 573.6297 | -0.0041691 | 775.8957 | 4.4384 | 573.6297 | -0.0033506 | 775.1928 | 0 | 775.8957 | 0.026478 | 568.5505 | 3.3587
|  | 574.3346 | 0.081089 | 573.8578 | 0.066974 | 515.4504 | 0.0094571 | 574.3346 | 0.044475 | 573.8578 | -0.0084195 | 567.2365 | 0.014009 | 573.8578 | 0.034085 | 574.3346 | 0.035274 | 574.3346 | 0.027803 | 515.4504 | 4.3019 | 574.3346 | 0.047264 | 574.3346 | 0.21989 | 568.63 | -0.010661 | 574.3346 | 0.58089 | 516.5299 | 0.00024188 | 574.3346 | 0.094232 | 574.3346 | 0.05539 | 573.8578 | 0.018042 | 776.061 | 4.4371 | 573.8578 | 0.00099697 | 775.3582 | 0.00057972 | 776.061 | 0.025232 | 568.7734 | 3.3601
|  | 574.5623 | 0.083713 | 574.0858 | 0.057706 | 515.5649 | 0 | 574.5623 | 0.033039 | 574.0858 | 0.045433 | 567.4626 | 0.0080554 | 574.0858 | 0.0072998 | 574.5623 | 0 | 574.5623 | 0.020522 | 515.5649 | 4.3416 | 574.5623 | 0.041324 | 574.5623 | 0.2188 | 568.86 | -0.0037746 | 574.5623 | 0.59094 | 516.6471 | 0.00048571 | 574.5623 | 0.078093 | 574.5623 | 0.036476 | 574.0858 | -0.0027248 | 776.2263 | 4.5011 | 574.0858 | -0.0036525 | 775.5236 | 0 | 776.2263 | 0.026582 | 568.9964 | 3.3669
|  | 574.79 | 0.12447 | 574.3139 | 0.074609 | 515.6794 | 0.019002 | 574.79 | 0.059098 | 574.3139 | -0.0016247 | 567.6888 | 0.012573 | 574.3139 | 0.040207 | 574.79 | 0.041549 | 574.79 | 0.024114 | 515.6794 | 4.3362 | 574.79 | 0.046094 | 574.79 | 0.21398 | 569.09 | 0.0024994 | 574.79 | 0.61574 | 516.7643 | 0.00024384 | 574.79 | 0.095654 | 574.79 | 0.062685 | 574.3139 | 0.018309 | 776.3917 | 4.487 | 574.3139 | 0.0049377 | 775.689 | 0.00034783 | 776.3917 | 0.02492 | 569.2194 | 3.3591
|  | 575.0178 | 0.078884 | 574.5419 | 0.062254 | 515.7939 | 0 | 575.0178 | 0.025957 | 574.5419 | 0.022525 | 567.915 | 0.0046053 | 574.5419 | 0.005104 | 575.0178 | 0 | 575.0178 | -0.00046246 | 515.7939 | 4.3191 | 575.0178 | 0.04034 | 575.0178 | 0.21258 | 569.32 | -0.00056109 | 575.0178 | 0.62128 | 516.8815 | 0.00048198 | 575.0178 | 0.088069 | 575.0178 | 0.04107 | 574.5419 | -0.004274 | 776.557 | 4.5429 | 574.5419 | -0.0031696 | 775.8544 | 0 | 776.557 | 0.026374 | 569.4424 | 3.3559
|  | 575.2455 | 0.12264 | 574.77 | 0.064812 | 515.9085 | 0.018214 | 575.2455 | 0.036067 | 574.77 | -0.019753 | 568.1412 | 0.014911 | 574.77 | 0.035515 | 575.2455 | 0.035161 | 575.2455 | 0.037737 | 515.9085 | 4.3885 | 575.2455 | 0.044573 | 575.2455 | 0.20677 | 569.55 | -0.0028565 | 575.2455 | 0.64978 | 516.9987 | 0.0002417 | 575.2455 | 0.1071 | 575.2455 | 0.058362 | 574.77 | 0.0091862 | 776.7223 | 4.5135 | 574.77 | 0.008833 | 776.0198 | 0.00011594 | 776.7223 | 0.025076 | 569.6654 | 3.3528
|  | 575.4733 | 0.1046 | 574.9981 | 0.051847 | 516.023 | 0 | 575.4733 | 0.020057 | 574.9981 | 0.044348 | 568.3674 | -0.0015892 | 574.9981 | 0.0045955 | 575.4733 | 0.0021143 | 575.4733 | 0.033048 | 516.023 | 4.3882 | 575.4733 | 0.038207 | 575.4733 | 0.20739 | 569.77 | -0.0092835 | 575.4733 | 0.65803 | 517.1159 | 0.00045299 | 575.4733 | 0.091337 | 575.4733 | 0.042151 | 574.9981 | 0.0021174 | 776.8876 | 4.5457 | 574.9981 | 0.0028772 | 776.1852 | 0 | 776.8876 | 0.026945 | 569.8884 | 3.3324
|  | 575.701 | 0.11958 | 575.2262 | 0.060283 | 516.1375 | 0.0047071 | 575.701 | 0.040412 | 575.2262 | -0.019185 | 568.5936 | 0.01316 | 575.2262 | 0.039371 | 575.701 | 0.028037 | 575.701 | 0.032966 | 516.1375 | 4.3945 | 575.701 | 0.042339 | 575.701 | 0.20207 | 570 | -0.0011732 | 575.701 | 0.68439 | 517.2331 | 0.00021574 | 575.701 | 0.10408 | 575.7011 | 0.064577 | 575.2262 | 0.016378 | 777.053 | 4.5759 | 575.2262 | 0.0058884 | 776.3506 | 0.00057972 | 777.053 | 0.025907 | 570.1115 | 3.3488
|  | 575.9288 | 0.078902 | 575.4543 | 0.069586 | 516.252 | 0 | 575.9288 | 0.021343 | 575.4543 | 0.019303 | 568.8198 | 0.0037359 | 575.4543 | 0.0072954 | 575.9288 | 0 | 575.9288 | 0.030483 | 516.252 | 4.4656 | 575.9288 | 0.037734 | 575.9288 | 0.20035 | 570.23 | -0.0057639 | 575.9288 | 0.69485 | 517.3503 | 0.00042613 | 575.9288 | 0.089855 | 575.9288 | 0.045933 | 575.4543 | -0.0041054 | 777.2183 | 4.5853 | 575.4543 | -0.0062482 | 776.516 | 0 | 777.2183 | 0.028035 | 570.3345 | 3.3415
|  | 576.1566 | 0.12111 | 575.6825 | 0.060492 | 516.3666 | 0.0083512 | 576.1566 | 0.047138 | 575.6825 | -0.0038329 | 569.046 | 0.011714 | 575.6825 | 0.037388 | 576.1566 | 0.034228 | 576.1566 | 0.033048 | 516.3666 | 4.4211 | 576.1566 | 0.042281 | 576.1566 | 0.19544 | 570.46 | 0.0017343 | 576.1566 | 0.71839 | 517.4675 | 0.00021662 | 576.1566 | 0.11062 | 576.1566 | 0.070791 | 575.6825 | 0.0099835 | 777.3836 | 4.6156 | 575.6825 | 0.00052765 | 776.6814 | 0.00057972 | 777.3836 | 0.026738 | 570.5576 | 3.3556
|  | 576.3844 | 0.090614 | 575.9106 | 0.063261 | 516.4811 | 0 | 576.3844 | 0.034736 | 575.9106 | 0.018818 | 569.2722 | 0.0033389 | 575.9106 | 0.0058856 | 576.3844 | 0.0071886 | 576.3844 | 0.03185 | 516.4811 | 4.4165 | 576.3844 | 0.034771 | 576.3844 | 0.19545 | 570.69 | 0.0081613 | 576.3844 | 0.73126 | 517.5847 | 0.00045548 | 576.3844 | 0.10091 | 576.3844 | 0.046474 | 575.9106 | 0.0014584 | 777.549 | 4.6581 | 575.9106 | -0.0060192 | 776.8468 | 0 | 777.549 | 0.028451 | 570.7806 | 3.3084
|  | 576.6122 | 0.10631 | 576.1388 | 0.061907 | 516.5956 | 0.014011 | 576.6122 | 0.064008 | 576.1388 | -0.012421 | 569.4985 | 0.012262 | 576.1388 | 0.038693 | 576.6122 | 0.026639 | 576.6122 | 0.026075 | 516.5956 | 4.4434 | 576.6122 | 0.042632 | 576.6122 | 0.18772 | 570.92 | -0.0017853 | 576.6122 | 0.75837 | 517.7019 | 0.00024384 | 576.6122 | 0.12031 | 576.6122 | 0.069981 | 576.1387 | 0.018699 | 777.7143 | 4.647 | 576.1388 | 0.0051469 | 777.0122 | 0.00081146 | 777.7143 | 0.026841 | 571.0037 | 3.3298
|  | 576.84 | 0.1175 | 576.3669 | 0.054693 | 516.7102 | 0 | 576.84 | 0.029308 | 576.3669 | 0.046606 | 569.7247 | 0.0007227 | 576.3669 | -0.0010523 | 576.84 | 0 | 576.84 | 0.0032115 | 516.7102 | 4.4249 | 576.84 | 0.034089 | 576.84 | 0.1889 | 571.14 | -0.005917 | 576.84 | 0.77088 | 517.8191 | 0.00047629 | 576.84 | 0.10602 | 576.84 | 0.052688 | 576.3669 | -0.0060162 | 777.8797 | 4.6873 | 576.3669 | -0.01379 | 777.1776 | 0 | 777.8797 | 0.028399 | 571.2268 | 3.3002
|  | 577.0679 | 0.13941 | 576.5951 | 0.069171 | 516.8247 | 0.0065292 | 577.0679 | 0.08113 | 576.5951 | -0.0094369 | 569.951 | 0.0095002 | 576.5951 | 0.040924 | 577.0679 | 0.032833 | 577.0679 | 0.019806 | 516.8247 | 4.3986 | 577.0679 | 0.040009 | 577.0679 | 0.18213 | 571.37 | 0.0051009 | 577.0679 | 0.80058 | 517.9364 | 0.00023654 | 577.0679 | 0.12531 | 577.0679 | 0.076195 | 576.5951 | 0.017604 | 778.045 | 4.7225 | 576.5951 | 0.0058328 | 777.3431 | 0.00057972 | 778.045 | 0.027049 | 571.4499 | 3.3147
|  | 577.2957 | 0.07713 | 576.8233 | 0.057215 | 516.9393 | 0 | 577.2957 | -0.011634 | 576.8233 | 0.037096 | 570.1773 | 0.0018726 | 576.8233 | 0.0048681 | 577.2957 | 0 | 577.2957 | 0.018494 | 516.9393 | 4.4029 | 577.2957 | 0.032958 | 577.2957 | 0.18329 | 571.6 | 0.0052539 | 577.2957 | 0.80959 | 518.0536 | 0.00046704 | 577.2957 | 0.10984 | 577.2957 | 0.05512 | 576.8233 | -0.0033314 | 778.2104 | 4.6772 | 576.8233 | -0.00058554 | 777.5085 | 0 | 778.2104 | 0.029126 | 571.673 | 3.2901
|  | 577.5236 | 0.1078 | 577.0515 | 0.068804 | 517.0539 | 0.013485 | 577.5236 | 0.045949 | 577.0515 | -0.019511 | 570.4036 | 0.012291 | 577.0515 | 0.039053 | 577.5236 | 0.024965 | 577.5236 | 0.044094 | 517.0539 | 4.4129 | 577.5236 | 0.039939 | 577.5236 | 0.17711 | 571.83 | 0.0090795 | 577.5236 | 0.84425 | 518.1708 | 0.00023316 | 577.5236 | 0.13029 | 577.5236 | 0.077276 | 577.0515 | 0.026115 | 778.3758 | 4.7078 | 577.0515 | 0.0084193 | 777.6739 | 0.0010433 | 778.3758 | 0.027724 | 571.8961 | 3.3374
|  | 577.7515 | 0.067532 | 577.2797 | 0.062633 | 517.1684 | 0 | 577.7515 | 0.012754 | 577.2797 | 0.034038 | 570.6299 | 0.0037342 | 577.2797 | 0.0029356 | 577.7514 | 0 | 577.7514 | 0.021531 | 517.1684 | 4.4228 | 577.7514 | 0.032053 | 577.7515 | 0.17664 | 572.06 | -0.0045398 | 577.7514 | 0.85563 | 518.2881 | 0.00043965 | 577.7514 | 0.11694 | 577.7515 | 0.064036 | 577.2797 | -0.0070739 | 778.5411 | 4.7044 | 577.2797 | 0.0030329 | 777.8394 | 0 | 778.5411 | 0.029489 | 572.1192 | 3.3187
|  | 577.9793 | 0.10363 | 577.5079 | 0.064784 | 517.283 | 0.014011 | 577.9793 | 0.04187 | 577.5079 | -0.027404 | 570.8562 | 0.0093941 | 577.5079 | 0.036967 | 577.9793 | 0.027336 | 577.9793 | 0.02517 | 517.283 | 4.4378 | 577.9793 | 0.039295 | 577.9793 | 0.17105 | 572.29 | 0.0023464 | 577.9793 | 0.8858 | 518.4053 | 0.00020827 | 577.9793 | 0.13666 | 577.9793 | 0.078087 | 577.5079 | 0.024329 | 778.7065 | 4.7177 | 577.5079 | 0.0043438 | 778.0048 | 0.00057972 | 778.7065 | 0.028035 | 572.3424 | 3.3156
|  | 578.2072 | 0.08361 | 577.7362 | 0.062236 | 517.3976 | 0 | 578.2072 | 0.021746 | 577.7362 | 0.050561 | 571.0825 | 0.0078304 | 577.7362 | 0.0067227 | 578.2072 | 0.0045887 | 578.2072 | 0.021658 | 517.3976 | 4.3879 | 578.2072 | 0.032288 | 578.2072 | 0.1704 | 572.51 | 0.00020403 | 578.2072 | 0.90135 | 518.5225 | 0.00044214 | 578.2072 | 0.12268 | 578.2072 | 0.062956 | 577.7361 | -0.0045892 | 778.8719 | 4.7505 | 577.7362 | -0.0090336 | 778.1703 | 0 | 778.8719 | 0.030424 | 572.5655 | 3.2814
|  | 578.4351 | 0.10668 | 577.9644 | 0.056474 | 517.5122 | 0.012609 | 578.4351 | 0.071021 | 577.9644 | -0.024638 | 571.3088 | 0.010168 | 577.9644 | 0.039807 | 578.4351 | 0.031872 | 578.4351 | 0.01626 | 517.5122 | 4.3313 | 578.4351 | 0.036667 | 578.4351 | 0.16563 | 572.74 | 0.012752 | 578.4351 | 0.93215 | 518.6398 | 0.00023939 | 578.4351 | 0.14311 | 578.4351 | 0.08295 | 577.9644 | 0.023437 | 779.0373 | 4.7368 | 577.9644 | 0.013006 | 778.3357 | 0.00057972 | 779.0373 | 0.029385 | 572.7886 | 3.2766
|  | 578.663 | 0.072761 | 578.1927 | 0.051974 | 517.6267 | 0 | 578.663 | 0.033497 | 578.1927 | 0.047007 | 571.5352 | 0.0017324 | 578.1927 | 0.0046053 | 578.663 | 0.004962 | 578.663 | 0.023137 | 517.6267 | 4.3578 | 578.663 | 0.029324 | 578.663 | 0.16568 | 572.97 | 0.0077024 | 578.663 | 0.94512 | 518.757 | 0.00048447 | 578.663 | 0.13 | 578.663 | 0.071062 | 578.1927 | 0.0016031 | 779.2026 | 4.7673 | 578.1927 | -0.0086643 | 778.5012 | 0 | 779.2026 | 0.031202 | 573.0118 | 3.3004
|  | 578.8909 | 0.090433 | 578.4209 | 0.065285 | 517.7413 | 0.0086549 | 578.8909 | 0.075638 | 578.4209 | -0.017273 | 571.7615 | 0.013459 | 578.4209 | 0.035939 | 578.891 | 0.019441 | 578.891 | 0.025451 | 517.7413 | 4.3019 | 578.891 | 0.033839 | 578.8909 | 0.15941 | 573.2 | -0.0014792 | 578.891 | 0.97552 | 518.8743 | 0.00025166 | 578.891 | 0.15179 | 578.8909 | 0.088084 | 578.4209 | 0.018582 | 779.3681 | 4.7926 | 578.4209 | 0.0048744 | 778.6667 | 0.00034783 | 779.3681 | 0.029281 | 573.235 | 3.2695
|  | 579.1189 | 0.10225 | 578.6492 | 0.062617 | 517.8559 | 0 | 579.1189 | 0.048 | 578.6492 | 0.037078 | 571.9879 | 0.0046981 | 578.6492 | 0.005081 | 579.1189 | 0.0035815 | 579.1189 | 0.013688 | 517.8559 | 4.338 | 579.1189 | 0.031059 | 579.1189 | 0.16124 | 573.43 | 0.0054069 | 579.1189 | 0.99437 | 518.9915 | 0.00046366 | 579.1189 | 0.13793 | 579.1189 | 0.067009 | 578.6492 | 0.0010561 | 779.5334 | 4.781 | 578.6492 | -0.0054869 | 778.8321 | 0 | 779.5334 | 0.030424 | 573.4582 | 3.2658
|  | 579.3469 | 0.10101 | 578.8775 | 0.06588 | 517.9705 | 0.0060736 | 579.3469 | 0.02866 | 578.8775 | -0.010194 | 572.2142 | 0.0094047 | 578.8775 | 0.03511 | 579.3468 | 0.024593 | 579.3468 | 0.034682 | 517.9705 | 4.2977 | 579.3468 | 0.03355 | 579.3469 | 0.15499 | 573.66 | -0.0022444 | 579.3468 | 1.0333 | 519.1088 | 0.00022143 | 579.3468 | 0.1588 | 579.3469 | 0.093488 | 578.8775 | 0.011399 | 779.6988 | 4.7764 | 578.8775 | 0.0029197 | 778.9976 | 0.00081146 | 779.6988 | 0.028814 | 573.6813 | 3.2672
|  | 579.5748 | 0.071683 | 579.1058 | 0.055493 | 518.0851 | 0 | 579.5748 | 0.012184 | 579.1058 | 0.042968 | 572.4406 | 0.0011611 | 579.1058 | 0.0079302 | 579.5748 | 0.0071906 | 579.5748 | 0.025695 | 518.0851 | 4.2467 | 579.5748 | 0.028083 | 579.5748 | 0.15419 | 573.88 | 0.0066312 | 579.5748 | 1.0536 | 519.2261 | 0.0004393 | 579.5748 | 0.15276 | 579.5748 | 0.080789 | 579.1058 | 0.0061312 | 779.8642 | 4.7614 | 579.1058 | -0.012671 | 779.1631 | 0 | 779.8642 | 0.030683 | 573.9045 | 3.2465
|  | 579.8028 | 0.11167 | 579.3341 | 0.058842 | 518.1997 | 0.010595 | 579.8028 | 0.045497 | 579.3341 | 0.00079899 | 572.667 | 0.0089453 | 579.3341 | 0.034468 | 579.8028 | 0.0342 | 579.8028 | 0.036619 | 518.1997 | 4.2753 | 579.8028 | 0.03305 | 579.8028 | 0.14813 | 574.11 | -0.00040807 | 579.8028 | 1.0813 | 519.3433 | 0.0002257 | 579.8028 | 0.17228 | 579.8028 | 0.098351 | 579.3341 | 0.016424 | 780.0296 | 4.7812 | 579.3341 | 0.0048222 | 779.3286 | 0.00011594 | 780.0296 | 0.029645 | 574.1278 | 3.2523
|  | 580.0308 | 0.1072 | 579.5625 | 0.055057 | 518.3143 | 0 | 580.0308 | 0.019027 | 579.5625 | 0.037105 | 572.8934 | 0.00218 | 579.5625 | 0.0014129 | 580.0308 | 0.010885 | 580.0308 | 0.0090077 | 518.3143 | 4.275 | 580.0308 | 0.027265 | 580.0308 | 0.15112 | 574.34 | 0.0098449 | 580.0308 | 1.1011 | 519.4606 | 0.00043361 | 580.0308 | 0.15454 | 580.0308 | 0.081869 | 579.5625 | -0.0025694 | 780.1951 | 4.7725 | 579.5625 | -0.0048663 | 779.4941 | 0 | 780.1951 | 0.030891 | 574.351 | 3.2415
|  | 580.2588 | 0.11134 | 579.7908 | 0.067282 | 518.4289 | 0.0050107 | 580.2588 | 0.032395 | 579.7908 | -0.017355 | 573.1198 | 0.010123 | 579.7908 | 0.031779 | 580.2588 | 0.025607 | 580.2588 | 0.039415 | 518.4289 | 4.2652 | 580.2588 | 0.035096 | 580.2588 | 0.14617 | 574.57 | 0.01872 | 580.2588 | 1.1396 | 519.5779 | 0.00027034 | 580.2588 | 0.18158 | 580.2588 | 0.10673 | 579.7908 | 0.02299 | 780.3605 | 4.7783 | 579.7908 | -0.003275 | 779.6595 | 0.00011594 | 780.3605 | 0.031306 | 574.5742 | 3.2343
|  | 580.4868 | 0.11909 | 580.0192 | 0.06944 | 518.5435 | 0 | 580.4868 | 0.031249 | 580.0192 | 0.035059 | 573.3463 | 0.010233 | 580.0192 | 0.034346 | 580.4868 | 0.030489 | 580.4868 | 0.020395 | 518.5435 | 4.2345 | 580.4868 | 0.031719 | 580.4868 | 0.13895 | 574.8 | -0.00056109 | 580.4868 | 1.1983 | 519.6951 | 0.00032832 | 580.4868 | 0.18695 | 580.4868 | 0.11483 | 580.0192 | 0.019225 | 780.5259 | 4.7959 | 580.0192 | 0.0049849 | 779.8251 | 0 | 780.5259 | 0.031825 | 574.7975 | 3.2189
|  | 580.7148 | 0.08037 | 580.2475 | 0.050761 | 518.6581 | 0.009895 | 580.7148 | 0.035312 | 580.2475 | 0.033565 | 573.5727 | -3.3168e-05 | 580.2475 | 0.0042976 | 580.7148 | 0 | 580.7148 | 0.013435 | 518.6581 | 4.2111 | 580.7148 | 0.026669 | 580.7148 | 0.14221 | 575.03 | 0.0073959 | 580.7148 | 1.2298 | 519.8124 | 0.00017892 | 580.7148 | 0.17386 | 580.7148 | 0.084571 | 580.2475 | 0.0066294 | 780.6913 | 4.7995 | 580.2475 | -0.0068903 | 779.9905 | 0 | 780.6913 | 0.032604 | 575.0208 | 3.2103
|  | 580.9428 | 0.096467 | 580.4759 | 0.063184 | 518.7727 | 0 | 580.9428 | 0.022422 | 580.4759 | -0.018289 | 573.7991 | 0.010028 | 580.4759 | 0.038492 | 580.9428 | 0.027979 | 580.9428 | 0.03196 | 518.7727 | 4.2087 | 580.9428 | 0.033756 | 580.9428 | 0.13498 | 575.26 | 0.01214 | 580.9428 | 1.2644 | 519.9297 | 0.00016274 | 580.9428 | 0.19169 | 580.9428 | 0.11862 | 580.4759 | 0.024999 | 780.8568 | 4.8055 | 580.4759 | 0.0040748 | 780.1561 | 0 | 780.8568 | 0.031099 | 575.244 | 3.2297
|  | 581.1709 | 0.070226 | 580.7043 | 0.054267 | 518.8874 | 0.0047071 | 581.1709 | -0.0043585 | 580.7043 | 0.027097 | 574.0256 | 0.0056286 | 580.7043 | 0.0018129 | 581.1709 | 0.0075493 | 581.1709 | 0.023047 | 518.8874 | 4.1301 | 581.1709 | 0.024209 | 581.1709 | 0.13668 | 575.48 | 0.011222 | 581.1709 | 1.28 | 520.047 | 0.00014691 | 581.1709 | 0.1847 | 581.1709 | 0.10051 | 580.7043 | 0.0052737 | 781.0222 | 4.8038 | 580.7043 | -0.0039862 | 780.3216 | 0 | 781.0222 | 0.032656 | 575.4673 | 3.2091
|  | 581.3989 | 0.10508 | 580.9327 | 0.066889 | 519.002 | 0 | 581.3989 | 0.044849 | 580.9327 | -0.025116 | 574.2521 | 0.009343 | 580.9327 | 0.035258 | 581.3989 | 0.010812 | 581.3989 | 0.038319 | 519.002 | 4.141 | 581.3989 | 0.030935 | 581.3989 | 0.13287 | 575.71 | 0.011528 | 581.3989 | 1.3271 | 520.1643 | 0.00013944 | 581.3989 | 0.20818 | 581.3989 | 0.12699 | 580.9327 | 0.020204 | 781.1876 | 4.7788 | 580.9327 | -0.0013312 | 780.4871 | 0 | 781.1876 | 0.031825 | 575.6906 | 3.2219
|  | 581.627 | 0.091573 | 581.1611 | 0.048334 | 519.1166 | 0.014711 | 581.627 | 0.020384 | 581.1611 | 0.026622 | 574.4785 | 0.0029303 | 581.1611 | 0.006847 | 581.627 | 0.0057323 | 581.627 | 0.011119 | 519.1166 | 4.0841 | 581.627 | 0.024113 | 581.627 | 0.13309 | 575.94 | 0.0054069 | 581.627 | 1.3562 | 520.2816 | 0.00014246 | 581.627 | 0.19728 | 581.627 | 0.10321 | 581.1611 | -0.0025789 | 781.3531 | 4.7628 | 581.1611 | -0.0047899 | 780.6526 | 0 | 781.3531 | 0.033902 | 575.9138 | 3.1927
|  | 581.8551 | 0.12877 | 581.3895 | 0.057161 | 519.2313 | 0 | 581.8551 | 0.05332 | 581.3895 | -0.0057596 | 574.705 | 0.011641 | 581.3895 | 0.032638 | 581.8551 | 0.029362 | 581.8551 | 0.0096602 | 519.2313 | 4.0181 | 581.8551 | 0.029664 | 581.8551 | 0.12881 | 576.17 | 0.014282 | 581.8551 | 1.4035 | 520.3989 | 0.00013179 | 581.8551 | 0.21982 | 581.8551 | 0.1305 | 581.3895 | 0.028347 | 781.5185 | 4.751 | 581.3895 | 0.0035687 | 780.8181 | 0 | 781.5185 | 0.032968 | 576.1372 | 3.2071
|  | 582.0832 | 0.081124 | 581.618 | 0.044567 | 519.3459 | 0.010333 | 582.0832 | 0.0056338 | 581.618 | 0.023373 | 574.9315 | 0.0026771 | 581.618 | 0.0055602 | 582.0832 | 0 | 582.0832 | 0.012338 | 519.3459 | 3.9486 | 582.0832 | 0.02151 | 582.0832 | 0.12965 | 576.4 | 0.033257 | 582.0832 | 1.4291 | 520.5162 | 0.00014122 | 582.0832 | 0.20538 | 582.0832 | 0.11213 | 581.618 | -0.0038135 | 781.684 | 4.7155 | 581.618 | 0.00038074 | 780.9836 | 0 | 781.684 | 0.034733 | 576.3605 | 3.2069
|  | 582.3113 | 0.083499 | 581.8464 | 0.062414 | 519.4606 | 0 | 582.3113 | 0.042399 | 581.8464 | -0.0029895 | 575.158 | 0.011684 | 581.8464 | 0.039421 | 582.3113 | 0.023995 | 582.3113 | 0.028625 | 519.4606 | 3.9406 | 582.3113 | 0.028767 | 582.3113 | 0.12258 | 576.63 | 0.03035 | 582.3113 | 1.4807 | 520.6335 | 0.00014068 | 582.3113 | 0.22582 | 582.3113 | 0.13375 | 581.8464 | 0.027901 | 781.8494 | 4.7125 | 581.8464 | 0.0047627 | 781.1492 | 0 | 781.8494 | 0.033643 | 576.5838 | 3.2002
|  | 582.5394 | 0.095595 | 582.0749 | 0.050539 | 519.5752 | 0.015324 | 582.5394 | 0.020312 | 582.0749 | 0.033962 | 575.3845 | 0.0034951 | 582.0749 | 0.0031676 | 582.5394 | 0.00012708 | 582.5394 | 0.011739 | 519.5752 | 3.9097 | 582.5394 | 0.021136 | 582.5394 | 0.12583 | 576.85 | 0.036624 | 582.5394 | 1.508 | 520.7508 | 0.00015971 | 582.5394 | 0.22285 | 582.5394 | 0.12132 | 582.0749 | 0.00010117 | 782.0149 | 4.7233 | 582.0749 | -0.010567 | 781.3147 | 0 | 782.0149 | 0.0352 | 576.8071 | 3.1825
|  | 582.7675 | 0.13353 | 582.3033 | 0.057537 | 519.6898 | 0 | 582.7675 | 0.04193 | 582.3033 | -0.013465 | 575.6111 | 0.0086701 | 582.3033 | 0.036389 | 582.7675 | 0.01752 | 582.7675 | 0.026908 | 519.6898 | 3.8771 | 582.7675 | 0.027252 | 582.7675 | 0.11978 | 577.08 | 0.038001 | 582.7675 | 1.5521 | 520.8681 | 0.00013748 | 582.7675 | 0.24782 | 582.7675 | 0.14455 | 582.3033 | 0.025669 | 782.1803 | 4.7692 | 582.3033 | 0.0045719 | 781.4802 | 0 | 782.1803 | 0.033954 | 577.0305 | 3.1833
|  | 582.9957 | 0.083003 | 582.5318 | 0.051671 | 519.8045 | 0.009282 | 582.9957 | -0.0023426 | 582.5318 | 0.02127 | 575.8376 | 0.0021064 | 582.5318 | 0.0027359 | 582.9956 | 0 | 582.9956 | 0.018631 | 519.8045 | 3.8418 | 582.9956 | 0.021655 | 582.9957 | 0.12186 | 577.31 | 0.049325 | 582.9956 | 1.5924 | 520.9854 | 0.00013001 | 582.9956 | 0.24057 | 582.9957 | 0.12753 | 582.5318 | 0.0059768 | 782.3458 | 4.7118 | 582.5318 | -0.0037989 | 781.6458 | 0 | 782.3458 | 0.036135 | 577.2539 | 3.185
|  | 583.2238 | 0.10959 | 582.7603 | 0.05664 | 519.9192 | 0 | 583.2238 | 0.03015 | 582.7603 | 0.020994 | 576.0641 | 0.0075169 | 582.7603 | 0.034358 | 583.2238 | 0.021751 | 583.2238 | 0.029426 | 519.9192 | 3.7714 | 583.2238 | 0.026991 | 583.2238 | 0.11733 | 577.54 | 0.047642 | 583.2238 | 1.6456 | 521.1027 | 0.00012805 | 583.2238 | 0.25968 | 583.2238 | 0.15509 | 582.7603 | 0.025892 | 782.5113 | 4.7193 | 582.7603 | 9.828e-05 | 781.8113 | 0 | 782.5113 | 0.035408 | 577.4772 | 3.1783
|  | 583.452 | 0.091868 | 582.9888 | 0.0552 | 520.0338 | 0.009895 | 583.452 | 0.015638 | 582.9888 | 0.028296 | 576.2907 | 0.0033774 | 582.9888 | 0.0032031 | 583.452 | 0.0040688 | 583.452 | 0.012265 | 520.0338 | 3.8044 | 583.452 | 0.020934 | 583.452 | 0.11975 | 577.77 | 0.067537 | 583.452 | 1.6925 | 521.2201 | 0.00013659 | 583.452 | 0.24413 | 583.452 | 0.13267 | 582.9888 | 0.017283 | 782.6768 | 4.7019 | 582.9888 | -0.00587 | 781.9769 | 0 | 782.6768 | 0.036186 | 577.7006 | 3.1647
|  | 583.6801 | 0.095008 | 583.2173 | 0.041909 | 520.1485 | 0 | 583.6801 | 0.048578 | 583.2173 | -0.031736 | 576.5173 | 0.0083234 | 583.2173 | 0.031522 | 583.6801 | 0.033445 | 583.6801 | 0.025717 | 520.1485 | 3.7231 | 583.6801 | 0.02848 | 583.6801 | 0.11458 | 578 | 0.073195 | 583.6801 | 1.7505 | 521.3374 | 0.00015331 | 583.6801 | 0.27418 | 583.6801 | 0.1659 | 583.2173 | 0.02857 | 782.8423 | 4.6864 | 583.2173 | 0.016415 | 782.1425 | 0 | 782.8423 | 0.034525 | 577.9239 | 3.167
|  | 583.9083 | 0.066834 | 583.4459 | 0.046546 | 520.2632 | 0.014273 | 583.9083 | 0.01791 | 583.4459 | 0.049642 | 576.7438 | 0.0023777 | 583.4459 | 0.0014357 | 583.9083 | 0 | 583.9083 | 0.011833 | 520.2632 | 3.6745 | 583.9083 | 0.021665 | 583.9083 | 0.1171 | 578.23 | 0.089571 | 583.9083 | 1.79 | 521.4547 | 0.00013819 | 583.9083 | 0.26542 | 583.9083 | 0.14591 | 583.4459 | 0.0082806 | 783.0077 | 4.6673 | 583.4459 | -0.0050402 | 782.308 | 0 | 783.0077 | 0.036446 | 578.1473 | 3.1506
|  | 584.1365 | 0.12303 | 583.6744 | 0.064394 | 520.3778 | 0 | 584.1365 | 0.057351 | 583.6744 | -0.021474 | 576.9705 | 0.010507 | 583.6744 | 0.035942 | 584.1365 | 0.036287 | 584.1365 | 0.02768 | 520.3778 | 3.6624 | 584.1365 | 0.028095 | 584.1365 | 0.10925 | 578.46 | 0.079779 | 584.1365 | 1.8564 | 521.572 | 0.00012503 | 584.1365 | 0.28958 | 584.1365 | 0.17266 | 583.6744 | 0.020764 | 783.1732 | 4.6449 | 583.6744 | 0.0077711 | 782.4736 | 0 | 783.1732 | 0.035719 | 578.3707 | 3.1489
|  | 584.3647 | 0.085143 | 583.903 | 0.045584 | 520.4925 | 0.014011 | 584.3647 | 0.018925 | 583.903 | 0.031822 | 577.197 | 0.0046629 | 583.903 | 0.0023205 | 584.3647 | 0.0018737 | 584.3647 | 0.026637 | 520.4925 | 3.5939 | 584.3647 | 0.01975 | 584.3647 | 0.11457 | 578.68 | 0.10273 | 584.3647 | 1.8895 | 521.6894 | 0.00012965 | 584.3647 | 0.27631 | 584.3647 | 0.15185 | 583.903 | 0.012444 | 783.3387 | 4.6449 | 583.903 | -0.0050611 | 782.6391 | 0 | 783.3387 | 0.037277 | 578.5942 | 3.1413
|  | 584.593 | 0.10783 | 584.1315 | 0.0608 | 520.6072 | 0 | 584.593 | 0.06743 | 584.1315 | -0.0031233 | 577.4236 | 0.010907 | 584.1315 | 0.035883 | 584.5929 | 0.033108 | 584.5929 | 0.029471 | 520.6072 | 3.5789 | 584.5929 | 0.026953 | 584.593 | 0.10723 | 578.91 | 0.11038 | 584.5929 | 1.9652 | 521.8067 | 0.00014122 | 584.5929 | 0.31005 | 584.593 | 0.18725 | 584.1315 | 0.028124 | 783.5042 | 4.6483 | 584.1315 | 0.0075931 | 782.8047 | 0 | 783.5042 | 0.035875 | 578.8176 | 3.1647
|  | 584.8212 | 0.082491 | 584.3601 | 0.040274 | 520.7219 | 0.0085031 | 584.8212 | 0.056969 | 584.3601 | 0.032603 | 577.6503 | 0.006749 | 584.3601 | -0.00036199 | 584.8212 | 0.001697 | 584.8212 | 0.015185 | 520.7219 | 3.4906 | 584.8212 | 0.019756 | 584.8212 | 0.111 | 579.14 | 0.16195 | 584.8212 | 2.0129 | 521.9241 | 0.00015562 | 584.8212 | 0.29707 | 584.8212 | 0.1605 | 584.3601 | 0.0063367 | 783.6697 | 4.6462 | 584.3601 | -0.00077647 | 782.9703 | 0 | 783.6697 | 0.037744 | 579.041 | 3.1403
|  | 585.0494 | 0.080285 | 584.5887 | 0.056675 | 520.8366 | 0 | 585.0494 | 0.072436 | 584.5887 | -0.0064214 | 577.8769 | 0.012764 | 584.5887 | 0.034128 | 585.0494 | 0.028032 | 585.0494 | 0.029539 | 520.8366 | 3.4852 | 585.0494 | 0.026699 | 585.0494 | 0.1045 | 579.37 | 0.16975 | 585.0494 | 2.0774 | 522.0414 | 0.00014691 | 585.0494 | 0.33598 | 585.0494 | 0.19724 | 584.5887 | 0.027231 | 783.8352 | 4.6448 | 584.5887 | 0.0046152 | 783.1359 | 0 | 783.8352 | 0.036913 | 579.2645 | 3.1219
|  | 585.2776 | 0.086906 | 584.8173 | 0.052285 | 520.9513 | 0.013835 | 585.2776 | 0.0042937 | 584.8173 | 0.043021 | 578.1036 | 0.0048565 | 584.8173 | 0.0022841 | 585.2777 | 0 | 585.2777 | 0.02383 | 520.9513 | 3.5067 | 585.2777 | 0.019764 | 585.2776 | 0.10808 | 579.6 | 0.2002 | 585.2777 | 2.1193 | 522.1588 | 0.00015455 | 585.2777 | 0.3181 | 585.2776 | 0.17563 | 584.8173 | 0.011797 | 784.0007 | 4.6083 | 584.8173 | -0.00321 | 783.3015 | 0 | 784.0007 | 0.038575 | 579.4879 | 3.1087
|  | 585.5059 | 0.15539 | 585.0459 | 0.054905 | 521.066 | 0 | 585.5059 | 0.029831 | 585.0459 | -0.01163 | 578.3302 | 0.016894 | 585.0459 | 0.036548 | 585.5059 | 0.027747 | 585.5059 | 0.031167 | 521.066 | 3.4537 | 585.5059 | 0.025465 | 585.5059 | 0.10049 | 579.83 | 0.20633 | 585.5059 | 2.1836 | 522.2761 | 0.00015704 | 585.5059 | 0.3471 | 585.5059 | 0.20589 | 585.0459 | 0.026115 | 784.1662 | 4.6114 | 585.0459 | -0.0067506 | 783.4671 | 0 | 784.1662 | 0.038679 | 579.7114 | 3.0994
|  | 585.7342 | 0.071232 | 585.2745 | 0.046916 | 521.1807 | 0.0016702 | 585.7342 | -0.0052793 | 585.2745 | 0.038186 | 578.5569 | 0.0048117 | 585.2745 | -0.0005604 | 585.7342 | 0.0010637 | 585.7342 | 0.0019457 | 521.1807 | 3.4389 | 585.7342 | 0.018982 | 585.7342 | 0.1035 | 580.06 | 0.24489 | 585.7342 | 2.2213 | 522.3935 | 0.00017216 | 585.7342 | 0.3322 | 585.7342 | 0.18535 | 585.2745 | 0.0093945 | 784.3318 | 4.5273 | 585.2745 | -0.0020454 | 783.6327 | 0 | 784.3318 | 0.040807 | 579.9349 | 3.0987
|  | 585.9625 | 0.1201 | 585.5032 | 0.056382 | 521.2954 | 0 | 585.9625 | 0.068134 | 585.5032 | -0.023935 | 578.7835 | 0.009176 | 585.5032 | 0.031741 | 585.9625 | 0.024566 | 585.9625 | 0.03747 | 521.2954 | 3.4567 | 585.9625 | 0.023876 | 585.9625 | 0.096506 | 580.28 | 0.25637 | 585.9625 | 2.2841 | 522.5108 | 0.00016932 | 585.9625 | 0.35976 | 585.9625 | 0.21102 | 585.5032 | 0.031695 | 784.4973 | 4.4996 | 585.5032 | -0.0026216 | 783.7983 | 0 | 784.4973 | 0.040496 | 580.1583 | 3.0772
|  | 586.1908 | 0.063374 | 585.7318 | 0.043759 | 521.4101 | 0.0071365 | 586.1908 | 0.046005 | 585.7318 | 0.029945 | 579.0102 | 0.0031908 | 585.7318 | 0.0013201 | 586.1908 | 0 | 586.1908 | -0.00061969 | 521.4101 | 3.4142 | 586.1908 | 0.017572 | 586.1908 | 0.10033 | 580.51 | 0.311 | 586.1908 | 2.3283 | 522.6282 | 0.0001622 | 586.1908 | 0.34689 | 586.1908 | 0.19643 | 585.7318 | 0.0060945 | 784.6628 | 4.4537 | 585.7318 | -0.0069134 | 783.9639 | 0 | 784.6628 | 0.041897 | 580.3818 | 3.0715
|  | 586.4191 | 0.15968 | 585.9605 | 0.038261 | 521.5249 | 0 | 586.4191 | 0.061663 | 585.9605 | -0.012385 | 579.2369 | 0.011874 | 585.9605 | 0.037036 | 586.4191 | 0.029289 | 586.4191 | 0.045695 | 521.5249 | 3.4014 | 586.4191 | 0.024412 | 586.4191 | 0.093571 | 580.74 | 0.32003 | 586.4191 | 2.391 | 522.7456 | 0.00016522 | 586.4191 | 0.37763 | 586.4191 | 0.22913 | 585.9605 | 0.033481 | 784.8284 | 4.4516 | 585.9605 | 0.0062629 | 784.1295 | 0 | 784.8284 | 0.04169 | 580.6054 | 3.0895
|  | 586.6474 | 0.061485 | 586.1891 | 0.046577 | 521.6396 | 0.017951 | 586.6474 | 0.028699 | 586.1891 | 0.033356 | 579.4636 | 0.0065338 | 586.1891 | 0.0058296 | 586.6474 | 0 | 586.6474 | 0.01382 | 521.6396 | 3.4022 | 586.6474 | 0.016642 | 586.6474 | 0.096576 | 580.97 | 0.39026 | 586.6474 | 2.4444 | 522.8629 | 0.00016896 | 586.6474 | 0.37052 | 586.6474 | 0.21264 | 586.1891 | 0.018508 | 784.9939 | 4.4483 | 586.1891 | -0.0018373 | 784.2951 | 0 | 784.9939 | 0.044026 | 580.8289 | 3.0511
|  | 586.8757 | 0.081596 | 586.4178 | 0.056766 | 521.7543 | 0 | 586.8757 | 0.058746 | 586.4178 | -0.037527 | 579.6903 | 0.0099036 | 586.4178 | 0.03305 | 586.8758 | 0.023358 | 586.8758 | 0.035028 | 521.7543 | 3.4062 | 586.8758 | 0.023674 | 586.8757 | 0.090981 | 581.2 | 0.36165 | 586.8758 | 2.528 | 522.9803 | 0.0001622 | 586.8758 | 0.39746 | 586.8757 | 0.23966 | 586.4178 | 0.031695 | 785.1594 | 4.4437 | 586.4178 | 0.00039961 | 784.4607 | 0 | 785.1594 | 0.043092 | 581.0524 | 3.0487
|  | 587.1041 | 0.089803 | 586.6465 | 0.036792 | 521.869 | 0.0081994 | 587.1041 | -0.016411 | 586.6465 | 0.035394 | 579.9171 | 0.0055812 | 586.6465 | 0.0046206 | 587.1041 | 0 | 587.1041 | 0.019753 | 521.869 | 3.3843 | 587.1041 | 0.015064 | 587.1041 | 0.094859 | 581.43 | 0.41628 | 587.1041 | 2.5882 | 523.0977 | 0.00015562 | 587.1041 | 0.39212 | 587.1041 | 0.22399 | 586.6465 | 0.012051 | 785.325 | 4.3982 | 586.6465 | 0.0045333 | 784.6264 | 0 | 785.325 | 0.044545 | 581.2759 | 3.0509
|  | 587.3325 | 0.11367 | 586.8752 | 0.063947 | 521.9838 | 0 | 587.3325 | 0.053479 | 586.8752 | -0.021403 | 580.1438 | 0.011802 | 586.8752 | 0.033574 | 587.3325 | 0.023581 | 587.3325 | 0.02365 | 521.9838 | 3.2995 | 587.3325 | 0.022629 | 587.3325 | 0.089642 | 581.66 | 0.43235 | 587.3325 | 2.6709 | 523.2151 | 0.00014833 | 587.3325 | 0.4234 | 587.3325 | 0.25588 | 586.8752 | 0.032365 | 785.4905 | 4.3369 | 586.8752 | 0.0045599 | 784.792 | 0 | 785.4905 | 0.043351 | 581.4995 | 3.0663
|  | 587.5609 | 0.089994 | 587.1039 | 0.051939 | 522.0985 | 0.0085031 | 587.5609 | 0.0060839 | 587.1039 | 0.037096 | 580.3705 | 0.0021923 | 587.1039 | 0.0043937 | 587.5608 | 0 | 587.5608 | -0.0029848 | 522.0985 | 3.2963 | 587.5608 | 0.018844 | 587.5609 | 0.091175 | 581.89 | 0.49111 | 587.5608 | 2.7348 | 523.3324 | 0.00016985 | 587.5608 | 0.41075 | 587.5608 | 0.24237 | 587.1039 | 0.020675 | 785.6561 | 4.2746 | 587.1039 | 0.0035805 | 784.9576 | 0 | 785.6561 | 0.045324 | 581.723 | 3.0395
|  | 587.7892 | 0.078758 | 587.3327 | 0.043434 | 522.2133 | 0 | 587.7892 | 0.05636 | 587.3327 | -0.020843 | 580.5973 | 0.013143 | 587.3327 | 0.030812 | 587.7892 | 0.030739 | 587.7892 | 0.0543 | 522.2133 | 3.2955 | 587.7892 | 0.020595 | 587.7892 | 0.087054 | 582.12 | 0.48591 | 587.7892 | 2.8175 | 523.4498 | 0.00016985 | 587.7892 | 0.44048 | 587.7892 | 0.27587 | 587.3327 | 0.031695 | 785.8216 | 4.2659 | 587.3327 | 0.010697 | 785.1232 | 0 | 785.8216 | 0.04387 | 581.9466 | 3.0269
|  | 588.0176 | 0.086258 | 587.5614 | 0.052937 | 522.328 | 0.014011 | 588.0176 | 0.039738 | 587.5614 | 0.030074 | 580.824 | 0.0056103 | 587.5614 | 0.0043441 | 588.0176 | 0 | 588.0176 | 0.013141 | 522.328 | 3.1988 | 588.0176 | 0.016686 | 588.0176 | 0.087911 | 582.34 | 0.54926 | 588.0176 | 2.8775 | 523.5672 | 0.00016434 | 588.0176 | 0.43868 | 588.0176 | 0.25696 | 587.5614 | 0.020236 | 785.9872 | 4.2354 | 587.5614 | 0.0015233 | 785.2889 | 0 | 785.9872 | 0.044441 | 582.1702 | 3.0391
|  | 588.246 | 0.12313 | 587.7902 | 0.050186 | 522.4428 | 0 | 588.246 | 0.050494 | 587.7902 | 0.0069087 | 581.0508 | 0.013028 | 587.7902 | 0.031372 | 588.246 | 0.029015 | 588.246 | 0.016074 | 522.4428 | 3.1996 | 588.246 | 0.020711 | 588.246 | 0.082838 | 582.57 | 0.58109 | 588.246 | 2.9538 | 523.6846 | 0.00014993 | 588.246 | 0.46597 | 588.246 | 0.28073 | 587.7902 | 0.035936 | 786.1527 | 4.1463 | 587.7902 | -0.0027345 | 785.4545 | 0 | 786.1527 | 0.043715 | 582.3937 | 3.0307
|  | 588.4744 | 0.088808 | 588.0189 | 0.030555 | 522.5575 | 0.0059217 | 588.4744 | 0.018787 | 588.0189 | 0.025142 | 581.2776 | 0.0033905 | 588.0189 | -0.0001595 | 588.4744 | 0 | 588.4744 | 0.014756 | 522.5575 | 3.1294 | 588.4744 | 0.016401 | 588.4744 | 0.084713 | 582.8 | 0.6487 | 588.4744 | 3.0097 | 523.802 | 0.00014619 | 588.4744 | 0.46129 | 588.4744 | 0.27155 | 588.0189 | 0.012297 | 786.3183 | 4.1325 | 588.0189 | -0.0062076 | 785.6202 | 0 | 786.3183 | 0.046362 | 582.6173 | 3.0108
|  | 588.7028 | 0.091989 | 588.2477 | 0.050853 | 522.6723 | 0 | 588.7028 | 0.049697 | 588.2477 | -0.021034 | 581.5044 | 0.01073 | 588.2477 | 0.03301 | 588.7028 | 0.026225 | 588.7028 | 0.029438 | 522.6723 | 3.1009 | 588.7028 | 0.019945 | 588.7028 | 0.082003 | 583.03 | 0.6515 | 588.7028 | 3.0869 | 523.9194 | 0.00015687 | 588.7028 | 0.49292 | 588.7028 | 0.30343 | 588.2477 | 0.034374 | 786.4839 | 4.1162 | 588.2477 | 0.007946 | 785.7858 | 0 | 786.4839 | 0.047037 | 582.8409 | 3.0292
|  | 588.9313 | 0.067132 | 588.4765 | 0.056653 | 522.787 | 0.0050107 | 588.9313 | 0.011087 | 588.4765 | 0.022058 | 581.7312 | 0.0011846 | 588.4765 | 0.0036311 | 588.9313 | 0.0045469 | 588.9313 | 0.0049158 | 522.787 | 3.0999 | 588.9313 | 0.014999 | 588.9313 | 0.084811 | 583.26 | 0.71392 | 588.9313 | 3.1627 | 524.0368 | 0.00015989 | 588.9313 | 0.48168 | 588.9313 | 0.29154 | 588.4765 | 0.02299 | 786.6495 | 4.0869 | 588.4765 | -5.1574e-05 | 785.9515 | 0 | 786.6495 | 0.048906 | 583.0646 | 3.0051
|  | 589.1597 | 0.12085 | 588.7053 | 0.060554 | 522.9018 | 0 | 589.1597 | 0.043685 | 588.7053 | -0.013714 | 581.9581 | 0.010087 | 588.7053 | 0.033994 | 589.1597 | 0.027226 | 589.1597 | 0.015366 | 522.9018 | 3.0919 | 589.1597 | 0.021645 | 589.1597 | 0.076892 | 583.49 | 0.75246 | 589.1597 | 3.2491 | 524.1542 | 0.0001421 | 589.1597 | 0.51229 | 589.1597 | 0.32261 | 588.7053 | 0.041293 | 786.815 | 4.0802 | 588.7053 | -0.0013316 | 786.1172 | 0 | 786.815 | 0.048543 | 583.2882 | 3.028
|  | 589.3882 | 0.086268 | 588.9341 | 0.041096 | 523.0166 | 0.010771 | 589.3882 | 0.035564 | 588.9341 | 0.025119 | 582.1849 | 0.0068328 | 588.9341 | 0.0013263 | 589.3882 | 0 | 589.3882 | 0.024958 | 523.0166 | 3.0653 | 589.3882 | 0.014705 | 589.3882 | 0.080625 | 583.72 | 0.81414 | 589.3882 | 3.34 | 524.2717 | 0.00015242 | 589.3882 | 0.51049 | 589.3882 | 0.30883 | 588.9341 | 0.011139 | 786.9806 | 4.002 | 588.9341 | -0.0030692 | 786.2828 | 0 | 786.9806 | 0.050568 | 583.5118 | 2.9933
|  | 589.6166 | 0.12535 | 589.1629 | 0.051881 | 523.1313 | 0 | 589.6166 | 0.050014 | 589.1629 | -0.026053 | 582.4117 | 0.012985 | 589.1629 | 0.035708 | 589.6167 | 0.02421 | 589.6167 | 0.013114 | 523.1313 | 3.0275 | 589.6167 | 0.020899 | 589.6166 | 0.075628 | 583.95 | 0.82775 | 589.6167 | 3.443 | 524.3891 | 0.00014815 | 589.6167 | 0.5405 | 589.6166 | 0.34315 | 589.1629 | 0.037722 | 787.1462 | 3.9754 | 589.1629 | 0.012181 | 786.4485 | 0 | 787.1462 | 0.050464 | 583.7355 | 2.9973
|  | 589.8452 | 0.079937 | 589.3917 | 0.046136 | 523.2461 | 0.019877 | 589.8452 | 0.014076 | 589.3917 | 0.023823 | 582.6385 | 0.007849 | 589.3917 | 0.0030605 | 589.8451 | 0 | 589.8451 | 0.014711 | 523.2461 | 2.9547 | 589.8451 | 0.014714 | 589.8452 | 0.078997 | 584.18 | 0.89235 | 589.8451 | 3.5189 | 524.5065 | 0.00016096 | 589.8451 | 0.53583 | 589.8451 | 0.33018 | 589.3918 | 0.02366 | 787.3118 | 3.9453 | 589.3917 | 0.0025591 | 786.6142 | 0 | 787.3118 | 0.051866 | 583.9591 | 2.9893
|  | 590.0737 | 0.11811 | 589.6206 | 0.057056 | 523.3609 | 0 | 590.0737 | 0.061868 | 589.6206 | -0.0022041 | 582.8654 | 0.010793 | 589.6206 | 0.032049 | 590.0736 | 0.024816 | 590.0736 | 0.03415 | 523.3609 | 2.9905 | 590.0736 | 0.020566 | 590.0737 | 0.074369 | 584.4 | 0.91958 | 590.0736 | 3.6279 | 524.6239 | 0.00015029 | 590.0736 | 0.57345 | 590.0737 | 0.36179 | 589.6206 | 0.036382 | 787.4774 | 3.9016 | 589.6206 | 0.006358 | 786.7799 | 0 | 787.4774 | 0.051658 | 584.1828 | 2.9881
|  | 590.3021 | 0.10997 | 589.8494 | 0.044877 | 523.4757 | 0.0050107 | 590.3021 | 0.0059996 | 589.8494 | 0.026108 | 583.0923 | 0.0011754 | 589.8494 | 0.003168 | 590.3021 | 0 | 590.3021 | 0.018557 | 523.4757 | 2.9363 | 590.3021 | 0.013344 | 590.3021 | 0.074947 | 584.63 | 0.98523 | 590.3021 | 3.7111 | 524.7413 | 0.00014655 | 590.3021 | 0.57305 | 590.3021 | 0.3518 | 589.8495 | 0.027454 | 787.643 | 3.8636 | 589.8494 | 0.003082 | 786.9455 | 0 | 787.643 | 0.053683 | 584.4064 | 2.9859
|  | 590.5306 | 0.11178 | 590.0783 | 0.043009 | 523.5905 | 0 | 590.5306 | 0.073632 | 590.0783 | -0.0012605 | 583.3192 | 0.010426 | 590.0783 | 0.027861 | 590.5307 | 0.026969 | 590.5307 | 0.021748 | 523.5905 | 2.9627 | 590.5307 | 0.019544 | 590.5306 | 0.07216 | 584.86 | 1.0088 | 590.5307 | 3.8198 | 524.8588 | 0.00015117 | 590.5307 | 0.60084 | 590.5306 | 0.37881 | 590.0783 | 0.044864 | 787.8086 | 3.8659 | 590.0783 | 0.0048345 | 787.1112 | 0 | 787.8086 | 0.053527 | 584.6301 | 2.9827
|  | 590.7592 | 0.088148 | 590.3072 | 0.045135 | 523.7053 | 0.013835 | 590.7592 | 0.02869 | 590.3072 | 0.036554 | 583.5461 | 0.005049 | 590.3072 | 0.0016024 | 590.7592 | 0.006712 | 590.7592 | 0.023106 | 523.7053 | 2.8964 | 590.7592 | 0.014291 | 590.7592 | 0.074261 | 585.09 | 1.0988 | 590.7592 | 3.9121 | 524.9762 | 0.0001494 | 590.7592 | 0.59929 | 590.7592 | 0.36963 | 590.3072 | 0.021709 | 787.9742 | 3.7952 | 590.3072 | 0.0015104 | 787.2769 | 0 | 787.9742 | 0.055033 | 584.8538 | 2.9762
|  | 590.9877 | 0.10009 | 590.5361 | 0.043184 | 523.8201 | 0 | 590.9877 | 0.019073 | 590.5361 | -0.018051 | 583.7729 | 0.011633 | 590.5361 | 0.028194 | 590.9877 | 0.034329 | 590.9877 | 0.022599 | 523.8201 | 2.8837 | 590.9877 | 0.018163 | 590.9877 | 0.070268 | 585.32 | 1.1034 | 590.9877 | 4.0273 | 525.0936 | 0.00016185 | 590.9877 | 0.63138 | 590.9877 | 0.4034 | 590.5361 | 0.043079 | 788.1398 | 3.7592 | 590.5361 | -0.0013034 | 787.4426 | 0 | 788.1398 | 0.055084 | 585.0775 | 2.9776
|  | 591.2163 | 0.088901 | 590.765 | 0.035608 | 523.9349 | 0.010946 | 591.2163 | 0.038089 | 590.765 | 0.030777 | 583.9999 | 0.0012736 | 590.765 | 0.0025546 | 591.2163 | 0 | 591.2163 | 0.012799 | 523.9349 | 2.8657 | 591.2163 | 0.014267 | 591.2163 | 0.073728 | 585.55 | 1.2081 | 591.2163 | 4.1285 | 525.2111 | 0.00016096 | 591.2163 | 0.64987 | 591.2163 | 0.40205 | 590.765 | 0.02991 | 788.3055 | 3.7568 | 590.765 | -0.0029885 | 787.6083 | 0 | 788.3055 | 0.057057 | 585.3013 | 2.949
|  | 591.4449 | 0.12059 | 590.9939 | 0.059226 | 524.0497 | 0 | 591.4449 | 0.050072 | 590.9939 | -0.013741 | 584.2268 | 0.0090862 | 590.9939 | 0.032279 | 591.4449 | 0.029811 | 591.4449 | 0.011228 | 524.0497 | 2.8335 | 591.4449 | 0.021683 | 591.4449 | 0.066985 | 585.78 | 1.1923 | 591.4449 | 4.2308 | 525.3285 | 0.00015242 | 591.4449 | 0.67518 | 591.4449 | 0.44015 | 590.9939 | 0.048659 | 788.4711 | 3.7009 | 590.9939 | 0.0051022 | 787.774 | 0 | 788.4711 | 0.057213 | 585.525 | 2.9697
|  | 591.6735 | 0.10908 | 591.2228 | 0.031441 | 524.1645 | 0.0045552 | 591.6735 | 0.013989 | 591.2228 | 0.026077 | 584.4537 | 0.0052028 | 591.2228 | -0.001757 | 591.6734 | 0 | 591.6734 | 0.012169 | 524.1645 | 2.8381 | 591.6734 | 0.012162 | 591.6735 | 0.069748 | 586.01 | 1.2656 | 591.6734 | 4.3332 | 525.446 | 0.00016096 | 591.6734 | 0.66724 | 591.6735 | 0.41907 | 591.2228 | 0.028793 | 788.6367 | 3.6635 | 591.2228 | -0.0030102 | 787.9397 | 0 | 788.6367 | 0.058251 | 585.7487 | 2.9378
|  | 591.902 | 0.10946 | 591.4518 | 0.049052 | 524.2794 | 0 | 591.902 | 0.044545 | 591.4518 | -0.024601 | 584.6807 | 0.0084646 | 591.4518 | 0.02976 | 591.902 | 0.018024 | 591.902 | 0.020098 | 524.2794 | 2.8023 | 591.902 | 0.016331 | 591.902 | 0.065776 | 586.24 | 1.3152 | 591.902 | 4.4639 | 525.5634 | 0.00015704 | 591.902 | 0.70522 | 591.902 | 0.45798 | 591.4518 | 0.05156 | 788.8023 | 3.6287 | 591.4518 | 0.0056278 | 788.1055 | 0 | 788.8023 | 0.058251 | 585.9725 | 2.9689
|  | 592.1306 | 0.079905 | 591.6807 | 0.040529 | 524.3942 | 0.0074402 | 592.1306 | 0.028828 | 591.6807 | 0.02278 | 584.9077 | 0.0049306 | 591.6807 | 0.001382 | 592.1306 | 0 | 592.1306 | 0.014095 | 524.3942 | 2.8174 | 592.1306 | 0.011607 | 592.1306 | 0.068525 | 586.47 | 1.4299 | 592.1306 | 4.5574 | 525.6809 | 0.00018746 | 592.1306 | 0.707 | 592.1306 | 0.44717 | 591.6807 | 0.035713 | 788.968 | 3.5525 | 591.6807 | -0.011049 | 788.2712 | 0 | 788.968 | 0.059913 | 586.1962 | 2.9448
|  | 592.3593 | 0.098913 | 591.9097 | 0.043881 | 524.509 | 0 | 592.3593 | 0.047571 | 591.9097 | -0.020222 | 585.1346 | 0.011469 | 591.9097 | 0.028375 | 592.3592 | 0.028314 | 592.3592 | 0.028293 | 524.509 | 2.8418 | 592.3592 | 0.017167 | 592.3593 | 0.06323 | 586.69 | 1.461 | 592.3592 | 4.6624 | 525.7983 | 0.00015936 | 592.3592 | 0.74075 | 592.3592 | 0.49068 | 591.9097 | 0.050444 | 789.1336 | 3.5453 | 591.9097 | 0.0034161 | 788.4369 | 0 | 789.1336 | 0.060069 | 586.42 | 2.9599
|  | 592.5878 | 0.082776 | 592.1386 | 0.039098 | 524.6238 | 0.0027331 | 592.5878 | 0.012818 | 592.1386 | 0.03512 | 585.3616 | 0.002825 | 592.1386 | -9.8203e-05 | 592.5879 | 0.0018542 | 592.5879 | 0.0088845 | 524.6238 | 2.8082 | 592.5879 | 0.011107 | 592.5878 | 0.065826 | 586.92 | 1.5554 | 592.5879 | 4.7581 | 525.9158 | 0.00015278 | 592.5879 | 0.74019 | 592.5878 | 0.47717 | 592.1386 | 0.032588 | 789.2993 | 3.494 | 592.1386 | -0.0052222 | 788.6026 | 0 | 789.2993 | 0.061522 | 586.6437 | 2.9237
|  | 592.8165 | 0.11764 | 592.3676 | 0.046313 | 524.7387 | 0 | 592.8165 | 0.051508 | 592.3676 | -0.0036701 | 585.5886 | 0.0096307 | 592.3676 | 0.031352 | 592.8165 | 0.018445 | 592.8165 | 0.027709 | 524.7387 | 2.7898 | 592.8165 | 0.017537 | 592.8165 | 0.062112 | 587.15 | 1.5706 | 592.8165 | 4.8738 | 526.0333 | 0.00013214 | 592.8165 | 0.77529 | 592.8165 | 0.51715 | 592.3676 | 0.052007 | 789.4649 | 3.4395 | 592.3676 | 0.0032775 | 788.7684 | 0 | 789.4649 | 0.060743 | 586.8676 | 2.9203
|  | 593.0451 | 0.061708 | 592.5966 | 0.042704 | 524.8535 | 0.015762 | 593.0451 | 0.008568 | 592.5966 | 0.016647 | 585.8156 | 0.0030452 | 592.5966 | 0.0028688 | 593.0451 | 0.0031439 | 593.0451 | 0.012641 | 524.8535 | 2.7774 | 593.0451 | 0.011791 | 593.0451 | 0.064049 | 587.38 | 1.6628 | 593.0451 | 4.961 | 526.1507 | 0.00014957 | 593.0451 | 0.77748 | 593.0451 | 0.50554 | 592.5966 | 0.034597 | 789.6305 | 3.4052 | 592.5966 | 0.0004333 | 788.9341 | 0 | 789.6305 | 0.062353 | 587.0913 | 2.9296
|  | 593.2738 | 0.12973 | 592.8256 | 0.045589 | 524.9684 | 0 | 593.2738 | 0.045855 | 592.8256 | -0.0046256 | 586.0425 | 0.012122 | 592.8256 | 0.029586 | 593.2738 | 0.016174 | 593.2738 | 0.033845 | 524.9684 | 2.6977 | 593.2738 | 0.018398 | 593.2738 | 0.059142 | 587.61 | 1.6827 | 593.2738 | 5.0879 | 526.2682 | 0.00015562 | 593.2738 | 0.81536 | 593.2738 | 0.54444 | 592.8256 | 0.060265 | 789.7962 | 3.3918 | 592.8256 | 0.0034658 | 789.0998 | 0 | 789.7962 | 0.062612 | 587.3151 | 2.9094
|  | 593.5024 | 0.0629 | 593.0547 | 0.036551 | 525.0832 | 0.006681 | 593.5024 | 0.037958 | 593.0547 | 0.036247 | 586.2696 | 0.0063614 | 593.0547 | 0.00089794 | 593.5025 | 0 | 593.5025 | 0.010672 | 525.0832 | 2.7049 | 593.5025 | 0.010162 | 593.5024 | 0.061389 | 587.84 | 1.7879 | 593.5025 | 5.1937 | 526.3857 | 0.00016096 | 593.5025 | 0.81234 | 593.5024 | 0.53121 | 593.0547 | 0.030356 | 789.9619 | 3.3165 | 593.0547 | -0.0079302 | 789.2656 | 0 | 789.9619 | 0.064222 | 587.5389 | 2.9016
|  | 593.7311 | 0.098222 | 593.2837 | 0.047269 | 525.1981 | 0 | 593.7311 | 0.065901 | 593.2837 | -0.011086 | 586.4966 | 0.0092071 | 593.2837 | 0.023572 | 593.7311 | 0.015608 | 593.7311 | 0.018207 | 525.1981 | 2.7366 | 593.7311 | 0.015718 | 593.7311 | 0.059147 | 588.07 | 1.8237 | 593.7311 | 5.337 | 526.5032 | 0.00014531 | 593.7311 | 0.86144 | 593.7311 | 0.57065 | 593.2837 | 0.058703 | 790.1275 | 3.2898 | 593.2837 | 0.00036675 | 789.4313 | 0 | 790.1275 | 0.064378 | 587.7628 | 2.9054
|  | 593.9598 | 0.10283 | 593.5127 | 0.048594 | 525.3129 | 0.0042515 | 593.9598 | 0.046222 | 593.5127 | 0.032662 | 586.7236 | 0.0020983 | 593.5127 | 0.00081145 | 593.9598 | 0 | 593.9598 | 0.0024935 | 525.3129 | 2.7045 | 593.9598 | 0.012604 | 593.9598 | 0.061275 | 588.3 | 1.9407 | 593.9598 | 5.4575 | 526.6206 | 0.00015082 | 593.9598 | 0.86674 | 593.9598 | 0.57363 | 593.5127 | 0.042186 | 790.2932 | 3.2317 | 593.5127 | 0.001789 | 789.5971 | 0 | 790.2932 | 0.065779 | 587.9866 | 2.9043
|  | 594.1885 | 0.10599 | 593.7418 | 0.050744 | 525.4278 | 0 | 594.1885 | 0.045894 | 593.7418 | -0.020718 | 586.9507 | 0.012338 | 593.7418 | 0.031618 | 594.1885 | 0.028739 | 594.1885 | 0.021542 | 525.4278 | 2.6866 | 594.1885 | 0.016673 | 594.1885 | 0.056403 | 588.53 | 1.9367 | 594.1885 | 5.5924 | 526.7381 | 0.00013997 | 594.1885 | 0.90196 | 594.1885 | 0.6201 | 593.7418 | 0.063614 | 790.4589 | 3.1776 | 593.7418 | 0.006754 | 789.7628 | 0 | 790.4589 | 0.066506 | 588.2105 | 2.8953
|  | 594.4172 | 0.070061 | 593.9708 | 0.039747 | 525.5426 | 0.0056181 | 594.4172 | 0.034743 | 593.9708 | 0.046664 | 587.1777 | 0.0013105 | 593.9708 | 0.0045988 | 594.4172 | 0 | 594.4172 | 0.013546 | 525.5426 | 2.6963 | 594.4172 | 0.011007 | 594.4172 | 0.059306 | 588.76 | 2.1007 | 594.4172 | 5.6842 | 526.8556 | 0.00015117 | 594.4172 | 0.9042 | 594.4172 | 0.61389 | 593.9708 | 0.041963 | 790.6245 | 3.1649 | 593.9708 | -0.00085604 | 789.9286 | 0 | 790.6245 | 0.067752 | 588.4343 | 2.9035
|  | 594.6459 | 0.084442 | 594.1999 | 0.042632 | 525.6575 | 0 | 594.6459 | 0.060335 | 594.1999 | -0.0088949 | 587.4048 | 0.010345 | 594.1999 | 0.029353 | 594.646 | 0.027075 | 594.646 | 0.02777 | 525.6575 | 2.6947 | 594.646 | 0.017143 | 594.6459 | 0.055131 | 588.99 | 2.1098 | 594.646 | 5.8015 | 526.9731 | 0.00015278 | 594.646 | 0.93737 | 594.6459 | 0.65252 | 594.1999 | 0.068078 | 790.7902 | 3.0937 | 594.1999 | 0.0077952 | 790.0944 | 0 | 790.7902 | 0.067597 | 588.6581 | 2.9034
|  | 594.8747 | 0.099134 | 594.429 | 0.042596 | 525.7724 | 0.016112 | 594.8747 | 0.019639 | 594.429 | 0.02803 | 587.6319 | 0.0040143 | 594.429 | 0.0025413 | 594.8747 | 0 | 594.8747 | 0.02681 | 525.7724 | 2.6979 | 594.8747 | 0.0096142 | 594.8747 | 0.057177 | 589.21 | 2.1978 | 594.8747 | 5.8743 | 527.0906 | 0.00017216 | 594.8747 | 0.9437 | 594.8747 | 0.64739 | 594.429 | 0.059373 | 790.9559 | 3.0466 | 594.429 | -0.0097881 | 790.2601 | 0 | 790.9559 | 0.068531 | 588.882 | 2.8801
|  | 595.1035 | 0.11583 | 594.6581 | 0.034397 | 525.8873 | 0 | 595.1035 | 0.076481 | 594.6581 | -0.013895 | 587.8589 | 0.0091308 | 594.6581 | 0.024567 | 595.1034 | 0.026135 | 595.1034 | 0.043828 | 525.8873 | 2.6832 | 595.1034 | 0.014245 | 595.1035 | 0.053014 | 589.44 | 2.2713 | 595.1034 | 5.9719 | 527.2081 | 0.00017181 | 595.1034 | 0.97438 | 595.1034 | 0.68684 | 594.6581 | 0.065176 | 791.1216 | 3.019 | 594.6581 | 0.0046832 | 790.4259 | 0 | 791.1216 | 0.068791 | 589.106 | 2.8765
|  | 595.3322 | 0.077682 | 594.8872 | 0.036404 | 526.0022 | 0.00577 | 595.3322 | 0.033831 | 594.8872 | 0.022924 | 588.0861 | 0.0052519 | 594.8872 | 0.0039283 | 595.3322 | 0 | 595.3322 | 0.017365 | 526.0022 | 2.6551 | 595.3322 | 0.010708 | 595.3322 | 0.055048 | 589.67 | 2.3791 | 595.3322 | 6.0599 | 527.3256 | 0.00015331 | 595.3322 | 0.97938 | 595.3322 | 0.67819 | 594.8872 | 0.050891 | 791.2873 | 2.9566 | 594.8872 | 0.0027973 | 790.5917 | 0 | 791.2873 | 0.069985 | 589.3298 | 2.8562
|  | 595.561 | 0.13073 | 595.1163 | 0.046591 | 526.117 | 0 | 595.561 | 0.065556 | 595.1163 | -0.018231 | 588.3132 | 0.0091319 | 595.1163 | 0.026201 | 595.561 | 0.020229 | 595.561 | 0.023878 | 526.117 | 2.6242 | 595.561 | 0.014203 | 595.561 | 0.051674 | 589.9 | 2.4169 | 595.561 | 6.1761 | 527.4431 | 0.00013997 | 595.561 | 1.0229 | 595.561 | 0.72115 | 595.1163 | 0.069863 | 791.453 | 2.9316 | 595.1163 | 0.008996 | 790.7575 | 0 | 791.453 | 0.069881 | 589.5537 | 2.8808
|  | 595.7897 | 0.093515 | 595.3455 | 0.041809 | 526.2319 | 0.0083512 | 595.7897 | 0.023735 | 595.3455 | 0.029223 | 588.5403 | 0.0027248 | 595.3455 | 0.0020953 | 595.7898 | 0 | 595.7898 | 0.0090874 | 526.2319 | 2.6129 | 595.7898 | 0.01126 | 595.7897 | 0.05414 | 590.13 | 2.4959 | 595.7898 | 6.2845 | 527.5606 | 0.00015527 | 595.7898 | 1.037 | 595.7897 | 0.72169 | 595.3455 | 0.053346 | 791.6187 | 2.8808 | 595.3455 | -0.0041766 | 790.9233 | 0 | 791.6187 | 0.070452 | 589.7776 | 2.8491
|  | 596.0186 | 0.10853 | 595.5746 | 0.037523 | 526.3468 | 0 | 596.0186 | 0.064985 | 595.5746 | -0.0060405 | 588.7674 | 0.011321 | 595.5746 | 0.030146 | 596.0186 | 0.030985 | 596.0186 | 0.029163 | 526.3468 | 2.609 | 596.0186 | 0.016306 | 596.0186 | 0.049314 | 590.36 | 2.5553 | 596.0186 | 6.385 | 527.6781 | 0.0001702 | 596.0186 | 1.0752 | 596.0186 | 0.76303 | 595.5746 | 0.071202 | 791.7844 | 2.8215 | 595.5746 | 0.00057948 | 791.0891 | 0.02052 | 791.7844 | 0.070815 | 590.0016 | 2.8627
|  | 596.2474 | 0.11166 | 595.8038 | 0.042257 | 526.4617 | 0.0069846 | 596.2474 | 0.054596 | 595.8038 | 0.020921 | 588.9946 | 0.0010812 | 595.8038 | -0.00084534 | 596.2474 | 0 | 596.2474 | 0.015427 | 526.4617 | 2.6072 | 596.2474 | 0.0091541 | 596.2474 | 0.052954 | 590.59 | 2.727 | 596.2474 | 6.4944 | 527.7956 | 0.00017216 | 596.2474 | 1.0826 | 596.2474 | 0.76546 | 595.8038 | 0.053569 | 791.9501 | 2.8131 | 595.8038 | -0.0032011 | 791.2549 | 0 | 791.9501 | 0.071698 | 590.2255 | 2.8474
|  | 596.4762 | 0.1178 | 596.0329 | 0.044382 | 526.5766 | 0 | 596.4762 | 0.051082 | 596.0329 | -0.012076 | 589.2217 | 0.012575 | 596.0329 | 0.025316 | 596.4762 | 0.026493 | 596.4762 | 0.03612 | 526.5766 | 2.5535 | 596.4762 | 0.014189 | 596.4762 | 0.048666 | 590.82 | 2.7508 | 596.4762 | 6.6055 | 527.9132 | 0.00015064 | 596.4762 | 1.1296 | 596.4762 | 0.81518 | 596.0329 | 0.077899 | 792.1158 | 2.7613 | 596.0329 | 0.0042547 | 791.4207 | 0.053909 | 792.1158 | 0.072269 | 590.4495 | 2.8474
|  | 596.705 | 0.091999 | 596.2621 | 0.040914 | 526.6916 | 0.010333 | 596.705 | 0.017756 | 596.2621 | 0.02278 | 589.4489 | 0.003643 | 596.2621 | 0.0015199 | 596.705 | 0.0003782 | 596.705 | 0.0042365 | 526.6916 | 2.5446 | 596.705 | 0.010602 | 596.705 | 0.051004 | 591.05 | 2.846 | 596.705 | 6.6935 | 528.0307 | 0.00014691 | 596.705 | 1.1466 | 596.705 | 0.80978 | 596.2621 | 0.05781 | 792.2815 | 2.7258 | 596.2621 | -0.0029054 | 791.5865 | 0.0066081 | 792.2815 | 0.07284 | 590.6734 | 2.8248
|  | 596.9338 | 0.09588 | 596.4913 | 0.04595 | 526.8065 | 0 | 596.9338 | 0.060002 | 596.4913 | -0.0088914 | 589.676 | 0.0058214 | 596.4913 | 0.026922 | 596.9338 | 0.024338 | 596.9338 | 0.031873 | 526.8065 | 2.5189 | 596.9338 | 0.013483 | 596.9338 | 0.046657 | 591.28 | 2.9002 | 596.9338 | 6.7723 | 528.1482 | 0.00014957 | 596.9338 | 1.1929 | 596.9338 | 0.85814 | 596.4913 | 0.077229 | 792.4472 | 2.6613 | 596.4913 | 0.0052654 | 791.7523 | 0.075009 | 792.4472 | 0.073827 | 590.8973 | 2.8409
|  | 597.1627 | 0.063835 | 596.7205 | 0.037794 | 526.9214 | 0.021279 | 597.1627 | 0.022946 | 596.7205 | 0.03069 | 589.9032 | 0.0032225 | 596.7205 | 0.0038731 | 597.1627 | 0.0028703 | 597.1627 | 0.025868 | 526.9214 | 2.5212 | 597.1627 | 0.0088189 | 597.1627 | 0.049725 | 591.51 | 3.0497 | 597.1627 | 6.8254 | 528.2657 | 0.00015971 | 597.1627 | 1.1978 | 597.1627 | 0.8549 | 596.7205 | 0.065622 | 792.613 | 2.6011 | 596.7205 | -0.0051033 | 791.9181 | 0.057851 | 792.613 | 0.074086 | 591.1213 | 2.8114
|  | 597.3915 | 0.11089 | 596.9497 | 0.045675 | 527.0363 | 0 | 597.3915 | 0.062187 | 596.9497 | -0.015315 | 590.1304 | 0.0086716 | 596.9497 | 0.029749 | 597.3916 | 0.023612 | 597.3916 | 0.021037 | 527.0363 | 2.498 | 597.3916 | 0.014101 | 597.3915 | 0.045252 | 591.74 | 3.117 | 597.3916 | 6.8789 | 528.3833 | 0.00014317 | 597.3916 | 1.2367 | 597.3915 | 0.90272 | 596.9497 | 0.083479 | 792.7787 | 2.5615 | 596.9497 | -0.0008638 | 792.0839 | 0.11234 | 792.7787 | 0.074813 | 591.3453 | 2.8239
|  | 597.6204 | 0.089124 | 597.179 | 0.031993 | 527.1512 | 0.0089317 | 597.6204 | 0.041352 | 597.179 | 0.024042 | 590.3576 | 0.0036894 | 597.179 | 0.0017042 | 597.6204 | 0.0031293 | 597.6204 | 0.021961 | 527.1512 | 2.4658 | 597.6204 | 0.0084696 | 597.6204 | 0.048812 | 591.97 | 3.1966 | 597.6204 | 6.9238 | 528.5008 | 0.00014744 | 597.6204 | 1.2475 | 597.6204 | 0.90894 | 597.179 | 0.063167 | 792.9444 | 2.5003 | 597.179 | -0.0082313 | 792.2497 | 0.059938 | 792.9444 | 0.074709 | 591.5693 | 2.814
|  | 597.8493 | 0.12071 | 597.4082 | 0.043597 | 527.2662 | 0 | 597.8493 | 0.072326 | 597.4082 | -0.01953 | 590.5848 | 0.011282 | 597.4082 | 0.031506 | 597.8493 | 0.019103 | 597.8493 | 0.043828 | 527.2662 | 2.4153 | 597.8493 | 0.012225 | 597.8493 | 0.044051 | 592.19 | 3.2884 | 597.8493 | 6.9648 | 528.6183 | 0.00015527 | 597.8493 | 1.3053 | 597.8493 | 0.96028 | 597.4082 | 0.090175 | 793.1102 | 2.4457 | 597.4082 | 0.0030671 | 792.4156 | 0.081502 | 793.1102 | 0.075644 | 591.7933 | 2.8107
|  | 598.0782 | 0.09176 | 597.6374 | 0.034026 | 527.3811 | 0.020053 | 598.0782 | 0.041898 | 597.6374 | 0.011527 | 590.812 | 0.0016242 | 597.6374 | -0.0014557 | 598.0782 | 0 | 598.0782 | 0.014387 | 527.3811 | 2.4273 | 598.0782 | 0.0078198 | 598.0782 | 0.047722 | 592.42 | 3.3895 | 598.0782 | 6.9994 | 528.7359 | 0.00017803 | 598.0782 | 1.3104 | 598.0782 | 0.95703 | 597.6374 | 0.073881 | 793.2759 | 2.4152 | 597.6374 | -0.0019386 | 792.5814 | 0.090545 | 793.2759 | 0.075228 | 592.0173 | 2.8076
|  | 598.3071 | 0.12833 | 597.8667 | 0.040561 | 527.496 | 0 | 598.3071 | 0.060996 | 597.8667 | -0.0081776 | 591.0392 | 0.010647 | 597.8667 | 0.029409 | 598.3071 | 0.022491 | 598.3071 | 0.019936 | 527.496 | 2.4088 | 598.3071 | 0.014481 | 598.3071 | 0.043423 | 592.65 | 3.4398 | 598.3071 | 7.0238 | 528.8534 | 0.00016896 | 598.3071 | 1.3567 | 598.3071 | 1.0111 | 597.8667 | 0.085934 | 793.4416 | 2.3837 | 597.8667 | 0.002445 | 792.7472 | 0.12208 | 793.4416 | 0.076007 | 592.2413 | 2.8292
|  | 598.536 | 0.097707 | 598.096 | 0.03723 | 527.611 | 0.007592 | 598.536 | 0.053632 | 598.096 | 0.02629 | 591.2665 | 0.0036377 | 598.096 | 0.0014144 | 598.536 | 0.0044888 | 598.536 | 0.013441 | 527.611 | 2.395 | 598.536 | 0.0083881 | 598.536 | 0.045483 | 592.88 | 3.5701 | 598.536 | 7.0319 | 528.971 | 0.00016149 | 598.536 | 1.3729 | 598.536 | 1.0159 | 598.096 | 0.075443 | 793.6074 | 2.312 | 598.096 | -0.0063061 | 792.9131 | 0.10608 | 793.6074 | 0.075696 | 592.4654 | 2.7837
|  | 598.765 | 0.10156 | 598.3253 | 0.04387 | 527.7259 | 0 | 598.765 | 0.071663 | 598.3253 | -0.011163 | 591.4938 | 0.0080468 | 598.3253 | 0.026351 | 598.765 | 0.023173 | 598.765 | 0.020803 | 527.7259 | 2.4101 | 598.765 | 0.012978 | 598.765 | 0.042701 | 593.11 | 3.629 | 598.765 | 7.0515 | 529.0885 | 0.00015206 | 598.765 | 1.4209 | 598.7649 | 1.067 | 598.3253 | 0.090845 | 793.7731 | 2.3058 | 598.3253 | 0.0082065 | 793.0789 | 0.12417 | 793.7731 | 0.077097 | 592.6894 | 2.8069
|  | 598.9939 | 0.073524 | 598.5546 | 0.039665 | 527.8409 | 0.012434 | 598.9939 | 0.039083 | 598.5546 | 0.03097 | 591.721 | 0.00147 | 598.5546 | 0.0020909 | 598.9939 | 0 | 598.9939 | 0.0039153 | 527.8409 | 2.3544 | 598.9939 | 0.010031 | 598.9939 | 0.044229 | 593.34 | 3.7236 | 598.9939 | 7.0313 | 529.2061 | 0.00015082 | 598.9939 | 1.4464 | 598.9939 | 1.0732 | 598.5545 | 0.081024 | 793.9389 | 2.2721 | 598.5546 | 0.00027312 | 793.2447 | 0.14805 | 793.9389 | 0.076474 | 592.9135 | 2.7822
|  | 599.2228 | 0.13736 | 598.7839 | 0.042073 | 527.9559 | 0 | 599.2228 | 0.062921 | 598.7839 | 0.00562 | 591.9483 | 0.0055808 | 598.7839 | 0.024348 | 599.2229 | 0.028337 | 599.2229 | 0.014646 | 527.9559 | 2.3495 | 599.2229 | 0.012397 | 599.2228 | 0.042084 | 593.57 | 3.8063 | 599.2229 | 7.03 | 529.3237 | 0.00013819 | 599.2229 | 1.5042 | 599.2228 | 1.1313 | 598.7839 | 0.10357 | 794.1047 | 2.2226 | 598.7839 | 0.0031725 | 793.4106 | 0.14411 | 794.1047 | 0.07772 | 593.1375 | 2.7964
|  | 599.4518 | 0.051713 | 599.0132 | 0.039438 | 528.0708 | 0.0053144 | 599.4518 | 0.049677 | 599.0132 | 0.038391 | 592.1756 | 0.004229 | 599.0132 | -0.00088362 | 599.4518 | 0.0014382 | 599.4518 | -0.0039618 | 528.0708 | 2.3313 | 599.4518 | 0.008098 | 599.4518 | 0.043204 | 593.8 | 3.9285 | 599.4518 | 6.9788 | 529.4412 | 0.00014957 | 599.4518 | 1.5274 | 599.4518 | 1.1418 | 599.0132 | 0.091291 | 794.2704 | 2.1788 | 599.0132 | -0.0092534 | 793.5765 | 0.15361 | 794.2704 | 0.07663 | 593.3616 | 2.7669
|  | 599.6808 | 0.10403 | 599.2425 | 0.041311 | 528.1858 | 0 | 599.6808 | 0.0839 | 599.2425 | 0.0016076 | 592.4029 | 0.0074205 | 599.2425 | 0.022944 | 599.6808 | 0.028964 | 599.6808 | 0.032539 | 528.1858 | 2.3036 | 599.6808 | 0.011585 | 599.6808 | 0.038745 | 594.03 | 3.9663 | 599.6808 | 6.9278 | 529.5588 | 0.00013784 | 599.6808 | 1.5796 | 599.6808 | 1.1959 | 599.2425 | 0.10535 | 794.4362 | 2.1195 | 599.2425 | 0.00095693 | 793.7423 | 0.18213 | 794.4362 | 0.078032 | 593.5857 | 2.7839
|  | 599.9098 | 0.076974 | 599.4718 | 0.030851 | 528.3007 | 0.0089317 | 599.9098 | 0.0024147 | 599.4718 | 0.017929 | 592.6302 | 0.0028722 | 599.4718 | 0.00071546 | 599.9098 | 0 | 599.9098 | 0.024984 | 528.3007 | 2.2832 | 599.9098 | 0.0053489 | 599.9098 | 0.040677 | 594.26 | 4.0754 | 599.9098 | 6.8357 | 529.6764 | 0.00014691 | 599.9098 | 1.577 | 599.9098 | 1.1959 | 599.4719 | 0.086157 | 794.602 | 2.0737 | 599.4718 | -0.0046186 | 793.9082 | 0.13877 | 794.602 | 0.076682 | 593.8098 | 2.7897
|  | 600.1388 | 0.10024 | 599.7012 | 0.040655 | 528.4157 | 0 | 600.1388 | 0.0585 | 599.7012 | 0.0016984 | 592.8575 | 0.0090071 | 599.7012 | 0.023836 | 600.1388 | 0.025496 | 600.1388 | 0.037234 | 528.4157 | 2.2646 | 600.1388 | 0.012208 | 600.1388 | 0.038629 | 594.49 | 4.1631 | 600.1388 | 6.756 | 529.7939 | 0.00014033 | 600.1388 | 1.6263 | 600.1388 | 1.2488 | 599.7012 | 0.11473 | 794.7677 | 2.0212 | 599.7012 | -0.0017424 | 794.0741 | 0.2088 | 794.7677 | 0.078084 | 594.0339 | 2.7781
|  | 600.3678 | 0.08026 | 599.9306 | 0.037673 | 528.5307 | 0.012785 | 600.3678 | 0.044679 | 599.9306 | 0.025605 | 593.0848 | 0.004658 | 599.9306 | 0.00041532 | 600.3678 | 0.0042781 | 600.3678 | 0.011123 | 528.5307 | 2.266 | 600.3678 | 0.0061398 | 600.3678 | 0.040439 | 594.72 | 4.2773 | 600.3678 | 6.6554 | 529.9115 | 0.00013873 | 600.3678 | 1.6623 | 600.3678 | 1.2591 | 599.9306 | 0.095755 | 794.9335 | 2.0349 | 599.9306 | -0.0080829 | 794.2399 | 0.19373 | 794.9335 | 0.076526 | 594.258 | 2.7583
|  | 600.5968 | 0.11953 | 600.1599 | 0.038433 | 528.6457 | 0 | 600.5968 | 0.054783 | 600.1599 | -0.00948 | 593.3121 | 0.0096709 | 600.1599 | 0.025046 | 600.5968 | 0.019241 | 600.5968 | 0.02507 | 528.6457 | 2.2509 | 600.5968 | 0.011495 | 600.5968 | 0.036978 | 594.95 | 4.3082 | 600.5968 | 6.5595 | 530.0291 | 0.00013712 | 600.5968 | 1.7034 | 600.5968 | 1.3177 | 600.1599 | 0.11406 | 795.0993 | 1.9862 | 600.1599 | 0.0050822 | 794.4058 | 0.23616 | 795.0993 | 0.078292 | 594.4821 | 2.7641
|  | 600.8259 | 0.074447 | 600.3893 | 0.026929 | 528.7607 | 0.010771 | 600.8259 | 0.020665 | 600.3893 | 0.026767 | 593.5395 | 0.0039845 | 600.3893 | -0.002516 | 600.8259 | 0 | 600.8259 | 0.023633 | 528.7607 | 2.2282 | 600.8259 | 0.0087718 | 600.8259 | 0.040707 | 595.18 | 4.4405 | 600.8259 | 6.467 | 530.1467 | 0.00013961 | 600.8259 | 1.7319 | 600.8259 | 1.3361 | 600.3893 | 0.096425 | 795.2651 | 1.9484 | 600.3893 | -0.01021 | 794.5717 | 0.20254 | 795.2651 | 0.076734 | 594.7062 | 2.7536
|  | 601.0549 | 0.11688 | 600.6187 | 0.045569 | 528.8757 | 0 | 601.0549 | 0.069927 | 600.6187 | 0.0040596 | 593.7668 | 0.0051451 | 600.6187 | 0.028034 | 601.0549 | 0.016767 | 601.0549 | 0.0274 | 528.8757 | 2.246 | 601.0549 | 0.013196 | 601.0549 | 0.03719 | 595.41 | 4.4047 | 601.0549 | 6.3547 | 530.2643 | 0.00014122 | 601.0549 | 1.7986 | 601.0549 | 1.3956 | 600.6187 | 0.11875 | 795.4309 | 1.902 | 600.6187 | 0.0070948 | 794.7376 | 0.251 | 795.4309 | 0.078811 | 594.9304 | 2.7496
|  | 601.2839 | 0.065163 | 600.8481 | 0.036444 | 528.9907 | 0.022767 | 601.2839 | 0.039816 | 600.8481 | 0.035995 | 593.9942 | 0.0081132 | 600.8481 | 0.00098071 | 601.284 | 0 | 601.284 | 0.015463 | 528.9907 | 2.2649 | 601.284 | 0.0074935 | 601.2839 | 0.039331 | 595.64 | 4.5599 | 601.284 | 6.2373 | 530.3819 | 0.00015278 | 601.284 | 1.8256 | 601.2839 | 1.4126 | 600.8481 | 0.11026 | 795.5967 | 1.863 | 600.8481 | -0.0030857 | 794.9035 | 0.26282 | 795.5967 | 0.076526 | 595.1545 | 2.7479
|  | 601.513 | 0.095058 | 601.0775 | 0.041821 | 529.1057 | 0 | 601.513 | 0.078501 | 601.0775 | 0.0051867 | 594.2216 | 0.010656 | 601.0775 | 0.024609 | 601.513 | 0.023861 | 601.513 | 0.02568 | 529.1057 | 2.2227 | 601.513 | 0.012381 | 601.513 | 0.036386 | 595.87 | 4.5761 | 601.513 | 6.1182 | 530.4995 | 0.00016932 | 601.513 | 1.8852 | 601.513 | 1.4723 | 601.0775 | 0.12276 | 795.7625 | 1.8328 | 601.0775 | 0.00027254 | 795.0694 | 0.26468 | 795.7625 | 0.078603 | 595.3787 | 2.7265
|  | 601.7421 | 0.082871 | 601.307 | 0.037039 | 529.2207 | 0.0047071 | 601.7421 | 0.036109 | 601.307 | 0.029017 | 594.449 | 0.0020376 | 601.307 | 0.0018018 | 601.7421 | 0.0036823 | 601.7421 | 0.015652 | 529.2207 | 2.1763 | 601.7421 | 0.0073688 | 601.7421 | 0.037381 | 596.1 | 4.6107 | 601.7421 | 5.9746 | 530.617 | 0.0001823 | 601.7421 | 1.9102 | 601.7421 | 1.4839 | 601.307 | 0.11495 | 795.9283 | 1.8037 | 601.307 | -0.0035282 | 795.2353 | 0.28694 | 795.9283 | 0.076423 | 595.6028 | 2.7475
|  | 601.9712 | 0.12216 | 601.5364 | 0.041139 | 529.3357 | 0 | 601.9712 | 0.077945 | 601.5364 | -0.0077209 | 594.6764 | 0.0080449 | 601.5364 | 0.025692 | 601.9712 | 0.01874 | 601.9712 | 0.024551 | 529.3357 | 2.2124 | 601.9712 | 0.011818 | 601.9712 | 0.034446 | 596.32 | 4.5971 | 601.9712 | 5.849 | 530.7346 | 0.00017928 | 601.9712 | 1.979 | 601.9712 | 1.5461 | 601.5364 | 0.13214 | 796.0941 | 1.7532 | 601.5364 | 0.0024847 | 795.4012 | 0.25888 | 796.0941 | 0.078759 | 595.827 | 2.7367
|  | 602.2003 | 0.080114 | 601.7659 | 0.033279 | 529.4507 | 0.0078957 | 602.2003 | 0.040517 | 601.7659 | 0.016674 | 594.9038 | 0.00065378 | 601.7659 | 0.00062557 | 602.2003 | 0 | 602.2003 | -0.0040288 | 529.4507 | 2.2004 | 602.2003 | 0.0095314 | 602.2003 | 0.036411 | 596.55 | 4.7071 | 602.2003 | 5.7002 | 530.8523 | 0.00015936 | 602.2003 | 2.0142 | 602.2003 | 1.5669 | 601.7659 | 0.11741 | 796.2599 | 1.7164 | 601.7659 | -0.0042987 | 795.5671 | 0.3027 | 796.2599 | 0.076267 | 596.0512 | 2.7141
|  | 602.4294 | 0.13069 | 601.9953 | 0.034795 | 529.5657 | 0 | 602.4294 | 0.073463 | 601.9953 | -0.004567 | 595.1312 | 0.0094079 | 601.9953 | 0.024043 | 602.4294 | 0.02492 | 602.4294 | 0.030054 | 529.5657 | 2.2241 | 602.4294 | 0.0096043 | 602.4294 | 0.032622 | 596.78 | 4.673 | 602.4294 | 5.5368 | 530.9699 | 0.00014442 | 602.4294 | 2.0754 | 602.4294 | 1.6317 | 601.9953 | 0.13616 | 796.4257 | 1.6878 | 601.9953 | -0.0017249 | 795.733 | 0.30108 | 796.4257 | 0.078551 | 596.2754 | 2.7473
|  | 602.6585 | 0.095996 | 602.2248 | 0.03186 | 529.6807 | 0.015324 | 602.6585 | 0.029399 | 602.2248 | 0.020658 | 595.3586 | 0.0020706 | 602.2248 | 0.0012481 | 602.6585 | 0 | 602.6585 | -0.0039402 | 529.6807 | 2.1931 | 602.6585 | 0.0073289 | 602.6585 | 0.035145 | 597.01 | 4.6612 | 602.6585 | 5.3775 | 531.0875 | 0.00014459 | 602.6585 | 2.1033 | 602.6585 | 1.6347 | 602.2248 | 0.12321 | 796.5915 | 1.6397 | 602.2248 | -0.0031737 | 795.8989 | 0.29575 | 796.5915 | 0.076059 | 596.4996 | 2.7107
|  | 602.8876 | 0.10263 | 602.4543 | 0.032759 | 529.7958 | 0 | 602.8876 | 0.067126 | 602.4543 | -0.017531 | 595.5861 | 0.0075351 | 602.4543 | 0.02048 | 602.8877 | 0.026446 | 602.8877 | 0.011458 | 529.7958 | 2.1581 | 602.8877 | 0.0097658 | 602.8876 | 0.03256 | 597.24 | 4.6619 | 602.8877 | 5.2514 | 531.2051 | 0.0001325 | 602.8877 | 2.1681 | 602.8876 | 1.7098 | 602.4543 | 0.13571 | 796.7574 | 1.6146 | 602.4543 | -0.0015814 | 796.0648 | 0.26816 | 796.7574 | 0.078551 | 596.7239 | 2.7324
|  | 603.1168 | 0.059943 | 602.6838 | 0.034349 | 529.9108 | 0.015499 | 603.1168 | 0.052173 | 602.6838 | 0.023747 | 595.8135 | 0.0019708 | 602.6838 | 0.00014976 | 603.1168 | 0.0015382 | 603.1168 | 0.0081978 | 529.9108 | 2.1406 | 603.1168 | 0.0066186 | 603.1168 | 0.035096 | 597.47 | 4.6289 | 603.1168 | 5.0896 | 531.3227 | 0.00014246 | 603.1168 | 2.2042 | 603.1168 | 1.736 | 602.6838 | 0.12968 | 796.9232 | 1.5768 | 602.6838 | 0.0006658 | 796.2307 | 0.31522 | 796.9232 | 0.075696 | 596.9481 | 2.7034
|  | 603.3459 | 0.10194 | 602.9133 | 0.03725 | 530.0258 | 0 | 603.3459 | 0.083999 | 602.9133 | -0.0099921 | 596.041 | 0.0087422 | 602.9133 | 0.025491 | 603.346 | 0.0198 | 603.346 | 0.014565 | 530.0258 | 2.1568 | 603.346 | 0.01019 | 603.3459 | 0.031694 | 597.7 | 4.6581 | 603.346 | 4.9217 | 531.4403 | 0.00014708 | 603.346 | 2.2675 | 603.346 | 1.7919 | 602.9133 | 0.14397 | 797.089 | 1.5731 | 602.9133 | 7.8622e-05 | 796.3967 | 0.32404 | 797.089 | 0.078188 | 597.1723 | 2.7238
|  | 603.5751 | 0.06541 | 603.1428 | 0.038374 | 530.1409 | 0 | 603.5751 | 0.044848 | 603.1428 | 0.032599 | 596.2684 | 0.0026556 | 603.1428 | 0.0010278 | 603.5751 | 0.0023662 | 603.5751 | 0.029017 | 530.1409 | 2.1321 | 603.5751 | 0.007037 | 603.5751 | 0.033581 | 597.93 | 4.6624 | 603.5751 | 4.7827 | 531.558 | 0.00016149 | 603.5751 | 2.3147 | 603.5751 | 1.8157 | 603.1428 | 0.13727 | 797.2549 | 1.5348 | 603.1428 | -0.0020247 | 796.5626 | 0.26375 | 797.2549 | 0.075021 | 597.3966 | 2.7131
|  | 603.8043 | 0.11064 | 603.3724 | 0.040224 | 530.2559 | 0 | 603.8043 | 0.049552 | 603.3724 | -0.0093099 | 596.4959 | 0.0084676 | 603.3724 | 0.024648 | 603.8043 | 0.024744 | 603.8043 | 0.017101 | 530.2559 | 2.137 | 603.8043 | 0.012598 | 603.8043 | 0.031343 | 598.16 | 4.5966 | 603.8043 | 4.6278 | 531.6756 | 0.00015776 | 603.8043 | 2.3853 | 603.8043 | 1.8762 | 603.3724 | 0.15557 | 797.4207 | 1.4691 | 603.3724 | -0.0012077 | 796.7286 | 0.34908 | 797.4207 | 0.07772 | 597.6209 | 2.6862
|  | 604.0335 | 0.075296 | 603.6019 | 0.040908 | 530.371 | 0.014711 | 604.0335 | 0.032175 | 603.6019 | 0.0089479 | 596.7234 | 0.0012536 | 603.6019 | 0.0019131 | 604.0335 | 0.00032894 | 604.0335 | -0.001681 | 530.371 | 2.1398 | 604.0335 | 0.0078615 | 604.0335 | 0.033771 | 598.39 | 4.6081 | 604.0335 | 4.4649 | 531.7932 | 0.00014584 | 604.0335 | 2.4208 | 604.0335 | 1.9079 | 603.6019 | 0.14776 | 797.5865 | 1.4696 | 603.6019 | -0.0042846 | 796.8945 | 0.30479 | 797.5865 | 0.074709 | 597.8451 | 2.6977
|  | 604.2627 | 0.12495 | 603.8315 | 0.042375 | 530.486 | 0 | 604.2627 | 0.038614 | 603.8315 | -0.0021209 | 596.9509 | 0.0088235 | 603.8315 | 0.023487 | 604.2627 | 0.017296 | 604.2627 | 0.034515 | 530.486 | 2.1334 | 604.2627 | 0.010532 | 604.2627 | 0.030403 | 598.62 | 4.5077 | 604.2627 | 4.3306 | 531.9108 | 0.00014442 | 604.2627 | 2.5001 | 604.2627 | 1.9859 | 603.8315 | 0.16138 | 797.7524 | 1.4311 | 603.8315 | 0.0032975 | 797.0604 | 0.34514 | 797.7524 | 0.077772 | 598.0694 | 2.683
|  | 604.4919 | 0.092096 | 604.061 | 0.037029 | 530.6011 | 0.0068328 | 604.4919 | 0.023929 | 604.061 | 0.022045 | 597.1784 | 0.00091097 | 604.061 | 0.0035248 | 604.4919 | 0.0011012 | 604.4919 | 0.014397 | 530.6011 | 2.1406 | 604.4919 | 0.0069422 | 604.4919 | 0.031975 | 598.85 | 4.4247 | 604.4919 | 4.1726 | 532.0285 | 0.00016611 | 604.4919 | 2.5427 | 604.4919 | 2.0078 | 604.0611 | 0.14799 | 797.9182 | 1.3972 | 604.061 | -0.0031873 | 797.2264 | 0.28508 | 797.9182 | 0.074761 | 598.2936 | 2.6793
|  | 604.7211 | 0.12526 | 604.2906 | 0.040646 | 530.7162 | 0 | 604.7211 | 0.044728 | 604.2906 | -0.009464 | 597.4059 | 0.0062284 | 604.2906 | 0.024455 | 604.7211 | 0.020305 | 604.7211 | 0.024771 | 530.7162 | 2.166 | 604.7211 | 0.010638 | 604.7211 | 0.029031 | 599.08 | 4.3562 | 604.7211 | 4.0274 | 532.1461 | 0.00017483 | 604.7211 | 2.6128 | 604.7211 | 2.0654 | 604.2906 | 0.16406 | 798.0841 | 1.4025 | 604.2906 | 0.0024375 | 797.3923 | 0.29783 | 798.0841 | 0.077824 | 598.5179 | 2.6789
|  | 604.9504 | 0.091903 | 604.5202 | 0.034937 | 530.8312 | 0.014448 | 604.9504 | 0.03655 | 604.5202 | 0.010069 | 597.6335 | 0.0022112 | 604.5202 | -0.0026816 | 604.9504 | 0.0015434 | 604.9504 | 0.0063485 | 530.8312 | 2.1336 | 604.9504 | 0.0053997 | 604.9504 | 0.031334 | 599.31 | 4.3454 | 604.9504 | 3.8796 | 532.2638 | 0.00016522 | 604.9504 | 2.6666 | 604.9504 | 2.1013 | 604.5202 | 0.1558 | 798.25 | 1.3411 | 604.5202 | -0.0059081 | 797.5583 | 0.27187 | 798.25 | 0.074294 | 598.7423 | 2.6927
|  | 605.1796 | 0.097449 | 604.7498 | 0.038337 | 530.9463 | 0.00060875 | 605.1796 | 0.055381 | 604.7498 | -0.0093258 | 597.861 | 0.007728 | 604.7498 | 0.02613 | 605.1796 | 0.02266 | 605.1796 | 0.020239 | 530.9463 | 2.1191 | 605.1796 | 0.010331 | 605.1796 | 0.028539 | 599.54 | 4.2167 | 605.1796 | 3.7452 | 532.3814 | 0.00015491 | 605.1796 | 2.747 | 605.1796 | 2.1786 | 604.7498 | 0.17968 | 798.4158 | 1.3366 | 604.7498 | -0.0010758 | 797.7243 | 0.29366 | 798.4158 | 0.077201 | 598.9666 | 2.6693
|  | 605.4089 | 0.068108 | 604.9794 | 0.033769 | 531.0614 | 0.011121 | 605.4089 | 0.045275 | 604.9794 | 0.017919 | 598.0886 | 0.0030156 | 604.9794 | 0.00096156 | 605.4089 | 0.00071943 | 605.4089 | 0.00010434 | 531.0614 | 2.1252 | 605.4089 | 0.0060993 | 605.4089 | 0.031473 | 599.77 | 4.1486 | 605.4089 | 3.6007 | 532.4991 | 0.00014193 | 605.4089 | 2.791 | 605.4089 | 2.1875 | 604.9794 | 0.16205 | 798.5817 | 1.2747 | 604.9794 | -0.0038902 | 797.8902 | 0.3136 | 798.5817 | 0.073515 | 599.1909 | 2.6316
|  | 605.6382 | 0.11355 | 605.2091 | 0.046043 | 531.1765 | 0 | 605.6382 | 0.076333 | 605.2091 | -0.0048739 | 598.3161 | 0.0048568 | 605.2091 | 0.02592 | 605.6382 | 0.020785 | 605.6382 | 0.025897 | 531.1765 | 2.0689 | 605.6382 | 0.011199 | 605.6382 | 0.027449 | 600 | 4.0667 | 605.6382 | 3.4796 | 532.6167 | 0.00015331 | 605.6382 | 2.8786 | 605.6382 | 2.2807 | 605.2091 | 0.1924 | 798.7476 | 1.2619 | 605.2091 | 0.0080513 | 798.0562 | 0.46316 | 798.7476 | 0.076734 | 599.4153 | 2.6524
|  | 605.8674 | 0.075918 | 605.4387 | 0.033038 | 531.2916 | 0.011208 | 605.8674 | 0.03992 | 605.4387 | 0.022471 | 598.5437 | 0.00453 | 605.4387 | -0.00066901 | 605.8674 | 0 | 605.8674 | 0.0056874 | 531.2916 | 2.1032 | 605.8674 | 0.0043455 | 605.8674 | 0.029498 | 600.23 | 3.9758 | 605.8674 | 3.3445 | 532.7344 | 0.00013695 | 605.8674 | 2.9409 | 605.8674 | 2.3061 | 605.4387 | 0.17789 | 798.9135 | 1.2404 | 605.4387 | 5.5999e-05 | 798.2222 | 0.3449 | 798.9135 | 0.073152 | 599.6396 | 2.6455
|  | 606.0967 | 0.088447 | 605.6683 | 0.039237 | 531.4067 | 0 | 606.0967 | 0.072687 | 605.6683 | -0.0112 | 598.7712 | 0.0038767 | 605.6683 | 0.023987 | 606.0967 | 0.026475 | 606.0967 | 0.011465 | 531.4067 | 2.0687 | 606.0967 | 0.010264 | 606.0967 | 0.026984 | 600.46 | 3.862 | 606.0967 | 3.228 | 532.852 | 0.00013997 | 606.0967 | 3.0164 | 606.0967 | 2.3693 | 605.6684 | 0.19352 | 799.0793 | 1.222 | 605.6683 | 0.0037168 | 798.3882 | 0.44739 | 799.0793 | 0.076682 | 599.864 | 2.6573
|  | 606.326 | 0.052039 | 605.898 | 0.032944 | 531.5217 | 0.0060736 | 606.326 | 0.066965 | 605.898 | 0.029921 | 598.9988 | 7.5728e-05 | 605.898 | 0.00078623 | 606.326 | 0.0029287 | 606.326 | 0.021171 | 531.5217 | 2.0691 | 606.326 | 0.006192 | 606.326 | 0.029142 | 600.69 | 3.7657 | 606.326 | 3.1067 | 532.9697 | 0.00013712 | 606.326 | 3.0748 | 606.3261 | 2.3947 | 605.898 | 0.17879 | 799.2452 | 1.189 | 605.898 | -0.0090283 | 798.5542 | 0.38409 | 799.2452 | 0.073048 | 600.0883 | 2.6277
|  | 606.5554 | 0.083497 | 606.1277 | 0.039756 | 531.6368 | 0 | 606.5554 | 0.08876 | 606.1277 | -0.0090593 | 599.2264 | 0.0075333 | 606.1277 | 0.023624 | 606.5554 | 0.02179 | 606.5554 | 0.02019 | 531.6368 | 2.0513 | 606.5554 | 0.010595 | 606.5554 | 0.026361 | 600.92 | 3.6484 | 606.5554 | 2.99 | 533.0874 | 0.00014691 | 606.5554 | 3.1784 | 606.5554 | 2.4763 | 606.1277 | 0.21138 | 799.4111 | 1.1666 | 606.1277 | 0.0055077 | 798.7201 | 0.39916 | 799.4111 | 0.07663 | 600.3127 | 2.6417
|  | 606.7847 | 0.068048 | 606.3574 | 0.031394 | 531.752 | 0.0077439 | 606.7847 | 0.039138 | 606.3574 | 0.019581 | 599.454 | 0.00086702 | 606.3574 | 0.00076515 | 606.7847 | 0 | 606.7847 | 0.013573 | 531.752 | 2.0131 | 606.7847 | 0.0043758 | 606.7847 | 0.027941 | 601.15 | 3.5351 | 606.7847 | 2.8721 | 533.2051 | 0.00014691 | 606.7847 | 3.242 | 606.7847 | 2.5217 | 606.3574 | 0.19977 | 799.577 | 1.1254 | 606.3574 | -0.0032305 | 798.8861 | 0.39592 | 799.577 | 0.072788 | 600.5371 | 2.6072
|  | 607.014 | 0.096397 | 606.5871 | 0.032417 | 531.8671 | 0 | 607.014 | 0.081764 | 606.5871 | -0.015816 | 599.6817 | 0.011337 | 606.5871 | 0.021872 | 607.014 | 0.019296 | 607.014 | 0.025242 | 531.8671 | 1.9934 | 607.014 | 0.0097966 | 607.014 | 0.025565 | 601.38 | 3.4223 | 607.014 | 2.7687 | 533.3227 | 0.00013997 | 607.014 | 3.3318 | 607.014 | 2.5906 | 606.587 | 0.20691 | 799.7429 | 1.0973 | 606.5871 | 0.0068918 | 799.0521 | 0.5362 | 799.7429 | 0.076423 | 600.7615 | 2.6279
|  | 607.2433 | 0.075197 | 606.8168 | 0.034348 | 531.9822 | 0.0012147 | 607.2433 | 0.059255 | 606.8168 | 0.021382 | 599.9093 | -0.00043451 | 606.8168 | -0.0019601 | 607.2434 | 0.0012634 | 607.2434 | 0.014394 | 531.9822 | 1.9995 | 607.2434 | 0.0046141 | 607.2433 | 0.027153 | 601.61 | 3.314 | 607.2434 | 2.6591 | 533.4404 | 0.00014459 | 607.2434 | 3.3999 | 607.2433 | 2.6241 | 606.8167 | 0.20222 | 799.9088 | 1.0744 | 606.8168 | 1.7557e-05 | 799.2181 | 0.54617 | 799.9088 | 0.072633 | 600.9859 | 2.5724
|  | 607.4727 | 0.068639 | 607.0465 | 0.030972 | 532.0973 | 0 | 607.4727 | 0.069118 | 607.0465 | -0.014713 | 600.137 | 0.0086884 | 607.0465 | 0.022302 | 607.4727 | 0.012313 | 607.4727 | 0.020414 | 532.0973 | 1.971 | 607.4727 | 0.0096715 | 607.4727 | 0.023749 | 601.84 | 3.1418 | 607.4727 | 2.5551 | 533.5581 | 0.00014193 | 607.4727 | 3.4916 | 607.4727 | 2.6993 | 607.0465 | 0.22343 | 800.0747 | 1.0547 | 607.0465 | -0.0027144 | 799.3841 | 0.62431 | 800.0747 | 0.076786 | 601.2103 | 2.6115
|  | 607.7021 | 0.06808 | 607.2762 | 0.027832 | 532.2124 | 0.016112 | 607.7021 | 0.036145 | 607.2762 | 0.031103 | 600.3646 | 0.0020563 | 607.2762 | -0.00093927 | 607.7021 | 0 | 607.7021 | 0.0066528 | 532.2124 | 1.983 | 607.7021 | 0.006173 | 607.7021 | 0.027008 | 602.07 | 3.0434 | 607.7021 | 2.4531 | 533.6758 | 0.00014815 | 607.7021 | 3.5635 | 607.7021 | 2.7503 | 607.2762 | 0.21205 | 800.2406 | 1.0368 | 607.2762 | -0.0060733 | 799.5501 | 0.62152 | 800.2406 | 0.073152 | 601.4348 | 2.5896
|  | 607.9315 | 0.11871 | 607.5059 | 0.03539 | 532.3276 | 0 | 607.9315 | 0.059678 | 607.5059 | -0.010014 | 600.5923 | 0.0075396 | 607.5059 | 0.021046 | 607.9315 | 0.019471 | 607.9315 | 0.030865 | 532.3276 | 1.9782 | 607.9315 | 0.010263 | 607.9315 | 0.023572 | 602.3 | 2.9343 | 607.9315 | 2.367 | 533.7935 | 0.00015029 | 607.9315 | 3.6746 | 607.9315 | 2.8176 | 607.5059 | 0.23794 | 800.4065 | 1.0153 | 607.5059 | 0.0013695 | 799.7162 | 0.58674 | 800.4065 | 0.077149 | 601.6592 | 2.5679
|  | 608.1609 | 0.089852 | 607.7357 | 0.028931 | 532.4427 | 0.0068328 | 608.1609 | 0.059705 | 607.7357 | 0.024674 | 600.8199 | -0.0010283 | 607.7357 | -0.0016122 | 608.1609 | 0 | 608.1609 | 0.011398 | 532.4427 | 1.966 | 608.1609 | 0.0053495 | 608.1609 | 0.027786 | 602.53 | 2.8462 | 608.1609 | 2.2713 | 533.9112 | 0.00016985 | 608.1609 | 3.7461 | 608.1609 | 2.8635 | 607.7357 | 0.22901 | 800.5724 | 1.0022 | 607.7357 | -0.0057054 | 799.8822 | 0.58558 | 800.5724 | 0.073359 | 601.8836 | 2.5822
|  | 608.3903 | 0.086675 | 607.9654 | 0.05042 | 532.5578 | 0 | 608.3903 | 0.088439 | 607.9654 | 0.0036092 | 601.0476 | 0.0096117 | 607.9654 | 0.027208 | 608.3903 | 0.020835 | 608.3903 | 0.035166 | 532.5578 | 1.9882 | 608.3903 | 0.011828 | 608.3903 | 0.02418 | 602.76 | 2.7083 | 608.3903 | 2.1805 | 534.0289 | 0.00017092 | 608.3903 | 3.8512 | 608.3903 | 2.9422 | 607.9655 | 0.24374 | 800.7383 | 0.99343 | 607.9654 | -0.0054648 | 800.0482 | 0.60483 | 800.7383 | 0.077565 | 602.1081 | 2.5632
|  | 608.6197 | 0.093336 | 608.1952 | 0.032405 | 532.673 | 0.0071365 | 608.6197 | 0.053063 | 608.1952 | 0.014408 | 601.2753 | 0.0035573 | 608.1952 | -0.0014059 | 608.6197 | 0.0055204 | 608.6197 | 0.010619 | 532.673 | 1.9679 | 608.6197 | 0.00521 | 608.6197 | 0.025775 | 602.99 | 2.6495 | 608.6197 | 2.0848 | 534.1466 | 0.00016274 | 608.6197 | 3.9337 | 608.6197 | 2.9746 | 608.1952 | 0.23861 | 800.9043 | 0.94528 | 608.1952 | -0.0028787 | 800.2142 | 0.57051 | 800.9043 | 0.074346 | 602.3325 | 2.5602
|  | 608.8491 | 0.11442 | 608.425 | 0.035004 | 532.7881 | 0 | 608.8491 | 0.083796 | 608.425 | 0.0075769 | 601.5031 | 0.007423 | 608.425 | 0.024797 | 608.8491 | 0.016929 | 608.8491 | 0.024677 | 532.7881 | 1.9718 | 608.8491 | 0.0090371 | 608.8491 | 0.024086 | 603.22 | 2.493 | 608.8491 | 2.0132 | 534.2642 | 0.00014068 | 608.8491 | 4.0349 | 608.8491 | 3.0551 | 608.425 | 0.25401 | 801.0702 | 0.92313 | 608.425 | -0.0023776 | 800.3803 | 0.64796 | 801.0702 | 0.078499 | 602.557 | 2.5684
|  | 609.0786 | 0.05459 | 608.6548 | 0.037272 | 532.9033 | 0.0059217 | 609.0786 | 0.025139 | 608.6548 | 0.032203 | 601.7307 | 0.0025792 | 608.6548 | -0.0010218 | 609.0786 | 0 | 609.0786 | 0.010952 | 532.9033 | 1.9605 | 609.0786 | 0.005494 | 609.0786 | 0.025032 | 603.45 | 2.3926 | 609.0786 | 1.9217 | 534.3819 | 0.0001494 | 609.0786 | 4.1029 | 609.0785 | 3.0843 | 608.6548 | 0.2491 | 801.2361 | 0.91294 | 608.6548 | -0.0038584 | 800.5463 | 0.5835 | 801.2361 | 0.074917 | 602.7815 | 2.5419
|  | 609.308 | 0.10996 | 608.8846 | 0.039593 | 533.0184 | 0 | 609.308 | 0.039479 | 608.8846 | -0.0073085 | 601.9584 | 0.0073526 | 608.8846 | 0.022901 | 609.308 | 0.020535 | 609.308 | 0.020094 | 533.0184 | 1.9517 | 609.308 | 0.0095132 | 609.308 | 0.022967 | 603.68 | 2.2922 | 609.308 | 1.8444 | 534.4997 | 0.00016149 | 609.308 | 4.2221 | 609.308 | 3.1624 | 608.8846 | 0.2732 | 801.4021 | 0.90112 | 608.8846 | 0.0046555 | 800.7123 | 0.6403 | 801.4021 | 0.079226 | 603.006 | 2.5438
|  | 609.5375 | 0.063404 | 609.1144 | 0.031739 | 533.1336 | 0.0097198 | 609.5375 | 0.025212 | 609.1144 | 0.026447 | 602.1862 | 0.0022833 | 609.1144 | -0.0023723 | 609.5375 | 0 | 609.5375 | 0.0046662 | 533.1336 | 1.9582 | 609.5375 | 0.0053028 | 609.5375 | 0.025151 | 603.91 | 2.2062 | 609.5375 | 1.7708 | 534.6174 | 0.00016469 | 609.5375 | 4.3195 | 609.5375 | 3.2283 | 609.1144 | 0.25869 | 801.568 | 0.8744 | 609.1144 | 0.0033845 | 800.8784 | 0.65491 | 801.568 | 0.075748 | 603.2305 | 2.5235
|  | 609.767 | 0.11151 | 609.3442 | 0.034862 | 533.2487 | 0.0041092 | 609.767 | 0.086548 | 609.3442 | -0.0019682 | 602.4139 | 0.0064653 | 609.3442 | 0.023829 | 609.767 | 0.018806 | 609.767 | 0.015961 | 533.2487 | 1.8842 | 609.767 | 0.0099696 | 609.767 | 0.021518 | 604.14 | 2.0517 | 609.767 | 1.7047 | 534.7351 | 0.00015117 | 609.767 | 4.4491 | 609.767 | 3.3229 | 609.3442 | 0.28503 | 801.7339 | 0.88017 | 609.3442 | -0.0015565 | 801.0444 | 0.70569 | 801.7339 | 0.080524 | 603.455 | 2.5331
|  | 609.9965 | 0.053137 | 609.5741 | 0.028657 | 533.3639 | 0 | 609.9965 | 0.045356 | 609.5741 | 0.035074 | 602.6417 | 0.0029349 | 609.5741 | -0.0074658 | 609.9964 | 0.0018653 | 609.9964 | -0.0018898 | 533.3639 | 1.9085 | 609.9964 | 0.0042398 | 609.9965 | 0.023984 | 604.36 | 1.9438 | 609.9964 | 1.631 | 534.8528 | 0.00013961 | 609.9964 | 4.5336 | 609.9965 | 3.3666 | 609.5741 | 0.26896 | 801.8999 | 0.84566 | 609.5741 | -0.004033 | 801.2105 | 0.69966 | 801.8999 | 0.076838 | 603.6795 | 2.5192
|  | 610.226 | 0.10055 | 609.8039 | 0.03832 | 533.4791 | 0 | 610.226 | 0.058626 | 609.8039 | -0.018793 | 602.8694 | 0.008039 | 609.8039 | 0.023929 | 610.2259 | 0.024324 | 610.2259 | 0.024518 | 533.4791 | 1.86 | 610.2259 | 0.0090613 | 610.226 | 0.020801 | 604.59 | 1.8677 | 610.2259 | 1.5677 | 534.9705 | 0.00013588 | 610.2259 | 4.6511 | 610.226 | 3.458 | 609.8039 | 0.29151 | 802.0658 | 0.81265 | 609.8039 | 0.0050623 | 801.3765 | 0.73398 | 802.0658 | 0.081926 | 603.904 | 2.5043
|  | 610.4554 | 0.091454 | 610.0338 | 0.03276 | 533.5943 | 0.012259 | 610.4554 | 0.056407 | 610.0338 | 0.028187 | 603.0972 | 0.0027636 | 610.0338 | -0.0004376 | 610.4555 | 0.0023128 | 610.4555 | 0.010829 | 533.5943 | 1.8277 | 610.4555 | 0.0052866 | 610.4554 | 0.023158 | 604.82 | 1.7946 | 610.4555 | 1.4915 | 535.0883 | 0.00014459 | 610.4555 | 4.7392 | 610.4554 | 3.4988 | 610.0338 | 0.29106 | 802.2318 | 0.79607 | 610.0338 | -0.0023916 | 801.5426 | 0.78824 | 802.2318 | 0.078966 | 604.1286 | 2.4944
|  | 610.685 | 0.11805 | 610.2637 | 0.035267 | 533.7095 | 0 | 610.685 | 0.072147 | 610.2637 | -0.035168 | 603.325 | 0.0071615 | 610.2637 | 0.021592 | 610.685 | 0.014879 | 610.685 | 0.0087273 | 533.7095 | 1.7916 | 610.685 | 0.0079257 | 610.685 | 0.020171 | 605.05 | 1.6625 | 610.685 | 1.4342 | 535.206 | 0.00014584 | 610.685 | 4.8642 | 610.685 | 3.5858 | 610.2637 | 0.31137 | 802.3977 | 0.78002 | 610.2637 | 0.0038118 | 801.7087 | 0.8258 | 802.3977 | 0.083587 | 604.3532 | 2.5261
|  | 610.9145 | 0.073014 | 610.4936 | 0.027388 | 533.8247 | 0.0099825 | 610.9145 | 0.037031 | 610.4936 | 0.0040592 | 603.5528 | 0.0019094 | 610.4936 | -0.0021133 | 610.9145 | 0 | 610.9145 | 0.020742 | 533.8247 | 1.8005 | 610.9145 | 0.0040397 | 610.9145 | 0.022755 | 605.28 | 1.6143 | 610.9145 | 1.37 | 535.3237 | 0.00015971 | 610.9145 | 4.9756 | 610.9145 | 3.6228 | 610.4936 | 0.29508 | 802.5637 | 0.76599 | 610.4936 | 0.00062016 | 801.8747 | 0.82139 | 802.5637 | 0.08068 | 604.5777 | 2.4738
|  | 611.144 | 0.094806 | 610.7235 | 0.034909 | 533.9398 | 0 | 611.144 | 0.057373 | 610.7235 | -0.015178 | 603.7806 | 0.0065894 | 610.7235 | 0.024071 | 611.144 | 0.012003 | 611.144 | 0.025418 | 533.9398 | 1.795 | 611.144 | 0.0079711 | 611.144 | 0.019919 | 605.51 | 1.5123 | 611.144 | 1.3201 | 535.4415 | 0.00015491 | 611.144 | 5.1124 | 611.144 | 3.7282 | 610.7235 | 0.32722 | 802.7297 | 0.73451 | 610.7235 | -0.0022317 | 802.0408 | 0.84087 | 802.7297 | 0.08447 | 604.8023 | 2.4858
|  | 611.3736 | 0.069821 | 610.9534 | 0.018246 | 534.055 | 0.0088442 | 611.3736 | 0.044372 | 610.9534 | 0.030213 | 604.0084 | 0.0035052 | 610.9534 | -0.0038686 | 611.3736 | 0.0049644 | 611.3736 | 0.013203 | 534.055 | 1.7515 | 611.3736 | 0.0046855 | 611.3736 | 0.022427 | 605.74 | 1.4206 | 611.3736 | 1.2571 | 535.5592 | 0.00015082 | 611.3736 | 5.2217 | 611.3736 | 3.8008 | 610.9534 | 0.31115 | 802.8956 | 0.73144 | 610.9534 | 0.0015411 | 802.2069 | 0.85988 | 802.8956 | 0.081614 | 605.0269 | 2.4672
|  | 611.6031 | 0.098396 | 611.1833 | 0.039625 | 534.1702 | 0 | 611.6031 | 0.071883 | 611.1833 | -0.021295 | 604.2363 | 0.0087124 | 611.1833 | 0.023945 | 611.6032 | 0.023271 | 611.6032 | 0.0064093 | 534.1702 | 1.7394 | 611.6032 | 0.0081517 | 611.6031 | 0.019026 | 605.97 | 1.3338 | 611.6032 | 1.2211 | 535.6769 | 0.00013624 | 611.6032 | 5.3803 | 611.6032 | 3.9003 | 611.1833 | 0.34418 | 803.0616 | 0.7286 | 611.1833 | 0.0048949 | 802.3729 | 0.87287 | 803.0616 | 0.084937 | 605.2515 | 2.4738
|  | 611.8327 | 0.06771 | 611.4132 | 0.033179 | 534.2854 | 0.0018221 | 611.8327 | 0.023177 | 611.4132 | 0.039274 | 604.4641 | 0.003753 | 611.4132 | -0.0026332 | 611.8327 | 0 | 611.8327 | 0.0046784 | 534.2854 | 1.6992 | 611.8327 | 0.0042306 | 611.8327 | 0.020832 | 606.2 | 1.309 | 611.8327 | 1.163 | 535.7947 | 0.00014406 | 611.8327 | 5.5027 | 611.8327 | 3.9616 | 611.4132 | 0.32253 | 803.2276 | 0.70717 | 611.4132 | -0.0010896 | 802.539 | 0.8673 | 803.2276 | 0.082393 | 605.4761 | 2.4687
|  | 612.0623 | 0.099803 | 611.6432 | 0.029709 | 534.4007 | 0 | 612.0623 | 0.054628 | 611.6432 | -0.013698 | 604.692 | 0.0080777 | 611.6432 | 0.024059 | 612.0623 | 0.012984 | 612.0623 | 0.0303 | 534.4007 | 1.6698 | 612.0623 | 0.0082473 | 612.0623 | 0.019675 | 606.43 | 1.1889 | 612.0623 | 1.1171 | 535.9124 | 0.00015082 | 612.0623 | 5.6558 | 612.0623 | 4.0575 | 611.6431 | 0.35133 | 803.3936 | 0.70241 | 611.6432 | 0.0075824 | 802.7051 | 0.93547 | 803.3936 | 0.085197 | 605.7007 | 2.464
|  | 612.2919 | 0.077658 | 611.8731 | 0.031742 | 534.5159 | 0.015324 | 612.2919 | 0.038834 | 611.8731 | 0.011426 | 604.9198 | -0.00036531 | 611.8731 | -0.0052914 | 612.2919 | 0.0035747 | 612.2919 | 0.016765 | 534.5159 | 1.6473 | 612.2919 | 0.0046658 | 612.2919 | 0.02033 | 606.66 | 1.1309 | 612.2919 | 1.0677 | 536.0302 | 0.00016025 | 612.2919 | 5.7849 | 612.2919 | 4.1256 | 611.8731 | 0.34731 | 803.5596 | 0.66685 | 611.8731 | 0.0045641 | 802.8712 | 0.91113 | 803.5596 | 0.083431 | 605.9253 | 2.4297
|  | 612.5215 | 0.11284 | 612.1031 | 0.033328 | 534.6311 | 0 | 612.5215 | 0.055011 | 612.1031 | -0.021159 | 605.1476 | 0.010149 | 612.1031 | 0.02293 | 612.5215 | 0.019713 | 612.5215 | 0.027781 | 534.6311 | 1.6116 | 612.5215 | 0.008506 | 612.5215 | 0.018709 | 606.89 | 1.0313 | 612.5215 | 1.0266 | 536.1479 | 0.00013961 | 612.5215 | 5.9202 | 612.5216 | 4.2113 | 612.1031 | 0.37007 | 803.7255 | 0.66243 | 612.1031 | 0.0031578 | 803.0373 | 0.95124 | 803.7255 | 0.085249 | 606.1499 | 2.443
|  | 612.7512 | 0.082674 | 612.333 | 0.0282 | 534.7463 | 0.0097198 | 612.7512 | 0.027069 | 612.333 | 0.031195 | 605.3755 | 0.0028662 | 612.333 | -0.0032847 | 612.7511 | 0.001459 | 612.7511 | 0.026575 | 534.7463 | 1.6153 | 612.7511 | 0.0045294 | 612.7512 | 0.020657 | 607.12 | 0.99045 | 612.7511 | 0.97917 | 536.2657 | 0.00014086 | 612.7511 | 6.0537 | 612.7512 | 4.2915 | 612.333 | 0.36762 | 803.8915 | 0.64999 | 612.333 | -0.0043014 | 803.2034 | 0.96237 | 803.8915 | 0.084002 | 606.3746 | 2.4132
|  | 612.9808 | 0.10651 | 612.563 | 0.032345 | 534.8615 | 0 | 612.9808 | 0.043634 | 612.563 | -0.015057 | 605.6034 | 0.0088134 | 612.563 | 0.022224 | 612.9808 | 0.017189 | 612.9808 | 0.0092942 | 534.8615 | 1.5919 | 612.9808 | 0.011331 | 612.9808 | 0.017729 | 607.35 | 0.90889 | 612.9808 | 0.93675 | 536.3835 | 0.0001357 | 612.9808 | 6.1854 | 612.9808 | 4.3812 | 612.563 | 0.39106 | 804.0575 | 0.63264 | 612.563 | 0.0019149 | 803.3695 | 1.008 | 804.0575 | 0.084262 | 606.5992 | 2.4236
|  | 613.2104 | 0.065041 | 612.793 | 0.030142 | 534.9768 | 0.0099825 | 613.2104 | 0.024298 | 612.793 | 0.04207 | 605.8313 | 0.00099482 | 612.793 | -0.0023871 | 613.2104 | 0 | 613.2104 | 0.017987 | 534.9768 | 1.5791 | 613.2104 | 0.0039221 | 613.2104 | 0.020505 | 607.58 | 0.87183 | 613.2104 | 0.89443 | 536.5012 | 0.00014993 | 613.2104 | 6.34 | 613.2104 | 4.469 | 612.793 | 0.38391 | 804.2235 | 0.63485 | 612.793 | -0.0020621 | 803.5356 | 0.96121 | 804.2235 | 0.084522 | 606.8238 | 2.4156
|  | 613.4401 | 0.11537 | 613.023 | 0.03838 | 535.092 | 0 | 613.4401 | 0.084083 | 613.023 | -0.015429 | 606.0592 | 0.008549 | 613.023 | 0.023276 | 613.4401 | 0.024393 | 613.4401 | 0.023521 | 535.092 | 1.5648 | 613.4401 | 0.0084366 | 613.4401 | 0.017232 | 607.81 | 0.77727 | 613.4401 | 0.86387 | 536.619 | 0.00016487 | 613.4401 | 6.5304 | 613.4401 | 4.5782 | 613.023 | 0.41248 | 804.3895 | 0.62673 | 613.023 | 0.0015348 | 803.7017 | 1.0537 | 804.3895 | 0.084418 | 607.0485 | 2.407
|  | 613.6697 | 0.065144 | 613.2531 | 0.02596 | 535.2073 | 0.014711 | 613.6697 | 0.053071 | 613.2531 | 0.0262 | 606.2871 | 0.0035136 | 613.2531 | -0.00038818 | 613.6697 | 0.00063588 | 613.6697 | 0.014559 | 535.2073 | 1.5722 | 613.6697 | 0.0046008 | 613.6697 | 0.019824 | 608.05 | 0.74973 | 613.6697 | 0.82629 | 536.7368 | 0.00017928 | 613.6697 | 6.681 | 613.6697 | 4.6425 | 613.2531 | 0.39463 | 804.5555 | 0.61025 | 613.2531 | -0.0033345 | 803.8679 | 1.0238 | 804.5555 | 0.085508 | 607.2732 | 2.4075
|  | 613.8994 | 0.10929 | 613.4831 | 0.033902 | 535.3225 | 0 | 613.8994 | 0.091845 | 613.4831 | -0.021409 | 606.5151 | 0.0079054 | 613.4831 | 0.02343 | 613.8994 | 0.014011 | 613.8994 | 0.029701 | 535.3225 | 1.5756 | 613.8994 | 0.0081455 | 613.8994 | 0.016894 | 608.28 | 0.65746 | 613.8994 | 0.7955 | 536.8545 | 0.00017892 | 613.8994 | 6.8727 | 613.8994 | 4.759 | 613.4831 | 0.42878 | 804.7216 | 0.58641 | 613.4831 | -0.0026229 | 804.034 | 1.0813 | 804.7216 | 0.082185 | 607.4979 | 2.3928
|  | 614.1291 | 0.064876 | 613.7131 | 0.020316 | 535.4378 | 0.0060736 | 614.1291 | -0.028451 | 613.7131 | 0.031662 | 606.743 | 0.00035758 | 613.7131 | -0.0019326 | 614.1291 | 0.00031396 | 614.1291 | 0.02372 | 535.4378 | 1.551 | 614.1291 | 0.004533 | 614.1291 | 0.020034 | 608.51 | 0.65317 | 614.1291 | 0.76213 | 536.9723 | 0.00016736 | 614.1291 | 7.0314 | 614.1291 | 4.86 | 613.7131 | 0.41516 | 804.8876 | 0.5779 | 613.7131 | 0.00077819 | 804.2001 | 1.086 | 804.8876 | 0.083743 | 607.7226 | 2.3696
|  | 614.3588 | 0.080735 | 613.9432 | 0.032958 | 535.553 | 0 | 614.3588 | 0.024837 | 613.9432 | -0.0006563 | 606.9709 | 0.0082176 | 613.9432 | 0.019943 | 614.3588 | 0.022543 | 614.3588 | 0.025628 | 535.553 | 1.4962 | 614.3588 | 0.0074362 | 614.3588 | 0.016739 | 608.74 | 0.54559 | 614.3588 | 0.73602 | 537.0901 | 0.00015811 | 614.3588 | 7.24 | 614.3588 | 4.9716 | 613.9432 | 0.45958 | 805.0536 | 0.57714 | 613.9432 | -0.00092048 | 804.3662 | 1.1036 | 805.0536 | 0.080732 | 607.9473 | 2.3865
|  | 614.5885 | 0.053292 | 614.1732 | 0.032258 | 535.6683 | 0.010771 | 614.5885 | 0.023029 | 614.1732 | 0.0027213 | 607.1989 | 0.0027416 | 614.1732 | -0.0009791 | 614.5885 | 0 | 614.5885 | 0.015777 | 535.6683 | 1.5082 | 614.5885 | 0.004365 | 614.5885 | 0.018362 | 608.97 | 0.52906 | 614.5885 | 0.7006 | 537.2079 | 0.00015455 | 614.5885 | 7.3808 | 614.5885 | 5.0435 | 614.1733 | 0.4386 | 805.2196 | 0.5423 | 614.1732 | -0.0052529 | 804.5324 | 1.1108 | 805.2196 | 0.084158 | 608.1721 | 2.3811
|  | 614.8182 | 0.04917 | 614.4033 | 0.031967 | 535.7836 | 0 | 614.8182 | 0.075242 | 614.4033 | -0.0097202 | 607.4269 | 0.0071511 | 614.4033 | 0.019911 | 614.8182 | 0.023978 | 614.8182 | 0.038894 | 535.7836 | 1.5155 | 614.8182 | 0.0068978 | 614.8182 | 0.016132 | 609.2 | 0.44551 | 614.8182 | 0.67496 | 537.3257 | 0.00015491 | 614.8182 | 7.5728 | 614.8182 | 5.1651 | 614.4033 | 0.46628 | 805.3856 | 0.54057 | 614.4033 | 0.0012209 | 804.6985 | 1.1727 | 805.3856 | 0.079434 | 608.3968 | 2.3637
|  | 615.048 | 0.086969 | 614.6334 | 0.027821 | 535.8988 | 0.011997 | 615.048 | 0.020346 | 614.6334 | 0.031543 | 607.6548 | 0.0048769 | 614.6334 | -0.00043137 | 615.048 | 0.0055996 | 615.048 | 0.0035775 | 535.8988 | 1.4878 | 615.048 | 0.0032609 | 615.048 | 0.018233 | 609.43 | 0.40817 | 615.048 | 0.64429 | 537.4434 | 0.00016096 | 615.048 | 7.7648 | 615.048 | 5.2526 | 614.6334 | 0.46159 | 805.5517 | 0.52009 | 614.6334 | -0.0022003 | 804.8647 | 1.1581 | 805.5517 | 0.081926 | 608.6215 | 2.3335
|  | 615.2777 | 0.10435 | 614.8635 | 0.035766 | 536.0141 | 0 | 615.2777 | 0.051326 | 614.8635 | -0.018097 | 607.8828 | 0.0072375 | 614.8635 | 0.024713 | 615.2777 | 0.020334 | 615.2777 | 0.01429 | 536.0141 | 1.4926 | 615.2777 | 0.0086788 | 615.2777 | 0.015794 | 609.66 | 0.3641 | 615.2777 | 0.62114 | 537.5612 | 0.00015527 | 615.2777 | 7.9614 | 615.2777 | 5.3777 | 614.8635 | 0.49306 | 805.7177 | 0.52187 | 614.8635 | 0.0012385 | 805.0308 | 1.1829 | 805.7177 | 0.077928 | 608.8463 | 2.3553
|  | 615.5074 | 0.054584 | 615.0936 | 0.031489 | 536.1294 | 0.013398 | 615.5074 | 0.050503 | 615.0936 | 0.013927 | 608.1108 | 0.002082 | 615.0936 | -0.0030794 | 615.5074 | 0 | 615.5074 | 0.026422 | 536.1294 | 1.4643 | 615.5074 | 0.0033816 | 615.5074 | 0.017017 | 609.89 | 0.35078 | 615.5074 | 0.5893 | 537.679 | 0.00014691 | 615.5074 | 8.1531 | 615.5074 | 5.4717 | 615.0936 | 0.48078 | 805.8837 | 0.51817 | 615.0936 | 0.0016509 | 805.197 | 1.1782 | 805.8837 | 0.081459 | 609.071 | 2.3457
|  | 615.7372 | 0.10455 | 615.3237 | 0.030649 | 536.2447 | 0 | 615.7372 | 0.059271 | 615.3237 | -0.016701 | 608.3388 | 0.0094839 | 615.3237 | 0.023576 | 615.7372 | 0.016873 | 615.7372 | 0.011231 | 536.2447 | 1.4817 | 615.7372 | 0.0064288 | 615.7372 | 0.014777 | 610.12 | 0.25682 | 615.7372 | 0.57105 | 537.7968 | 0.00014086 | 615.7372 | 8.3381 | 615.7372 | 5.5944 | 615.3237 | 0.51159 | 806.0498 | 0.51072 | 615.3237 | 0.0031079 | 805.3631 | 1.2478 | 806.0498 | 0.076734 | 609.2958 | 2.3134
|  | 615.967 | 0.052251 | 615.5539 | 0.029144 | 536.36 | 0.0072883 | 615.967 | 0.037742 | 615.5539 | 0.025056 | 608.5668 | 0.0039127 | 615.5539 | -0.0039812 | 615.967 | 0 | 615.967 | 0.019919 | 536.36 | 1.493 | 615.967 | 0.0042095 | 615.967 | 0.017268 | 610.35 | 0.24581 | 615.967 | 0.54209 | 537.9147 | 0.0001357 | 615.967 | 8.5166 | 615.967 | 5.6695 | 615.5539 | 0.50467 | 806.2158 | 0.48948 | 615.5539 | -0.0052291 | 805.5293 | 1.2341 | 806.2158 | 0.078966 | 609.5206 | 2.304
|  | 616.1968 | 0.086132 | 615.784 | 0.036477 | 536.4753 | 0 | 616.1968 | 0.066052 | 615.784 | -0.027704 | 608.7949 | 0.0088269 | 615.784 | 0.021482 | 616.1968 | 0.017937 | 616.1968 | 0.030307 | 536.4753 | 1.4643 | 616.1968 | 0.0092533 | 616.1968 | 0.014501 | 610.58 | 0.2126 | 616.1968 | 0.53115 | 538.0325 | 0.00013659 | 616.1968 | 8.7689 | 616.1968 | 5.8324 | 615.784 | 0.53837 | 806.3819 | 0.4853 | 615.784 | -0.0033492 | 805.6954 | 1.2907 | 806.3819 | 0.074138 | 609.7454 | 2.3095
|  | 616.4266 | 0.069597 | 616.0142 | 0.029328 | 536.5906 | 0.0072883 | 616.4266 | 0.031723 | 616.0142 | 0.028758 | 609.0229 | 0.00043835 | 616.0142 | -0.0018083 | 616.4266 | 0 | 616.4266 | -0.0059153 | 536.5906 | 1.4635 | 616.4266 | 0.0022699 | 616.4266 | 0.017821 | 610.81 | 0.18827 | 616.4266 | 0.50269 | 538.1503 | 0.00014068 | 616.4266 | 9.0036 | 616.4266 | 5.947 | 616.0142 | 0.53681 | 806.5479 | 0.47007 | 616.0142 | -0.0027143 | 805.8616 | 1.219 | 806.5479 | 0.076942 | 609.9701 | 2.2798
|  | 616.6564 | 0.08586 | 616.2443 | 0.036289 | 536.7059 | 0 | 616.6564 | 0.054066 | 616.2443 | -0.0070876 | 609.251 | 0.0086103 | 616.2443 | 0.022703 | 616.6564 | 0.019134 | 616.6564 | 0.025317 | 536.7059 | 1.4675 | 616.6564 | 0.0082244 | 616.6564 | 0.014842 | 611.04 | 0.14788 | 616.6564 | 0.48491 | 538.2681 | 0.00015331 | 616.6564 | 9.1594 | 616.6564 | 6.0167 | 616.2443 | 0.56069 | 806.714 | 0.4608 | 616.2443 | 0.0073608 | 806.0278 | 1.3062 | 806.714 | 0.072581 | 610.1949 | 2.2925
|  | 616.8862 | 0.072064 | 616.4745 | 0.031426 | 536.8212 | 0.009895 | 616.8862 | 0.030889 | 616.4745 | 0.0067741 | 609.479 | 0.0024737 | 616.4745 | -0.0040747 | 616.8862 | 0 | 616.8862 | 0.027873 | 536.8212 | 1.4415 | 616.8862 | 0.0048185 | 616.8862 | 0.016928 | 611.27 | 0.1289 | 616.8862 | 0.46567 | 538.3859 | 0.00016932 | 616.8862 | 9.4462 | 616.8862 | 6.1996 | 616.4745 | 0.5531 | 806.88 | 0.45191 | 616.4745 | -0.0031264 | 806.194 | 1.2747 | 806.88 | 0.075073 | 610.4197 | 2.2965
|  | 617.116 | 0.085619 | 616.7047 | 0.027831 | 536.9365 | 0 | 617.116 | 0.088143 | 616.7047 | -0.0084048 | 609.7071 | 0.008178 | 616.7047 | 0.024666 | 617.116 | 0.032008 | 617.116 | 0.024503 | 536.9365 | 1.4368 | 617.116 | 0.0083565 | 617.116 | 0.014645 | 611.5 | 0.11421 | 617.116 | 0.45241 | 538.5037 | 0.00016718 | 617.116 | 9.7409 | 617.116 | 6.3515 | 616.7047 | 0.59998 | 807.0461 | 0.44503 | 616.7047 | 0.005882 | 806.3601 | 1.3385 | 807.0461 | 0.07149 | 610.6446 | 2.2848
|  | 617.3459 | 0.044468 | 616.9349 | 0.033802 | 537.0518 | 0.0056181 | 617.3459 | 0.022272 | 616.9349 | 0.032406 | 609.9352 | 0.0023985 | 616.9349 | -0.0030186 | 617.3459 | 0.0022088 | 617.3459 | 0.021682 | 537.0518 | 1.4109 | 617.3459 | 0.0048982 | 617.3459 | 0.016941 | 611.73 | 0.09018 | 617.3459 | 0.42632 | 538.6215 | 0.00017181 | 617.3459 | 9.8439 | 617.3459 | 6.3926 | 616.9349 | 0.5723 | 807.2122 | 0.42831 | 616.9349 | -0.0028947 | 806.5263 | 1.3343 | 807.2122 | 0.074138 | 610.8694 | 2.27
|  | 617.5757 | 0.091597 | 617.1651 | 0.035645 | 537.1671 | 0 | 617.5757 | 0.055954 | 617.1651 | -0.029187 | 610.1633 | 0.004686 | 617.1651 | 0.023981 | 617.5757 | 0.017561 | 617.5757 | 0.018423 | 537.1671 | 1.432 | 617.5757 | 0.0077759 | 617.5757 | 0.014298 | 611.96 | 0.054681 | 617.5757 | 0.41762 | 538.7394 | 0.00015313 | 617.5757 | 10.2022 | 617.5757 | 6.6087 | 617.1651 | 0.62743 | 807.3783 | 0.41586 | 617.1651 | 0.0045008 | 806.6925 | 1.3702 | 807.3783 | 0.071594 | 611.0942 | 2.2615
|  | 617.8056 | 0.074602 | 617.3953 | 0.029201 | 537.2825 | 0.0069846 | 617.8056 | 0.037993 | 617.3953 | 0.0080992 | 610.3914 | -0.000504 | 617.3953 | -0.0047072 | 617.8056 | 0 | 617.8056 | 0.0028978 | 537.2825 | 1.4263 | 617.8056 | 0.0038072 | 617.8056 | 0.01623 | 612.19 | 0.065697 | 617.8056 | 0.39521 | 538.8572 | 0.00015651 | 617.8056 | 10.3734 | 617.8056 | 6.6952 | 617.3953 | 0.6223 | 807.5443 | 0.4186 | 617.3953 | -0.0036828 | 806.8587 | 1.3906 | 807.5443 | 0.074086 | 611.3191 | 2.245
|  | 618.0355 | 0.079795 | 617.6256 | 0.037846 | 537.3978 | 0 | 618.0355 | 0.069775 | 617.6256 | -0.014967 | 610.6194 | 0.0059422 | 617.6256 | 0.022684 | 618.0355 | 0.01973 | 618.0355 | 0.015681 | 537.3978 | 1.4013 | 618.0355 | 0.008641 | 618.0355 | 0.012986 | 612.42 | 0.04856 | 618.0355 | 0.38382 | 538.975 | 0.00014708 | 618.0355 | 10.5655 | 618.0355 | 6.7973 | 617.6255 | 0.64886 | 807.7104 | 0.4112 | 617.6256 | 0.0065102 | 807.0249 | 1.4294 | 807.7104 | 0.072165 | 611.5439 | 2.2396
|  | 618.2654 | 0.094846 | 617.8558 | 0.026143 | 537.5131 | 0.013047 | 618.2654 | 0.061262 | 617.8558 | 0.031892 | 610.8476 | 0.0017689 | 617.8558 | -0.0018886 | 618.2654 | 0 | 618.2654 | 0.0031959 | 537.5131 | 1.4088 | 618.2654 | 0.0019556 | 618.2654 | 0.016063 | 612.65 | 0.048101 | 618.2654 | 0.36088 | 539.0929 | 0.00015455 | 618.2654 | 10.7728 | 618.2654 | 6.9035 | 617.8558 | 0.64194 | 807.8765 | 0.3964 | 617.8558 | 0.00075596 | 807.1911 | 1.4073 | 807.8765 | 0.075073 | 611.7689 | 2.2203
|  | 618.4952 | 0.12879 | 618.086 | 0.035095 | 537.6285 | 0 | 618.4952 | 0.045944 | 618.086 | -0.013204 | 611.0757 | 0.0086521 | 618.086 | 0.023073 | 618.4953 | 0.021362 | 618.4953 | 0.032311 | 537.6285 | 1.3767 | 618.4953 | 0.0069956 | 618.4952 | 0.012644 | 612.88 | 0.019179 | 618.4953 | 0.35998 | 539.2107 | 0.00014868 | 618.4953 | 11.2249 | 618.4952 | 7.1721 | 618.0861 | 0.68323 | 808.0426 | 0.38564 | 618.086 | 0.0023986 | 807.3573 | 1.4518 | 808.0426 | 0.074034 | 611.9937 | 2.2171
|  | 618.7252 | 0.062753 | 618.3163 | 0.01827 | 537.7438 | 0.012872 | 618.7252 | 0.031147 | 618.3163 | 0.018776 | 611.3038 | -0.0016058 | 618.3163 | -0.0071003 | 618.7252 | 0 | 618.7252 | 0.020634 | 537.7438 | 1.3873 | 618.7252 | 0.0028568 | 618.7252 | 0.015755 | 613.11 | 0.024535 | 618.7252 | 0.33561 | 539.3286 | 0.00015313 | 618.7252 | 11.2767 | 618.7252 | 7.1786 | 618.3163 | 0.66738 | 808.2087 | 0.37862 | 618.3163 | -0.0020832 | 807.5235 | 1.4261 | 808.2087 | 0.077253 | 612.2186 | 2.2274
|  | 618.9551 | 0.11605 | 618.5466 | 0.03313 | 537.8592 | 0 | 618.9551 | 0.072946 | 618.5466 | -0.015503 | 611.532 | 0.011703 | 618.5466 | 0.021464 | 618.9551 | 0.023573 | 618.9551 | 0.01923 | 537.8592 | 1.3875 | 618.9551 | 0.0073536 | 618.9551 | 0.011952 | 613.34 | 0.018108 | 618.9551 | 0.32816 | 539.4464 | 0.00013819 | 618.9551 | 11.6315 | 618.9551 | 7.3845 | 618.5466 | 0.7147 | 808.3748 | 0.38958 | 618.5466 | -0.001183 | 807.6897 | 1.5049 | 808.3748 | 0.075955 | 612.4435 | 2.1981
|  | 619.185 | 0.064565 | 618.7769 | 0.021008 | 537.9745 | 0.00091103 | 619.185 | 0.067716 | 618.7769 | 0.036717 | 611.7602 | 0.002841 | 618.7769 | -0.0038668 | 619.185 | 0 | 619.185 | 0.013794 | 537.9745 | 1.3569 | 619.185 | 0.0025568 | 619.185 | 0.015782 | 613.57 | 0.01367 | 619.185 | 0.3123 | 539.5643 | 0.00013784 | 619.185 | 11.9297 | 619.185 | 7.5377 | 618.7769 | 0.71091 | 808.5409 | 0.35786 | 618.7769 | -0.010684 | 807.856 | 1.5307 | 808.5409 | 0.079174 | 612.6685 | 2.1863
|  | 619.415 | 0.061325 | 619.0072 | 0.030277 | 538.0899 | 0 | 619.415 | 0.052231 | 619.0072 | -0.021608 | 611.9883 | 0.0094554 | 619.0072 | 0.023355 | 619.415 | 0.016254 | 619.415 | 0.020338 | 538.0899 | 1.3165 | 619.415 | 0.0091134 | 619.415 | 0.011347 | 613.8 | 0.01566 | 619.415 | 0.30892 | 539.6821 | 0.00013624 | 619.415 | 12.2659 | 619.415 | 7.7517 | 619.0072 | 0.74551 | 808.707 | 0.35397 | 619.0072 | 0.0083797 | 808.0222 | 1.5694 | 808.707 | 0.078343 | 612.8934 | 2.1956
|  | 619.6449 | 0.080603 | 619.2375 | 0.0094547 | 538.2053 | 0.0059217 | 619.6449 | 0.043821 | 619.2375 | 0.036436 | 612.2165 | 0.0028222 | 619.2375 | -0.0087752 | 619.6449 | 0 | 619.6449 | 0.014291 | 538.2053 | 1.3354 | 619.6449 | 0.0022286 | 619.6449 | 0.015697 | 614.03 | 0.0024994 | 619.6449 | 0.28589 | 539.8 | 0.00015153 | 619.6449 | 12.3513 | 619.6449 | 7.7949 | 619.2375 | 0.73591 | 808.8731 | 0.34806 | 619.2375 | -0.0014142 | 808.1884 | 1.5205 | 808.8731 | 0.083847 | 613.1183 | 2.1836
|  | 619.8749 | 0.06483 | 619.4678 | 0.038508 | 538.3207 | 0 | 619.8749 | 0.059354 | 619.4678 | -0.0060522 | 612.4447 | 0.0079585 | 619.4678 | 0.023222 | 619.8749 | 0.0293 | 619.8749 | 0.033151 | 538.3207 | 1.3557 | 619.8749 | 0.0076836 | 619.8749 | 0.012497 | 614.26 | 0.013364 | 619.8749 | 0.28523 | 539.9178 | 0.00013499 | 619.8749 | 12.7763 | 619.8749 | 8.0302 | 619.4678 | 0.78524 | 809.0392 | 0.35142 | 619.4678 | 0.0085911 | 808.3546 | 1.6012 | 809.0392 | 0.083951 | 613.3432 | 2.1812
|  | 620.1049 | 0.062022 | 619.6981 | 0.032461 | 538.436 | 0.015061 | 620.1049 | 0.060302 | 619.6981 | 0.025712 | 612.6729 | 0.0033432 | 619.6981 | -0.0048189 | 620.1049 | 0 | 620.1049 | 0.0083109 | 538.436 | 1.343 | 620.1049 | 0.0033006 | 620.1049 | 0.01534 | 614.49 | 0.0089266 | 620.1049 | 0.2665 | 540.0357 | 0.00015278 | 620.1049 | 12.9555 | 620.1049 | 8.1429 | 619.6981 | 0.77854 | 809.2053 | 0.33657 | 619.6981 | 0.0018548 | 808.5209 | 1.5907 | 809.2053 | 0.089869 | 613.5682 | 2.1684
|  | 620.3348 | 0.064112 | 619.9285 | 0.032313 | 538.5514 | 0 | 620.3348 | 0.068621 | 619.9285 | -0.016602 | 612.9011 | 0.010934 | 619.9285 | 0.019846 | 620.3348 | 0.020197 | 620.3348 | 0.0044953 | 538.5514 | 1.315 | 620.3348 | 0.0087905 | 620.3348 | 0.012145 | 614.72 | 0.014129 | 620.3348 | 0.26044 | 540.1536 | 0.00013873 | 620.3348 | 13.1173 | 620.3348 | 8.2385 | 619.9285 | 0.80577 | 809.3714 | 0.33528 | 619.9285 | -0.00051454 | 808.6871 | 1.6383 | 809.3714 | 0.087741 | 613.7931 | 2.1502
|  | 620.5648 | 0.080456 | 620.1588 | 0.025058 | 538.6668 | 0.014448 | 620.5648 | 0.037416 | 620.1588 | 0.0074572 | 613.1293 | 0.0030755 | 620.1588 | -0.003751 | 620.5648 | 0 | 620.5648 | 0.011671 | 538.6668 | 1.2766 | 620.5648 | 0.0015806 | 620.5648 | 0.014453 | 614.95 | -0.005917 | 620.5648 | 0.24809 | 540.2714 | 0.00015402 | 620.5648 | 13.5023 | 620.5648 | 8.4479 | 620.1588 | 0.82207 | 809.5376 | 0.32302 | 620.1588 | -0.002585 | 808.8533 | 1.6313 | 809.5376 | 0.092621 | 614.0181 | 2.1383
|  | 620.7949 | 0.097666 | 620.3892 | 0.02829 | 538.7822 | 0 | 620.7949 | 0.081306 | 620.3892 | -0.011063 | 613.3575 | 0.0087366 | 620.3892 | 0.024083 | 620.7949 | 0.022794 | 620.7949 | 0.013268 | 538.7822 | 1.2918 | 620.7949 | 0.0072618 | 620.7949 | 0.011487 | 615.18 | 0.00066312 | 620.7949 | 0.24608 | 540.3893 | 0.00014584 | 620.7949 | 13.9054 | 620.7949 | 8.706 | 620.3892 | 0.85622 | 809.7037 | 0.32177 | 620.3892 | -0.00031963 | 809.0196 | 1.6744 | 809.7037 | 0.090233 | 614.2431 | 2.1354
|  | 621.0249 | 0.087909 | 620.6196 | 0.027909 | 538.8976 | 0.01366 | 621.0249 | 0.042437 | 620.6196 | 0.016828 | 613.5858 | 0.0040722 | 620.6196 | -0.0071386 | 621.0249 | 0 | 621.0249 | 0.024789 | 538.8976 | 1.2886 | 621.0249 | 0.0013267 | 621.0249 | 0.014452 | 615.41 | 0.0037236 | 621.0249 | 0.23111 | 540.5072 | 0.0001494 | 621.0249 | 14.1408 | 621.0249 | 8.8484 | 620.6196 | 0.85064 | 809.8698 | 0.3075 | 620.6196 | -0.0042247 | 809.1858 | 1.6401 | 809.8698 | 0.097916 | 614.4681 | 2.1175
|  | 621.2549 | 0.13238 | 620.85 | 0.033553 | 539.013 | 0 | 621.2549 | 0.081404 | 620.85 | -0.018615 | 613.814 | 0.010339 | 620.85 | 0.023115 | 621.2549 | 0.021318 | 621.2549 | 0.022509 | 539.013 | 1.2886 | 621.2549 | 0.0070274 | 621.2549 | 0.010452 | 615.64 | 0.0018873 | 621.2549 | 0.2275 | 540.6251 | 0.00015438 | 621.2549 | 14.3962 | 621.2549 | 9.0048 | 620.85 | 0.88657 | 810.0359 | 0.30707 | 620.85 | 0.0037115 | 809.3521 | 1.7384 | 810.0359 | 0.097241 | 614.693 | 2.129
|  | 621.4849 | 0.065363 | 621.0804 | 0.0048369 | 539.1284 | 0.0088442 | 621.4849 | 0.066463 | 621.0804 | 0.0077738 | 614.0423 | 0.0027723 | 621.0804 | -0.0064921 | 621.4849 | 0 | 621.4849 | 0.019746 | 539.1284 | 1.2907 | 621.4849 | 0.0011541 | 621.4849 | 0.013905 | 615.87 | 0.0098449 | 621.4849 | 0.21416 | 540.7429 | 0.00015331 | 621.4849 | 14.6208 | 621.4849 | 9.1502 | 621.0804 | 0.8897 | 810.2021 | 0.30226 | 621.0804 | -0.0031069 | 809.5184 | 1.7456 | 810.2021 | 0.10872 | 614.9181 | 2.0946
|  | 621.715 | 0.077872 | 621.3108 | 0.038669 | 539.2438 | 0 | 621.715 | 0.082712 | 621.3108 | -0.019943 | 614.2706 | 0.006371 | 621.3108 | 0.022994 | 621.715 | 0.025559 | 621.715 | 0.030159 | 539.2438 | 1.2776 | 621.715 | 0.010433 | 621.715 | 0.01043 | 616.1 | 0.013976 | 621.715 | 0.21299 | 540.8608 | 0.00015064 | 621.715 | 14.9232 | 621.715 | 9.3639 | 621.3108 | 0.92496 | 810.3682 | 0.30063 | 621.3108 | 0.00056961 | 809.6846 | 1.8003 | 810.3682 | 0.10674 | 615.1431 | 2.0874
|  | 621.9451 | 0.069819 | 621.5412 | 0.026532 | 539.3592 | 0.013222 | 621.9451 | 0.017313 | 621.5412 | 0.019629 | 614.4988 | 0.0059393 | 621.5412 | -0.004022 | 621.9451 | 0 | 621.9451 | 0.026066 | 539.3592 | 1.2713 | 621.9451 | 0.0013965 | 621.9451 | 0.013961 | 616.34 | 0.0015813 | 621.9451 | 0.19579 | 540.9787 | 0.00016683 | 621.9451 | 15.1634 | 621.9451 | 9.5593 | 621.5412 | 0.933 | 810.5344 | 0.29736 | 621.5412 | -0.0038838 | 809.8509 | 1.7619 | 810.5344 | 0.11785 | 615.3681 | 2.0843
|  | 622.1752 | 0.098201 | 621.7716 | 0.033263 | 539.4746 | 0 | 622.1752 | 0.023162 | 621.7716 | -0.017101 | 614.7272 | 0.010841 | 621.7716 | 0.025931 | 622.1751 | 0.024442 | 622.1751 | 0.010909 | 539.4746 | 1.2503 | 622.1751 | 0.0092818 | 622.1752 | 0.010514 | 616.57 | 0.0049478 | 622.1751 | 0.19806 | 541.0966 | 0.00017856 | 622.1751 | 15.5902 | 622.1752 | 9.8378 | 621.7716 | 0.98255 | 810.7005 | 0.27718 | 621.7716 | 0.001597 | 810.0172 | 1.8184 | 810.7005 | 0.11266 | 615.5931 | 2.1029
|  | 622.4052 | 0.049406 | 622.0021 | 0.024816 | 539.5901 | 0.012434 | 622.4052 | 0.038216 | 622.0021 | 0.027953 | 614.9554 | 0.0045612 | 622.0021 | -0.00421 | 622.4052 | 0 | 622.4052 | -0.009 | 539.5901 | 1.2517 | 622.4052 | 0.0017693 | 622.4052 | 0.014718 | 616.8 | -0.0045398 | 622.4052 | 0.18018 | 541.2145 | 0.00017394 | 622.4052 | 15.6998 | 622.4052 | 9.9327 | 622.0021 | 0.97384 | 810.8667 | 0.28266 | 622.0021 | -0.0023594 | 810.1834 | 1.8674 | 810.8667 | 0.12398 | 615.8182 | 2.0847
|  | 622.6353 | 0.11028 | 622.2325 | 0.034541 | 539.7055 | 0 | 622.6353 | 0.073257 | 622.2325 | -0.034345 | 615.1838 | 0.0085202 | 622.2325 | 0.025066 | 622.6353 | 0.012072 | 622.6353 | 0.016666 | 539.7055 | 1.2202 | 622.6353 | 0.0072484 | 622.6353 | 0.011031 | 617.03 | 0.00709 | 622.6353 | 0.18179 | 541.3324 | 0.00015153 | 622.6353 | 15.9984 | 622.6353 | 10.1383 | 622.2325 | 1.0174 | 811.0328 | 0.26987 | 622.2325 | 0.0036791 | 810.3497 | 1.8847 | 811.0328 | 0.11801 | 616.0433 | 2.0748
|  | 622.8654 | 0.065832 | 622.463 | 0.022607 | 539.8209 | 0.00091103 | 622.8654 | 0.024181 | 622.463 | 0.022705 | 615.4121 | -0.00025185 | 622.463 | -0.0065541 | 622.8654 | 0 | 622.8654 | 0.0052405 | 539.8209 | 1.2293 | 622.8654 | 0.0021379 | 622.8654 | 0.012885 | 617.26 | 0.0026524 | 622.8654 | 0.17087 | 541.4503 | 0.00015402 | 622.8654 | 16.2966 | 622.8654 | 10.349 | 622.463 | 1.0223 | 811.199 | 0.2594 | 622.463 | -0.0013175 | 810.516 | 1.8973 | 811.199 | 0.13083 | 616.2683 | 2.0604
|  | 623.0956 | 0.097727 | 622.6935 | 0.030991 | 539.9364 | 0 | 623.0956 | 0.040902 | 622.6935 | -0.022345 | 615.6404 | 0.0070549 | 622.6935 | 0.025147 | 623.0956 | 0.016712 | 623.0956 | 0.014813 | 539.9364 | 1.2209 | 623.0956 | 0.0065635 | 623.0956 | 0.011325 | 617.49 | 0.0040296 | 623.0956 | 0.16982 | 541.5682 | 0.00015864 | 623.0956 | 16.6163 | 623.0956 | 10.6036 | 622.6934 | 1.0758 | 811.3651 | 0.25935 | 622.6935 | 0.0059181 | 810.6823 | 1.9677 | 811.3651 | 0.12429 | 616.4934 | 2.0623
|  | 623.3257 | 0.037698 | 622.9239 | 0.032687 | 540.0518 | 0.0027331 | 623.3257 | 0.030327 | 622.9239 | 0.026827 | 615.8688 | 0.001815 | 622.9239 | -0.0027715 | 623.3257 | 0 | 623.3257 | 0.0073224 | 540.0518 | 1.2381 | 623.3257 | 0.0034537 | 623.3257 | 0.012182 | 617.72 | -0.0031625 | 623.3257 | 0.15723 | 541.6861 | 0.00016683 | 623.3257 | 16.8025 | 623.3257 | 10.7924 | 622.9239 | 1.0705 | 811.5313 | 0.24859 | 622.9239 | 0.0017077 | 810.8486 | 1.9177 | 811.5313 | 0.13608 | 616.7185 | 2.0432
|  | 623.5558 | 0.070558 | 623.1544 | 0.029966 | 540.1673 | 0 | 623.5558 | 0.074513 | 623.1544 | -0.026955 | 616.0971 | 0.0074065 | 623.1544 | 0.024875 | 623.5558 | 0.018822 | 623.5558 | 0.019798 | 540.1673 | 1.2224 | 623.5558 | 0.0082919 | 623.5558 | 0.0090547 | 617.95 | -0.0082122 | 623.5558 | 0.1576 | 541.804 | 0.00016736 | 623.5558 | 17.058 | 623.5558 | 11.0116 | 623.1544 | 1.1149 | 811.6975 | 0.25089 | 623.1544 | -0.0013116 | 811.0149 | 1.9786 | 811.6975 | 0.12777 | 616.9436 | 2.0546
|  | 623.786 | 0.076054 | 623.3849 | 0.026982 | 540.2827 | 0.0071365 | 623.786 | 0.022717 | 623.3849 | 0.036979 | 616.3254 | 0.0012004 | 623.3849 | -0.0036251 | 623.786 | 0 | 623.786 | 0.025928 | 540.2827 | 1.189 | 623.786 | 0.0033062 | 623.786 | 0.012913 | 618.18 | -0.0045398 | 623.786 | 0.14643 | 541.922 | 0.00017465 | 623.786 | 17.3399 | 623.786 | 11.2242 | 623.385 | 1.1192 | 811.8636 | 0.24777 | 623.3849 | -0.0038837 | 811.1812 | 2.0277 | 811.8636 | 0.13919 | 617.1687 | 2.0371
|  | 624.0162 | 0.10042 | 623.6155 | 0.034629 | 540.3982 | 0 | 624.0162 | 0.043514 | 623.6155 | -0.021878 | 616.5538 | 0.012531 | 623.6155 | 0.024618 | 624.0162 | 0.022969 | 624.0162 | 0.023304 | 540.3982 | 1.2093 | 624.0162 | 0.0080082 | 624.0162 | 0.0093025 | 618.41 | 0.00051009 | 624.0162 | 0.14999 | 542.0399 | 0.00018266 | 624.0162 | 17.4781 | 624.0162 | 11.4355 | 623.6155 | 1.1723 | 812.0298 | 0.23854 | 623.6155 | 0.002453 | 811.3475 | 2.044 | 812.0298 | 0.13296 | 617.3938 | 2.048
|  | 624.2463 | 0.059589 | 623.846 | 0.025676 | 540.5136 | 0.013222 | 624.2463 | 0.00063631 | 623.846 | 0.010151 | 616.7822 | 0.0029426 | 623.846 | -0.0075886 | 624.2463 | 0 | 624.2463 | 0.012646 | 540.5136 | 1.2132 | 624.2463 | 0.0045248 | 624.2463 | 0.012632 | 618.64 | -0.0053048 | 624.2463 | 0.1344 | 542.1578 | 0.00015189 | 624.2463 | 17.7057 | 624.2463 | 11.6649 | 623.846 | 1.1732 | 812.196 | 0.23864 | 623.846 | 0.0029384 | 811.5138 | 2.0337 | 812.196 | 0.14392 | 617.619 | 2.0096
|  | 624.4765 | 0.077579 | 624.0765 | 0.032125 | 540.6291 | 0 | 624.4765 | 0.079642 | 624.0765 | -0.010868 | 617.0106 | 0.0073997 | 624.0765 | 0.027346 | 624.4765 | 0.019027 | 624.4765 | 0.025193 | 540.6291 | 1.2197 | 624.4765 | 0.0062973 | 624.4765 | 0.0095882 | 618.87 | -0.0040807 | 624.4765 | 0.13862 | 542.2757 | 0.00013463 | 624.4765 | 17.9353 | 624.4765 | 11.9327 | 624.0765 | 1.2303 | 812.3622 | 0.23359 | 624.0765 | 0.0071652 | 811.6801 | 2.0844 | 812.3622 | 0.13763 | 617.8441 | 2.0021
|  | 624.7067 | 0.070146 | 624.3071 | 0.029176 | 540.7446 | 0.0091069 | 624.7067 | 0.044945 | 624.3071 | 0.014905 | 617.239 | 0.0038192 | 624.3071 | -0.0058314 | 624.7067 | 0 | 624.7067 | 0.00061399 | 540.7446 | 1.228 | 624.7067 | 0.0034311 | 624.7067 | 0.012105 | 619.1 | -0.0095893 | 624.7067 | 0.12882 | 542.3936 | 0.00012218 | 624.7067 | 18.3886 | 624.7067 | 12.3161 | 624.3071 | 1.2482 | 812.5284 | 0.23686 | 624.3071 | -0.0044232 | 811.8464 | 2.1251 | 812.5284 | 0.14573 | 618.0692 | 1.9939
|  | 624.9369 | 0.072346 | 624.5377 | 0.025418 | 540.8601 | 0 | 624.9369 | 0.050079 | 624.5377 | -0.0073834 | 617.4674 | 0.0058491 | 624.5377 | 0.026387 | 624.9369 | 0.017428 | 624.9369 | 0.02431 | 540.8601 | 1.2244 | 624.9369 | 0.0068508 | 624.9369 | 0.0094915 | 619.33 | 0.0015813 | 624.9369 | 0.12783 | 542.5116 | 0.00012041 | 624.9369 | 18.456 | 624.9369 | 12.5036 | 624.5377 | 1.3006 | 812.6946 | 0.21245 | 624.5377 | 0.0087402 | 812.0127 | 2.2091 | 812.6946 | 0.13888 | 618.2944 | 1.9982
|  | 625.1671 | 0.05196 | 624.7682 | 0.015652 | 540.9755 | 0.014011 | 625.1671 | 0.05578 | 624.7682 | 0.029973 | 617.6959 | 0.0015453 | 624.7682 | -0.0066548 | 625.1671 | 0 | 625.1671 | 0.030083 | 540.9755 | 1.2014 | 625.1671 | 0.0012811 | 625.1671 | 0.012799 | 619.56 | -0.012344 | 625.1671 | 0.11747 | 542.6295 | 0.00014619 | 625.1671 | 18.4904 | 625.1671 | 12.6619 | 624.7682 | 1.2881 | 812.8608 | 0.21658 | 624.7682 | -0.0025293 | 812.179 | 2.1886 | 812.8608 | 0.14594 | 618.5195 | 1.9752
|  | 625.3973 | 0.081975 | 624.9988 | 0.033476 | 541.091 | 0 | 625.3973 | 0.045861 | 624.9988 | -0.024123 | 617.9243 | 0.0073484 | 624.9988 | 0.028396 | 625.3974 | 0.017872 | 625.3974 | 0.021462 | 541.091 | 1.218 | 625.3974 | 0.0078488 | 625.3973 | 0.0089385 | 619.79 | -0.0007141 | 625.3974 | 0.12051 | 542.7474 | 0.00015331 | 625.3974 | 18.7056 | 625.3973 | 12.9772 | 624.9988 | 1.3484 | 813.027 | 0.19352 | 624.9988 | 0.00464 | 812.3454 | 2.2369 | 813.027 | 0.13976 | 618.7447 | 1.9897
|  | 625.6276 | 0.072083 | 625.2294 | 0.024879 | 541.2065 | 0.0074402 | 625.6276 | 0.0068107 | 625.2294 | 0.0227 | 618.1527 | 0.0036655 | 625.2294 | -0.0050852 | 625.6276 | 0 | 625.6276 | 0.0018719 | 541.2065 | 1.2081 | 625.6276 | 0.0022518 | 625.6276 | 0.011714 | 620.02 | 0.0021933 | 625.6276 | 0.10767 | 542.8654 | 0.00016807 | 625.6276 | 18.9039 | 625.6276 | 13.2526 | 625.2294 | 1.3453 | 813.1932 | 0.18419 | 625.2294 | -0.0039132 | 812.5117 | 2.2756 | 813.1932 | 0.14563 | 618.9698 | 1.9721
|  | 625.8578 | 0.073753 | 625.46 | 0.02893 | 541.322 | 0 | 625.8578 | 0.05343 | 625.46 | -0.020072 | 618.3812 | 0.0077049 | 625.46 | 0.025923 | 625.8579 | 0.019238 | 625.8579 | 0.01272 | 541.322 | 1.2237 | 625.8579 | 0.0075556 | 625.8578 | 0.0078759 | 620.26 | 0.014741 | 625.8579 | 0.10979 | 542.9833 | 0.00017181 | 625.8579 | 19.0138 | 625.8578 | 13.5328 | 625.46 | 1.4073 | 813.3594 | 0.19606 | 625.46 | 0.0007482 | 812.678 | 2.2968 | 813.3594 | 0.13976 | 619.1951 | 1.9662
|  | 626.0881 | 0.070574 | 625.6906 | 0.01832 | 541.4375 | 0.0040997 | 626.0881 | 0.029904 | 625.6906 | 0.005639 | 618.6096 | 0.00046714 | 625.6906 | -0.006811 | 626.0881 | 0 | 626.0881 | -0.0040804 | 541.4375 | 1.208 | 626.0881 | 0.0012885 | 626.0881 | 0.012359 | 620.49 | 0.0018873 | 626.0881 | 0.10003 | 543.1013 | 0.00016185 | 626.0881 | 19.1062 | 626.0881 | 13.8327 | 625.6906 | 1.4225 | 813.5256 | 0.16891 | 625.6906 | -0.0045903 | 812.8444 | 2.2776 | 813.5256 | 0.14454 | 619.4203 | 1.9589
|  | 626.3184 | 0.10945 | 625.9213 | 0.034584 | 541.553 | 0 | 626.3184 | 0.079821 | 625.9213 | -0.011058 | 618.8381 | 0.01552 | 625.9213 | 0.025498 | 626.3184 | 0.031047 | 626.3184 | 0.018684 | 541.553 | 1.1815 | 626.3184 | 0.0081335 | 626.3184 | 0.0076905 | 620.72 | 0.0058659 | 626.3184 | 0.10591 | 543.2192 | 0.00015455 | 626.3184 | 19.1888 | 626.3184 | 14.0672 | 625.9213 | 1.4696 | 813.6918 | 0.18232 | 625.9213 | 0.0036923 | 813.0107 | 2.3538 | 813.6918 | 0.13935 | 619.6454 | 1.9506
|  | 626.5487 | 0.029781 | 626.1519 | 0.019297 | 541.6685 | 0.015937 | 626.5487 | 0.043674 | 626.1519 | 0.0063045 | 619.0666 | 0.0033939 | 626.1519 | -0.0087069 | 626.5487 | 0.00049838 | 626.5487 | 0.0093744 | 541.6685 | 1.1653 | 626.5487 | 0.0011658 | 626.5487 | 0.011498 | 620.95 | 0.0012752 | 626.5487 | 0.094052 | 543.3372 | 0.00015064 | 626.5487 | 19.1363 | 626.5487 | 14.3007 | 626.1519 | 1.4734 | 813.858 | 0.17948 | 626.1519 | -0.0055313 | 813.1771 | 2.3474 | 813.858 | 0.14282 | 619.8707 | 1.9498
|  | 626.779 | 0.10035 | 626.3826 | 0.027583 | 541.7841 | 0 | 626.779 | 0.04247 | 626.3826 | -0.0097302 | 619.2951 | 0.011314 | 626.3826 | 0.022563 | 626.779 | 0.024468 | 626.779 | 0.020312 | 541.7841 | 1.1794 | 626.779 | 0.0067942 | 626.779 | 0.0085343 | 621.18 | 0.0029585 | 626.779 | 0.097937 | 543.4552 | 0.00013588 | 626.779 | 19.1894 | 626.779 | 14.6106 | 626.3826 | 1.514 | 814.0242 | 0.17045 | 626.3826 | 0.003847 | 813.3434 | 2.4236 | 814.0242 | 0.13872 | 620.096 | 1.9498
|  | 627.0093 | 0.083425 | 626.6132 | 0.028734 | 541.8996 | 0.013047 | 627.0093 | 0.015843 | 626.6132 | 0.030216 | 619.5236 | 0.0033256 | 626.6132 | -0.0076493 | 627.0093 | 0 | 627.0093 | 0.010004 | 541.8996 | 1.159 | 627.0093 | 0.0021869 | 627.0093 | 0.011946 | 621.41 | -0.010355 | 627.0093 | 0.085031 | 543.5731 | 0.00013321 | 627.0093 | 19.1199 | 627.0093 | 14.9008 | 626.6132 | 1.5406 | 814.1905 | 0.16569 | 626.6132 | -0.0067159 | 813.5098 | 2.4061 | 814.1905 | 0.14168 | 620.3212 | 1.9369
|  | 627.2396 | 0.080124 | 626.8439 | 0.034982 | 542.0151 | 0 | 627.2396 | 0.048872 | 626.8439 | -0.020314 | 619.7521 | 0.01085 | 626.8439 | 0.025535 | 627.2396 | 0.023558 | 627.2396 | 0.027567 | 542.0151 | 1.1567 | 627.2396 | 0.0086408 | 627.2396 | 0.0073711 | 621.64 | -0.0056109 | 627.2396 | 0.089284 | 543.6911 | 0.00011809 | 627.2396 | 19.2291 | 627.2396 | 15.2785 | 626.8439 | 1.6144 | 814.3567 | 0.16238 | 626.8439 | 0.0022509 | 813.6762 | 2.4649 | 814.3567 | 0.13857 | 620.5464 | 1.9301
|  | 627.47 | 0.05553 | 627.0746 | 0.024387 | 542.1306 | 0.0042515 | 627.47 | 0.022579 | 627.0746 | 0.026105 | 619.9806 | 0.0026387 | 627.0746 | -0.0080969 | 627.4699 | 0 | 627.4699 | 0.0054917 | 542.1306 | 1.1383 | 627.4699 | 0.00067288 | 627.47 | 0.010974 | 621.87 | -0.0053048 | 627.4699 | 0.082132 | 543.809 | 0.00012965 | 627.4699 | 19.1115 | 627.47 | 15.5814 | 627.0746 | 1.6073 | 814.5229 | 0.15887 | 627.0746 | -0.0081399 | 813.8425 | 2.5213 | 814.5229 | 0.14049 | 620.7717 | 1.9086
|  | 627.7003 | 0.08528 | 627.3053 | 0.029709 | 542.2462 | 0 | 627.7003 | 0.023802 | 627.3053 | -0.024851 | 620.2092 | 0.011525 | 627.3053 | 0.026059 | 627.7003 | 0.029363 | 627.7003 | 0.025463 | 542.2462 | 1.1399 | 627.7003 | 0.0070392 | 627.7003 | 0.0068755 | 622.1 | -0.0013262 | 627.7003 | 0.084315 | 543.927 | 0.00014086 | 627.7003 | 18.7829 | 627.7003 | 15.6784 | 627.3053 | 1.6399 | 814.6892 | 0.16305 | 627.3053 | 0.0099209 | 814.0089 | 2.5701 | 814.6892 | 0.1395 | 620.9969 | 1.9156
|  | 627.9307 | 0.081558 | 627.536 | 0.027337 | 542.3617 | 0.0065292 | 627.9307 | 0.027111 | 627.536 | 0.010439 | 620.4377 | 0.00083724 | 627.536 | -0.0047993 | 627.9306 | 0 | 627.9306 | 0.0073407 | 542.3617 | 1.1458 | 627.9306 | 0.0034521 | 627.9307 | 0.011179 | 622.33 | -0.0095893 | 627.9306 | 0.074275 | 544.045 | 0.00014744 | 627.9306 | 18.6861 | 627.9307 | 16.0194 | 627.536 | 1.6785 | 814.8554 | 0.16982 | 627.536 | 0.0045133 | 814.1753 | 2.5888 | 814.8554 | 0.14116 | 621.2222 | 1.8947
|  | 628.161 | 0.059479 | 627.7667 | 0.029529 | 542.4773 | 0 | 628.161 | 0.048329 | 627.7667 | -0.027907 | 620.6663 | 0.0097026 | 627.7667 | 0.026526 | 628.161 | 0.021156 | 628.161 | 0.022568 | 542.4773 | 1.142 | 628.161 | 0.0080217 | 628.161 | 0.0066084 | 622.56 | -0.0025504 | 628.161 | 0.079956 | 544.163 | 0.00015029 | 628.161 | 18.7263 | 628.161 | 16.4987 | 627.7667 | 1.7461 | 815.0217 | 0.17723 | 627.7667 | 0.0003161 | 814.3416 | 2.6362 | 815.0217 | 0.14282 | 621.4475 | 1.8963
|  | 628.3914 | 0.065796 | 627.9974 | 0.022802 | 542.5928 | 0.010946 | 628.3914 | 0.037334 | 627.9974 | 0.033756 | 620.8948 | 0.0024461 | 627.9974 | -0.0098818 | 628.3914 | 0 | 628.3914 | 0.017456 | 542.5928 | 1.1514 | 628.3914 | 0.00092407 | 628.3914 | 0.011696 | 622.79 | 0.0052539 | 628.3914 | 0.068448 | 544.2809 | 0.00015776 | 628.3914 | 18.5109 | 628.3914 | 16.8011 | 627.9974 | 1.7557 | 815.1879 | 0.17458 | 627.9974 | -0.0032847 | 814.508 | 2.6412 | 815.1879 | 0.14288 | 621.6728 | 1.8595
|  | 628.6218 | 0.088618 | 628.2282 | 0.03058 | 542.7084 | 0 | 628.6218 | 0.079806 | 628.2282 | -0.032981 | 621.1234 | 0.010271 | 628.2282 | 0.024595 | 628.6218 | 0.028233 | 628.6218 | 0.011416 | 542.7084 | 1.1124 | 628.6218 | 0.0062488 | 628.6218 | 0.0066793 | 623.02 | -0.00086717 | 628.6218 | 0.072984 | 544.3989 | 0.0001494 | 628.6218 | 18.2553 | 628.6218 | 17.1018 | 628.2282 | 1.8254 | 815.3542 | 0.18299 | 628.2282 | 0.005687 | 814.6744 | 2.6977 | 815.3542 | 0.14771 | 621.8981 | 1.8787
|  | 628.8522 | 0.065709 | 628.4589 | 0.015275 | 542.8239 | 0.0021258 | 628.8522 | 0.021807 | 628.4589 | 0.0049024 | 621.3519 | -0.00056006 | 628.4589 | -0.0021605 | 628.8522 | 0 | 628.8522 | 0.017665 | 542.8239 | 1.1236 | 628.8522 | 0.0012451 | 628.8522 | 0.010773 | 623.25 | 0.0063253 | 628.8522 | 0.064486 | 544.5169 | 0.00013037 | 628.8522 | 18.0162 | 628.8522 | 17.4838 | 628.4589 | 1.847 | 815.5204 | 0.18549 | 628.4589 | -0.0051397 | 814.8408 | 2.6841 | 815.5204 | 0.14765 | 622.1234 | 1.8593
|  | 629.0826 | 0.087091 | 628.6897 | 0.02943 | 542.9395 | 0 | 629.0826 | 0.053619 | 628.6897 | -0.0062718 | 621.5806 | 0.0093612 | 628.6897 | 0.026969 | 629.0826 | 0.026417 | 629.0826 | 0.02326 | 542.9395 | 1.1007 | 629.0826 | 0.0072603 | 629.0826 | 0.0065226 | 623.49 | 0.0051009 | 629.0826 | 0.069458 | 544.6349 | 0.00010227 | 629.0826 | 17.6398 | 629.0826 | 17.7151 | 628.6897 | 1.9162 | 815.6867 | 0.14436 | 628.6897 | -0.002538 | 815.0072 | 2.678 | 815.6867 | 0.15497 | 622.3487 | 1.8776
|  | 629.313 | 0.072615 | 628.9205 | 0.021303 | 543.0551 | 0.012785 | 629.313 | 0.03788 | 628.9205 | 0.0032313 | 621.8091 | 0.0013469 | 628.9205 | -0.0059726 | 629.313 | 0 | 629.313 | 0.0064261 | 543.0551 | 1.1063 | 629.313 | 0 | 629.313 | 0.011735 | 623.72 | -0.0074475 | 629.313 | 0.06064 | 544.7529 | 0.00012254 | 629.313 | 17.4887 | 629.313 | 18.2388 | 628.9204 | 1.9191 | 815.8529 | 0.18453 | 628.9205 | -0.0027176 | 815.1736 | 2.7122 | 815.8529 | 0.15217 | 622.5741 | 1.8662
|  | 629.5434 | 0.075159 | 629.1512 | 0.029757 | 543.1707 | 0 | 629.5434 | 0.055381 | 629.1512 | -0.014216 | 622.0378 | 0.010001 | 629.1512 | 0.02711 | 629.5434 | 0.025733 | 629.5434 | 0.026331 | 543.1707 | 1.0901 | 629.5434 | 0.0075456 | 629.5434 | 0.0066353 | 623.95 | -0.0022444 | 629.5434 | 0.064011 | 544.8709 | 0.00014033 | 629.5434 | 16.9542 | 629.5434 | 18.2815 | 629.1512 | 1.9854 | 816.0192 | 0.13633 | 629.1512 | 0.0046031 | 815.34 | 2.7621 | 816.0192 | 0.15783 | 622.7994 | 1.8679
|  | 629.7739 | 0.052077 | 629.382 | 0.018814 | 543.2862 | 0.024168 | 629.7739 | 0.012767 | 629.382 | 0.026693 | 622.2664 | 0.0005201 | 629.382 | -0.0022555 | 629.7738 | 0 | 629.7738 | 0.016685 | 543.2862 | 1.1148 | 629.7738 | 0.0021222 | 629.7739 | 0.011204 | 624.18 | -0.0030095 | 629.7738 | 0.056495 | 544.9889 | 0.000159 | 629.7738 | 16.7502 | 629.7739 | 18.841 | 629.382 | 2.016 | 816.1855 | 0.17434 | 629.382 | -0.0044526 | 815.5064 | 2.8102 | 816.1855 | 0.15196 | 623.0248 | 1.839
|  | 630.0043 | 0.07498 | 629.6128 | 0.030991 | 543.4018 | 0 | 630.0043 | 0.090962 | 629.6128 | -0.016076 | 622.495 | 0.0094589 | 629.6128 | 0.026474 | 630.0043 | 0.019039 | 630.0043 | 0.02169 | 543.4018 | 1.0846 | 630.0043 | 0.0069638 | 630.0043 | 0.0065634 | 624.41 | -0.0007141 | 630.0043 | 0.059611 | 545.1069 | 0.00015313 | 630.0043 | 16.2694 | 630.0043 | 19.072 | 629.6128 | 2.0787 | 816.3517 | 0.13575 | 629.6128 | 0.0012257 | 815.6728 | 2.8943 | 816.3517 | 0.15959 | 623.2501 | 1.8348
|  | 630.2347 | 0.042784 | 629.8436 | 0.021786 | 543.5174 | 0.0065292 | 630.2347 | 0.036448 | 629.8436 | -0.0080571 | 622.7236 | 0.00065383 | 629.8436 | -0.0058328 | 630.2348 | 0 | 630.2348 | 0.021385 | 543.5174 | 1.0586 | 630.2348 | 0 | 630.2347 | 0.010477 | 624.64 | 0.00066312 | 630.2348 | 0.050638 | 545.2249 | 0.00015704 | 630.2348 | 15.7999 | 630.2347 | 19.4322 | 629.8437 | 2.1093 | 816.518 | 0.12557 | 629.8436 | -0.0013262 | 815.8392 | 2.861 | 816.518 | 0.15705 | 623.4755 | 1.8262
|  | 630.4652 | 0.09057 | 630.0745 | 0.032805 | 543.633 | 0 | 630.4652 | 0.048035 | 630.0745 | -0.030828 | 622.9523 | 0.010148 | 630.0745 | 0.026819 | 630.4652 | 0.015827 | 630.4652 | 0.022633 | 543.633 | 1.0633 | 630.4652 | 0.0067215 | 630.4652 | 0.0057566 | 624.87 | 0.0029585 | 630.4652 | 0.056578 | 545.3429 | 0.00014442 | 630.4652 | 15.3848 | 630.4652 | 19.7219 | 630.0745 | 2.1586 | 816.6843 | 0.13263 | 630.0745 | -0.0032993 | 816.0056 | 2.9337 | 816.6843 | 0.16915 | 623.7009 | 1.8034
|  | 630.6957 | 0.072444 | 630.3053 | 0.020281 | 543.7486 | 0.0095447 | 630.6957 | 0.044263 | 630.3053 | 0.031352 | 623.181 | 0.0019995 | 630.3053 | -0.0070644 | 630.6957 | 0 | 630.6957 | 0.013816 | 543.7486 | 1.0741 | 630.6957 | 0.0010457 | 630.6957 | 0.0095854 | 625.1 | -0.010661 | 630.6957 | 0.047226 | 545.4609 | 0.00013659 | 630.6957 | 15.0204 | 630.6957 | 20.225 | 630.3053 | 2.2086 | 816.8506 | 0.12187 | 630.3053 | -0.0093521 | 816.1721 | 2.9297 | 816.8506 | 0.16588 | 623.9263 | 1.8213
|  | 630.9262 | 0.087214 | 630.5362 | 0.029211 | 543.8642 | 0 | 630.9262 | 0.068734 | 630.5362 | -0.033986 | 623.4096 | 0.0070491 | 630.5362 | 0.02474 | 630.9262 | 0.023559 | 630.9262 | 0.02803 | 543.8642 | 1.074 | 630.9262 | 0.0067712 | 630.9262 | 0.0065285 | 625.33 | -0.010049 | 630.9262 | 0.052851 | 545.5789 | 0.00013463 | 630.9262 | 14.6543 | 630.9262 | 20.6462 | 630.5362 | 2.2832 | 817.0169 | 0.13888 | 630.5362 | 0.00033385 | 816.3385 | 2.9402 | 817.0169 | 0.17543 | 624.1517 | 1.8203
|  | 631.1567 | 0.055406 | 630.767 | 0.021575 | 543.9799 | 0.0071365 | 631.1567 | 0.026718 | 630.767 | 0.014036 | 623.6383 | -2.1204e-05 | 630.767 | -0.0091613 | 631.1567 | 0 | 631.1567 | 0.0037088 | 543.9799 | 1.0671 | 631.1567 | 0 | 631.1567 | 0.0097191 | 625.56 | -0.012344 | 631.1567 | 0.043172 | 545.6969 | 0.00014584 | 631.1567 | 14.0659 | 631.1567 | 20.881 | 630.767 | 2.2914 | 817.1831 | 0.13133 | 630.767 | 0.0020137 | 816.5049 | 2.932 | 817.1831 | 0.1693 | 624.3771 | 1.7953
|  | 631.3872 | 0.077125 | 630.9979 | 0.026239 | 544.0955 | 0 | 631.3872 | 0.054782 | 630.9979 | -0.018677 | 623.867 | 0.010901 | 630.9979 | 0.02178 | 631.3872 | 0.020279 | 631.3872 | 0.029123 | 544.0955 | 1.0549 | 631.3872 | 0.0067204 | 631.3872 | 0.0062822 | 625.79 | 0.0024994 | 631.3872 | 0.049174 | 545.815 | 0.00015704 | 631.3872 | 13.6389 | 631.3872 | 21.2328 | 630.9979 | 2.3535 | 817.3494 | 0.15104 | 630.9979 | -0.00065239 | 816.6713 | 2.9764 | 817.3494 | 0.17834 | 624.6025 | 1.7857
|  | 631.6177 | 0.072464 | 631.2288 | 0.017691 | 544.2111 | 0.0056181 | 631.6177 | 0.027183 | 631.2288 | 0.016531 | 624.0957 | 0.0071651 | 631.2288 | -0.0068662 | 631.6178 | 0 | 631.6178 | 0.011159 | 544.2111 | 1.0518 | 631.6178 | 0.00019463 | 631.6177 | 0.010256 | 626.03 | -0.0088246 | 631.6178 | 0.04085 | 545.933 | 0.00015278 | 631.6178 | 13.3594 | 631.6177 | 21.864 | 631.2288 | 2.451 | 817.5157 | 0.12581 | 631.2288 | -0.0072225 | 816.8378 | 2.9811 | 817.5157 | 0.17356 | 624.8279 | 1.7783
|  | 631.8483 | 0.085524 | 631.4597 | 0.029654 | 544.3267 | 0 | 631.8483 | 0.030184 | 631.4597 | -0.038344 | 624.3244 | 0.010134 | 631.4597 | 0.022265 | 631.8483 | 0.02064 | 631.8483 | 0.021592 | 544.3267 | 1.053 | 631.8483 | 0.0073339 | 631.8483 | 0.0068379 | 626.26 | -0.0056109 | 631.8483 | 0.046394 | 546.051 | 0.00014744 | 631.8483 | 12.8062 | 631.8483 | 22.0969 | 631.4597 | 2.5265 | 817.682 | 0.14844 | 631.4597 | 0.00092882 | 817.0042 | 3.0668 | 817.682 | 0.1815 | 625.0534 | 1.7862
|  | 632.0789 | 0.06094 | 631.6906 | 0.021818 | 544.4424 | 0.019615 | 632.0789 | 0.037086 | 631.6906 | 0.013735 | 624.5532 | 0.0010944 | 631.6906 | -0.0036296 | 632.0788 | 0 | 632.0788 | 0.014339 | 544.4424 | 1.04 | 632.0788 | 0 | 632.0789 | 0.0095858 | 626.49 | 0.00066312 | 632.0788 | 0.03942 | 546.169 | 0.00015064 | 632.0788 | 12.2555 | 632.0789 | 22.3244 | 631.6906 | 2.4992 | 817.8483 | 0.099281 | 631.6906 | -0.006838 | 817.1707 | 3.0525 | 817.8483 | 0.17704 | 625.2788 | 1.7614
|  | 632.3094 | 0.082168 | 631.9215 | 0.025997 | 544.558 | 0 | 632.3094 | 0.07148 | 631.9215 | -0.027939 | 624.7819 | 0.013304 | 631.9215 | 0.021309 | 632.3094 | 0.017963 | 632.3094 | 0.017573 | 544.558 | 1.0435 | 632.3094 | 0.008074 | 632.3094 | 0.0051775 | 626.72 | -0.00056109 | 632.3094 | 0.04418 | 546.2871 | 0.00015331 | 632.3094 | 11.9001 | 632.3094 | 22.8005 | 631.9215 | 2.6151 | 818.0147 | 0.14344 | 631.9215 | 0.0062573 | 817.3371 | 3.0427 | 818.0147 | 0.18233 | 625.5043 | 1.7746
|  | 632.54 | 0.072685 | 632.1524 | 0.011969 | 544.6736 | 0.010771 | 632.54 | 0.006895 | 632.1524 | 0.0066997 | 625.0106 | 0.0018286 | 632.1524 | -0.0085526 | 632.54 | 0 | 632.54 | 0.0030686 | 544.6736 | 1.0287 | 632.54 | 0.00089564 | 632.54 | 0.0090155 | 626.95 | -0.010508 | 632.54 | 0.03365 | 546.4051 | 0.00015082 | 632.54 | 11.3459 | 632.54 | 22.9837 | 632.1524 | 2.6135 | 818.181 | 0.096157 | 632.1524 | -0.0051176 | 817.5036 | 3.1281 | 818.181 | 0.18036 | 625.7297 | 1.7677
|  | 632.7706 | 0.081143 | 632.3833 | 0.029136 | 544.7893 | 0 | 632.7706 | 0.062777 | 632.3833 | -0.017226 | 625.2394 | 0.015499 | 632.3833 | 0.026181 | 632.7706 | 0.016389 | 632.7706 | 0.031252 | 544.7893 | 1.033 | 632.7706 | 0.0051264 | 632.7706 | 0.0062919 | 627.18 | 5.1009e-05 | 632.7706 | 0.042093 | 546.5232 | 0.00014566 | 632.7706 | 11.0579 | 632.7706 | 23.6008 | 632.3833 | 2.7124 | 818.3473 | 0.10164 | 632.3833 | -0.0052728 | 817.67 | 3.1936 | 818.3473 | 0.18394 | 625.9552 | 1.757
|  | 633.0012 | 0.053484 | 632.6143 | 0.022191 | 544.9049 | 0.0025813 | 633.0012 | 0.035163 | 632.6143 | 0.023184 | 625.4681 | 0.0046869 | 632.6143 | -0.0083912 | 633.0011 | 0.0035545 | 633.0011 | 0.0048323 | 544.9049 | 1.0217 | 633.0011 | 0.0015718 | 633.0012 | 0.0085293 | 627.41 | -0.012038 | 633.0011 | 0.031517 | 546.6412 | 0.00016149 | 633.0011 | 10.5008 | 633.0012 | 23.7672 | 632.6143 | 2.7358 | 818.5136 | 0.091015 | 632.6143 | -0.011866 | 817.8365 | 3.1666 | 818.5136 | 0.18244 | 626.1807 | 1.7511
|  | 633.2318 | 0.091863 | 632.8452 | 0.025064 | 545.0206 | 0 | 633.2318 | 0.062457 | 632.8452 | -0.026456 | 625.6969 | 0.012299 | 632.8452 | 0.023498 | 633.2318 | 0.018671 | 633.2318 | 0.016204 | 545.0206 | 1.0105 | 633.2318 | 0.0062923 | 633.2318 | 0.0061687 | 627.64 | -0.0053048 | 633.2318 | 0.038156 | 546.7592 | 0.00015776 | 633.2318 | 10.0708 | 633.2318 | 24.0212 | 632.8452 | 2.803 | 818.6799 | 0.093418 | 632.8452 | -0.0011952 | 818.003 | 3.1767 | 818.6799 | 0.18244 | 626.4062 | 1.7514
|  | 633.4623 | 0.038354 | 633.0762 | 0.031177 | 545.1363 | 0.0040997 | 633.4623 | 0.0042272 | 633.0762 | 0.023533 | 625.9257 | 0.0015871 | 633.0762 | -0.0062795 | 633.4624 | 0 | 633.4624 | 0.020266 | 545.1363 | 1.0393 | 633.4624 | 0.00065392 | 633.4623 | 0.010437 | 627.87 | -0.0030095 | 633.4624 | 0.032296 | 546.8773 | 0.00015064 | 633.4624 | 9.6114 | 633.4623 | 24.2695 | 633.0762 | 2.8655 | 818.8463 | 0.073524 | 633.0762 | -0.0046489 | 818.1694 | 3.2179 | 818.8463 | 0.18057 | 626.6317 | 1.7385
|  | 633.693 | 0.086787 | 633.3072 | 0.034701 | 545.2519 | 0 | 633.693 | 0.050623 | 633.3072 | -0.026116 | 626.1545 | 0.010555 | 633.3072 | 0.026105 | 633.693 | 0.01941 | 633.693 | 0.015504 | 545.2519 | 1.027 | 633.693 | 0.0065097 | 633.693 | 0.0059692 | 628.1 | 0.0083142 | 633.693 | 0.040439 | 546.9954 | 0.00015438 | 633.693 | 9.2574 | 633.693 | 24.5635 | 633.3072 | 2.9418 | 819.0126 | 0.085585 | 633.3072 | 0.0022359 | 818.3359 | 3.247 | 819.0126 | 0.17974 | 626.8572 | 1.7451
|  | 633.9236 | 0.04794 | 633.5382 | 0.018883 | 545.3676 | 0.011559 | 633.9236 | -0.00054361 | 633.5382 | 0.022365 | 626.3833 | 0.0054965 | 633.5382 | -0.0046138 | 633.9236 | 0 | 633.9236 | 0.011533 | 545.3676 | 1.0171 | 633.9236 | 0 | 633.9236 | 0.0090231 | 628.33 | -0.0082122 | 633.9236 | 0.030671 | 547.1134 | 0.00016149 | 633.9236 | 8.8824 | 633.9236 | 25.0131 | 633.5382 | 2.9825 | 819.1789 | 0.06372 | 633.5382 | 0.0013394 | 818.5024 | 3.2812 | 819.1789 | 0.17896 | 627.0828 | 1.7193
|  | 634.1543 | 0.081496 | 633.7692 | 0.023449 | 545.4833 | 0 | 634.1543 | 0.058929 | 633.7692 | -0.013361 | 626.6121 | 0.0078933 | 633.7692 | 0.02726 | 634.1543 | 0.019264 | 634.1543 | 0.0035338 | 545.4833 | 1.0279 | 634.1543 | 0.0054998 | 634.1543 | 0.0044843 | 628.57 | 0.0028055 | 634.1543 | 0.032941 | 547.2315 | 0.00015616 | 634.1543 | 8.4313 | 634.1543 | 25.0607 | 633.7692 | 3.0334 | 819.3453 | 0.069247 | 633.7692 | -0.006563 | 818.6689 | 3.3267 | 819.3453 | 0.17818 | 627.3083 | 1.7331
|  | 634.3849 | -0.00072555 | 634.0002 | 0.018062 | 545.599 | 0.016988 | 634.3849 | 0.020162 | 634.0002 | 0.023134 | 626.8409 | 0.0035955 | 634.0002 | -0.0087819 | 634.3849 | 0 | 634.3849 | 0.01223 | 545.599 | 1.0297 | 634.3849 | 0 | 634.3849 | 0.008496 | 628.8 | 0.0046418 | 634.3849 | 0.028429 | 547.3495 | 0.00013001 | 634.3849 | 8.0124 | 634.385 | 25.1604 | 634.0002 | 3.0925 | 819.5116 | 0.062855 | 634.0002 | -0.0042038 | 818.8353 | 3.2524 | 819.5116 | 0.17834 | 627.5338 | 1.7123
|  | 634.6156 | 0.070251 | 634.2312 | 0.026211 | 545.7147 | 0 | 634.6156 | 0.058222 | 634.2312 | -0.013844 | 627.0698 | 0.012979 | 634.2312 | 0.023988 | 634.6156 | 0.0036405 | 634.6156 | 0.033026 | 545.7147 | 1.025 | 634.6156 | 0.0062109 | 634.6156 | 0.0041282 | 629.03 | 0.0038766 | 634.6156 | 0.034177 | 547.4676 | 0.00012663 | 634.6156 | 7.8703 | 634.6156 | 25.9231 | 634.2312 | 3.2628 | 819.678 | 0.076935 | 634.2312 | 0.0024415 | 819.0018 | 3.3562 | 819.678 | 0.17709 | 627.7594 | 1.7182
|  | 634.8463 | 0.031978 | 634.4622 | 0.0077797 | 545.8303 | 0.0059217 | 634.8463 | 0.041381 | 634.4622 | 0.014802 | 627.2986 | 0.0008427 | 634.4622 | -0.011205 | 634.8463 | 0 | 634.8463 | 0.018975 | 545.8303 | 1.0163 | 634.8463 | 0 | 634.8463 | 0.0091615 | 629.26 | -0.0065293 | 634.8463 | 0.023607 | 547.5857 | 0.00014691 | 634.8463 | 7.4081 | 634.8463 | 25.7926 | 634.4623 | 3.2385 | 819.8443 | 0.0778 | 634.4622 | -0.0049061 | 819.1683 | 3.3758 | 819.8443 | 0.17657 | 627.9849 | 1.7123
|  | 635.077 | 0.08463 | 634.6933 | 0.027102 | 545.946 | 0 | 635.077 | 0.024599 | 634.6933 | -0.0039959 | 627.5274 | 0.0088146 | 634.6933 | 0.022796 | 635.077 | 0.017537 | 635.077 | 0.022026 | 545.946 | 0.99305 | 635.077 | 0.0054784 | 635.077 | 0.0050722 | 629.49 | 0.0041827 | 635.077 | 0.034455 | 547.7037 | 0.00015776 | 635.077 | 7.0679 | 635.077 | 25.9604 | 634.6933 | 3.322 | 820.0107 | 0.085585 | 634.6933 | 0.0013292 | 819.3348 | 3.4079 | 820.0107 | 0.17491 | 628.2105 | 1.7081
|  | 635.3077 | 0.055481 | 634.9243 | 0.020483 | 546.0617 | 0.0036442 | 635.3077 | 0.0046565 | 634.9243 | 0.034573 | 627.7563 | 0.0015046 | 634.9243 | -0.0055435 | 635.3077 | 0 | 635.3077 | 0.007494 | 546.0617 | 0.99554 | 635.3077 | 0 | 635.3077 | 0.0090085 | 629.72 | -0.00607 | 635.3077 | 0.020535 | 547.8218 | 0.00015971 | 635.3077 | 6.785 | 635.3077 | 26.3595 | 634.9244 | 3.4137 | 820.177 | 0.070208 | 634.9243 | -0.0068187 | 819.5013 | 3.4041 | 820.177 | 0.17496 | 628.4361 | 1.7058
|  | 635.5384 | 0.055078 | 635.1554 | 0.029268 | 546.1775 | 0 | 635.5384 | 0.071523 | 635.1554 | -0.034616 | 627.9852 | 0.011646 | 635.1554 | 0.024801 | 635.5384 | 0.021472 | 635.5384 | 0.0075211 | 546.1775 | 1.0046 | 635.5384 | 0.0075879 | 635.5384 | 0.0052861 | 629.95 | -0.0086717 | 635.5384 | 0.028812 | 547.9399 | 0.0001494 | 635.5384 | 6.5314 | 635.5384 | 26.5124 | 635.1554 | 3.5012 | 820.3434 | 0.080588 | 635.1554 | 0.010441 | 819.6678 | 3.4487 | 820.3434 | 0.17356 | 628.6617 | 1.697
|  | 635.7691 | 0.035195 | 635.3865 | 0.023464 | 546.2932 | 0.0034924 | 635.7691 | 0.022891 | 635.3865 | 0.031861 | 628.2141 | 0.002433 | 635.3865 | -0.0046009 | 635.7691 | 0 | 635.7691 | 0.027151 | 546.2932 | 0.99526 | 635.7691 | 0.0023783 | 635.7691 | 0.0075773 | 630.18 | -0.0025504 | 635.7691 | 0.021217 | 548.058 | 0.00016558 | 635.7691 | 6.2121 | 635.7691 | 26.6292 | 635.3865 | 3.5327 | 820.5097 | 0.073427 | 635.3865 | -0.0056279 | 819.8343 | 3.4662 | 820.5097 | 0.17309 | 628.8873 | 1.695
|  | 635.9999 | 0.080026 | 635.6176 | 0.021438 | 546.4089 | 0 | 635.9999 | 0.058677 | 635.6176 | -0.013282 | 628.4429 | 0.011249 | 635.6176 | 0.027832 | 635.9998 | 0.016335 | 635.9998 | 0.00055695 | 546.4089 | 1.0051 | 635.9998 | 0.0045635 | 635.9999 | 0.0057855 | 630.41 | -0.0053048 | 635.9998 | 0.026497 | 548.1761 | 0.00015971 | 635.9998 | 5.9213 | 635.9999 | 26.6043 | 635.6176 | 3.6255 | 820.6761 | 0.085729 | 635.6176 | 0.0078775 | 820.0009 | 3.55 | 820.6761 | 0.17076 | 629.1129 | 1.6822
|  | 636.2306 | 0.053796 | 635.8487 | 0.021626 | 546.5246 | 0.016287 | 636.2306 | 0.018373 | 635.8487 | 0.036769 | 628.6718 | 0.0037585 | 635.8487 | -0.0071688 | 636.2306 | 0 | 636.2306 | 0.012396 | 546.5246 | 0.99888 | 636.2306 | 0.0019699 | 636.2306 | 0.0077302 | 630.65 | -0.0022444 | 636.2306 | 0.020945 | 548.2941 | 0.00015242 | 636.2306 | 5.7283 | 636.2306 | 27.0196 | 635.8487 | 3.7251 | 820.8425 | 0.083231 | 635.8487 | -0.0006955 | 820.1674 | 3.5494 | 820.8425 | 0.17076 | 629.3385 | 1.6655
|  | 636.4614 | 0.071663 | 636.0798 | 0.009587 | 546.6403 | 0 | 636.4614 | 0.051509 | 636.0798 | -0.018028 | 628.9008 | 0.0098001 | 636.0798 | 0.020479 | 636.4614 | 0.018448 | 636.4614 | 0.024094 | 546.6403 | 0.99427 | 636.4614 | 0.0046005 | 636.4614 | 0.0042034 | 630.88 | 0.0011222 | 636.4614 | 0.027187 | 548.4122 | 0.00012432 | 636.4614 | 5.4489 | 636.4614 | 27.0118 | 636.0798 | 3.8298 | 821.0088 | 0.071794 | 636.0798 | 0.0025542 | 820.3339 | 3.6381 | 821.0088 | 0.16904 | 629.5642 | 1.6841
|  | 636.6921 | 0.055168 | 636.3109 | 0.018476 | 546.7561 | 0.010508 | 636.6921 | -0.0081463 | 636.3109 | 0.016862 | 629.1296 | 0.0016976 | 636.3109 | -0.0084363 | 636.6921 | 0 | 636.6921 | 0.011124 | 546.7561 | 0.99658 | 636.6921 | 6.7204e-05 | 636.6921 | 0.008815 | 631.11 | -0.0030095 | 636.6921 | 0.019978 | 548.5303 | 0.00013997 | 636.6921 | 5.1768 | 636.6921 | 26.9991 | 636.3109 | 3.8628 | 821.1752 | 0.084144 | 636.3109 | -0.0010424 | 820.5004 | 3.5367 | 821.1752 | 0.17045 | 629.7898 | 1.6645
|  | 636.9229 | 0.066022 | 636.542 | 0.027153 | 546.8718 | 0 | 636.9229 | 0.029816 | 636.542 | -0.024218 | 629.3586 | 0.012715 | 636.542 | 0.023562 | 636.9229 | 0.023942 | 636.9229 | 0.031403 | 546.8718 | 0.98933 | 636.9229 | 0.0080622 | 636.9229 | 0.004491 | 631.34 | 0.0029585 | 636.9229 | 0.024771 | 548.6484 | 0.00013624 | 636.9229 | 4.9244 | 636.9229 | 26.8391 | 636.542 | 3.9338 | 821.3416 | 0.076695 | 636.542 | -0.0017715 | 820.667 | 3.6901 | 821.3416 | 0.16915 | 630.0154 | 1.6646
|  | 637.1537 | 0.045233 | 636.7732 | 0.013878 | 546.9876 | 0.013047 | 637.1537 | 0.037724 | 636.7732 | 0.027208 | 629.5875 | 0.0029939 | 636.7732 | -0.0089466 | 637.1537 | 0 | 637.1537 | 0.019088 | 546.9876 | 0.98924 | 637.1537 | 0.0014155 | 637.1537 | 0.008656 | 631.57 | -0.0034686 | 637.1537 | 0.01598 | 548.7665 | 0.00016096 | 637.1537 | 4.7074 | 637.1537 | 26.8607 | 636.7732 | 4.0072 | 821.508 | 0.084672 | 636.7732 | -8.8944e-06 | 820.8335 | 3.6141 | 821.508 | 0.17096 | 630.2411 | 1.655
|  | 637.3845 | 0.097736 | 637.0043 | 0.032512 | 547.1033 | 0 | 637.3845 | 0.032259 | 637.0043 | -0.012638 | 629.8165 | 0.0060517 | 637.0043 | 0.025374 | 637.3845 | 0.02042 | 637.3845 | 0.02023 | 547.1033 | 0.9812 | 637.3845 | 0.0056079 | 637.3845 | 0.0050359 | 631.8 | -0.0042337 | 637.3845 | 0.0234 | 548.8846 | 0.00015206 | 637.3845 | 4.5631 | 637.3845 | 26.9656 | 637.0043 | 4.126 | 821.6744 | 0.083615 | 637.0043 | 0.0082528 | 821 | 3.7031 | 821.6744 | 0.16956 | 630.4668 | 1.659
|  | 637.6153 | 0.030907 | 637.2355 | 0.019489 | 547.2191 | 0.0053144 | 637.6153 | -0.00099378 | 637.2355 | 0.0099692 | 630.0455 | 0.0043972 | 637.2355 | -0.0091601 | 637.6153 | 0 | 637.6153 | -0.0026117 | 547.2191 | 0.96775 | 637.6153 | 0.00058671 | 637.6153 | 0.0078039 | 632.03 | -0.0013262 | 637.6153 | 0.015629 | 549.0027 | 0.0001702 | 637.6153 | 4.3136 | 637.6153 | 26.7548 | 637.2355 | 4.1621 | 821.8408 | 0.083327 | 637.2355 | -0.00551 | 821.1666 | 3.7405 | 821.8408 | 0.17231 | 630.6924 | 1.6507
|  | 637.8461 | 0.088901 | 637.4667 | 0.022433 | 547.3348 | 0 | 637.8461 | 0.04258 | 637.4667 | -0.034683 | 630.2744 | 0.0072942 | 637.4667 | 0.022719 | 637.8461 | 0.02203 | 637.8461 | 0.030055 | 547.3348 | 0.97227 | 637.8461 | 0.0066873 | 637.8461 | 0.0055041 | 632.26 | 0.0011222 | 637.8461 | 0.022947 | 549.1209 | 0.0001325 | 637.8461 | 4.1783 | 637.8461 | 26.8396 | 637.4667 | 4.3088 | 822.0072 | 0.070016 | 637.4667 | 0.006555 | 821.3331 | 3.7912 | 822.0072 | 0.17076 | 630.9181 | 1.6373
|  | 638.077 | 0.03895 | 637.6978 | 0.020745 | 547.4506 | 0.011559 | 638.077 | 0.020276 | 637.6978 | 0.039443 | 630.5034 | 0.0048111 | 637.6978 | -0.0050635 | 638.077 | 0 | 638.077 | -0.0065457 | 547.4506 | 0.94881 | 638.077 | 0.0013355 | 638.077 | 0.0074081 | 632.5 | -0.007141 | 638.077 | 0.016779 | 549.239 | 0.00013001 | 638.077 | 3.9569 | 638.077 | 26.5313 | 637.6979 | 4.3438 | 822.1735 | 0.079242 | 637.6978 | -0.0021181 | 821.4996 | 3.7904 | 822.1735 | 0.17299 | 631.1438 | 1.6267
|  | 638.3078 | 0.061604 | 637.929 | 0.018477 | 547.5664 | 0 | 638.3078 | 0.029642 | 637.929 | -0.025355 | 630.7324 | 0.0061452 | 637.929 | 0.017893 | 638.3078 | 0.028388 | 638.3078 | 0.016248 | 547.5664 | 0.94768 | 638.3078 | 0.0059756 | 638.3078 | 0.0046038 | 632.73 | -0.0054579 | 638.3078 | 0.022799 | 549.3571 | 0.0001229 | 638.3078 | 3.8005 | 638.3078 | 26.3225 | 637.929 | 4.4172 | 822.34 | 0.066075 | 637.929 | 0.0045965 | 821.6662 | 3.8709 | 822.34 | 0.17086 | 631.3695 | 1.6272
|  | 638.5386 | 0.02607 | 638.1602 | 0.02394 | 547.6821 | 0.006681 | 638.5386 | 0.029876 | 638.1602 | 0.035178 | 630.9614 | 0.001006 | 638.1602 | -0.0052932 | 638.5386 | 0 | 638.5386 | 0.022658 | 547.6821 | 0.952 | 638.5386 | 0.0001953 | 638.5386 | 0.0086159 | 632.96 | -0.0036216 | 638.5386 | 0.014911 | 549.4752 | 0.00014815 | 638.5386 | 3.624 | 638.5386 | 26.1798 | 638.1603 | 4.4985 | 822.5064 | 0.074677 | 638.1602 | -0.0039755 | 821.8328 | 3.9112 | 822.5064 | 0.17314 | 631.5952 | 1.6155
|  | 638.7695 | 0.078982 | 638.3915 | 0.028241 | 547.7979 | 0 | 638.7695 | 0.035581 | 638.3915 | -0.0044809 | 631.1904 | 0.0075658 | 638.3915 | 0.024619 | 638.7695 | 0.020376 | 638.7695 | 0.021943 | 547.7979 | 0.92633 | 638.7695 | 0.0075963 | 638.7695 | 0.0033023 | 633.19 | 0.0037236 | 638.7695 | 0.018263 | 549.5933 | 0.00015402 | 638.7695 | 3.4857 | 638.7695 | 25.8659 | 638.3915 | 4.5893 | 822.6728 | 0.067565 | 638.3915 | 0.0091328 | 821.9993 | 3.9894 | 822.6728 | 0.17128 | 631.821 | 1.6272
|  | 639.0004 | 0.031209 | 638.6227 | 0.016498 | 547.9137 | 0.013835 | 639.0004 | 0.00054028 | 638.6227 | 0.017504 | 631.4194 | -0.002171 | 638.6227 | -0.0093087 | 639.0004 | 0 | 639.0004 | 0.0073589 | 547.9137 | 0.95163 | 639.0004 | 0 | 639.0004 | 0.0048063 | 633.42 | -0.0034686 | 639.0004 | 0.012223 | 549.7115 | 0.00010529 | 639.0004 | 3.351 | 639.0004 | 25.8513 | 638.6227 | 4.6953 | 822.8392 | 0.074677 | 638.6227 | 0.0014159 | 822.1659 | 3.9309 | 822.8392 | 0.17247 | 632.0467 | 1.6025
|  | 639.2313 | 0.062845 | 638.8539 | 0.023126 | 548.0295 | 0 | 639.2313 | 0.033342 | 638.8539 | -0.026114 | 631.6484 | -0.00034448 | 638.8539 | -0.0039688 | 639.2313 | 0 | 639.2313 | 0.0090208 | 548.0295 | 0.93889 | 639.2313 | 0 | 639.2313 | 0.0078205 | 633.65 | -0.0085181 | 639.2313 | 0.01201 | 549.8296 | 0.00028705 | 639.2313 | 3.0095 | 639.2313 | 24.6678 | 638.8539 | 4.7545 | 823.0056 | 0.075686 | 638.8539 | 0.0040469 | 822.3325 | 4.0418 | 823.0056 | 0.17548 | 632.2725 | 1.6066
|  | 639.4622 | 0.075783 | 639.0852 | 0.025448 | 548.1453 | 0.018652 | 639.4622 | 0.042027 | 639.0852 | 0.0037435 | 631.8775 | 0.012407 | 639.0852 | 0.025745 | 639.4622 | 0.016795 | 639.4622 | 0.028632 | 548.1453 | 0.91839 | 639.4622 | 0.0072697 | 639.4622 | 0.0046965 | 633.88 | 0.0081613 | 639.4622 | 0.016075 | 549.9477 | 0.00023779 | 639.4622 | 2.9303 | 639.4622 | 24.7221 | 639.0852 | 4.9384 | 823.172 | 0.066075 | 639.0852 | 0.015798 | 822.499 | 4.1637 | 823.172 | 0.1773 | 632.4982 | 1.5765
|  | 639.6931 | 0.014529 | 639.3164 | 0.018632 | 548.2611 | 0 | 639.6931 | 0.0089612 | 639.3164 | 0.02066 | 632.1066 | 0.0049535 | 639.3164 | -0.0056049 | 639.6931 | 0.0011125 | 639.6931 | 0.0094199 | 548.2611 | 0.9166 | 639.6931 | 0 | 639.6931 | 0.0085367 | 634.11 | -0.0056109 | 639.6931 | 0.012073 | 550.0658 | 0.000477 | 639.6931 | 2.7757 | 639.693 | 24.0207 | 639.3164 | 4.9708 | 823.3384 | 0.075878 | 639.3164 | -0.003917 | 822.6656 | 4.2122 | 823.3384 | 0.18259 | 632.7239 | 1.5828
|  | 639.924 | 0.069902 | 639.5477 | 0.026986 | 548.3769 | 0.012434 | 639.924 | 0.057346 | 639.5477 | -0.034045 | 632.3356 | 0.01116 | 639.5477 | 0.020916 | 639.924 | 0.023695 | 639.924 | 0.022885 | 548.3769 | 0.89568 | 639.924 | 0.0054794 | 639.924 | 0.0042586 | 634.35 | -0.0051518 | 639.924 | 0.016302 | 550.184 | 0.00024686 | 639.924 | 2.6972 | 639.924 | 23.8161 | 639.5477 | 5.1288 | 823.5049 | 0.06497 | 639.5477 | 0.011229 | 822.8322 | 4.2518 | 823.5049 | 0.18015 | 632.9497 | 1.5702
|  | 640.1549 | 0.035537 | 639.779 | 0.022996 | 548.4927 | 0 | 640.1549 | 0.026308 | 639.779 | 0.023754 | 632.5647 | -0.0033369 | 639.779 | -0.0063305 | 640.1549 | 0 | 640.1549 | 0.015679 | 548.4927 | 0.89121 | 640.1549 | 0.00066877 | 640.1549 | 0.0089406 | 634.58 | -0.0085181 | 640.1549 | 0.012275 | 550.3021 | 0.00046829 | 640.1549 | 2.5656 | 640.1549 | 23.3195 | 639.779 | 5.1784 | 823.6713 | 0.077224 | 639.779 | -0.0012084 | 822.9988 | 4.308 | 823.6713 | 0.18529 | 633.1755 | 1.5656
|  | 640.3859 | 0.090418 | 640.0103 | 0.035135 | 548.6085 | 0.014448 | 640.3859 | 0.052395 | 640.0103 | -0.034395 | 632.7938 | 0.012187 | 640.0103 | 0.025875 | 640.3859 | 0.019973 | 640.3859 | 0.020867 | 548.6085 | 0.88717 | 640.3859 | 0.0077248 | 640.3859 | 0.0032711 | 634.81 | 0.0015813 | 640.3859 | 0.017581 | 550.4203 | 0.00022943 | 640.3859 | 2.4791 | 640.3859 | 22.8124 | 640.0103 | 5.2592 | 823.8377 | 0.065643 | 640.0103 | 0.0052548 | 823.1654 | 4.3083 | 823.8377 | 0.18187 | 633.4013 | 1.5495
|  | 640.6168 | 0.033266 | 640.2416 | 0.017173 | 548.7243 | 0 | 640.6168 | 0.01837 | 640.2416 | 0.021922 | 633.0228 | 0.0015655 | 640.2416 | -0.012164 | 640.6168 | 0 | 640.6168 | 0.012706 | 548.7243 | 0.88105 | 640.6168 | 0 | 640.6168 | 0.0078825 | 635.04 | -0.0092835 | 640.6168 | 0.011123 | 550.5384 | 0.00045015 | 640.6168 | 2.3667 | 640.6168 | 22.48 | 640.2416 | 5.3717 | 824.0042 | 0.076215 | 640.2416 | -0.0019447 | 823.332 | 4.3504 | 824.0042 | 0.18747 | 633.6271 | 1.5665
|  | 640.8478 | 0.054366 | 640.4729 | 0.020782 | 548.8402 | 0.010946 | 640.8478 | 0.049438 | 640.4729 | -0.025644 | 633.252 | 0.0082703 | 640.4729 | 0.019044 | 640.8478 | 0.02281 | 640.8478 | 0.010287 | 548.8402 | 0.8701 | 640.8478 | 0.0065939 | 640.8478 | 0.0043647 | 635.27 | 0.0023464 | 640.8478 | 0.014221 | 550.6566 | 0.00022818 | 640.8478 | 2.2689 | 640.8478 | 21.8302 | 640.4729 | 5.4377 | 824.1706 | 0.071986 | 640.4729 | 0.0063103 | 823.4986 | 4.4039 | 824.1706 | 0.18509 | 633.8529 | 1.5351
|  | 641.0787 | 0.055312 | 640.7042 | 0.026545 | 548.956 | 0 | 641.0787 | 0.028164 | 640.7042 | 0.018023 | 633.481 | -0.00022467 | 640.7042 | -0.009404 | 641.0788 | 0 | 641.0788 | 0.023726 | 548.956 | 0.85477 | 641.0788 | 0 | 641.0787 | 0.0068301 | 635.5 | -0.0068351 | 641.0788 | 0.0099022 | 550.7747 | 0.00047629 | 641.0788 | 2.182 | 641.0787 | 21.5733 | 640.7042 | 5.5547 | 824.337 | 0.077368 | 640.7042 | -0.0052688 | 823.6652 | 4.4784 | 824.337 | 0.191 | 634.0787 | 1.5344
|  | 641.3098 | 0.045449 | 640.9356 | 0.019709 | 549.0719 | 0.0088442 | 641.3098 | 0.053977 | 640.9356 | -0.040288 | 633.7101 | 0.0088136 | 640.9356 | 0.020225 | 641.3097 | 0.020863 | 641.3097 | 0.015977 | 549.0719 | 0.83672 | 641.3097 | 0.006824 | 641.3098 | 0.0043379 | 635.73 | -0.0023974 | 641.3097 | 0.014949 | 550.8929 | 0.00025308 | 641.3097 | 2.1078 | 641.3098 | 20.9329 | 640.9356 | 5.6569 | 824.5035 | 0.069535 | 640.9356 | 0.009449 | 823.8318 | 4.5567 | 824.5035 | 0.18763 | 634.3046 | 1.5138
|  | 641.5407 | 0.055138 | 641.1669 | 0.00089851 | 549.1877 | 0 | 641.5407 | 0.011885 | 641.1669 | 0.030371 | 633.9393 | 0.00014449 | 641.1669 | -0.0085983 | 641.5407 | 0 | 641.5407 | 0.0047911 | 549.1877 | 0.83197 | 641.5407 | 0.00051892 | 641.5407 | 0.0080018 | 635.96 | 0.0011222 | 641.5407 | 0.0068353 | 551.011 | 0.00047078 | 641.5407 | 2.0232 | 641.5407 | 20.6132 | 641.1669 | 5.7835 | 824.6699 | 0.076215 | 641.1669 | -0.00040395 | 823.9984 | 4.5744 | 824.6699 | 0.19235 | 634.5304 | 1.5173
|  | 641.7717 | 0.077977 | 641.3983 | 0.031812 | 549.3035 | 0.011821 | 641.7717 | 0.061461 | 641.3983 | -0.026232 | 634.1685 | 0.0074331 | 641.3983 | 0.024846 | 641.7717 | 0.020492 | 641.7717 | 0.0269 | 549.3035 | 0.8087 | 641.7717 | 0.0074272 | 641.7717 | 0.0035903 | 636.2 | 0.0024994 | 641.7717 | 0.014976 | 551.1292 | 0.00021769 | 641.7717 | 1.9287 | 641.7717 | 19.7964 | 641.3983 | 5.829 | 824.8364 | 0.065979 | 641.3983 | 0.0086965 | 824.165 | 4.6232 | 824.8364 | 0.18872 | 634.7562 | 1.5069
|  | 642.0027 | 0.080193 | 641.6296 | 0.020256 | 549.4194 | 0 | 642.0027 | 0.0056501 | 641.6296 | 0.02776 | 634.3976 | 0.00049251 | 641.6296 | -0.0075926 | 642.0028 | 0 | 642.0028 | 0.015181 | 549.4194 | 0.80578 | 642.0028 | 0.00080853 | 642.0027 | 0.0072069 | 636.43 | 0.0017343 | 642.0028 | 0.0060521 | 551.2474 | 0.00045637 | 642.0028 | 1.849 | 642.0027 | 19.4536 | 641.6296 | 5.9317 | 825.0029 | 0.076695 | 641.6296 | -0.0027015 | 824.3316 | 4.7001 | 825.0029 | 0.19396 | 634.9821 | 1.5068
|  | 642.2338 | 0.082971 | 641.861 | 0.027174 | 549.5353 | 0.014273 | 642.2338 | 0.05512 | 641.861 | -0.02672 | 634.6268 | 0.0068717 | 641.861 | 0.02607 | 642.2338 | 0.01863 | 642.2338 | 0.027586 | 549.5353 | 0.78679 | 642.2338 | 0.0048745 | 642.2338 | 0.0026684 | 636.66 | 0.0041827 | 642.2338 | 0.01394 | 551.3655 | 0.0002401 | 642.2338 | 1.7802 | 642.2338 | 18.8478 | 641.861 | 6.0446 | 825.1693 | 0.069631 | 641.861 | 0.0069986 | 824.4982 | 4.7758 | 825.1693 | 0.19235 | 635.2079 | 1.4945
|  | 642.4648 | 0.058641 | 642.0924 | -0.00012171 | 549.6511 | 0 | 642.4648 | 0.019182 | 642.0924 | 0.016897 | 634.8559 | -0.00057273 | 642.0924 | -0.0058518 | 642.4648 | 0 | 642.4648 | 0.0021892 | 549.6511 | 0.78899 | 642.4648 | 0.0017485 | 642.4648 | 0.0081681 | 636.89 | 0.0018873 | 642.4648 | 0.0079808 | 551.4837 | 0.00048394 | 642.4648 | 1.6978 | 642.4648 | 18.446 | 642.0924 | 6.1402 | 825.3358 | 0.078041 | 642.0924 | -0.0027353 | 824.6648 | 4.7796 | 825.3358 | 0.19781 | 635.4338 | 1.4672
|  | 642.6959 | 0.058002 | 642.3238 | 0.032325 | 549.767 | 0.010333 | 642.6959 | 0.048729 | 642.3238 | -0.021395 | 635.0851 | 0.0099221 | 642.3238 | 0.02416 | 642.6959 | 0.024916 | 642.6959 | 0.013979 | 549.767 | 0.78199 | 642.6959 | 0.00858 | 642.6959 | 0.0033752 | 637.12 | -0.0082122 | 642.6959 | 0.014844 | 551.6019 | 0.00024633 | 642.6959 | 1.6393 | 642.6959 | 17.7073 | 642.3238 | 6.2292 | 825.5023 | 0.070544 | 642.3238 | 0.015342 | 824.8315 | 4.8405 | 825.5023 | 0.19588 | 635.6597 | 1.4782
|  | 642.9269 | 0.043496 | 642.5552 | 0.02145 | 549.8829 | 0 | 642.9269 | 0.02741 | 642.5552 | 0.048154 | 635.3143 | 0.0022181 | 642.5552 | -0.007279 | 642.9269 | 0 | 642.9269 | 0.0023034 | 549.8829 | 0.76426 | 642.9269 | 0 | 642.9269 | 0.0058059 | 637.35 | -0.0023974 | 642.9269 | 0.0080172 | 551.7201 | 0.00046455 | 642.9269 | 1.5571 | 642.9269 | 17.3463 | 642.5552 | 6.3473 | 825.6687 | 0.077464 | 642.5552 | 0.0018474 | 824.9981 | 4.9022 | 825.6687 | 0.19936 | 635.8856 | 1.4392
|  | 643.158 | 0.065704 | 642.7866 | 0.012188 | 549.9987 | 0.013485 | 643.158 | 0.059063 | 642.7866 | -0.026864 | 635.5435 | 0.012829 | 642.7866 | 0.022126 | 643.158 | 0.012502 | 643.158 | 0.01593 | 549.9987 | 0.77254 | 643.158 | 0.0032706 | 643.158 | 0.0028557 | 637.58 | -0.0043867 | 643.158 | 0.012231 | 551.8382 | 0.0002257 | 643.158 | 1.5237 | 643.158 | 16.8419 | 642.7866 | 6.4808 | 825.8352 | 0.072514 | 642.7866 | 0.0073451 | 825.1647 | 5.0267 | 825.8352 | 0.19786 | 636.1115 | 1.458
|  | 643.3891 | 0.01634 | 643.0181 | 0.016192 | 550.1146 | 0 | 643.3891 | -0.0052209 | 643.0181 | 0.037358 | 635.7727 | 0.0030309 | 643.0181 | -0.0079065 | 643.3891 | 0 | 643.3891 | 0.023134 | 550.1146 | 0.75025 | 643.3891 | 0 | 643.3891 | 0.0056817 | 637.82 | -0.0020913 | 643.3891 | 0.0061986 | 551.9564 | 0.00045139 | 643.3891 | 1.456 | 643.3891 | 16.2428 | 643.0181 | 6.5504 | 826.0017 | 0.078377 | 643.0181 | 0.0041776 | 825.3314 | 4.9789 | 826.0017 | 0.20222 | 636.3374 | 1.4213
|  | 643.6202 | 0.096481 | 643.2495 | 0.02091 | 550.2305 | 0.0089317 | 643.6202 | 0.029476 | 643.2495 | -0.033837 | 636.0019 | 0.0072502 | 643.2495 | 0.020425 | 643.6202 | 0.018362 | 643.6202 | 0.03553 | 550.2305 | 0.75011 | 643.6202 | 0.0037298 | 643.6202 | 0.0031725 | 638.05 | -0.0046928 | 643.6202 | 0.012276 | 552.0746 | 0.00023352 | 643.6202 | 1.4018 | 643.6202 | 15.7086 | 643.2495 | 6.7044 | 826.1682 | 0.070304 | 643.2495 | 0.0041648 | 825.498 | 5.1025 | 826.1682 | 0.20227 | 636.5634 | 1.442
|  | 643.8513 | 0.046998 | 643.4809 | 0.018018 | 550.3464 | 0 | 643.8513 | 0.0061605 | 643.4809 | 0.00056503 | 636.2311 | 2.2677e-06 | 643.4809 | -0.011219 | 643.8513 | 0 | 643.8513 | 0.017046 | 550.3464 | 0.74184 | 643.8513 | 0 | 643.8513 | 0.0076629 | 638.28 | -0.0066822 | 643.8513 | 0.0067214 | 552.1928 | 0.00044979 | 643.8513 | 1.334 | 643.8513 | 15.3415 | 643.481 | 6.883 | 826.3347 | 0.074869 | 643.4809 | -0.0024318 | 825.6647 | 5.1169 | 826.3347 | 0.20663 | 636.7893 | 1.4512
|  | 644.0824 | 0.057022 | 643.7124 | 0.035559 | 550.4623 | 0.013222 | 644.0824 | 0.0089501 | 643.7124 | -0.043818 | 636.4604 | 0.010087 | 643.7124 | 0.027281 | 644.0824 | 0.024276 | 644.0824 | 0.014749 | 550.4623 | 0.75063 | 644.0824 | 0.0061171 | 644.0824 | 0.003734 | 638.51 | -0.0085181 | 644.0824 | 0.012742 | 552.311 | 0.00022285 | 644.0824 | 1.311 | 644.0824 | 14.8251 | 643.7124 | 7.0214 | 826.5011 | 0.071553 | 643.7124 | -0.0055662 | 825.8313 | 5.2029 | 826.5011 | 0.20689 | 637.0152 | 1.3977
|  | 644.3135 | 0.074219 | 643.9439 | 0.019113 | 550.5782 | 0 | 644.3135 | -0.0048942 | 643.9439 | 0.016262 | 636.6896 | 0.00037152 | 643.9439 | -0.006866 | 644.3135 | 0 | 644.3135 | 0.017882 | 550.5782 | 0.71997 | 644.3135 | 0.00033042 | 644.3135 | 0.0062447 | 638.74 | 0.0046418 | 644.3135 | 0.0046359 | 552.4292 | 0.00045388 | 644.3135 | 1.233 | 644.3135 | 14.1896 | 643.9439 | 7.0703 | 826.6676 | 0.076599 | 643.9439 | 0.0045004 | 825.998 | 5.2133 | 826.6676 | 0.20985 | 637.2411 | 1.4032
|  | 644.5447 | 0.082869 | 644.1754 | 0.024293 | 550.6941 | 0.0071365 | 644.5447 | 0.048544 | 644.1754 | -0.027413 | 636.9189 | 0.0075134 | 644.1754 | 0.022629 | 644.5447 | 0.014234 | 644.5447 | 0.016954 | 550.6941 | 0.73902 | 644.5447 | 0.0058812 | 644.5447 | 0.0023591 | 638.97 | -0.0051518 | 644.5447 | 0.010962 | 552.5474 | 0.00023263 | 644.5447 | 1.1832 | 644.5447 | 13.6173 | 644.1754 | 7.1769 | 826.8341 | 0.072562 | 644.1754 | 0.0011266 | 826.1646 | 5.2778 | 826.8341 | 0.21047 | 637.4671 | 1.4183
|  | 644.7758 | 0.044173 | 644.4069 | 0.015509 | 550.81 | 0 | 644.7758 | 0.014477 | 644.4069 | 0.024458 | 637.1481 | 0.001698 | 644.4069 | -0.010184 | 644.7758 | 0 | 644.7758 | 0.0045613 | 550.81 | 0.73276 | 644.7758 | 0 | 644.7758 | 0.0057444 | 639.21 | 0.0075495 | 644.7758 | 0.0054889 | 552.6656 | 0.00047078 | 644.7758 | 1.137 | 644.7758 | 13.2337 | 644.4069 | 7.322 | 827.0006 | 0.077224 | 644.4069 | -0.01006 | 826.3313 | 5.355 | 827.0006 | 0.21328 | 637.6931 | 1.3825
|  | 645.007 | 0.07426 | 644.6384 | 0.024012 | 550.926 | 0.016112 | 645.007 | 0.031721 | 644.6384 | -0.034374 | 637.3774 | 0.0062796 | 644.6384 | 0.025286 | 645.007 | 0.025648 | 645.007 | 0.020535 | 550.926 | 0.72726 | 645.007 | 0.0046623 | 645.007 | 0.0015006 | 639.44 | 0.0038766 | 645.007 | 0.010039 | 552.7838 | 0.00024063 | 645.007 | 1.0923 | 645.007 | 12.6508 | 644.6384 | 7.4124 | 827.1671 | 0.071217 | 644.6384 | 0.0017238 | 826.498 | 5.396 | 827.1671 | 0.21447 | 637.9191 | 1.4011
|  | 645.2381 | 0.032564 | 644.8699 | 0.0091282 | 551.0419 | 0 | 645.2381 | 0.0035184 | 644.8699 | 0.019605 | 637.6067 | 0.00069151 | 644.8699 | -0.00998 | 645.2381 | 0 | 645.2381 | 0.0078358 | 551.0419 | 0.71941 | 645.2381 | 0 | 645.2381 | 0.0062015 | 639.67 | -0.0086717 | 645.2381 | 0.0031283 | 552.902 | 0.00045637 | 645.2381 | 1.0386 | 645.2381 | 12.2566 | 644.8699 | 7.5635 | 827.3336 | 0.071457 | 644.8699 | -0.010659 | 826.6646 | 5.4292 | 827.3336 | 0.21665 | 638.1451 | 1.3714
|  | 645.4693 | 0.076171 | 645.1014 | 0.025297 | 551.1578 | 0.0056181 | 645.4693 | 0.060801 | 645.1014 | -0.0267 | 637.836 | 0.010028 | 645.1014 | 0.025986 | 645.4693 | 0.025491 | 645.4693 | 0.021266 | 551.1578 | 0.73196 | 645.4693 | 0.004681 | 645.4693 | 0.0023889 | 639.9 | 0.0020403 | 645.4693 | 0.0091859 | 553.0202 | 0.00021894 | 645.4693 | 1.0186 | 645.4693 | 11.8162 | 645.1014 | 7.674 | 827.5001 | 0.072322 | 645.1014 | 0.0026665 | 826.8313 | 5.473 | 827.5001 | 0.21826 | 638.371 | 1.3957
|  | 645.7005 | 0.026067 | 645.333 | 0.013076 | 551.2738 | 0 | 645.7005 | 0.017403 | 645.333 | 0.012789 | 638.0653 | 0.00020672 | 645.333 | -0.012529 | 645.7005 | 0 | 645.7005 | 0.010332 | 551.2738 | 0.71932 | 645.7005 | 0 | 645.7005 | 0.0057297 | 640.13 | 0.0029585 | 645.7005 | 0.0039683 | 553.1385 | 0.00045352 | 645.7005 | 0.96211 | 645.7005 | 11.3971 | 645.3329 | 7.8278 | 827.6667 | 0.076263 | 645.333 | -0.0041972 | 826.998 | 5.623 | 827.6667 | 0.22039 | 638.597 | 1.3706
|  | 645.9317 | 0.08368 | 645.5645 | 0.022337 | 551.3897 | 0.0025813 | 645.9317 | 0.061585 | 645.5645 | -0.032255 | 638.2946 | 0.0098713 | 645.5645 | 0.018107 | 645.9317 | 0.022875 | 645.9317 | 0.02227 | 551.3897 | 0.68245 | 645.9317 | 0.0046167 | 645.9317 | 0.0023836 | 640.36 | -0.0036216 | 645.9317 | 0.011005 | 553.2567 | 0.00023779 | 645.9317 | 0.94455 | 645.9317 | 10.8624 | 645.5645 | 7.9736 | 827.8332 | 0.071217 | 645.5645 | 0.0037652 | 827.1647 | 5.5502 | 827.8332 | 0.22221 | 638.8231 | 1.3643
|  | 646.1629 | 0.050588 | 645.7961 | 0.016299 | 551.5057 | 0 | 646.1629 | 0.024727 | 645.7961 | 0.027796 | 638.5239 | 0.0006593 | 645.7961 | -0.0098583 | 646.1629 | 0 | 646.1629 | 0.016856 | 551.5057 | 0.68579 | 646.1629 | 0 | 646.1629 | 0.005651 | 640.59 | -0.012497 | 646.1629 | 0.0052406 | 553.3749 | 0.0004754 | 646.1629 | 0.90206 | 646.1629 | 10.5131 | 645.7961 | 8.1267 | 827.9997 | 0.070977 | 645.7961 | -0.0059191 | 827.3314 | 5.5941 | 827.9997 | 0.22434 | 639.0491 | 1.3532
|  | 646.3941 | 0.10106 | 646.0276 | 0.022863 | 551.6216 | 0.014011 | 646.3941 | 0.043268 | 646.0276 | -0.034555 | 638.7533 | 0.0090391 | 646.0276 | 0.020077 | 646.3941 | 0.023364 | 646.3941 | 0.028947 | 551.6216 | 0.68979 | 646.3941 | 0.0060182 | 646.3941 | 0.0030377 | 640.83 | 0.0090795 | 646.3941 | 0.011025 | 553.4931 | 0.00024135 | 646.3941 | 0.88691 | 646.3941 | 10.0821 | 646.0276 | 8.2515 | 828.1662 | 0.069391 | 646.0276 | 0.0037876 | 827.4981 | 5.6469 | 828.1662 | 0.22688 | 639.2752 | 1.3423
|  | 646.6254 | 0.034538 | 646.2592 | 0.026235 | 551.7376 | 0 | 646.6254 | 0.010927 | 646.2592 | 0.0011633 | 638.9826 | 0.001901 | 646.2592 | -0.004827 | 646.6254 | 0 | 646.6254 | 0.009598 | 551.7376 | 0.67709 | 646.6254 | 0.0010737 | 646.6254 | 0.0062128 | 641.06 | -0.00056109 | 646.6254 | 0.0021324 | 553.6113 | 0.00047078 | 646.6254 | 0.82008 | 646.6254 | 9.6133 | 646.2592 | 8.2974 | 828.3328 | 0.071457 | 646.2592 | -0.0039216 | 827.6648 | 5.6411 | 828.3328 | 0.22844 | 639.5012 | 1.343
|  | 646.8566 | 0.082124 | 646.4908 | 0.024163 | 551.8535 | 0.0065292 | 646.8566 | 0.03354 | 646.4908 | -0.030988 | 639.212 | 0.0068245 | 646.4908 | 0.022382 | 646.8566 | 0.021981 | 646.8566 | 0.015764 | 551.8535 | 0.65495 | 646.8566 | 0.0058434 | 646.8566 | 0.0036233 | 641.29 | 0.0012752 | 646.8566 | 0.010462 | 553.7296 | 0.00023263 | 646.8566 | 0.80334 | 646.8566 | 9.2585 | 646.4908 | 8.507 | 828.4993 | 0.060405 | 646.4908 | 0.0099997 | 827.8315 | 5.7137 | 828.4993 | 0.2301 | 639.7272 | 1.3391
|  | 647.0878 | 0.030829 | 646.7224 | 0.025136 | 551.9695 | 0 | 647.0878 | 0.051641 | 646.7224 | 0.012572 | 639.4413 | 0.0044936 | 646.7224 | -0.0056582 | 647.0879 | 0 | 647.0879 | 0.0019945 | 551.9695 | 0.67244 | 647.0879 | 1.0743e-05 | 647.0878 | 0.0061717 | 641.52 | 0.0029585 | 647.0879 | 0.0051957 | 553.8478 | 0.00045228 | 647.0879 | 0.76202 | 647.0878 | 8.8849 | 646.7224 | 8.6372 | 828.6658 | 0.070016 | 646.7224 | -0.0013041 | 827.9982 | 5.7756 | 828.6658 | 0.23155 | 639.9533 | 1.3324
|  | 647.3191 | 0.081202 | 646.954 | 0.026196 | 552.0855 | 0.013835 | 647.3191 | 0.0054731 | 646.954 | -0.025439 | 639.6707 | 0.010296 | 646.954 | 0.022279 | 647.3191 | 0.016998 | 647.3191 | 0.041458 | 552.0855 | 0.6691 | 647.3191 | 0.0057523 | 647.3191 | 0.0024255 | 641.75 | -0.0036216 | 647.3191 | 0.009666 | 553.966 | 0.00022481 | 647.3191 | 0.74992 | 647.3191 | 8.5401 | 646.954 | 8.7842 | 828.8324 | 0.069631 | 646.954 | 0.010431 | 828.1649 | 5.8219 | 828.8324 | 0.23659 | 640.1794 | 1.3058
|  | 647.5504 | 0.063854 | 647.1856 | 0.017304 | 552.2015 | 0 | 647.5504 | -0.0010349 | 647.1856 | 0.014655 | 639.9001 | 0.0026011 | 647.1856 | -0.0096388 | 647.5504 | 0 | 647.5504 | 0.0065514 | 552.2015 | 0.66525 | 647.5504 | 0.0005535 | 647.5504 | 0.0071339 | 641.98 | 0.012446 | 647.5504 | 0.00088318 | 554.0843 | 0.00044143 | 647.5504 | 0.70629 | 647.5504 | 8.2491 | 647.1856 | 8.9516 | 828.9989 | 0.073331 | 647.1856 | 0.0032946 | 828.3316 | 5.7914 | 828.9989 | 0.24074 | 640.4055 | 1.3211
|  | 647.7817 | 0.072316 | 647.4173 | 0.031717 | 552.3174 | 0.014098 | 647.7817 | 0.045736 | 647.4173 | -0.028839 | 640.1295 | 0.0064359 | 647.4173 | 0.020994 | 647.7817 | 0.024671 | 647.7817 | -3.3068e-06 | 552.3174 | 0.66525 | 647.7817 | 0.0062773 | 647.7817 | 0.0038359 | 642.22 | 0.0032646 | 647.7817 | 0.010728 | 554.2025 | 0.00021911 | 647.7817 | 0.68588 | 647.7817 | 7.8916 | 647.4173 | 9.0994 | 829.1654 | 0.058915 | 647.4173 | 0.0046424 | 828.4983 | 5.8573 | 829.1654 | 0.24635 | 640.6315 | 1.3009
|  | 648.013 | 0.016947 | 647.6489 | 0.027767 | 552.4334 | 0 | 648.013 | 0.021788 | 647.6489 | 0.02278 | 640.3589 | 0.0006851 | 647.6489 | -0.0060197 | 648.013 | 0 | 648.013 | 0.0027362 | 552.4334 | 0.64216 | 648.013 | 0.0018712 | 648.013 | 0.0068085 | 642.45 | -0.0085181 | 648.013 | 0.0036205 | 554.3208 | 0.00045744 | 648.013 | 0.65319 | 648.013 | 7.6374 | 647.6489 | 9.3108 | 829.332 | 0.069439 | 647.6489 | -0.0021343 | 828.665 | 5.8904 | 829.332 | 0.24853 | 640.8576 | 1.2839
|  | 648.2443 | 0.076625 | 647.8806 | 0.024539 | 552.5494 | 0.009282 | 648.2443 | 0.048858 | 647.8806 | -0.0042894 | 640.5883 | 0.0048422 | 647.8806 | 0.024202 | 648.2443 | 0.021563 | 648.2443 | 0.014154 | 552.5494 | 0.61734 | 648.2443 | 0.0066189 | 648.2443 | 0.0021819 | 642.68 | 0.00081613 | 648.2443 | 0.012173 | 554.439 | 0.00024348 | 648.2443 | 0.65037 | 648.2443 | 7.3707 | 647.8806 | 9.5454 | 829.4985 | 0.069967 | 647.8806 | -0.0049094 | 828.8317 | 5.9784 | 829.4985 | 0.25076 | 641.0837 | 1.2765
|  | 648.4756 | 0.035253 | 648.1122 | 0.018284 | 552.6654 | 0 | 648.4756 | 0.0083571 | 648.1122 | 0.028689 | 640.8177 | -0.0011486 | 648.1122 | -0.010702 | 648.4756 | 0 | 648.4756 | -0.012457 | 552.6654 | 0.62039 | 648.4756 | 0 | 648.4756 | 0.0063196 | 642.91 | -0.0063763 | 648.4756 | 0.0044103 | 554.5573 | 0.00047985 | 648.4756 | 0.59766 | 648.4756 | 7.0081 | 648.1122 | 9.6175 | 829.6651 | 0.063624 | 648.1122 | -0.0083714 | 828.9985 | 5.9115 | 829.6651 | 0.25055 | 641.3099 | 1.2836
|  | 648.7069 | 0.079893 | 648.3439 | 0.029712 | 552.7814 | 0.0051626 | 648.7069 | 0.058467 | 648.3439 | -0.028742 | 641.0472 | 0.011967 | 648.3439 | 0.024984 | 648.7069 | 0.022704 | 648.7069 | 0.0225 | 552.7814 | 0.62077 | 648.7069 | 0.0038899 | 648.7069 | 0.0010223 | 643.14 | -0.0080593 | 648.7069 | 0.010435 | 554.6755 | 0.00023974 | 648.7069 | 0.60489 | 648.7069 | 6.8073 | 648.3439 | 9.9213 | 829.8316 | 0.058723 | 648.3439 | 0.0055179 | 829.1652 | 5.9997 | 829.8316 | 0.25133 | 641.536 | 1.2713
|  | 648.9383 | 0.034328 | 648.5756 | 0.016499 | 552.8975 | 0 | 648.9383 | -0.014242 | 648.5756 | 0.016082 | 641.2766 | 0.0038706 | 648.5756 | -0.010826 | 648.9383 | 0 | 648.9383 | -0.0029969 | 552.8975 | 0.60732 | 648.9383 | 0 | 648.9383 | 0.0046998 | 643.37 | -0.0007141 | 648.9383 | 0.0031076 | 554.7938 | 0.00049763 | 648.9383 | 0.56114 | 648.9383 | 6.5366 | 648.5756 | 10.0954 | 829.9982 | 0.056752 | 648.5756 | -0.009639 | 829.3319 | 6.0587 | 829.9982 | 0.25087 | 641.7622 | 1.2641
|  | 649.1696 | 0.077381 | 648.8073 | 0.020721 | 553.0135 | 0.011997 | 649.1696 | 0.051168 | 648.8073 | -0.030598 | 641.5061 | 0.0089245 | 648.8073 | 0.017683 | 649.1696 | 0.028625 | 649.1696 | 0.019111 | 553.0135 | 0.59528 | 649.1696 | 0.0040386 | 649.1696 | 0.0023496 | 643.61 | 0.0034176 | 649.1696 | 0.0073203 | 554.9121 | 0.00026251 | 649.1696 | 0.56173 | 649.1696 | 6.2839 | 648.8073 | 10.2949 | 830.1648 | 0.060741 | 648.8073 | 0.0051963 | 829.4986 | 6.0874 | 830.1648 | 0.25216 | 641.9883 | 1.2604
|  | 649.401 | 0.0491 | 649.039 | 0.014376 | 553.1295 | 0 | 649.401 | 0.029167 | 649.039 | 0.0097829 | 641.7355 | 0.0007211 | 649.039 | -0.011766 | 649.401 | 0 | 649.401 | 0.0053713 | 553.1295 | 0.58673 | 649.401 | 0 | 649.401 | 0.0051984 | 643.84 | -0.0042337 | 649.401 | 0 | 555.0303 | 0.00049319 | 649.401 | 0.51207 | 649.401 | 5.9892 | 649.039 | 10.3753 | 830.3314 | 0.056608 | 649.039 | -0.0011341 | 829.6654 | 6.0084 | 830.3314 | 0.25414 | 642.2144 | 1.248
|  | 649.6323 | 0.064126 | 649.2707 | 0.018173 | 553.2455 | 0.010508 | 649.6323 | 0.065194 | 649.2707 | -0.021021 | 641.965 | 0.010038 | 649.2707 | 0.021388 | 649.6323 | 0.02032 | 649.6323 | 0.025477 | 553.2455 | 0.61306 | 649.6323 | 0.0046378 | 649.6323 | 0.0028209 | 644.07 | -0.0054579 | 649.6323 | 0.008182 | 555.1486 | 0.00023281 | 649.6323 | 0.51127 | 649.6323 | 5.7654 | 649.2707 | 10.6136 | 830.4979 | 0.048247 | 649.2707 | 0.0079215 | 829.8321 | 6.1047 | 830.4979 | 0.25725 | 642.4406 | 1.2411
|  | 649.8637 | 0.049949 | 649.5025 | 0.020697 | 553.3615 | 0 | 649.8637 | -0.0070568 | 649.5025 | 0.014882 | 642.1945 | 0.0040451 | 649.5025 | -0.0091177 | 649.8637 | 0 | 649.8637 | 0.017006 | 553.3615 | 0.59825 | 649.8637 | 0 | 649.8637 | 0.0068907 | 644.3 | -0.0017853 | 649.8637 | 0.001377 | 555.2669 | 0.00046366 | 649.8637 | 0.48129 | 649.8637 | 5.5012 | 649.5024 | 10.7389 | 830.6645 | 0.060501 | 649.5025 | -0.0068608 | 829.9989 | 6.0353 | 830.6645 | 0.25876 | 642.6667 | 1.2216
|  | 650.0952 | 0.086132 | 649.7342 | 0.020662 | 553.4776 | 0.016725 | 650.0952 | 0.045452 | 649.7342 | -0.025083 | 642.424 | 0.008828 | 649.7342 | 0.023494 | 650.0951 | 0.024357 | 650.0951 | 0.015495 | 553.4776 | 0.61334 | 650.0951 | 0.0074775 | 650.0952 | 0.0027963 | 644.53 | 0.0047948 | 650.0951 | 0.0096654 | 555.3851 | 0.00023601 | 650.0951 | 0.48571 | 650.0951 | 5.381 | 649.7342 | 11.1326 | 830.8311 | 0.06497 | 649.7342 | 0.00010197 | 830.1656 | 6.1465 | 830.8311 | 0.25886 | 642.8929 | 1.2485
|  | 650.3265 | 0.073701 | 649.9659 | 0.017097 | 553.5936 | 0 | 650.3265 | 0.0061016 | 649.9659 | 0.039176 | 642.6535 | 0.0068697 | 649.9659 | -0.010087 | 650.3265 | 0 | 650.3265 | 0.013603 | 553.5936 | 0.58409 | 650.3265 | 0 | 650.3265 | 0.0057203 | 644.76 | 0.0037236 | 650.3265 | 0.00060935 | 555.5034 | 0.00044837 | 650.3265 | 0.4444 | 650.3265 | 5.1505 | 649.9659 | 11.2574 | 830.9977 | 0.045027 | 649.9659 | -0.0024871 | 830.3324 | 6.1005 | 830.9977 | 0.25876 | 643.1191 | 1.2117
|  | 650.5579 | 0.04915 | 650.1977 | 0.023506 | 553.7097 | 0.0028849 | 650.5579 | 0.04788 | 650.1977 | -0.025246 | 642.883 | 0.00853 | 650.1977 | 0.023228 | 650.5579 | 0.023349 | 650.5579 | 0.027952 | 553.7097 | 0.58677 | 650.5579 | 0.0054597 | 650.5579 | 0.0034741 | 645 | 0.010916 | 650.5579 | 0.0088164 | 555.6217 | 0.00021734 | 650.5579 | 0.45064 | 650.5579 | 4.96 | 650.1977 | 11.5073 | 831.1642 | 0.050601 | 650.1977 | 0.0048019 | 830.4992 | 6.0732 | 831.1642 | 0.25902 | 643.3453 | 1.2043
|  | 650.7894 | 0.047388 | 650.4295 | 0.022604 | 553.8257 | 0 | 650.7894 | 0.02001 | 650.4295 | 0.0075009 | 643.1125 | -0.00051643 | 650.4295 | -0.0044919 | 650.7894 | 0 | 650.7894 | 0.019378 | 553.8257 | 0.57793 | 650.7894 | 0 | 650.7894 | 0.0063033 | 645.23 | 0.0044887 | 650.7894 | 0 | 555.74 | 0.00044677 | 650.7894 | 0.42245 | 650.7894 | 4.7284 | 650.4295 | 11.6098 | 831.3308 | 0.039357 | 650.4295 | -0.0083968 | 830.6659 | 6.1656 | 831.3308 | 0.26031 | 643.5715 | 1.1888
|  | 651.0208 | 0.085742 | 650.6613 | 0.025032 | 553.9418 | 0.0060736 | 651.0208 | 0.03837 | 650.6613 | -0.038687 | 643.3421 | 0.011054 | 650.6613 | 0.023615 | 651.0208 | 0.029303 | 651.0208 | 0.0081992 | 553.9418 | 0.58518 | 651.0208 | 0.0072949 | 651.0208 | 0.0023571 | 645.46 | 0.0031115 | 651.0208 | 0.01087 | 555.8583 | 0.00023512 | 651.0208 | 0.42614 | 651.0208 | 4.5936 | 650.6613 | 11.9122 | 831.4974 | 0.042769 | 650.6613 | -7.7864e-06 | 830.8327 | 6.1567 | 831.4974 | 0.26198 | 643.7978 | 1.1653
|  | 651.2523 | 0.048792 | 650.893 | 0.019357 | 554.0579 | 0 | 651.2523 | 0.008607 | 650.893 | 0.021312 | 643.5716 | 0.0015601 | 650.893 | -0.0094577 | 651.2522 | 0 | 651.2522 | 0.0051543 | 554.0579 | 0.56844 | 651.2522 | 8.1859e-05 | 651.2523 | 0.0040002 | 645.69 | -0.00010202 | 651.2522 | 0.0016311 | 555.9765 | 0.00044926 | 651.2522 | 0.39251 | 651.2523 | 4.3858 | 650.8931 | 12.0645 | 831.664 | 0.050505 | 650.893 | -0.01087 | 830.9995 | 6.1487 | 831.664 | 0.26426 | 644.024 | 1.1872
|  | 651.4837 | 0.079764 | 651.1249 | 0.017974 | 554.1739 | 0.0053144 | 651.4837 | 0.075571 | 651.1249 | -0.04179 | 643.8011 | 0.0088055 | 651.1249 | 0.022574 | 651.4837 | 0.01753 | 651.4837 | 0.028321 | 554.1739 | 0.55955 | 651.4837 | 0.002879 | 651.4837 | 0.0021199 | 645.92 | -0.0030095 | 651.4837 | 0.0058736 | 556.0948 | 0.00021822 | 651.4837 | 0.39663 | 651.4837 | 4.2561 | 651.1249 | 12.3966 | 831.8306 | 0.047718 | 651.1249 | 0.0052019 | 831.1662 | 6.1731 | 831.8306 | 0.26551 | 644.2502 | 1.1788
|  | 651.7151 | 0.074647 | 651.3567 | 0.013119 | 554.29 | 0 | 651.7151 | 0.0013903 | 651.3567 | 0.016666 | 644.0308 | 0.0015382 | 651.3567 | -0.0084846 | 651.7152 | 0 | 651.7152 | 0.011139 | 554.29 | 0.58005 | 651.7152 | 0.0011981 | 651.7151 | 0.0060318 | 646.16 | -0.0085181 | 651.7152 | 0.0017056 | 556.2131 | 0.0004521 | 651.7152 | 0.36654 | 651.7151 | 4.0897 | 651.3567 | 12.5879 | 831.9972 | 0.051611 | 651.3567 | -0.0094721 | 831.333 | 6.145 | 831.9972 | 0.26727 | 644.4765 | 1.1911
|  | 651.9467 | 0.090175 | 651.5885 | 0.023342 | 554.4061 | 0.0034924 | 651.9467 | 0.06065 | 651.5885 | -0.0057517 | 644.2603 | 0.010321 | 651.5885 | 0.020844 | 651.9467 | 0.016147 | 651.9467 | 0.01993 | 554.4061 | 0.56609 | 651.9467 | 0.0060569 | 651.9467 | 0.001236 | 646.39 | -0.00086717 | 651.9467 | 0.0086991 | 556.3314 | 0.00023761 | 651.9467 | 0.36589 | 651.9467 | 3.9508 | 651.5885 | 12.7792 | 832.1638 | 0.050265 | 651.5885 | 0.0032368 | 831.4998 | 6.1945 | 832.1638 | 0.26795 | 644.7028 | 1.1952
|  | 652.1782 | 0.070066 | 651.8203 | 0.011876 | 554.5222 | 0 | 652.1782 | 0.010098 | 651.8203 | 0.035259 | 644.4899 | 0.0028105 | 651.8203 | -0.0099469 | 652.1781 | 0 | 652.1781 | 0.0048854 | 554.5222 | 0.55833 | 652.1781 | 0 | 652.1782 | 0.0049183 | 646.62 | -0.011273 | 652.1781 | 0 | 556.4497 | 0.00045548 | 652.1781 | 0.33713 | 652.1782 | 3.7727 | 651.8203 | 12.9776 | 832.3304 | 0.039789 | 651.8203 | -0.0019721 | 831.6666 | 6.2122 | 832.3304 | 0.26961 | 644.929 | 1.1831
|  | 652.4097 | 0.087713 | 652.0522 | 0.023317 | 554.6383 | 0.014011 | 652.4097 | 0.026657 | 652.0522 | -0.022367 | 644.7195 | 0.01034 | 652.0522 | 0.021425 | 652.4096 | 0.019381 | 652.4096 | 0.016926 | 554.6383 | 0.56101 | 652.4096 | 0.0058913 | 652.4097 | 0.0024169 | 646.85 | -0.010661 | 652.4096 | 0.0071076 | 556.568 | 0.00022072 | 652.4096 | 0.34698 | 652.4097 | 3.6636 | 652.0522 | 13.2591 | 832.497 | 0.046325 | 652.0522 | 0.00017494 | 831.8334 | 6.2427 | 832.497 | 0.26987 | 645.1553 | 1.1839
|  | 652.6412 | 0.057211 | 652.284 | 0.022677 | 554.7544 | 0 | 652.6412 | 0.039514 | 652.284 | 0.032195 | 644.9491 | 0.0016599 | 652.284 | -0.011105 | 652.6412 | 0 | 652.6412 | -0.017385 | 554.7544 | 0.5335 | 652.6412 | 0.00066956 | 652.6412 | 0.0054996 | 647.08 | -0.011579 | 652.6412 | 0.00057414 | 556.6863 | 0.00043147 | 652.6412 | 0.3173 | 652.6412 | 3.5363 | 652.284 | 13.624 | 832.6636 | 0.03902 | 652.284 | 0.0057392 | 832.0002 | 6.2403 | 832.6636 | 0.2722 | 645.3816 | 1.1667
|  | 652.8727 | 0.054793 | 652.5159 | 0.020321 | 554.8705 | 0.010946 | 652.8727 | 0.036251 | 652.5159 | -0.029288 | 645.1787 | 0.0062631 | 652.5159 | 0.020299 | 652.8727 | 0.027608 | 652.8727 | 0.031742 | 554.8705 | 0.53712 | 652.8727 | 0.0071166 | 652.8727 | 0.0022274 | 647.31 | 0.0051009 | 652.8727 | 0.0047451 | 556.8047 | 0.000212 | 652.8727 | 0.32497 | 652.8727 | 3.4069 | 652.5159 | 13.8497 | 832.8303 | 0.036233 | 652.5159 | 0.0046218 | 832.167 | 6.2499 | 832.8303 | 0.27376 | 645.6078 | 1.1661
|  | 653.1042 | 0.064689 | 652.7478 | 0.016535 | 554.9866 | 0 | 653.1042 | 0.013549 | 652.7478 | 0.0080004 | 645.4083 | 0.0028945 | 652.7478 | -0.0078593 | 653.1042 | 0 | 653.1042 | -0.009055 | 554.9866 | 0.54535 | 653.1042 | 0.0012589 | 653.1042 | 0.0069586 | 647.55 | -0.010813 | 653.1042 | 0.0017535 | 556.923 | 0.00044837 | 653.1042 | 0.29951 | 653.1042 | 3.2278 | 652.7478 | 13.9456 | 832.9969 | 0.047574 | 652.7478 | -0.0035213 | 832.3338 | 6.2966 | 832.9969 | 0.27672 | 645.8342 | 1.1332
|  | 653.3358 | 0.080093 | 652.9797 | 0.028493 | 555.1027 | 0.0031887 | 653.3358 | 0.05177 | 652.9797 | -0.039719 | 645.6379 | 0.010059 | 652.9797 | 0.021649 | 653.3357 | 0.018222 | 653.3357 | -0.001422 | 555.1027 | 0.52725 | 653.3357 | 0.005908 | 653.3358 | 0.0013723 | 647.78 | 0.014436 | 653.3357 | 0.0084839 | 557.0413 | 0.0002369 | 653.3357 | 0.30378 | 653.3357 | 3.1551 | 652.9796 | 14.2885 | 833.1635 | 0.057041 | 652.9797 | 0.0044399 | 832.5006 | 6.3324 | 833.1635 | 0.27698 | 646.0605 | 1.1392
|  | 653.5673 | 0.066504 | 653.2115 | 0.012086 | 555.2188 | 0 | 653.5673 | 0.025558 | 653.2115 | 0.021562 | 645.8676 | 0.0037297 | 653.2115 | -0.011654 | 653.5673 | 0 | 653.5673 | 0.0061354 | 555.2188 | 0.54432 | 653.5673 | 0 | 653.5673 | 0.0051245 | 648.01 | -0.002989 | 653.5673 | 0.0011978 | 557.1596 | 0.00045637 | 653.5673 | 0.27645 | 653.5673 | 3.003 | 653.2115 | 14.3345 | 833.3302 | 0.043105 | 653.2115 | -0.0036572 | 832.6674 | 6.3247 | 833.3302 | 0.27823 | 646.2868 | 1.1268
|  | 653.7989 | 0.10273 | 653.4435 | 0.022629 | 555.335 | 0.013047 | 653.7989 | 0.048452 | 653.4435 | -0.032616 | 646.0972 | 0.013307 | 653.4435 | 0.022755 | 653.7989 | 0.01275 | 653.7989 | 0.016734 | 555.335 | 0.5327 | 653.7989 | 0.0059445 | 653.7989 | 0.00026101 | 648.24 | 0.0011329 | 653.7989 | 0.0051717 | 557.2779 | 0.00022072 | 653.7989 | 0.28893 | 653.7989 | 2.9238 | 653.4435 | 14.59 | 833.4968 | 0.043441 | 653.4435 | 0.010107 | 832.8342 | 6.4345 | 833.4968 | 0.27719 | 646.5131 | 1.1084
|  | 654.0305 | 0.030376 | 653.6754 | 0.0088255 | 555.4511 | 0 | 654.0305 | 0.043814 | 653.6754 | 0.019885 | 646.3269 | 0.0010968 | 653.6754 | -0.013417 | 654.0304 | 0 | 654.0304 | -0.0052359 | 555.4511 | 0.51456 | 654.0304 | 0 | 654.0305 | 0.0044524 | 648.47 | -0.0067189 | 654.0304 | 0 | 557.3963 | 0.00044712 | 654.0304 | 0.26019 | 654.0305 | 2.8379 | 653.6754 | 14.9909 | 833.6634 | 0.03902 | 653.6754 | -0.0077135 | 833.001 | 6.4112 | 833.6634 | 0.27791 | 646.7395 | 1.103
|  | 654.262 | 0.067972 | 653.9073 | 0.018866 | 555.5672 | 0.015762 | 654.262 | 0.075988 | 653.9073 | -0.025261 | 646.5566 | 0.010459 | 653.9073 | 0.027291 | 654.262 | 0.0228 | 654.262 | 0.041459 | 555.5672 | 0.52325 | 654.262 | 0.0060164 | 654.262 | 8.5725e-05 | 648.71 | 0.0011209 | 654.262 | 0.0071068 | 557.5146 | 0.00022765 | 654.262 | 0.27112 | 654.262 | 2.763 | 653.9073 | 15.3101 | 833.8301 | 0.049256 | 653.9073 | -0.0024893 | 833.1679 | 6.3941 | 833.8301 | 0.27703 | 646.9658 | 1.1131
|  | 654.4936 | 0.018041 | 654.1392 | 0.013856 | 555.6834 | 0 | 654.4936 | 0.026519 | 654.1392 | 0.030586 | 646.7863 | 0.002421 | 654.1392 | -0.013983 | 654.4936 | 0 | 654.4936 | -0.0061165 | 555.6834 | 0.51653 | 654.4936 | 0 | 654.4936 | 0.0045357 | 648.94 | 0.00066567 | 654.4936 | 0 | 557.6329 | 0.00044517 | 654.4936 | 0.24359 | 654.4936 | 2.6174 | 654.1392 | 15.334 | 833.9967 | 0.035224 | 654.1392 | -0.0020563 | 833.3347 | 6.3532 | 833.9967 | 0.27895 | 647.1922 | 1.087
|  | 654.7252 | 0.055806 | 654.3712 | 0.0060485 | 555.7995 | 0.016813 | 654.7252 | 0.017904 | 654.3712 | -0.041532 | 647.0159 | 0.006339 | 654.3712 | 0.018646 | 654.7252 | 0.019088 | 654.7252 | 0.020615 | 555.7995 | 0.50684 | 654.7252 | 0.0036025 | 654.7252 | 0.0015108 | 649.17 | 0.00081961 | 654.7252 | 0.0065614 | 557.7513 | 0.00021947 | 654.7252 | 0.2541 | 654.7252 | 2.5042 | 654.3712 | 15.415 | 834.1633 | 0.037194 | 654.3712 | 0.0077637 | 833.5015 | 6.4101 | 834.1633 | 0.27968 | 647.4186 | 1.0774
|  | 654.9568 | 0.029511 | 654.6032 | 0.019465 | 555.9157 | 0 | 654.9568 | -0.0049873 | 654.6032 | 0.01477 | 647.2456 | 0.0014493 | 654.6032 | -0.014923 | 654.9568 | 0 | 654.9568 | 0.00010735 | 555.9157 | 0.47915 | 654.9568 | 0 | 654.9568 | 0.0059171 | 649.4 | -0.00055917 | 654.9568 | 0.00072625 | 557.8696 | 0.00041653 | 654.9568 | 0.22757 | 654.9569 | 2.4415 | 654.6032 | 15.9708 | 834.33 | 0.037579 | 654.6032 | -0.00051161 | 833.6684 | 6.4313 | 834.33 | 0.28202 | 647.645 | 1.092
|  | 655.1885 | 0.080346 | 654.8351 | 0.020592 | 556.0318 | 0.0071365 | 655.1885 | 0.031179 | 654.8351 | -0.048307 | 647.4753 | 0.010441 | 654.8351 | 0.019434 | 655.1885 | 0.027087 | 655.1885 | 0.01213 | 556.0318 | 0.48747 | 655.1885 | 0.0035051 | 655.1885 | 0.0001639 | 649.63 | 0.011978 | 655.1885 | 0.0084883 | 557.9879 | 0.00019831 | 655.1885 | 0.23951 | 655.1885 | 2.3753 | 654.8351 | 16.1953 | 834.4966 | 0.035849 | 654.8351 | 0.0039911 | 833.8352 | 6.4678 | 834.4966 | 0.28269 | 647.8713 | 1.0958
|  | 655.4201 | 0.0057643 | 655.0671 | 0.0058021 | 556.148 | 0 | 655.4201 | 0.010927 | 655.0671 | 0.0056297 | 647.7051 | -0.0037973 | 655.0671 | -0.014581 | 655.4201 | 0 | 655.4201 | -0.014644 | 556.148 | 0.48489 | 655.4201 | 0 | 655.4201 | 0.0060385 | 649.87 | -0.011661 | 655.4201 | 0 | 558.1063 | 0.00040906 | 655.4201 | 0.21431 | 655.4201 | 2.2759 | 655.0671 | 16.5625 | 834.6633 | 0.025421 | 655.0671 | 0.0040025 | 834.002 | 6.4622 | 834.6633 | 0.28477 | 648.0977 | 1.0864
|  | 655.6517 | 0.10365 | 655.2991 | 0.020095 | 556.2642 | 0.011121 | 655.6517 | 0.058319 | 655.2991 | -0.056515 | 647.9348 | 0.0064179 | 655.2991 | 0.018781 | 655.6518 | 0.032081 | 655.6518 | 0.026599 | 556.2642 | 0.47854 | 655.6518 | 0.0056175 | 655.6517 | 7.4133e-05 | 650.1 | -0.0016287 | 655.6518 | 0.0079295 | 558.2246 | 0.00021253 | 655.6518 | 0.2287 | 655.6517 | 2.2121 | 655.2991 | 16.758 | 834.83 | 0.032629 | 655.2991 | 0.0055907 | 834.1689 | 6.5511 | 834.83 | 0.28534 | 648.3242 | 1.0644
|  | 655.8834 | 0.0092806 | 655.5311 | 0.0047426 | 556.3803 | 0 | 655.8834 | -0.0047569 | 655.5311 | 0.018358 | 648.1646 | -0.00094135 | 655.5311 | -0.017015 | 655.8834 | 0 | 655.8834 | 0.010374 | 556.3803 | 0.47878 | 655.8834 | 0 | 655.8834 | 0.0047544 | 650.33 | -0.0030761 | 655.8834 | 0 | 558.343 | 0.00044019 | 655.8834 | 0.19739 | 655.8834 | 2.1008 | 655.5311 | 16.9955 | 834.9966 | 0.033878 | 655.5311 | -0.0090032 | 834.3357 | 6.4383 | 834.9966 | 0.28736 | 648.5505 | 1.0627
|  | 656.1151 | 0.049958 | 655.7631 | 0.023364 | 556.4965 | 0.017163 | 656.1151 | 0.026687 | 655.7631 | -0.018904 | 648.3943 | 0.0035001 | 655.7631 | 0.019162 | 656.1151 | 0.023028 | 656.1151 | 0.016805 | 556.4965 | 0.47666 | 656.1151 | 0.0050318 | 656.1151 | 0.0014637 | 650.56 | 0.0070956 | 656.1151 | 0.0067792 | 558.4613 | 0.00023032 | 656.1151 | 0.20946 | 656.115 | 2.0392 | 655.7631 | 17.1759 | 835.1633 | 0.041135 | 655.7631 | 0.010268 | 834.5026 | 6.5912 | 835.1633 | 0.28804 | 648.777 | 1.069
|  | 656.3467 | 0.014862 | 655.9951 | 0.010705 | 556.6127 | 0 | 656.3467 | -0.021305 | 655.9951 | 0.020229 | 648.624 | 0.0037841 | 655.9951 | -0.013155 | 656.3468 | 0 | 656.3468 | -0.003427 | 556.6127 | 0.47196 | 656.3468 | 0 | 656.3467 | 0.0047145 | 650.79 | 0.009008 | 656.3468 | 0.0015361 | 558.5797 | 0.00044926 | 656.3468 | 0.18849 | 656.3467 | 1.9538 | 655.9951 | 17.4799 | 835.33 | 0.034695 | 655.9951 | -0.00583 | 834.6694 | 6.5749 | 835.33 | 0.28996 | 649.0034 | 1.0382
|  | 656.5784 | 0.054898 | 656.2272 | 0.0098363 | 556.7289 | 0.0077439 | 656.5784 | 0.011179 | 656.2272 | -0.025069 | 648.8538 | 0.0059764 | 656.2272 | 0.018526 | 656.5785 | 0.017574 | 656.5785 | -0.0038467 | 556.7289 | 0.49335 | 656.5785 | 0.0058032 | 656.5784 | 0.00059338 | 651.03 | 0.0072156 | 656.5785 | 0.0072389 | 558.698 | 0.00022196 | 656.5785 | 0.20377 | 656.5784 | 1.9011 | 656.2272 | 17.7 | 835.4966 | 0.030755 | 656.2272 | 0.00062955 | 834.8363 | 6.6049 | 835.4966 | 0.2896 | 649.2299 | 1.0238
|  | 656.8102 | 0.024813 | 656.4592 | 0.0022127 | 556.8451 | 0 | 656.8102 | 0.0056053 | 656.4592 | -0.012534 | 649.0836 | 0.00016265 | 656.4592 | -0.01128 | 656.8102 | 0 | 656.8102 | 0.0025683 | 556.8451 | 0.47995 | 656.8102 | 0 | 656.8102 | 0.0048342 | 651.26 | 0.00070347 | 656.8102 | 0 | 558.8164 | 0.00046544 | 656.8102 | 0.17436 | 656.8102 | 1.8033 | 656.4592 | 17.9776 | 835.6633 | 0.030851 | 656.4592 | -0.0068834 | 835.0032 | 6.6435 | 835.6633 | 0.29037 | 649.4563 | 1.0215
|  | 657.0419 | 0.04743 | 656.6913 | 0.014534 | 556.9613 | 0.014886 | 657.0419 | 0.011462 | 656.6913 | -0.023533 | 649.3134 | 0.0067777 | 656.6913 | 0.021719 | 657.0419 | 0.016733 | 657.0419 | 0.020352 | 556.9613 | 0.47186 | 657.0419 | 0.0059797 | 657.0419 | 0.0013163 | 651.49 | -0.0024858 | 657.0419 | 0.0088443 | 558.9348 | 0.00024757 | 657.0419 | 0.18749 | 657.0419 | 1.7765 | 656.6913 | 18.2589 | 835.83 | 0.034455 | 656.6913 | 0.001768 | 835.17 | 6.6348 | 835.83 | 0.28949 | 649.6828 | 1.0258
|  | 657.2736 | 0.015774 | 656.9233 | 0.010293 | 557.0775 | 0 | 657.2736 | 0.0046722 | 656.9233 | -0.0083253 | 649.5432 | 0.0022658 | 656.9233 | -0.013106 | 657.2736 | 0 | 657.2736 | -0.021335 | 557.0775 | 0.47356 | 657.2736 | 0 | 657.2736 | 0.0046416 | 651.72 | -0.014179 | 657.2736 | 0.0006337 | 559.0531 | 0.00047611 | 657.2736 | 0.16772 | 657.2736 | 1.7025 | 656.9233 | 18.6305 | 835.9967 | 0.038876 | 656.9233 | -0.0056873 | 835.3369 | 6.5897 | 835.9967 | 0.29204 | 649.9092 | 1.0314
|  | 657.5053 | 0.069451 | 657.1554 | 0.014434 | 557.1937 | 0.01366 | 657.5053 | 0.036837 | 657.1554 | -0.043459 | 649.7729 | 0.0078081 | 657.1554 | 0.01697 | 657.5053 | 0.01042 | 657.5053 | 0.01375 | 557.1937 | 0.45705 | 657.5053 | 0.0050494 | 657.5053 | 0.00092302 | 651.95 | 0.010077 | 657.5053 | 0.0061191 | 559.1715 | 0.00023032 | 657.5053 | 0.17558 | 657.5053 | 1.6617 | 657.1554 | 18.9423 | 836.1634 | 0.038203 | 657.1554 | 0.0088007 | 835.5038 | 6.7403 | 836.1634 | 0.29266 | 650.1357 | 1.0248
|  | 657.7371 | 0.011913 | 657.3875 | -0.0060645 | 557.3099 | 0 | 657.7371 | -0.026251 | 657.3875 | 0.011065 | 650.0028 | -0.0031991 | 657.3875 | -0.01694 | 657.7371 | 0 | 657.7371 | 0.0044168 | 557.3099 | 0.45325 | 657.7371 | 0 | 657.7371 | 0.0038709 | 652.19 | -0.014182 | 657.7371 | 0 | 559.2899 | 0.00046331 | 657.7371 | 0.14818 | 657.7371 | 1.5547 | 657.3875 | 19.0486 | 836.33 | 0.037002 | 657.3875 | -0.0024385 | 835.6707 | 6.6509 | 836.33 | 0.29525 | 650.3622 | 1.0185
|  | 657.9688 | 0.027922 | 657.6196 | 0.0072631 | 557.4262 | 0.016375 | 657.9688 | -0.017523 | 657.6196 | -0.022752 | 650.2326 | 0.0068111 | 657.6196 | 0.017105 | 657.9688 | 0.0111 | 657.9688 | -0.010129 | 557.4262 | 0.45226 | 657.9688 | 0.0021774 | 657.9688 | 0.0007663 | 652.42 | 0.0046691 | 657.9688 | 0.0050661 | 559.4083 | 0.00023814 | 657.9688 | 0.16048 | 657.9688 | 1.5404 | 657.6196 | 19.3023 | 836.4967 | 0.030755 | 657.6196 | 0.001666 | 835.8375 | 6.6895 | 836.4967 | 0.29505 | 650.5887 | 1.0308
|  | 658.2006 | 0.011386 | 657.8517 | 0.0005711 | 557.5424 | 0 | 658.2006 | 0.00034581 | 657.8517 | 0.00032355 | 650.4625 | -0.00095339 | 657.8517 | -0.012316 | 658.2006 | 0 | 658.2006 | 0.0031882 | 557.5424 | 0.45983 | 658.2006 | 0 | 658.2006 | 0.0043644 | 652.65 | -0.0053376 | 658.2006 | 0 | 559.5266 | 0.00047451 | 658.2006 | 0.14159 | 658.2006 | 1.4601 | 657.8517 | 19.4211 | 836.6634 | 0.031332 | 657.8517 | -0.0051779 | 836.0044 | 6.675 | 836.6634 | 0.29738 | 650.8152 | 1.0024
|  | 658.4324 | 0.042702 | 658.0838 | 0.0080582 | 557.6586 | 0.012609 | 658.4324 | 0.025209 | 658.0838 | -0.021581 | 650.6923 | 0.0067306 | 658.0838 | 0.013308 | 658.4324 | 0.016537 | 658.4324 | 0.022135 | 557.6586 | 0.45075 | 658.4324 | 0.0039428 | 658.4324 | 0.00044878 | 652.88 | -0.0040336 | 658.4324 | 0.0068198 | 559.645 | 0.0002401 | 658.4324 | 0.15364 | 658.4324 | 1.4288 | 658.0838 | 19.5075 | 836.8301 | 0.03186 | 658.0838 | -0.00080688 | 836.1713 | 6.7901 | 836.8301 | 0.29842 | 651.0417 | 1.0141
|  | 658.6641 | -0.016495 | 658.3159 | 0.0032643 | 557.7749 | 0 | 658.6641 | -0.00074258 | 658.3159 | 0.023747 | 650.9222 | -0.00092829 | 658.3159 | -0.011524 | 658.6641 | 0 | 658.6641 | 0.0052172 | 557.7749 | 0.44337 | 658.6641 | 0 | 658.6641 | 0.0034943 | 653.12 | 0.01032 | 658.6641 | 0 | 559.7634 | 0.0004505 | 658.6641 | 0.12763 | 658.6641 | 1.3494 | 658.316 | 19.4762 | 836.9968 | 0.032965 | 658.3159 | 0.0036566 | 836.3382 | 6.7543 | 836.9968 | 0.30154 | 651.2682 | 1.0156
|  | 658.8959 | 0.051721 | 658.5481 | 0.0057909 | 557.8911 | 0.0097198 | 658.8959 | -0.012454 | 658.5481 | -0.028491 | 651.152 | 0.0057896 | 658.5481 | 0.012993 | 658.8959 | 0.005784 | 658.8959 | 0.015872 | 557.8911 | 0.43237 | 658.8959 | 0.0025175 | 658.8959 | 0.00012617 | 653.35 | -0.010644 | 658.8959 | 0.0049643 | 559.8818 | 0.00021413 | 658.8959 | 0.14675 | 658.8959 | 1.3456 | 658.5481 | 19.9923 | 837.1635 | 0.033975 | 658.5481 | 0.0019753 | 836.5051 | 6.8465 | 837.1635 | 0.30242 | 651.4948 | 0.97191
|  | 659.1277 | 0.032988 | 658.7802 | 0.0013091 | 558.0074 | 0 | 659.1277 | 0.016306 | 658.7802 | -0.012965 | 651.3819 | -0.0023412 | 658.7802 | -0.01357 | 659.1278 | 0 | 659.1278 | -0.00072113 | 558.0074 | 0.42978 | 659.1278 | 0 | 659.1277 | 0.0045135 | 653.58 | -0.0036439 | 659.1278 | 0 | 560.0002 | 0.00044303 | 659.1278 | 0.12674 | 659.1277 | 1.2764 | 658.7802 | 20.2128 | 837.3302 | 0.031235 | 658.7802 | -0.00010746 | 836.672 | 6.7866 | 837.3302 | 0.30444 | 651.7214 | 0.97407
|  | 659.3596 | 0.035658 | 659.0124 | 0.011714 | 558.1236 | 0.0083512 | 659.3596 | 0.023938 | 659.0124 | -0.035337 | 651.6118 | 0.004724 | 659.0124 | 0.01827 | 659.3596 | 0.022025 | 659.3596 | 0.015823 | 558.1236 | 0.42677 | 659.3596 | 0.0049013 | 659.3596 | 0 | 653.81 | 0.0011772 | 659.3596 | 0.0072602 | 560.1186 | 0.0002289 | 659.3596 | 0.13887 | 659.3596 | 1.2464 | 659.0124 | 20.4702 | 837.4969 | 0.030322 | 659.0124 | 0.011711 | 836.8389 | 6.8131 | 837.4969 | 0.30476 | 651.9479 | 0.9976
|  | 659.5914 | 0.046124 | 659.2446 | -0.00096389 | 558.2399 | 0 | 659.5914 | -0.0064511 | 659.2446 | 0.028038 | 651.8417 | 0.0010862 | 659.2446 | -0.018765 | 659.5914 | 0 | 659.5914 | -0.018175 | 558.2399 | 0.42551 | 659.5914 | 0 | 659.5914 | 0.0045787 | 654.04 | 0.006699 | 659.5914 | 0 | 560.237 | 0.00045957 | 659.5914 | 0.11759 | 659.5914 | 1.1656 | 659.2446 | 20.4557 | 837.6637 | 0.029986 | 659.2446 | -0.0057384 | 837.0058 | 6.8721 | 837.6637 | 0.30709 | 652.1744 | 0.98672
|  | 659.8232 | 0.04416 | 659.4767 | 0.013276 | 558.3561 | 0.0083512 | 659.8232 | 0.027234 | 659.4767 | -0.042915 | 652.0716 | 0.0016208 | 659.4767 | 0.014776 | 659.8232 | 0.012777 | 659.8232 | 0.0061796 | 558.3561 | 0.42113 | 659.8232 | 0.0041793 | 659.8232 | 0.00088906 | 654.28 | -0.0051466 | 659.8232 | 0.0039003 | 560.3554 | 0.00023156 | 659.8232 | 0.1277 | 659.8232 | 1.1624 | 659.4767 | 20.7996 | 837.8304 | 0.023979 | 659.4767 | 0.0079009 | 837.1727 | 6.9005 | 837.8304 | 0.30771 | 652.4011 | 0.99327
|  | 660.0551 | 0.014191 | 659.7089 | 0.0024027 | 558.4724 | 0 | 660.0551 | -0.032 | 659.7089 | 0.017433 | 652.3015 | -0.0034434 | 659.7089 | -0.01103 | 660.0551 | 0 | 660.0551 | 0.0060297 | 558.4724 | 0.42268 | 660.0551 | 0 | 660.0551 | 0.0034941 | 654.51 | -0.0099686 | 660.0551 | 0 | 560.4738 | 0.00045868 | 660.0551 | 0.10872 | 660.0551 | 1.114 | 659.7089 | 21.1143 | 837.9971 | 0.035128 | 659.7089 | 0.0071258 | 837.3397 | 6.9092 | 837.9971 | 0.30974 | 652.6276 | 0.98305
|  | 660.2869 | 0.0531 | 659.9411 | 0.010789 | 558.5887 | 0.014011 | 660.2869 | 0.031469 | 659.9411 | -0.0049432 | 652.5314 | 0.0036282 | 659.9411 | 0.01613 | 660.2869 | 0.0067669 | 660.2869 | 0.029115 | 558.5887 | 0.42969 | 660.2869 | 0.0038638 | 660.2869 | 0.0010439 | 654.74 | -0.0017358 | 660.2869 | 0.0043692 | 560.5922 | 0.00022783 | 660.2869 | 0.12123 | 660.2869 | 1.0997 | 659.9411 | 21.3311 | 838.1638 | 0.024988 | 659.9411 | 0.0073599 | 837.5066 | 6.9497 | 838.1638 | 0.3101 | 652.8542 | 0.96765
|  | 660.5188 | 0.040745 | 660.1733 | 0.0097608 | 558.705 | 0 | 660.5188 | -0.021768 | 660.1733 | 0.0080247 | 652.7614 | -0.00073361 | 660.1733 | -0.011411 | 660.5188 | 0 | 660.5188 | 0.00035952 | 558.705 | 0.40881 | 660.5188 | 0 | 660.5188 | 0.0033483 | 654.97 | -0.0084578 | 660.5188 | 0 | 560.7106 | 0.0004521 | 660.5188 | 0.11055 | 660.5188 | 1.0265 | 660.1733 | 21.4061 | 838.3306 | 0.025853 | 660.1733 | 0.0018597 | 837.6735 | 6.9285 | 838.3306 | 0.31327 | 653.0808 | 0.9706
|  | 660.7507 | 0.044051 | 660.4056 | 0.0060395 | 558.8213 | 0.0089317 | 660.7507 | -0.00052113 | 660.4056 | -0.016294 | 652.9913 | -0.00012277 | 660.4056 | 0.014653 | 660.7507 | 0.012073 | 660.7507 | 0.016213 | 558.8213 | 0.41953 | 660.7507 | 0.0019843 | 660.7507 | 0.0010956 | 655.2 | 0.002975 | 660.7507 | 0.0033215 | 560.829 | 0.00022516 | 660.7507 | 0.11549 | 660.7507 | 1.0138 | 660.4056 | 21.4936 | 838.4973 | 0.037963 | 660.4056 | 0.00020993 | 837.8405 | 7.0032 | 838.4973 | 0.31452 | 653.3074 | 0.96889
|  | 660.9826 | 0.040752 | 660.6378 | 0.0096521 | 558.9376 | 0 | 660.9826 | -0.012897 | 660.6378 | 0.022793 | 653.2213 | -0.00022445 | 660.6378 | -0.010728 | 660.9826 | 0 | 660.9826 | -0.0058169 | 558.9376 | 0.40388 | 660.9826 | 0 | 660.9826 | 0.0040019 | 655.44 | 0.0064758 | 660.9826 | 0 | 560.9474 | 0.00043894 | 660.9826 | 0.096171 | 660.9826 | 0.97298 | 660.6378 | 21.7194 | 838.664 | 0.022393 | 660.6378 | -0.0035898 | 838.0074 | 6.9897 | 838.664 | 0.3182 | 653.5341 | 0.95565
|  | 661.2145 | 0.03697 | 660.87 | 0.0075667 | 559.0539 | 0.0062254 | 661.2145 | 0.019381 | 660.87 | -0.014899 | 653.4512 | 0.0033712 | 660.87 | 0.016543 | 661.2145 | 0.016718 | 661.2145 | 0.017066 | 559.0539 | 0.40195 | 661.2145 | 0.0039382 | 661.2145 | 0.00076298 | 655.67 | -0.0087848 | 661.2145 | 0.0051331 | 561.0659 | 0.0002152 | 661.2145 | 0.11189 | 661.2145 | 0.94704 | 660.87 | 21.8625 | 838.8308 | 0.029554 | 660.87 | 0.0039226 | 838.1743 | 7.0603 | 838.8308 | 0.31862 | 653.7607 | 0.95461
|  | 661.4464 | 0.028494 | 661.1023 | 0.00010831 | 559.1702 | 0 | 661.4464 | -0.0006002 | 661.1023 | 0.025292 | 653.6812 | 0.00020548 | 661.1023 | -0.014069 | 661.4464 | 0 | 661.4464 | -0.01264 | 559.1702 | 0.4028 | 661.4464 | 0 | 661.4464 | 0.0041658 | 655.9 | -0.0026593 | 661.4464 | 0 | 561.1843 | 0.00044392 | 661.4464 | 0.0932 | 661.4464 | 0.90975 | 661.1023 | 22.2589 | 838.9975 | 0.021096 | 661.1023 | -0.005524 | 838.3413 | 7.0302 | 838.9975 | 0.32189 | 653.9873 | 0.97335
|  | 661.6783 | 0.068078 | 661.3346 | 0.010929 | 559.2865 | 0.012872 | 661.6783 | -0.016219 | 661.3346 | -0.030315 | 653.9111 | 0.0068999 | 661.3346 | 0.014568 | 661.6783 | 0.011719 | 661.6783 | -0.012314 | 559.2865 | 0.38883 | 661.6783 | 0.0037429 | 661.6783 | 0 | 656.13 | -0.00088128 | 661.6783 | 0.0039152 | 561.3027 | 0.00023032 | 661.6783 | 0.10167 | 661.6783 | 0.88678 | 661.3346 | 22.0536 | 839.1642 | 0.02816 | 661.3346 | -0.001095 | 838.5082 | 7.1219 | 839.1642 | 0.32241 | 654.2139 | 0.94936
|  | 661.9103 | 0.030938 | 661.5668 | 0.0039579 | 559.4028 | 0 | 661.9103 | -0.012726 | 661.5668 | 0.0036406 | 654.1412 | 0.00049381 | 661.5668 | -0.011648 | 661.9103 | 0 | 661.9103 | -0.0098164 | 559.4028 | 0.39692 | 661.9103 | 0 | 661.9103 | 0.0039654 | 656.37 | 0.0026733 | 661.9103 | 0 | 561.4211 | 0.00044481 | 661.9103 | 0.086805 | 661.9103 | 0.84193 | 661.5668 | 22.1908 | 839.331 | 0.022634 | 661.5668 | -0.0068851 | 838.6752 | 7.0462 | 839.331 | 0.32594 | 654.4406 | 0.92865
|  | 662.1422 | 0.003855 | 661.7991 | 0.013353 | 559.5191 | 0.010771 | 662.1422 | -0.0024117 | 661.7991 | -0.029562 | 654.3712 | 0.0054832 | 661.7991 | 0.015888 | 662.1422 | 0.0091943 | 662.1422 | 0.016662 | 559.5191 | 0.39767 | 662.1422 | 0.0045702 | 662.1422 | 0.0011425 | 656.6 | 0.003996 | 662.1422 | 0.0054293 | 561.5396 | 0.00021734 | 662.1422 | 0.10072 | 662.1422 | 0.82356 | 661.7991 | 22.1493 | 839.4977 | 0.024988 | 661.7991 | 0.011837 | 838.8421 | 7.1347 | 839.4977 | 0.32698 | 654.6673 | 0.95513
|  | 662.3741 | 0.0057661 | 662.0314 | 0.012495 | 559.6355 | 0 | 662.3741 | -0.03512 | 662.0314 | 0.0044281 | 654.6011 | -0.0038561 | 662.0314 | -0.013747 | 662.3742 | 0 | 662.3742 | -0.0038711 | 559.6355 | 0.38479 | 662.3742 | 0 | 662.3741 | 0.0048332 | 656.83 | -0.0081874 | 662.3742 | 0.00046901 | 561.658 | 0.00044588 | 662.3742 | 0.080751 | 662.3741 | 0.78114 | 662.0314 | 22.1911 | 839.6645 | 0.022057 | 662.0314 | -0.0039944 | 839.0091 | 7.1197 | 839.6645 | 0.32983 | 654.8939 | 0.93724
|  | 662.6061 | 0.020372 | 662.2637 | 0.011317 | 559.7518 | 0.0077439 | 662.6061 | 0.0059368 | 662.2637 | -0.046876 | 654.8312 | 0.0076888 | 662.2637 | 0.015539 | 662.6061 | 0.016736 | 662.6061 | 0.013156 | 559.7518 | 0.39527 | 662.6061 | 0.0037663 | 662.6061 | 0.00037862 | 657.06 | -0.002207 | 662.6061 | 0.0040929 | 561.7764 | 0.00023032 | 662.6061 | 0.093321 | 662.6061 | 0.77843 | 662.2637 | 22.2924 | 839.8312 | 0.032629 | 662.2637 | 0.010131 | 839.176 | 7.2634 | 839.8312 | 0.32988 | 655.1206 | 0.93389
|  | 662.8381 | 0.029434 | 662.496 | 0.01126 | 559.8682 | 0 | 662.8381 | -0.037061 | 662.496 | 0.021409 | 655.0612 | -0.0039026 | 662.496 | -0.012672 | 662.8381 | 0 | 662.8381 | 0.014121 | 559.8682 | 0.37731 | 662.8381 | 0 | 662.8381 | 0.0028212 | 657.3 | 0.003658 | 662.8381 | 0.00083119 | 561.8949 | 0.00044854 | 662.8381 | 0.075119 | 662.8381 | 0.73223 | 662.496 | 22.3205 | 839.998 | 0.024508 | 662.496 | -0.0021305 | 839.343 | 7.2074 | 839.998 | 0.33175 | 655.3474 | 0.91338
|  | 663.0701 | 0.025496 | 662.7284 | 0.0027832 | 559.9845 | 0.0016702 | 663.0701 | 0.0060571 | 662.7284 | -0.036007 | 655.2913 | 0.0028501 | 662.7284 | 0.017093 | 663.0701 | 0.012188 | 663.0701 | 0.026908 | 559.9845 | 0.36885 | 663.0701 | 0.0028895 | 663.0701 | 9.7301e-06 | 657.53 | -0.00071808 | 663.0701 | 0.0044508 | 562.0133 | 0.00021983 | 663.0701 | 0.087997 | 663.0701 | 0.72358 | 662.7283 | 22.2687 | 840.1648 | 0.019606 | 662.7284 | -0.0028307 | 839.51 | 7.2713 | 840.1648 | 0.33222 | 655.574 | 0.92478
|  | 663.3021 | 0.0084508 | 662.9607 | 0.0051298 | 560.1009 | 0 | 663.3021 | -0.0070108 | 662.9607 | -0.008426 | 655.5213 | -0.0028355 | 662.9607 | -0.013625 | 663.3021 | 0 | 663.3021 | -0.0036977 | 560.1009 | 0.37491 | 663.3021 | 0 | 663.3021 | 0.0038029 | 657.76 | -0.01165 | 663.3021 | 0 | 562.1318 | 0.00045015 | 663.3021 | 0.075438 | 663.3021 | 0.68603 | 662.9607 | 22.2866 | 840.3315 | 0.02249 | 662.9607 | 0.00047567 | 839.6769 | 7.2331 | 840.3315 | 0.3343 | 655.8007 | 0.91495
|  | 663.5341 | 0.056381 | 663.193 | 0.012348 | 560.2172 | 0.014011 | 663.5341 | -0.0037617 | 663.193 | -0.031064 | 655.7513 | 0.0080267 | 663.193 | 0.015318 | 663.5341 | 0.018968 | 663.5341 | 0.0062564 | 560.2172 | 0.36509 | 663.5341 | 0.0056427 | 663.5341 | 0.00046071 | 657.99 | 0.0055814 | 663.5341 | 0.0054541 | 562.2502 | 0.00023316 | 663.5341 | 0.086188 | 663.5341 | 0.68441 | 663.193 | 22.3045 | 840.4983 | 0.025277 | 663.193 | 0.0041715 | 839.8439 | 7.2914 | 840.4983 | 0.33424 | 656.0275 | 0.91063
|  | 663.7661 | 0.04736 | 663.4254 | -0.004726 | 560.3336 | 0 | 663.7661 | -0.033317 | 663.4254 | 0.025299 | 655.9814 | -0.0045823 | 663.4254 | -0.011127 | 663.7661 | 0 | 663.7661 | -0.0026803 | 560.3336 | 0.35047 | 663.7661 | 0 | 663.7661 | 0.0032616 | 658.22 | -0.0010276 | 663.7661 | 0 | 562.3687 | 0.00046384 | 663.7661 | 0.067213 | 663.7661 | 0.64415 | 663.4254 | 22.1105 | 840.6651 | 0.025949 | 663.4254 | -0.0036528 | 840.0109 | 7.3298 | 840.6651 | 0.33513 | 656.2542 | 0.91849
|  | 663.9982 | 0.023095 | 663.6578 | 0.0096475 | 560.4499 | 0.0083512 | 663.9982 | -0.0069204 | 663.6578 | -0.031351 | 656.2115 | 0.0019556 | 663.6578 | 0.01505 | 663.9981 | 0.013935 | 663.9981 | 0.0061213 | 560.4499 | 0.36349 | 663.9981 | 0.0028621 | 663.9982 | 0.00024745 | 658.46 | 0.0058625 | 663.9981 | 0.0037586 | 562.4871 | 0.00023316 | 663.9981 | 0.08329 | 663.9982 | 0.64847 | 663.6577 | 22.2777 | 840.8319 | 0.031187 | 663.6578 | 0.010525 | 840.1779 | 7.3573 | 840.8319 | 0.33528 | 656.4809 | 0.90722
|  | 664.2302 | 0.013153 | 663.8901 | 0.0060115 | 560.5663 | 0 | 664.2302 | -0.030568 | 663.8901 | -0.006019 | 656.4416 | -0.001923 | 663.8901 | -0.010461 | 664.2302 | 0 | 664.2302 | -0.014184 | 560.5663 | 0.34727 | 664.2302 | 0 | 664.2302 | 0.0044228 | 658.69 | 0.00035706 | 664.2302 | 0 | 562.6056 | 0.00047629 | 664.2302 | 0.060506 | 664.2302 | 0.60497 | 663.8901 | 21.8625 | 840.9986 | 0.028785 | 663.8901 | -0.0039875 | 840.3448 | 7.3157 | 840.9986 | 0.33778 | 656.7076 | 0.88258
|  | 664.4622 | 0.047212 | 664.1225 | 0.01198 | 560.6827 | 0.015061 | 664.4622 | -0.0016872 | 664.1225 | -0.030956 | 656.6717 | 0.0038081 | 664.1225 | 0.019039 | 664.4622 | 0.012481 | 664.4622 | 0.0042702 | 560.6827 | 0.35521 | 664.4622 | 0.0057406 | 664.4622 | 0.0020182 | 658.92 | 0.0096913 | 664.4622 | 0.0059794 | 562.724 | 0.00024561 | 664.4622 | 0.077199 | 664.4622 | 0.60227 | 664.1225 | 21.7721 | 841.1654 | 0.030274 | 664.1225 | -0.00083893 | 840.5118 | 7.4218 | 841.1654 | 0.33944 | 656.9344 | 0.90165
|  | 664.6943 | 0.014489 | 664.3549 | 0.0083725 | 560.7991 | 0 | 664.6943 | -0.0024906 | 664.3549 | -0.0061073 | 656.9018 | -0.002377 | 664.3549 | -0.012744 | 664.6943 | 0 | 664.6943 | -0.0039159 | 560.7991 | 0.35009 | 664.6943 | 0.0012394 | 664.6943 | 0.003867 | 659.15 | -0.0053048 | 664.6943 | 0 | 562.8425 | 0.00049319 | 664.6943 | 0.064085 | 664.6943 | 0.56876 | 664.3549 | 21.6087 | 841.3322 | 0.021721 | 664.3549 | -0.0042847 | 840.6788 | 7.3574 | 841.3322 | 0.34208 | 657.1612 | 0.87491
|  | 664.9264 | 0.0055818 | 664.5873 | 0.0085472 | 560.9155 | 0.0077439 | 664.9264 | 0.0055562 | 664.5873 | -0.012105 | 657.1319 | 0.005172 | 664.5873 | 0.012459 | 664.9264 | 0.011508 | 664.9264 | 0.010315 | 560.9155 | 0.34055 | 664.9264 | 0.00166 | 664.9264 | 0.0017117 | 659.39 | 0.0014282 | 664.9264 | 0.0038939 | 562.961 | 0.00024793 | 664.9264 | 0.066686 | 664.9264 | 0.55985 | 664.5873 | 21.4034 | 841.499 | 0.023499 | 664.5873 | -0.0027512 | 840.8458 | 7.498 | 841.499 | 0.34286 | 657.3879 | 0.87917
|  | 665.1584 | -0.0013132 | 664.8197 | 0.011406 | 561.0319 | 0 | 665.1584 | -0.0028391 | 664.8197 | 0.015922 | 657.3621 | -0.0036287 | 664.8197 | -0.00954 | 665.1584 | 0 | 665.1584 | 0.00087228 | 561.0319 | 0.33688 | 665.1584 | 0.000602 | 665.1584 | 0.0044033 | 659.62 | -0.011885 | 665.1584 | 0.0010825 | 563.0794 | 0.00047665 | 665.1584 | 0.055194 | 665.1585 | 0.5231 | 664.8197 | 21.213 | 841.6658 | 0.026334 | 664.8197 | -0.0026789 | 841.0128 | 7.478 | 841.6658 | 0.34452 | 657.6147 | 0.87471
|  | 665.3906 | 0.055213 | 665.0522 | 0.012513 | 561.1483 | 0.010771 | 665.3906 | 0.013702 | 665.0522 | -0.01813 | 657.5922 | 0.0073156 | 665.0522 | 0.01807 | 665.3905 | 0.021732 | 665.3905 | 0.0020981 | 561.1483 | 0.32531 | 665.3905 | 0.0043784 | 665.3906 | 0.00021763 | 659.85 | 0.0067842 | 665.3905 | 0.0052353 | 563.1979 | 0.00022907 | 665.3905 | 0.072396 | 665.3906 | 0.5258 | 665.0522 | 21.0114 | 841.8326 | 0.023066 | 665.0522 | 0.0028379 | 841.1798 | 7.4749 | 841.8326 | 0.34499 | 657.8415 | 0.8698
|  | 665.6226 | 0.023826 | 665.2846 | 0.00034973 | 561.2647 | 0 | 665.6226 | -0.043309 | 665.2846 | 0.013119 | 657.8223 | -0.003054 | 665.2846 | -0.014682 | 665.6226 | 0 | 665.6226 | 0.00038001 | 561.2647 | 0.33392 | 665.6226 | 0 | 665.6226 | 0.0032565 | 660.08 | -0.015404 | 665.6226 | 0 | 563.3164 | 0.00044267 | 665.6226 | 0.051947 | 665.6226 | 0.49257 | 665.2846 | 20.7358 | 841.9994 | 0.025181 | 665.2846 | -0.0069105 | 841.3468 | 7.536 | 841.9994 | 0.34681 | 658.0684 | 0.85354
|  | 665.8547 | 0.044034 | 665.5171 | -0.0027218 | 561.3811 | 0.0050107 | 665.8547 | -0.0044514 | 665.5171 | -0.013937 | 658.0525 | 0.0078082 | 665.5171 | 0.014105 | 665.8548 | 0.010021 | 665.8548 | 0.0078729 | 561.3811 | 0.33975 | 665.8548 | 0.0046059 | 665.8547 | 0.0005855 | 660.32 | -0.00607 | 665.8548 | 0.00074487 | 563.4349 | 0.00021378 | 665.8548 | 0.06575 | 665.8547 | 0.50283 | 665.5171 | 20.5657 | 842.1662 | 0.02494 | 665.5171 | 0.0051447 | 841.5139 | 7.6151 | 842.1662 | 0.34707 | 658.2952 | 0.84895
|  | 666.0869 | -0.01677 | 665.7495 | 0.0053889 | 561.4975 | 0 | 666.0869 | -0.0025204 | 665.7495 | -0.001066 | 658.2827 | -0.0054692 | 665.7495 | -0.013697 | 666.0869 | 0 | 666.0869 | -0.0034736 | 561.4975 | 0.33862 | 666.0869 | 0 | 666.0869 | 0.0032668 | 660.55 | 0.0096913 | 666.0869 | 0 | 563.5534 | 0.00043716 | 666.0869 | 0.052018 | 666.0869 | 0.45744 | 665.7495 | 20.2378 | 842.333 | 0.025949 | 665.7495 | -0.0070778 | 841.6809 | 7.6333 | 842.333 | 0.34992 | 658.522 | 0.84076
|  | 666.319 | 0.04496 | 665.982 | 0.011909 | 561.614 | 0.0099825 | 666.319 | 0.014415 | 665.982 | -0.01114 | 658.5128 | 0.003233 | 665.982 | 0.01447 | 666.319 | 0.013001 | 666.319 | 0.011851 | 561.614 | 0.31892 | 666.319 | 0.0027094 | 666.319 | 0.00031325 | 660.78 | 0.0046418 | 666.319 | 0.0040573 | 563.6718 | 0.0002232 | 666.319 | 0.065994 | 666.319 | 0.46555 | 665.982 | 19.9557 | 842.4998 | 0.024604 | 665.982 | 0.0084668 | 841.8479 | 7.5664 | 842.4998 | 0.35101 | 658.7488 | 0.84541
|  | 666.5511 | 0.019896 | 666.2145 | 0.0070539 | 561.7304 | 0 | 666.5511 | -0.0050178 | 666.2145 | 0.021678 | 658.743 | -0.0046382 | 666.2145 | -0.012664 | 666.5512 | 0 | 666.5512 | 0.00532 | 561.7304 | 0.31323 | 666.5512 | 0 | 666.5511 | 0.0043233 | 661.01 | 0.00096913 | 666.5512 | 0 | 563.7903 | 0.00043716 | 666.5512 | 0.048402 | 666.5512 | 0.43475 | 666.2145 | 19.5584 | 842.6666 | 0.021961 | 666.2145 | -0.0009863 | 842.0149 | 7.7092 | 842.6666 | 0.35501 | 658.9756 | 0.84902
|  | 666.7833 | 0.039572 | 666.447 | 0.01324 | 561.8468 | 0.011997 | 666.7833 | 0.025121 | 666.447 | -0.038259 | 658.9732 | 0.00062782 | 666.447 | 0.014647 | 666.7833 | 0.01406 | 666.7833 | 0.0055124 | 561.8468 | 0.32197 | 666.7833 | 0.0031871 | 666.7833 | 0 | 661.25 | 0.0044887 | 666.7833 | 0.0037093 | 563.9088 | 0.00021378 | 666.7833 | 0.057424 | 666.7833 | 0.44042 | 666.447 | 19.2606 | 842.8334 | 0.027055 | 666.447 | 0.0010576 | 842.1819 | 7.6963 | 842.8334 | 0.35657 | 659.2025 | 0.85603
|  | 667.0155 | -0.0092153 | 666.6795 | -0.00095178 | 561.9633 | 0 | 667.0155 | -0.036105 | 666.6795 | 0.020511 | 659.2034 | -0.0022821 | 666.6795 | -0.014265 | 667.0155 | 0 | 667.0155 | -0.0052355 | 561.9633 | 0.32193 | 667.0155 | 0 | 667.0155 | 0.0027652 | 661.48 | -0.00025504 | 667.0155 | 0 | 564.0273 | 0.00043343 | 667.0155 | 0.044725 | 667.0155 | 0.40502 | 666.6795 | 18.8747 | 843.0002 | 0.02965 | 666.6795 | -0.0001003 | 842.349 | 7.7094 | 843.0002 | 0.36093 | 659.4294 | 0.81979
|  | 667.2477 | 0.060164 | 666.912 | 0.0057774 | 562.0797 | 0.014711 | 667.2477 | 0.0088856 | 666.912 | -0.019021 | 659.4337 | 0.0018372 | 666.912 | 0.011463 | 667.2477 | 0.0092076 | 667.2477 | 0.020952 | 562.0797 | 0.32348 | 667.2477 | 0.0025572 | 667.2477 | 0.00062352 | 661.71 | 0.0038766 | 667.2477 | 0.0036848 | 564.1458 | 0.00022072 | 667.2477 | 0.057403 | 667.2477 | 0.41745 | 666.912 | 18.4856 | 843.1671 | 0.022922 | 666.912 | 0.0035845 | 842.516 | 7.799 | 843.1671 | 0.36264 | 659.6562 | 0.83303
|  | 667.4799 | 0.00098705 | 667.1445 | 0.0055987 | 562.1962 | 0 | 667.4799 | 4.1664e-06 | 667.1445 | 0.011845 | 659.6639 | -0.00012499 | 667.1445 | -0.011411 | 667.4798 | 0 | 667.4798 | 0.0076189 | 562.1962 | 0.31633 | 667.4798 | 0 | 667.4799 | 0.0037547 | 661.94 | 5.1009e-05 | 667.4798 | 0 | 564.2643 | 0.00043272 | 667.4798 | 0.040748 | 667.4799 | 0.38152 | 667.1445 | 18.0718 | 843.3339 | 0.017732 | 667.1445 | -0.0045032 | 842.683 | 7.7629 | 843.3339 | 0.36591 | 659.8831 | 0.82228
|  | 667.712 | 0.0075973 | 667.377 | 0.0081076 | 562.3126 | 0.01366 | 667.712 | 0.017308 | 667.377 | -0.019401 | 659.8941 | 0.0019088 | 667.377 | 0.016096 | 667.712 | 0.0087193 | 667.712 | 0.0081503 | 562.3126 | 0.31224 | 667.712 | 0.0032795 | 667.712 | 0 | 662.18 | 0.0021933 | 667.712 | 0.0028274 | 564.3828 | 0.0002136 | 667.712 | 0.055866 | 667.712 | 0.39692 | 667.377 | 17.6256 | 843.5007 | 0.022297 | 667.377 | 0.0040955 | 842.8501 | 7.742 | 843.5007 | 0.36607 | 660.11 | 0.81323
|  | 667.9442 | 0.024082 | 667.6096 | 0.000218 | 562.4291 | 0 | 667.9442 | 0.0087929 | 667.6096 | 0.0052364 | 660.1243 | -0.0014009 | 667.6096 | -0.017939 | 667.9442 | 0 | 667.9442 | -0.0045983 | 562.4291 | 0.31873 | 667.9442 | 0 | 667.9442 | 0.0036976 | 662.41 | -0.0068351 | 667.9442 | 0 | 564.5013 | 0.00044854 | 667.9442 | 0.039139 | 667.9442 | 0.35369 | 667.6096 | 17.1803 | 843.6675 | 0.027055 | 667.6096 | -0.0057542 | 843.0171 | 7.816 | 843.6675 | 0.3669 | 660.3369 | 0.80301
|  | 668.1765 | 0.044495 | 667.8421 | 0.0049472 | 562.5456 | 0.0095447 | 668.1765 | -0.0036724 | 667.8421 | -0.047668 | 660.3546 | 0.0051879 | 667.8421 | 0.011014 | 668.1765 | 0.013984 | 668.1765 | 0.0078265 | 562.5456 | 0.30303 | 668.1765 | 0.0037796 | 668.1765 | 0 | 662.64 | 0.0028055 | 668.1765 | 0.0054358 | 564.6198 | 0.00023654 | 668.1765 | 0.050333 | 668.1765 | 0.36747 | 667.8421 | 16.7433 | 843.8344 | 0.027055 | 667.8421 | 0.0058763 | 843.1842 | 7.9112 | 843.8344 | 0.36643 | 660.5638 | 0.80321
|  | 668.4087 | 0.029196 | 668.0747 | 0.0015635 | 562.6621 | 0 | 668.4087 | -0.033071 | 668.0747 | 0.02313 | 660.5848 | -0.0025945 | 668.0747 | -0.013675 | 668.4087 | 0 | 668.4087 | -0.00067711 | 562.6621 | 0.30603 | 668.4087 | 0 | 668.4087 | 0.0032074 | 662.87 | 0.0040296 | 668.4087 | 0 | 564.7383 | 0.00045015 | 668.4087 | 0.037225 | 668.4087 | 0.33369 | 668.0747 | 16.2563 | 844.0012 | 0.021288 | 668.0747 | -0.00078393 | 843.3512 | 7.9113 | 844.0012 | 0.36856 | 660.7907 | 0.79029
|  | 668.6409 | 0.031145 | 668.3072 | 0.012058 | 562.7785 | 0.011997 | 668.6409 | 0.014835 | 668.3072 | -0.020452 | 660.8151 | 0.0025723 | 668.3072 | 0.012116 | 668.6409 | 0.011927 | 668.6409 | 0.00024519 | 562.7785 | 0.31332 | 668.6409 | 0.0042678 | 668.6409 | 0 | 663.11 | -0.00056109 | 668.6409 | 0.0031166 | 564.8569 | 0.00021413 | 668.6409 | 0.054018 | 668.6409 | 0.34639 | 668.3072 | 15.8353 | 844.168 | 0.032004 | 668.3072 | 0.0058689 | 843.5183 | 7.9773 | 844.168 | 0.37007 | 661.0176 | 0.79514
|  | 668.8732 | 0.025958 | 668.5398 | 0.0014955 | 562.895 | 0 | 668.8732 | -0.021069 | 668.5398 | -0.0056341 | 661.0454 | -0.0026127 | 668.5398 | -0.015488 | 668.8732 | 0 | 668.8732 | -0.00085409 | 562.895 | 0.29602 | 668.8732 | 0 | 668.8732 | 0.0031312 | 663.34 | -0.0027035 | 668.8732 | 0 | 564.9754 | 0.00043485 | 668.8732 | 0.03268 | 668.8732 | 0.31343 | 668.5398 | 15.3679 | 844.3349 | 0.025949 | 668.5398 | -0.0060773 | 843.6853 | 8.0372 | 844.3349 | 0.37266 | 661.2446 | 0.77496
|  | 669.1054 | 0.040848 | 668.7724 | 0.0095915 | 563.0115 | 0.012172 | 669.1054 | 0.012511 | 668.7724 | -0.031899 | 661.2757 | 0.0026657 | 668.7724 | 0.011856 | 669.1054 | 0.0058189 | 669.1054 | 0.029147 | 563.0115 | 0.30824 | 669.1054 | 0.0037271 | 669.1054 | 1.8837e-05 | 663.57 | 0.0026524 | 669.1054 | 0.0053041 | 565.0939 | 0.00022232 | 669.1054 | 0.046472 | 669.1054 | 0.32829 | 668.7724 | 14.9248 | 844.5017 | 0.022922 | 668.7724 | 0.0036574 | 843.8524 | 8.1007 | 844.5017 | 0.3736 | 661.4715 | 0.78708
|  | 669.3377 | 0.011749 | 669.005 | 0.0040341 | 563.128 | 0 | 669.3377 | -0.0020004 | 669.005 | 0.020734 | 661.506 | -0.002614 | 669.005 | -0.0088499 | 669.3377 | 0 | 669.3377 | 0.0056257 | 563.128 | 0.30335 | 669.3377 | 0 | 669.3377 | 0.0044701 | 663.8 | 0.00035706 | 669.3377 | 0 | 565.2124 | 0.00044428 | 669.3377 | 0.039806 | 669.3377 | 0.29559 | 669.005 | 14.4508 | 844.6686 | 0.018309 | 669.005 | -0.0080754 | 844.0195 | 8.1485 | 844.6686 | 0.37588 | 661.6984 | 0.78099
|  | 669.57 | 0.047859 | 669.2376 | 0.014946 | 563.2445 | 0.015937 | 669.57 | -0.028435 | 669.2376 | -0.030688 | 661.7363 | 0.0020643 | 669.2376 | 0.016575 | 669.57 | 0.022898 | 669.57 | 0.015862 | 563.2445 | 0.28182 | 669.57 | 0.0043545 | 669.57 | 0.00071505 | 664.04 | 0.0051009 | 669.57 | 0.0043814 | 565.3309 | 0.00022409 | 669.57 | 0.049291 | 669.57 | 0.31046 | 669.2376 | 13.9923 | 844.8355 | 0.027535 | 669.2376 | 0.0069886 | 844.1866 | 8.2539 | 844.8355 | 0.37728 | 661.9254 | 0.78066
|  | 669.8022 | 0.024845 | 669.4703 | 0.0053278 | 563.361 | 0 | 669.8022 | -0.014176 | 669.4703 | 0.011695 | 661.9666 | -0.0019379 | 669.4703 | -0.016276 | 669.8023 | 0 | 669.8023 | 0.0026734 | 563.361 | 0.28948 | 669.8023 | 0 | 669.8022 | 0.0028366 | 664.27 | -0.011426 | 669.8023 | 0 | 565.4495 | 0.00045175 | 669.8023 | 0.023366 | 669.8022 | 0.27128 | 669.4703 | 13.5117 | 845.0023 | 0.019847 | 669.4703 | -0.0055836 | 844.3536 | 8.1666 | 845.0023 | 0.37931 | 662.1523 | 0.76218
|  | 670.0345 | 0.05411 | 669.7029 | 0.010693 | 563.4776 | 0.019702 | 670.0345 | 0.01256 | 669.7029 | -0.039764 | 662.197 | 0.0046899 | 669.7029 | 0.014779 | 670.0346 | 0.0067822 | 670.0346 | 0.012667 | 563.4776 | 0.29555 | 670.0346 | 0.0044079 | 670.0345 | 0.00022464 | 664.5 | 0.0083142 | 670.0346 | 0.0045506 | 565.568 | 0.00022943 | 670.0346 | 0.037417 | 670.0345 | 0.28371 | 669.7029 | 13.058 | 845.1692 | 0.016819 | 669.7029 | 0.0005872 | 844.5207 | 8.2947 | 845.1692 | 0.38009 | 662.3793 | 0.76709
|  | 670.2669 | 0.01305 | 669.9355 | 0.0055103 | 563.5941 | 0 | 670.2669 | -0.037972 | 669.9355 | 0.0023306 | 662.4273 | -0.0019726 | 669.9355 | -0.013936 | 670.2669 | 0 | 670.2669 | 0.0056206 | 563.5941 | 0.29231 | 670.2669 | 0.0001872 | 670.2669 | 0.0037186 | 664.73 | 0.0011222 | 670.2669 | 0 | 565.6865 | 0.00043521 | 670.2669 | 0.031592 | 670.2669 | 0.25993 | 669.9355 | 12.6138 | 845.336 | 0.02076 | 669.9355 | -0.0004775 | 844.6878 | 8.2844 | 845.336 | 0.38175 | 662.6063 | 0.76067
|  | 670.4992 | 0.030632 | 670.1682 | 0.0065191 | 563.7106 | 0.012872 | 670.4992 | -0.0067684 | 670.1682 | -0.021854 | 662.6577 | 0.0058124 | 670.1682 | 0.010635 | 670.4992 | 0.015488 | 670.4992 | 0.01194 | 563.7106 | 0.2829 | 670.4992 | 0.0038147 | 670.4992 | 0.00034865 | 664.97 | 0.0055599 | 670.4992 | 0.0038585 | 565.8051 | 0.00020666 | 670.4992 | 0.036588 | 670.4992 | 0.27074 | 670.1682 | 12.1546 | 845.5029 | 0.032965 | 670.1682 | -0.0019457 | 844.8549 | 8.3873 | 845.5029 | 0.38341 | 662.8333 | 0.76296
|  | 670.7316 | 0.0096336 | 670.4009 | 0.00042914 | 563.8271 | 0 | 670.7316 | -0.003816 | 670.4009 | 0.0077119 | 662.888 | -0.0039691 | 670.4009 | -0.014106 | 670.7315 | 0 | 670.7315 | 0.0048141 | 563.8271 | 0.29762 | 670.7315 | 0 | 670.7316 | 0.0035151 | 665.2 | -0.013874 | 670.7315 | 0 | 565.9236 | 0.0004224 | 670.7315 | 0.023167 | 670.7316 | 0.24318 | 670.4009 | 11.679 | 845.6698 | 0.021096 | 670.4009 | -0.011386 | 845.022 | 8.3688 | 845.6698 | 0.38621 | 663.0603 | 0.74487
|  | 670.9639 | 0.029118 | 670.6335 | 0.0090844 | 563.9437 | 0.0091069 | 670.9639 | 0.050022 | 670.6335 | -0.052328 | 663.1183 | 0.0032001 | 670.6335 | 0.011698 | 670.9639 | 0.0097506 | 670.9639 | 0.010233 | 563.9437 | 0.27115 | 670.9639 | 0.0049072 | 670.9639 | 0.00035529 | 665.43 | 0.00051009 | 670.9639 | 0.0031028 | 566.0421 | 0.00021609 | 670.9639 | 0.042475 | 670.9639 | 0.25885 | 670.6335 | 11.2946 | 845.8366 | 0.023306 | 670.6335 | 0.0030266 | 845.1891 | 8.4315 | 845.8366 | 0.38808 | 663.2873 | 0.74822
|  | 671.1962 | 0.0067062 | 670.8662 | -0.0038446 | 564.0602 | 0 | 671.1962 | 0.00055797 | 670.8662 | 0.015004 | 663.3488 | -0.0039377 | 670.8662 | -0.016047 | 671.1962 | 0 | 671.1962 | -0.0047544 | 564.0602 | 0.28601 | 671.1962 | 0 | 671.1962 | 0.0040405 | 665.67 | 0.0058659 | 671.1962 | 0 | 566.1607 | 0.00040088 | 671.1962 | 0.021894 | 671.1962 | 0.22723 | 670.8662 | 10.8567 | 846.0035 | 0.023066 | 670.8662 | -0.0056782 | 845.3562 | 8.4759 | 846.0035 | 0.39078 | 663.5143 | 0.7378
|  | 671.4286 | 0.058127 | 671.0989 | 0.010043 | 564.1768 | 0.011997 | 671.4286 | 0.012717 | 671.0989 | -0.016297 | 663.5792 | 0.006066 | 671.0989 | 0.014398 | 671.4286 | 0.012355 | 671.4286 | 0.016841 | 564.1768 | 0.2845 | 671.4286 | 0.0042367 | 671.4286 | 0.00032074 | 665.9 | 0.0064783 | 671.4286 | 0.0051784 | 566.2792 | 0.00018514 | 671.4286 | 0.038437 | 671.4286 | 0.23858 | 671.0989 | 10.4782 | 846.1704 | 0.025613 | 671.0989 | -0.00099655 | 845.5233 | 8.5303 | 846.1704 | 0.39218 | 663.7414 | 0.75307
|  | 671.6609 | 0.0033476 | 671.3316 | 0.0015727 | 564.2934 | 0 | 671.6609 | -0.026587 | 671.3316 | -0.00076125 | 663.8095 | -0.0024383 | 671.3316 | -0.012408 | 671.661 | 0 | 671.661 | 0.0050945 | 564.2934 | 0.27533 | 671.661 | 0 | 671.6609 | 0.0022527 | 666.13 | -0.0077534 | 671.661 | 0 | 566.3978 | 0.00041084 | 671.661 | 0.021904 | 671.6609 | 0.2167 | 671.3316 | 10.0543 | 846.3373 | 0.01927 | 671.3316 | 0.0054545 | 845.6904 | 8.6151 | 846.3373 | 0.39483 | 663.9684 | 0.74645
|  | 671.8934 | 0.035354 | 671.5643 | 0.0067932 | 564.4099 | 0.011121 | 671.8934 | 0.026268 | 671.5643 | -0.033183 | 664.0399 | 0.0036247 | 671.5643 | 0.013071 | 671.8934 | 0.014399 | 671.8934 | 0.0083189 | 564.4099 | 0.26273 | 671.8934 | 0.0028825 | 671.8934 | 0.0013068 | 666.36 | -0.0033155 | 671.8934 | 0.0013584 | 566.5163 | 0.0002257 | 671.8934 | 0.039388 | 671.8934 | 0.22913 | 671.5643 | 9.6822 | 846.5041 | 0.02249 | 671.5643 | -0.00043887 | 845.8575 | 8.6933 | 846.5041 | 0.39639 | 664.1955 | 0.7528
|  | 672.1257 | -0.01358 | 671.7971 | 0.0052381 | 564.5265 | 0 | 672.1257 | -0.032873 | 671.7971 | 0.019011 | 664.2704 | -0.0022353 | 671.7971 | -0.014346 | 672.1258 | 0 | 672.1258 | 0.0080448 | 564.5265 | 0.27228 | 672.1258 | 0 | 672.1257 | 0.0035596 | 666.6 | -0.011426 | 672.1258 | 0 | 566.6349 | 0.00042845 | 672.1258 | 0.020758 | 672.1257 | 0.20724 | 671.7971 | 9.2844 | 846.671 | 0.023883 | 671.7971 | -0.0055657 | 846.0246 | 8.7449 | 846.671 | 0.40039 | 664.4226 | 0.73701
|  | 672.3582 | 0.020472 | 672.0298 | 0.0077305 | 564.6431 | 0.0031887 | 672.3582 | -0.0046966 | 672.0298 | -0.015848 | 664.5008 | 0.0067559 | 672.0298 | 0.010627 | 672.3582 | 0.021296 | 672.3582 | 0.0086178 | 564.6431 | 0.25582 | 672.3582 | 0.0052533 | 672.3582 | 0 | 666.83 | 0.00020403 | 672.3582 | 0.0037766 | 566.7535 | 0.00020382 | 672.3582 | 0.03836 | 672.3582 | 0.21643 | 672.0298 | 8.9476 | 846.8379 | 0.020279 | 672.0298 | 0.0033261 | 846.1917 | 8.8637 | 846.8379 | 0.40283 | 664.6496 | 0.73629
|  | 672.5906 | 0.019921 | 672.2625 | -0.0038901 | 564.7596 | 0 | 672.5906 | -0.033812 | 672.2625 | -0.0060551 | 664.7312 | -0.0017103 | 672.2625 | -0.014284 | 672.5906 | 0 | 672.5906 | -0.0143 | 564.7596 | 0.25944 | 672.5906 | 0 | 672.5906 | 0.002898 | 667.06 | -0.0016323 | 672.5906 | 0 | 566.872 | 0.00041457 | 672.5906 | 0.016971 | 672.5906 | 0.18427 | 672.2625 | 8.5838 | 847.0048 | 0.021096 | 672.2625 | -0.0042632 | 846.3588 | 8.8768 | 847.0048 | 0.40662 | 664.8767 | 0.73078
|  | 672.823 | 0.032494 | 672.4953 | 0.0046492 | 564.8762 | 0.012785 | 672.823 | 0.017222 | 672.4953 | -0.023971 | 664.9617 | 0.0048651 | 672.4953 | 0.014851 | 672.823 | 0.019758 | 672.823 | 0.012499 | 564.8762 | 0.26847 | 672.823 | 0.0013823 | 672.823 | 1.0613e-05 | 667.29 | 0.00051009 | 672.823 | 0.0017839 | 566.9906 | 0.00021253 | 672.823 | 0.035065 | 672.823 | 0.20643 | 672.4953 | 8.2762 | 847.1717 | 0.021384 | 672.4953 | -0.01088 | 846.526 | 9.0335 | 847.1717 | 0.40797 | 665.1038 | 0.72567
|  | 673.0554 | -0.0045744 | 672.7281 | 0.0032755 | 564.9928 | 0 | 673.0554 | -0.0062586 | 672.7281 | 0.013991 | 665.1921 | -0.0032511 | 672.7281 | -0.015295 | 673.0554 | 0 | 673.0554 | 0.00077392 | 564.9928 | 0.24825 | 673.0554 | 0 | 673.0554 | 0.0025206 | 667.53 | -0.0031625 | 673.0554 | 0 | 567.1092 | 0.00042934 | 673.0554 | 0.023582 | 673.0554 | 0.1759 | 672.7281 | 7.9146 | 847.3386 | 0.018934 | 672.7281 | -0.015048 | 846.6931 | 9.0603 | 847.3386 | 0.41067 | 665.3309 | 0.72069
|  | 673.2879 | 0.050675 | 672.9608 | 0.0075337 | 565.1094 | 0.016813 | 673.2879 | 0.0085908 | 672.9608 | -0.025072 | 665.4226 | 0.00065086 | 672.9608 | 0.0079367 | 673.2879 | 0.016827 | 673.2879 | -0.0012265 | 565.1094 | 0.2538 | 673.2879 | 0.0037253 | 673.2879 | 0 | 667.76 | 0.0051009 | 673.2879 | 0.0016211 | 567.2277 | 0.00022072 | 673.2879 | 0.031081 | 673.2879 | 0.19427 | 672.9608 | 7.6539 | 847.5055 | 0.021721 | 672.9608 | 0.0065487 | 846.8602 | 9.1276 | 847.5055 | 0.41233 | 665.558 | 0.71885
|  | 673.5203 | 0.024306 | 673.1936 | 0.0014462 | 565.226 | 0 | 673.5203 | 0.010192 | 673.1936 | 0.016933 | 665.6531 | -0.0026863 | 673.1936 | -0.012884 | 673.5203 | 0 | 673.5203 | 0.005925 | 565.226 | 0.2569 | 673.5203 | 0 | 673.5203 | 0.0032289 | 667.99 | 0.0049478 | 673.5203 | 0 | 567.3463 | 0.00042845 | 673.5203 | 0.01877 | 673.5203 | 0.16077 | 673.1936 | 7.312 | 847.6724 | 0.024748 | 673.1936 | -0.0084024 | 847.0273 | 9.1806 | 847.6724 | 0.41472 | 665.7851 | 0.70358
|  | 673.7528 | 0.027678 | 673.4264 | 0.0065787 | 565.3426 | 0.013398 | 673.7528 | 0.020152 | 673.4264 | -0.032543 | 665.8835 | 0.0060313 | 673.4264 | 0.01215 | 673.7528 | 0.018317 | 673.7528 | 0.00669 | 565.3426 | 0.26419 | 673.7528 | 0.0033751 | 673.7528 | 0.0010438 | 668.23 | 0.0017343 | 673.7528 | 0.006321 | 567.4649 | 0.0002104 | 673.7528 | 0.030511 | 673.7528 | 0.18265 | 673.4264 | 7.0203 | 847.8393 | 0.020856 | 673.4264 | 0.0024406 | 847.1945 | 9.3031 | 847.8393 | 0.41674 | 666.0122 | 0.71014
|  | 673.9853 | 0.0057415 | 673.6592 | 0.0043552 | 565.4593 | 0 | 673.9853 | -0.021767 | 673.6592 | 0.0046718 | 666.114 | -0.0045889 | 673.6592 | -0.013053 | 673.9853 | 0 | 673.9853 | 0.024206 | 565.4593 | 0.23969 | 673.9853 | 0 | 673.9853 | 0.0035343 | 668.46 | -0.0074475 | 673.9853 | 0 | 567.5835 | 0.00043716 | 673.9853 | 0.018063 | 673.9853 | 0.15266 | 673.6592 | 6.7468 | 848.0062 | 0.019702 | 673.6592 | -0.0038382 | 847.3616 | 9.3568 | 848.0062 | 0.41887 | 666.2393 | 0.70398
|  | 674.2178 | 0.046712 | 673.892 | 0.0092177 | 565.5759 | 0.013835 | 674.2178 | 0.013914 | 673.892 | -0.041429 | 666.3445 | 0.0045511 | 673.892 | 0.014493 | 674.2178 | 0.01764 | 674.2178 | 0.021195 | 565.5759 | 0.24181 | 674.2178 | 0.0035869 | 674.2178 | 0 | 668.69 | 0.0066312 | 674.2178 | 0.0046595 | 567.7021 | 0.00022943 | 674.2178 | 0.031906 | 674.2178 | 0.17103 | 673.8921 | 6.4542 | 848.1731 | 0.020856 | 673.892 | 0.005956 | 847.5288 | 9.4705 | 848.1731 | 0.41929 | 666.4665 | 0.70548
|  | 674.4503 | 0.020412 | 674.1249 | 4.6874e-05 | 565.6925 | 0 | 674.4503 | -0.028291 | 674.1249 | -0.0062025 | 666.5751 | 0.0013818 | 674.1249 | -0.017889 | 674.4503 | 0 | 674.4503 | -0.003439 | 565.6925 | 0.24717 | 674.4503 | 0 | 674.4503 | 0.0032115 | 668.92 | 0.0152 | 674.4503 | 0 | 567.8207 | 0.00041208 | 674.4503 | 0.011528 | 674.4503 | 0.14401 | 674.1249 | 6.2058 | 848.3401 | 0.029746 | 674.1249 | -0.0047005 | 847.6959 | 9.5214 | 848.3401 | 0.42048 | 666.6936 | 0.69415
|  | 674.6828 | 0.041487 | 674.3577 | 0.012806 | 565.8091 | 0.0097198 | 674.6828 | 0.04527 | 674.3577 | -0.038538 | 666.8056 | 0.0030675 | 674.3577 | 0.012977 | 674.6828 | 0.014348 | 674.6828 | 0.011143 | 565.8091 | 0.25154 | 674.6828 | 0.0024594 | 674.6828 | 0.00031689 | 669.16 | -0.0023974 | 674.6828 | 0.0032821 | 567.9392 | 0.00018337 | 674.6828 | 0.028284 | 674.6828 | 0.16482 | 674.3577 | 5.9489 | 848.507 | 0.023835 | 674.3577 | 0.00065397 | 847.8631 | 9.5995 | 848.507 | 0.42136 | 666.9208 | 0.69533
|  | 674.9153 | 0.0031468 | 674.5906 | 0.0083587 | 565.9258 | 0 | 674.9153 | -0.034614 | 674.5906 | 0.020638 | 667.0361 | -0.0030131 | 674.5906 | -0.016446 | 674.9153 | 0 | 674.9153 | -0.0045886 | 565.9258 | 0.24505 | 674.9153 | 0 | 674.9153 | 0.0026631 | 669.39 | 0.0029585 | 674.9153 | 0 | 568.0578 | 0.00039003 | 674.9153 | 0.015903 | 674.9153 | 0.13483 | 674.5906 | 5.7114 | 848.6739 | 0.026863 | 674.5906 | -0.00023734 | 848.0302 | 9.7044 | 848.6739 | 0.42469 | 667.148 | 0.68897
|  | 675.1478 | 0.028154 | 674.8234 | 0.0042305 | 566.0424 | 0.0068328 | 675.1478 | 0.022511 | 674.8234 | -0.016194 | 667.2667 | 0.0058003 | 674.8234 | 0.013656 | 675.1478 | 0.013907 | 675.1478 | 0.0087053 | 566.0424 | 0.23941 | 675.1478 | 0.0021143 | 675.1478 | 0 | 669.62 | -0.0023974 | 675.1478 | 0.0033672 | 568.1764 | 0.00020827 | 675.1478 | 0.027 | 675.1478 | 0.15374 | 674.8234 | 5.5029 | 848.8408 | 0.019366 | 674.8234 | 0.0047735 | 848.1974 | 9.8442 | 848.8408 | 0.42692 | 667.3751 | 0.6889
|  | 675.3804 | 0.030075 | 675.0563 | -0.0018836 | 566.1591 | 0 | 675.3804 | 0.0017328 | 675.0563 | 0.024319 | 667.4972 | -8.108e-05 | 675.0563 | -0.017176 | 675.3804 | 0 | 675.3804 | -0.0043813 | 566.1591 | 0.22394 | 675.3804 | 0 | 675.3804 | 0.0021108 | 669.86 | -0.0028565 | 675.3804 | 0 | 568.295 | 0.00040586 | 675.3804 | 0.015324 | 675.3804 | 0.12564 | 675.0563 | 5.2795 | 849.0078 | 0.02667 | 675.0563 | -0.0072999 | 848.3646 | 9.8335 | 849.0078 | 0.43102 | 667.6023 | 0.67258
|  | 675.6129 | 0.039633 | 675.2892 | 0.001942 | 566.2757 | 0.019615 | 675.6129 | 0.016266 | 675.2892 | -0.0091261 | 667.7278 | 0.0047624 | 675.2892 | 0.011598 | 675.6129 | 0.015913 | 675.6129 | -0.0019023 | 566.2757 | 0.22469 | 675.6129 | 0.0028706 | 675.6129 | 0 | 670.09 | 0.0052539 | 675.6129 | 0.0031782 | 568.4136 | 0.00019866 | 675.6129 | 0.028358 | 675.6129 | 0.14455 | 675.2892 | 5.086 | 849.1747 | 0.016291 | 675.2892 | 0.0051962 | 848.5317 | 9.962 | 849.1747 | 0.43377 | 667.8295 | 0.67769
|  | 675.8455 | 0.001942 | 675.522 | -0.0067669 | 566.3924 | 0 | 675.8455 | -0.0061383 | 675.522 | 0.014628 | 667.9583 | -0.005651 | 675.522 | -0.016265 | 675.8455 | 0 | 675.8455 | -0.0044555 | 566.3924 | 0.21327 | 675.8455 | 0 | 675.8455 | 0.0018752 | 670.32 | -0.0025504 | 675.8455 | 0 | 568.5322 | 0.00042365 | 675.8455 | 0.0087698 | 675.8455 | 0.12051 | 675.5221 | 4.8802 | 849.3416 | 0.02494 | 675.522 | -0.00088538 | 848.6989 | 9.9685 | 849.3416 | 0.43766 | 668.0567 | 0.67239
|  | 676.0781 | 0.0103 | 675.7549 | 0.00058423 | 566.5091 | 0.015762 | 676.0781 | -0.012706 | 675.7549 | -0.02714 | 668.1889 | 0.0059483 | 675.7549 | 0.011585 | 676.078 | 0.011064 | 676.078 | 0.012472 | 566.5091 | 0.22869 | 676.078 | 0.0017639 | 676.0781 | 0.0002575 | 670.55 | -0.010202 | 676.078 | 0.0016513 | 568.6508 | 0.00022605 | 676.078 | 0.02946 | 676.0781 | 0.13132 | 675.755 | 4.7141 | 849.5086 | 0.027391 | 675.7549 | -0.0057141 | 848.8661 | 10.102 | 849.5086 | 0.43922 | 668.2839 | 0.66367
|  | 676.3106 | -0.012048 | 675.9879 | -0.00089132 | 566.6258 | 0 | 676.3106 | -0.019675 | 675.9879 | 0.024143 | 668.4195 | -0.0038263 | 675.9879 | -0.017211 | 676.3106 | 0 | 676.3106 | -0.0075081 | 566.6258 | 0.21421 | 676.3106 | 0 | 676.3106 | 0.0028681 | 670.79 | -0.011426 | 676.3106 | 0 | 568.7695 | 0.0004473 | 676.3106 | 0.013682 | 676.3106 | 0.11267 | 675.9879 | 4.5257 | 849.6755 | 0.021288 | 675.9879 | -0.0053126 | 849.0333 | 10.2057 | 849.6755 | 0.4427 | 668.5111 | 0.65574
|  | 676.5432 | 0.0070794 | 676.2208 | 0.0097548 | 566.7424 | 0.0021258 | 676.5432 | 0.013102 | 676.2208 | -0.016762 | 668.6501 | 0.0052268 | 676.2208 | 0.011323 | 676.5432 | 0.012821 | 676.5432 | 0.010814 | 566.7424 | 0.22018 | 676.5432 | 0.0035285 | 676.5432 | 0 | 671.02 | 0.0028055 | 676.5432 | 0.0026458 | 568.8881 | 0.0002216 | 676.5432 | 0.026509 | 676.5432 | 0.13213 | 676.2208 | 4.3795 | 849.8425 | 0.023931 | 676.2208 | 0.0035675 | 849.2004 | 10.2546 | 849.8425 | 0.44535 | 668.7383 | 0.65928
|  | 676.7758 | 0.0089936 | 676.4537 | -0.00014238 | 566.8591 | 0 | 676.7758 | -0.045146 | 676.4537 | 0.018678 | 668.8807 | -0.0035756 | 676.4537 | -0.016705 | 676.7758 | 0 | 676.7758 | -0.0019249 | 566.8591 | 0.2206 | 676.7758 | 0 | 676.7758 | 0.0023774 | 671.25 | -0.014027 | 676.7758 | 0 | 569.0067 | 0.00042987 | 676.7758 | 0.013511 | 676.7758 | 0.099702 | 676.4537 | 4.1943 | 850.0094 | 0.016242 | 676.4537 | -0.0032859 | 849.3676 | 10.3012 | 850.0094 | 0.44877 | 668.9656 | 0.65023
|  | 677.0084 | 0.026715 | 676.6866 | 0.0010831 | 566.9758 | 0.014011 | 677.0084 | 0.00024761 | 676.6866 | -0.03202 | 669.1113 | 0.0029129 | 676.6866 | 0.010901 | 677.0084 | 0.010198 | 677.0084 | 0.0076708 | 566.9758 | 0.21778 | 677.0084 | 0.0016703 | 677.0084 | 0 | 671.49 | -0.0030095 | 677.0084 | 0.0017925 | 569.1253 | 0.0002088 | 677.0084 | 0.028467 | 677.0084 | 0.12402 | 676.6866 | 4.0367 | 850.1764 | 0.025517 | 676.6866 | 0.0047661 | 849.5348 | 10.4614 | 850.1764 | 0.45038 | 669.1929 | 0.64584
|  | 677.2411 | 0.003372 | 676.9196 | -0.0047959 | 567.0925 | 0 | 677.2411 | -0.025494 | 676.9196 | 0.010528 | 669.342 | -0.0026088 | 676.9196 | -0.016339 | 677.2411 | 0 | 677.2411 | 0.0032336 | 567.0925 | 0.21073 | 677.2411 | 0 | 677.2411 | 0.0028404 | 671.72 | -0.00607 | 677.2411 | 0 | 569.2439 | 0.00040373 | 677.2411 | 0.010107 | 677.2411 | 0.09592 | 676.9196 | 3.853 | 850.3433 | 0.021048 | 676.9196 | -0.007457 | 849.702 | 10.4749 | 850.3433 | 0.45241 | 669.4201 | 0.64197
|  | 677.4737 | 0.037755 | 677.1525 | 0.0061026 | 567.2092 | 0.015149 | 677.4737 | 0.042242 | 677.1525 | -0.045403 | 669.5726 | 0.0042086 | 677.1525 | 0.012396 | 677.4737 | 0.010468 | 677.4737 | 0.01472 | 567.2092 | 0.21205 | 677.4737 | 0.0022532 | 677.4737 | 0 | 671.95 | 0.0067842 | 677.4737 | 0.0049473 | 569.3625 | 0.00019546 | 677.4737 | 0.024071 | 677.4737 | 0.11402 | 677.1526 | 3.7208 | 850.5103 | 0.027872 | 677.1525 | 0.0078271 | 849.8692 | 10.5961 | 850.5103 | 0.45397 | 669.6473 | 0.64237
|  | 677.7064 | 0.042022 | 677.3855 | 0.0044074 | 567.3259 | 0 | 677.7064 | 0.0060359 | 677.3855 | 0.012024 | 669.8032 | -0.0018958 | 677.3855 | -0.012331 | 677.7063 | 0 | 677.7063 | -0.0086621 | 567.3259 | 0.21675 | 677.7063 | 0.00062393 | 677.7064 | 0.0026902 | 672.18 | 0.0029585 | 677.7063 | 0 | 569.4812 | 0.000424 | 677.7063 | 0.015069 | 677.7064 | 0.091867 | 677.3855 | 3.5541 | 850.6772 | 0.020952 | 677.3855 | -0.0069202 | 850.0364 | 10.6737 | 850.6772 | 0.4576 | 669.8746 | 0.6404
|  | 677.939 | 0.024479 | 677.6185 | 0.004461 | 567.4426 | 0.010508 | 677.939 | 0.009927 | 677.6185 | -0.034506 | 670.0339 | 0.0020427 | 677.6185 | 0.01361 | 677.939 | 0.013993 | 677.939 | -0.0024423 | 567.4426 | 0.19587 | 677.939 | 0.0033576 | 677.939 | 0 | 672.42 | 0.0034176 | 677.939 | 0.0029174 | 569.5998 | 0.00023263 | 677.939 | 0.023992 | 677.939 | 0.11402 | 677.6185 | 3.4577 | 850.8442 | 0.027872 | 677.6185 | 0.0043178 | 850.2036 | 10.7459 | 850.8442 | 0.45879 | 670.1019 | 0.64335
|  | 678.1716 | -0.0052375 | 677.8515 | 0.00034014 | 567.5594 | 0 | 678.1716 | -0.022202 | 677.8515 | 0.0068379 | 670.2646 | -0.0028349 | 677.8515 | -0.016454 | 678.1717 | 0 | 678.1717 | -0.00016883 | 567.5594 | 0.19738 | 678.1717 | 0 | 678.1716 | 0.0032453 | 672.65 | -0.0013262 | 678.1717 | 0 | 569.7184 | 0.00043716 | 678.1717 | 0.0092402 | 678.1716 | 0.081329 | 677.8515 | 3.2988 | 851.0112 | 0.014272 | 677.8515 | 0.0034708 | 850.3708 | 10.8497 | 851.0112 | 0.46046 | 670.3292 | 0.64374
|  | 678.4043 | 0.051408 | 678.0845 | 0.012246 | 567.6761 | 0.01655 | 678.4043 | 0.018977 | 678.0845 | -0.047871 | 670.4952 | 0.007056 | 678.0845 | 0.013124 | 678.4043 | 0.021234 | 678.4043 | 0.0071349 | 567.6761 | 0.1971 | 678.4043 | 0.0047744 | 678.4043 | 0 | 672.88 | 0.0047948 | 678.4043 | 0.0029973 | 569.8371 | 0.00020862 | 678.4043 | 0.027107 | 678.4043 | 0.10376 | 678.0845 | 3.2086 | 851.1781 | 0.025181 | 678.0845 | -0.0014178 | 850.538 | 10.8939 | 851.1781 | 0.45994 | 670.5565 | 0.62631
|  | 678.637 | 0.001011 | 678.3175 | -0.0049918 | 567.7928 | 0 | 678.637 | -0.021749 | 678.3175 | 0.021725 | 670.726 | -0.00088653 | 678.3175 | -0.018553 | 678.637 | 0 | 678.637 | -0.011046 | 567.7928 | 0.18671 | 678.637 | 0 | 678.637 | 0.0044345 | 673.12 | -0.0022444 | 678.637 | 0 | 569.9557 | 0.00040373 | 678.637 | 0.013018 | 678.637 | 0.08268 | 678.3175 | 3.0677 | 851.3451 | 0.023643 | 678.3175 | -0.00062118 | 850.7052 | 10.9575 | 851.3451 | 0.46248 | 670.7838 | 0.61825
|  | 678.8697 | 0.035383 | 678.5505 | 0.015092 | 567.9096 | 0.015762 | 678.8697 | 0.012403 | 678.5505 | -0.0052286 | 670.9566 | 0.0044155 | 678.5505 | 0.016006 | 678.8697 | 0.0049795 | 678.8697 | 0.0047684 | 567.9096 | 0.1923 | 678.8697 | 0.003661 | 678.8697 | 3.0533e-05 | 673.35 | 0.0034176 | 678.8697 | 0.0041534 | 570.0743 | 0.0001992 | 678.8697 | 0.021195 | 678.8697 | 0.10376 | 678.5505 | 2.9785 | 851.5121 | 0.018741 | 678.5505 | 0.0037156 | 850.8725 | 11.0362 | 851.5121 | 0.46419 | 671.0112 | 0.62749
|  | 679.1024 | 0.027514 | 678.7835 | 0.0014571 | 568.0263 | 0 | 679.1024 | -0.019926 | 678.7835 | 0.00044041 | 671.1873 | -0.0023638 | 678.7835 | -0.016284 | 679.1024 | 0 | 679.1024 | 0.0088071 | 568.0263 | 0.18445 | 679.1024 | 0 | 679.1024 | 0.0025926 | 673.58 | 0.0093854 | 679.1024 | 0 | 570.193 | 0.00040711 | 679.1024 | 0.008927 | 679.1024 | 0.071872 | 678.7835 | 2.8512 | 851.6791 | 0.016483 | 678.7835 | -0.0035361 | 851.0397 | 11.0781 | 851.6791 | 0.46757 | 671.2385 | 0.62172
|  | 679.3351 | 0.022653 | 679.0166 | 0.0065968 | 568.1431 | 0.011559 | 679.3351 | 0.019447 | 679.0166 | -0.027202 | 671.418 | 0.002202 | 679.0166 | 0.01506 | 679.3351 | 0.0022663 | 679.3351 | 0.015066 | 568.1431 | 0.19507 | 679.3351 | 0.002334 | 679.3351 | 0 | 673.82 | -0.0074475 | 679.3351 | 0.0027069 | 570.3116 | 0.00021111 | 679.3351 | 0.026639 | 679.3351 | 0.095649 | 679.0166 | 2.7528 | 851.8461 | 0.011725 | 679.0166 | -0.0012625 | 851.2069 | 11.1167 | 851.8461 | 0.46996 | 671.4658 | 0.61333
|  | 679.5679 | 0.012809 | 679.2496 | -0.0023933 | 568.2598 | 0 | 679.5679 | -0.014103 | 679.2496 | 0.005159 | 671.6487 | -0.0037849 | 679.2496 | -0.01779 | 679.5679 | 0 | 679.5679 | -0.0036777 | 568.2598 | 0.18323 | 679.5679 | 0 | 679.5679 | 0.0029951 | 674.05 | -0.016017 | 679.5679 | 0 | 570.4303 | 0.00040995 | 679.5679 | 0.0123 | 679.5679 | 0.06917 | 679.2496 | 2.634 | 852.013 | 0.021096 | 679.2496 | -0.0045105 | 851.3741 | 11.1544 | 852.013 | 0.47307 | 671.6932 | 0.61333
|  | 679.8006 | 0.034578 | 679.4827 | 0.0043506 | 568.3766 | 0.011384 | 679.8006 | 0.02043 | 679.4827 | -0.022981 | 671.8795 | 0.0042686 | 679.4827 | 0.011865 | 679.8006 | 0.012838 | 679.8006 | 0.0025204 | 568.3766 | 0.18586 | 679.8006 | 0.0038609 | 679.8006 | 0 | 674.28 | -0.0089776 | 679.8006 | 0.0034169 | 570.5489 | 0.00020168 | 679.8006 | 0.019335 | 679.8006 | 0.088624 | 679.4827 | 2.5611 | 852.18 | 0.02148 | 679.4827 | -0.0021299 | 851.5414 | 11.2356 | 852.18 | 0.47411 | 671.9205 | 0.60947
|  | 680.0333 | 0.0028806 | 679.7158 | 0.0042639 | 568.4934 | 0 | 680.0333 | -0.035923 | 679.7158 | 0.017252 | 672.1102 | -0.0021779 | 679.7158 | -0.014148 | 680.0333 | 0 | 680.0333 | -0.018662 | 568.4934 | 0.17777 | 680.0333 | 0 | 680.0333 | 0.003069 | 674.51 | -0.01617 | 680.0333 | 0 | 570.6676 | 0.00041315 | 680.0333 | 0.0082894 | 680.0333 | 0.06836 | 679.7158 | 2.4454 | 852.347 | 0.019943 | 679.7158 | -0.002552 | 851.7086 | 11.2256 | 852.347 | 0.47458 | 672.1479 | 0.60816
|  | 680.2661 | 0.037857 | 679.9488 | 0.0091431 | 568.6101 | 0.016287 | 680.2661 | 0.0028542 | 679.9488 | -0.026279 | 672.341 | 0.0074743 | 679.9488 | 0.011945 | 680.2661 | 0.010913 | 680.2661 | 0.027231 | 568.6101 | 0.1804 | 680.2661 | 0.0035664 | 680.2661 | 0 | 674.75 | 0.00051009 | 680.2661 | 0.0034904 | 570.7863 | 0.00021609 | 680.2661 | 0.0211 | 680.2661 | 0.081599 | 679.9488 | 2.3769 | 852.514 | 0.021625 | 679.9488 | 0.00028945 | 851.8759 | 11.3806 | 852.514 | 0.47395 | 672.3752 | 0.60907
|  | 680.4988 | -0.01594 | 680.1819 | -0.001861 | 568.7269 | 0 | 680.4988 | -0.0033478 | 680.1819 | 0.029344 | 672.5718 | -0.0050808 | 680.1819 | -0.0163 | 680.4989 | 0 | 680.4989 | 0.015354 | 568.7269 | 0.17589 | 680.4989 | 0 | 680.4988 | 0.0032397 | 674.98 | -0.0023974 | 680.4989 | 0 | 570.9049 | 0.00040657 | 680.4989 | 0.006977 | 680.4988 | 0.059983 | 680.1819 | 2.2649 | 852.681 | 0.018309 | 680.1819 | 0.001375 | 852.0431 | 11.3185 | 852.681 | 0.47582 | 672.6027 | 0.5978
|  | 680.7316 | 0.039756 | 680.415 | 0.00676 | 568.8437 | 0.011208 | 680.7316 | 0.028625 | 680.415 | -0.026705 | 672.8026 | 0.0029193 | 680.415 | 0.012512 | 680.7316 | 0.0016791 | 680.7316 | 0.011488 | 568.8437 | 0.17838 | 680.7316 | 0.0030911 | 680.7316 | 0 | 675.21 | -0.0092835 | 680.7316 | 0.0031958 | 571.0236 | 0.00019244 | 680.7316 | 0.026456 | 680.7316 | 0.079708 | 680.415 | 2.212 | 852.848 | 0.024748 | 680.415 | 0.0021531 | 852.2104 | 11.4042 | 852.848 | 0.47707 | 672.83 | 0.5917
|  | 680.9644 | 0.011118 | 680.6481 | 0.0016058 | 568.9605 | 0 | 680.9644 | -0.030618 | 680.6481 | 0.0051714 | 673.0333 | -0.0031504 | 680.6481 | -0.016873 | 680.9644 | 0 | 680.9644 | -0.010798 | 568.9605 | 0.18948 | 680.9644 | 0 | 680.9644 | 0.002869 | 675.45 | 0.011069 | 680.9644 | 0 | 571.1422 | 0.00036513 | 680.9644 | 0.0038389 | 680.9644 | 0.057822 | 680.6481 | 2.0892 | 853.015 | 0.01975 | 680.6481 | 0.0054419 | 852.3776 | 11.4607 | 853.015 | 0.48086 | 673.0574 | 0.58856
|  | 681.1972 | 0.011315 | 680.8813 | 0.0023516 | 569.0773 | 0.0086549 | 681.1972 | 0.025134 | 680.8813 | -0.030921 | 673.2641 | 0.0036842 | 680.8813 | 0.016431 | 681.1972 | 0.022608 | 681.1972 | 0.0028624 | 569.0773 | 0.16653 | 681.1972 | 0.0040439 | 681.1972 | 0 | 675.68 | -0.0025504 | 681.1972 | 0.0015531 | 571.2609 | 0.00017679 | 681.1972 | 0.01878 | 681.1972 | 0.078357 | 680.8813 | 2.0468 | 853.182 | 0.016242 | 680.8813 | 0.011894 | 852.5449 | 11.467 | 853.182 | 0.48268 | 673.2849 | 0.5862
|  | 681.4301 | -0.0020192 | 681.1144 | -0.0047669 | 569.1941 | 0 | 681.4301 | 0.0041176 | 681.1144 | 0.0050133 | 673.4949 | -0.0024867 | 681.1144 | -0.016777 | 681.43 | 0 | 681.43 | -0.00086493 | 569.1941 | 0.16456 | 681.43 | 0 | 681.4301 | 0.002306 | 675.91 | -0.0022444 | 681.43 | 0 | 571.3796 | 0.00037474 | 681.43 | 0.0059305 | 681.4301 | 0.05458 | 681.1144 | 1.9635 | 853.349 | 0.020712 | 681.1144 | 0.00046192 | 852.7121 | 11.5075 | 853.349 | 0.4874 | 673.5123 | 0.5845
|  | 681.6628 | 0.056247 | 681.3475 | 0.008363 | 569.3109 | 0.012259 | 681.6628 | 0.038304 | 681.3475 | -0.040041 | 673.7257 | 0.0041742 | 681.3475 | 0.01129 | 681.6628 | 0.019427 | 681.6628 | -0.00027187 | 569.3109 | 0.16653 | 681.6628 | 0.0026811 | 681.6628 | 0 | 676.15 | -0.0025504 | 681.6628 | 0.0047839 | 571.4983 | 0.0002008 | 681.6628 | 0.019021 | 681.6628 | 0.06917 | 681.3475 | 1.9086 | 853.516 | 0.020183 | 681.3475 | 0.0027427 | 852.8794 | 11.5273 | 853.516 | 0.49124 | 673.7397 | 0.59026
|  | 681.8957 | -0.00339 | 681.5807 | 0.0020266 | 569.4277 | 0 | 681.8957 | -0.017941 | 681.5807 | 0.0080501 | 673.9565 | 0.00068984 | 681.5807 | -0.018462 | 681.8957 | 0 | 681.8957 | -0.017326 | 569.4277 | 0.17669 | 681.8957 | 0 | 681.8957 | 0.0016534 | 676.38 | 0.0034176 | 681.8957 | 0 | 571.6169 | 0.00038345 | 681.8957 | 0.0088459 | 681.8957 | 0.052958 | 681.5807 | 1.8048 | 853.6831 | 0.019847 | 681.5807 | -0.0053805 | 853.0467 | 11.4484 | 853.6831 | 0.4968 | 673.9672 | 0.57676
|  | 682.1285 | 0.018063 | 681.8138 | 0.0065566 | 569.5446 | 0.011121 | 682.1285 | 0.019204 | 681.8138 | -0.023858 | 674.1874 | 0.0025683 | 681.8138 | 0.014122 | 682.1285 | 0.023219 | 682.1285 | 0.0039545 | 569.5446 | 0.15906 | 682.1285 | 0.000789 | 682.1285 | 0.0002912 | 676.61 | 0.0049478 | 682.1285 | 0.0010573 | 571.7356 | 0.0001855 | 682.1285 | 0.021091 | 682.1285 | 0.072142 | 681.8138 | 1.7649 | 853.8501 | 0.024844 | 681.8138 | 0.0045148 | 853.2139 | 11.5934 | 853.8501 | 0.49867 | 674.1946 | 0.57086
|  | 682.3614 | 0.02016 | 682.047 | 0.0036548 | 569.6614 | 0 | 682.3614 | -0.018871 | 682.047 | 0.013663 | 674.4182 | -0.0051924 | 682.047 | -0.019551 | 682.3614 | 0 | 682.3614 | -0.00044134 | 569.6614 | 0.17363 | 682.3614 | 0 | 682.3614 | 0.0031744 | 676.85 | -0.007141 | 682.3614 | 0 | 571.8543 | 0.00037385 | 682.3614 | 0.0034134 | 682.3614 | 0.049446 | 682.047 | 1.6836 | 854.0171 | 0.025853 | 682.047 | 0.0025006 | 853.3812 | 11.4484 | 854.0171 | 0.50126 | 674.4221 | 0.56745
|  | 682.5942 | 0.037552 | 682.2802 | 0.010062 | 569.7782 | 0.010771 | 682.5942 | -0.00038315 | 682.2802 | -0.019313 | 674.649 | 0.0051241 | 682.2802 | 0.016499 | 682.5942 | 0.015101 | 682.5942 | -0.008697 | 569.7782 | 0.15958 | 682.5942 | 0.003637 | 682.5942 | 0 | 677.08 | 0.0031115 | 682.5942 | 0.0026942 | 571.973 | 0.00018959 | 682.5942 | 0.022061 | 682.5942 | 0.071062 | 682.2802 | 1.6582 | 854.1841 | 0.02297 | 682.2802 | 0.0029288 | 853.5485 | 11.5475 | 854.1841 | 0.5022 | 674.6495 | 0.57362
|  | 682.8271 | 0.014841 | 682.5134 | -0.0035674 | 569.8951 | 0 | 682.8271 | -0.022045 | 682.5134 | 0.013235 | 674.8799 | -0.0037479 | 682.5134 | -0.012899 | 682.8271 | 0 | 682.8271 | -0.020114 | 569.8951 | 0.15215 | 682.8271 | 0 | 682.8271 | 0.001446 | 677.31 | -0.0066822 | 682.8271 | 0 | 572.0917 | 0.00035446 | 682.8271 | 0 | 682.8271 | 0.050797 | 682.5134 | 1.5667 | 854.3511 | 0.018934 | 682.5134 | -0.006542 | 853.7158 | 11.5629 | 854.3511 | 0.50604 | 674.8769 | 0.56496
|  | 683.06 | 0.048047 | 682.7466 | 0.002059 | 570.0119 | 0.00091103 | 683.06 | -0.0022492 | 682.7466 | -0.045945 | 675.1108 | 0.0045031 | 682.7466 | 0.0099752 | 683.06 | 0.0048292 | 683.06 | 0.0044564 | 570.0119 | 0.164 | 683.06 | 0.0023847 | 683.06 | 0 | 677.54 | 5.1009e-05 | 683.06 | 0.00236 | 572.2104 | 0.00016558 | 683.06 | 0.012917 | 683.06 | 0.064847 | 682.7466 | 1.5136 | 854.5182 | 0.024171 | 682.7466 | 0.0087059 | 853.8831 | 11.5855 | 854.5182 | 0.50957 | 675.1045 | 0.56575
|  | 683.2928 | -0.00074419 | 682.9798 | -0.0026995 | 570.1288 | 0 | 683.2928 | -0.0050144 | 682.9798 | 0.017759 | 675.3416 | -0.00096681 | 682.9798 | -0.017132 | 683.2929 | 0 | 683.2929 | 0.0060844 | 570.1288 | 0.15788 | 683.2929 | 0 | 683.2928 | 0.002567 | 677.78 | 0.0038766 | 683.2929 | 0 | 572.3291 | 0.00034326 | 683.2929 | 0 | 683.2929 | 0.042421 | 682.9798 | 1.4564 | 854.6852 | 0.018405 | 682.9798 | -0.0070546 | 854.0503 | 11.5207 | 854.6852 | 0.51585 | 675.332 | 0.5611
|  | 683.5258 | 0.050463 | 683.213 | 0.0012803 | 570.2456 | 0.0085031 | 683.5258 | 0.0067894 | 683.213 | -0.030845 | 675.5725 | 0.0050527 | 683.213 | 0.012715 | 683.5258 | 0.01255 | 683.5258 | -0.0028749 | 570.2456 | 0.15398 | 683.5258 | 0.0028106 | 683.5258 | 0 | 678.01 | 0.014436 | 683.5258 | 0.0014807 | 572.4478 | 0.00017839 | 683.5258 | 0.017581 | 683.5258 | 0.062415 | 683.213 | 1.437 | 854.8523 | 0.029169 | 683.213 | 0.0067155 | 854.2176 | 11.5872 | 854.8523 | 0.5198 | 675.5594 | 0.55874
|  | 683.7587 | 0.012111 | 683.4462 | -0.0097937 | 570.3625 | 0 | 683.7587 | -0.020818 | 683.4462 | 0.0050975 | 675.8034 | 0.00024039 | 683.4462 | -0.021027 | 683.7587 | 0 | 683.7587 | 0.0094189 | 570.3625 | 0.15172 | 683.7587 | 0 | 683.7587 | 0.0022175 | 678.24 | -0.0049988 | 683.7587 | 0 | 572.5665 | 0.00036069 | 683.7587 | 0.00381 | 683.7587 | 0.037557 | 683.4462 | 1.3587 | 855.0193 | 0.017828 | 683.4462 | -0.0023745 | 854.3849 | 11.5376 | 855.0193 | 0.52385 | 675.787 | 0.55553
|  | 683.9916 | 0.019999 | 683.6795 | 0.005404 | 570.4794 | 0.021279 | 683.9916 | 0.032077 | 683.6795 | -0.030309 | 676.0343 | 0.0065515 | 683.6795 | 0.013682 | 683.9916 | 0.015576 | 683.9916 | 0.0057688 | 570.4794 | 0.15826 | 683.9916 | 0.0011594 | 683.9916 | 0 | 678.48 | 0.0037236 | 683.9916 | 0.0037735 | 572.6852 | 0.0001823 | 683.9916 | 0.024608 | 683.9916 | 0.058633 | 683.6795 | 1.3359 | 855.1863 | 0.023499 | 683.6795 | 0.0014821 | 854.5522 | 11.4821 | 855.1863 | 0.52504 | 676.0145 | 0.55054
|  | 684.2245 | 0.02481 | 683.9127 | -0.0052769 | 570.5962 | 0 | 684.2245 | -0.0128 | 683.9127 | 0.015383 | 676.2653 | -0.0044259 | 683.9127 | -0.018516 | 684.2245 | 0 | 684.2245 | -0.0095068 | 570.5962 | 0.14839 | 684.2245 | 0 | 684.2245 | 0.002192 | 678.71 | -0.0049988 | 684.2245 | 0 | 572.8039 | 0.00035393 | 684.2245 | 0.0035367 | 684.2246 | 0.04161 | 683.9127 | 1.2709 | 855.3534 | 0.018645 | 683.9127 | -0.0056824 | 854.7195 | 11.4709 | 855.3534 | 0.52748 | 676.242 | 0.53082
|  | 684.4575 | 0.038266 | 684.146 | -0.0064874 | 570.7131 | 0.006681 | 684.4575 | 0.0088609 | 684.146 | -0.030024 | 676.4962 | 0.002292 | 684.146 | 0.014206 | 684.4575 | 0.0046643 | 684.4575 | 0.023487 | 570.7131 | 0.16291 | 684.4575 | 0.0012317 | 684.4575 | 0.00020984 | 678.94 | -0.0040807 | 684.4575 | 0.0024647 | 572.9226 | 0.00017181 | 684.4575 | 0.017811 | 684.4575 | 0.058903 | 684.146 | 1.2296 | 855.5204 | 0.024316 | 684.146 | -0.0028014 | 854.8868 | 11.4793 | 855.5204 | 0.52795 | 676.4695 | 0.54124
|  | 684.6904 | 0.014903 | 684.3793 | -0.00080549 | 570.83 | 0 | 684.6904 | -0.036085 | 684.3793 | 0.012153 | 676.7271 | -0.00095679 | 684.3793 | -0.015041 | 684.6904 | 0 | 684.6904 | -0.0078821 | 570.83 | 0.14636 | 684.6904 | 0 | 684.6904 | 0.0028223 | 679.18 | 0.0075495 | 684.6904 | 0 | 573.0413 | 0.00035268 | 684.6904 | 0.002048 | 684.6904 | 0.033234 | 684.3793 | 1.1636 | 855.6875 | 0.016723 | 684.3793 | -0.00020621 | 855.0541 | 11.4046 | 855.6875 | 0.52888 | 676.6971 | 0.53888
|  | 684.9234 | 0.01851 | 684.6125 | 0.00082615 | 570.9469 | 0.0088442 | 684.9234 | 0.029695 | 684.6125 | -0.040801 | 676.958 | 0.0047356 | 684.6125 | 0.014035 | 684.9234 | 0.0094746 | 684.9234 | 0.016436 | 570.9469 | 0.15666 | 684.9234 | 0.0038785 | 684.9234 | 0 | 679.41 | -0.0007141 | 684.9234 | 0.0046733 | 573.16 | 0.00018105 | 684.9234 | 0.021396 | 684.9234 | 0.056741 | 684.6125 | 1.1334 | 855.8545 | 0.024652 | 684.6125 | 0.0096034 | 855.2215 | 11.3826 | 855.8545 | 0.52894 | 676.9246 | 0.53305
|  | 685.1564 | 0.011774 | 684.8458 | -0.0090777 | 571.0638 | 0 | 685.1564 | -0.032111 | 684.8458 | 0.011793 | 677.189 | 2.6587e-05 | 684.8458 | -0.01645 | 685.1564 | 0 | 685.1564 | 0.0041934 | 571.0638 | 0.14453 | 685.1564 | 0 | 685.1564 | 0.0027844 | 679.64 | -0.0039276 | 685.1564 | 0 | 573.2787 | 0.00036353 | 685.1564 | 0.0041466 | 685.1564 | 0.032153 | 684.8458 | 1.0801 | 856.0216 | 0.017588 | 684.8458 | -0.0077348 | 855.3888 | 11.2923 | 856.0216 | 0.53148 | 677.1522 | 0.52879
|  | 685.3893 | 0.028776 | 685.0791 | 0.0073867 | 571.1807 | 0.0097198 | 685.3893 | 0.020444 | 685.0791 | -0.035447 | 677.4199 | 0.0037291 | 685.0791 | 0.016886 | 685.3893 | 0.0096372 | 685.3893 | 0.017709 | 571.1807 | 0.14359 | 685.3893 | 0.0053822 | 685.3893 | 0 | 679.88 | 0.0093854 | 685.3893 | 0.0034173 | 573.3975 | 0.00018266 | 685.3893 | 0.018498 | 685.3893 | 0.050527 | 685.0791 | 1.0703 | 856.1887 | 0.02619 | 685.0791 | 0.0099255 | 855.5561 | 11.3017 | 856.1887 | 0.53408 | 677.3798 | 0.52026
|  | 685.6223 | 0.0010995 | 685.3124 | 0.0024185 | 571.2976 | 0 | 685.6223 | -0.0027228 | 685.3124 | 0.0078689 | 677.6509 | -0.0084384 | 685.3124 | -0.018162 | 685.6223 | 0 | 685.6223 | 0.0074819 | 571.2976 | 0.15281 | 685.6223 | 0 | 685.6223 | 0.0028267 | 680.11 | -0.010355 | 685.6223 | 0 | 573.5162 | 0.00037153 | 685.6223 | 0 | 685.6223 | 0.02729 | 685.3124 | 1.0013 | 856.3557 | 0.018645 | 685.3124 | -0.00011387 | 855.7234 | 11.2543 | 856.3557 | 0.53807 | 677.6074 | 0.52354
|  | 685.8553 | 0.023239 | 685.5458 | 0.003031 | 571.4145 | 0.013835 | 685.8553 | -0.010788 | 685.5458 | -0.041185 | 677.8819 | 0.0038972 | 685.5458 | 0.014174 | 685.8553 | 0.016052 | 685.8553 | 0.011569 | 571.4145 | 0.14411 | 685.8553 | 0.0022182 | 685.8553 | 0 | 680.34 | -0.0066822 | 685.8553 | 0.004129 | 573.6349 | 0.00018888 | 685.8553 | 0.022069 | 685.8554 | 0.05512 | 685.5458 | 0.98523 | 856.5228 | 0.024652 | 685.5458 | 0.0087193 | 855.8908 | 11.2892 | 856.5228 | 0.53984 | 677.835 | 0.52348
|  | 686.0883 | 0.024358 | 685.7791 | -0.0022206 | 571.5315 | 0 | 686.0883 | -0.058534 | 685.7791 | 0.025487 | 678.1129 | -0.0059499 | 685.7791 | -0.018271 | 686.0883 | 0 | 686.0883 | -0.0022485 | 571.5315 | 0.14025 | 686.0883 | 0 | 686.0883 | 0.0022469 | 680.58 | 0.0066312 | 686.0883 | 0 | 573.7537 | 0.00033365 | 686.0883 | 0.0027465 | 686.0883 | 0.031073 | 685.7791 | 0.94349 | 856.6898 | 0.02273 | 685.7791 | -0.006018 | 856.0581 | 11.1479 | 856.6898 | 0.54275 | 678.0626 | 0.51718
|  | 686.3214 | -0.0053033 | 686.0124 | 0.0057146 | 571.6484 | 0.012259 | 686.3214 | 0.0042876 | 686.0124 | -0.057568 | 678.3439 | 0.002839 | 686.0124 | 0.013698 | 686.3214 | 0.01594 | 686.3214 | 0.0060984 | 571.6484 | 0.14542 | 686.3214 | 0.0043647 | 686.3214 | 0 | 680.81 | -0.0036216 | 686.3214 | 0.0034244 | 573.8724 | 0.00014459 | 686.3214 | 0.017784 | 686.3214 | 0.051067 | 686.0124 | 0.93478 | 856.8569 | 0.022826 | 686.0124 | -0.0012104 | 856.2254 | 11.0355 | 856.8569 | 0.54467 | 678.2902 | 0.52924
|  | 686.5544 | 0.013074 | 686.2458 | 0.0005652 | 571.7654 | 0 | 686.5544 | -0.016149 | 686.2458 | 0.0098017 | 678.5749 | -0.0047411 | 686.2458 | -0.018507 | 686.5544 | 0 | 686.5544 | 0.012242 | 571.7654 | 0.13851 | 686.5544 | 0 | 686.5544 | 0.0032298 | 681.04 | -0.0068351 | 686.5544 | 0 | 573.9911 | 0.00032298 | 686.5544 | 0.0011458 | 686.5544 | 0.024102 | 686.2458 | 0.88389 | 857.024 | 0.023162 | 686.2458 | -0.00074354 | 856.3927 | 10.9865 | 857.024 | 0.54861 | 678.5178 | 0.5185
|  | 686.7874 | 0.036213 | 686.4791 | 0.0073289 | 571.8823 | 0.015762 | 686.7874 | 0.0042079 | 686.4791 | -0.051676 | 678.8059 | 0.0035533 | 686.4791 | 0.012256 | 686.7874 | 0.016789 | 686.7874 | 0.00306 | 571.8823 | 0.14035 | 686.7874 | 0.0034879 | 686.7874 | 0 | 681.28 | -0.0068351 | 686.7874 | 0.0040433 | 574.1099 | 0.00017892 | 686.7874 | 0.01666 | 686.7874 | 0.047825 | 686.4791 | 0.87474 | 857.1911 | 0.027439 | 686.4791 | 0.0052486 | 856.5601 | 10.9439 | 857.1911 | 0.55074 | 678.7454 | 0.51312
|  | 687.0205 | 0.013692 | 686.7125 | -0.0010895 | 571.9992 | 0 | 687.0205 | -0.047169 | 686.7125 | -0.0029111 | 679.0369 | -0.0040059 | 686.7125 | -0.02295 | 687.0205 | 0 | 687.0205 | -0.0010207 | 571.9992 | 0.1301 | 687.0205 | 0 | 687.0205 | 0.004081 | 681.51 | 0.0049478 | 687.0205 | 0 | 574.2286 | 0.0003445 | 687.0205 | 0.0018895 | 687.0205 | 0.028371 | 686.7125 | 0.82564 | 857.3582 | 0.027055 | 686.7125 | -0.013258 | 856.7274 | 10.8091 | 857.3582 | 0.55422 | 678.973 | 0.50499
|  | 687.2535 | 0.0095468 | 686.9459 | 0.021036 | 572.1162 | 0.0068328 | 687.2535 | 0.031276 | 686.9459 | -0.026973 | 679.268 | 0.0053372 | 686.9459 | 0.014947 | 687.2536 | 0.016791 | 687.2536 | 0.02586 | 572.1162 | 0.12836 | 687.2536 | 0.0051491 | 687.2535 | 0 | 681.74 | 0.00035706 | 687.2536 | 0.0047213 | 574.3474 | 0.00016611 | 687.2536 | 0.016846 | 687.2535 | 0.051067 | 686.9459 | 0.82988 | 857.5252 | 0.027727 | 686.9459 | 0.012331 | 856.8948 | 10.8016 | 857.5252 | 0.55583 | 679.2007 | 0.50519
|  | 687.4866 | 0.038797 | 687.1793 | -0.001729 | 572.2332 | 0 | 687.4866 | -0.0023698 | 687.1793 | 0.017163 | 679.499 | -0.0041829 | 687.1793 | -0.019466 | 687.4866 | 0 | 687.4866 | -0.012959 | 572.2332 | 0.13052 | 687.4866 | 0 | 687.4866 | 0.0022439 | 681.98 | 0.00020403 | 687.4866 | 0 | 574.4661 | 0.00033294 | 687.4866 | 0.0039203 | 687.4866 | 0.02622 | 687.1793 | 0.77631 | 857.6923 | 0.018741 | 687.1793 | 0.0050181 | 857.0621 | 10.7488 | 857.6923 | 0.55941 | 679.4283 | 0.50047
|  | 687.7197 | 0.049712 | 687.4127 | 0.006558 | 572.3501 | 0.018214 | 687.7197 | -0.0089097 | 687.4127 | -0.015751 | 679.7301 | 0.0058703 | 687.4127 | 0.015952 | 687.7197 | 0.024887 | 687.7197 | 0.011788 | 572.3501 | 0.14049 | 687.7197 | 0.0038255 | 687.7197 | 0 | 682.21 | -0.0030095 | 687.7197 | 0.0013291 | 574.5848 | 0.00016736 | 687.7197 | 0.012773 | 687.7197 | 0.048905 | 687.4127 | 0.76492 | 857.8594 | 0.022393 | 687.4127 | 0.0043428 | 857.2295 | 10.5876 | 857.8594 | 0.56112 | 679.656 | 0.48999
|  | 687.9528 | 0.015105 | 687.6461 | -0.0084062 | 572.4671 | 0 | 687.9528 | -0.0047652 | 687.6461 | 0.011511 | 679.9611 | -0.0042686 | 687.6461 | -0.022028 | 687.9528 | 0 | 687.9528 | -0.011205 | 572.4671 | 0.13052 | 687.9528 | 0 | 687.9528 | 0.0024856 | 682.44 | -0.0031625 | 687.9528 | 0 | 574.7036 | 0.00035322 | 687.9528 | 0 | 687.9528 | 0.02362 | 687.6461 | 0.7339 | 858.0265 | 0.019078 | 687.6461 | -0.0046425 | 857.3969 | 10.4475 | 858.0265 | 0.56611 | 679.8837 | 0.49175
|  | 688.1859 | 0.039771 | 687.8795 | 0.0057771 | 572.5841 | 0.016813 | 688.1859 | 0.012798 | 687.8795 | -0.026154 | 680.1922 | 0.0042966 | 687.8795 | 0.01225 | 688.1859 | 0.025254 | 688.1859 | 0.0083427 | 572.5841 | 0.13235 | 688.1859 | 0.0036814 | 688.1859 | 0 | 682.68 | 0.00709 | 688.1859 | 0.0036059 | 574.8224 | 0.00018586 | 688.1859 | 0.01917 | 688.1859 | 0.047554 | 687.8795 | 0.72631 | 858.1936 | 0.022826 | 687.8795 | 0.0020894 | 857.5642 | 10.4619 | 858.1936 | 0.56964 | 680.1113 | 0.49955
|  | 688.419 | 0.0053088 | 688.1129 | 0.0018744 | 572.7011 | 0 | 688.419 | -0.015731 | 688.1129 | -0.021025 | 680.4233 | -0.0051595 | 688.1129 | -0.020816 | 688.419 | 0 | 688.419 | -0.009155 | 572.7011 | 0.12036 | 688.419 | 0 | 688.419 | 0.0033077 | 682.91 | -0.012956 | 688.419 | 0 | 574.9411 | 0.00036033 | 688.419 | 0 | 688.419 | 0.020985 | 688.1129 | 0.67988 | 858.3607 | 0.018741 | 688.1129 | -0.0091696 | 857.7316 | 10.2838 | 858.3607 | 0.57421 | 680.3391 | 0.49103
|  | 688.6522 | 0.01283 | 688.3464 | 0.007727 | 572.8181 | 0.012172 | 688.6522 | -0.0042321 | 688.3464 | -0.041705 | 680.6544 | 0.0031476 | 688.3464 | 0.014788 | 688.6522 | 0.011534 | 688.6522 | -0.013146 | 572.8181 | 0.12676 | 688.6522 | 0.0055496 | 688.6522 | 0 | 683.14 | 0.013364 | 688.6522 | 0.0023279 | 575.0599 | 0.00017465 | 688.6522 | 0.01286 | 688.6522 | 0.039449 | 688.3464 | 0.68345 | 858.5278 | 0.021865 | 688.3464 | 0.0032833 | 857.899 | 10.141 | 858.5278 | 0.5753 | 680.5667 | 0.48245
|  | 688.8853 | -0.013417 | 688.5798 | -0.00016544 | 572.9351 | 0 | 688.8853 | -0.038411 | 688.5798 | 0.0081223 | 680.8855 | -0.0075058 | 688.5798 | -0.022179 | 688.8853 | 0 | 688.8853 | -0.0051475 | 572.9351 | 0.12168 | 688.8853 | 0 | 688.8853 | 0.0016642 | 683.38 | -0.0053048 | 688.8853 | 0 | 575.1786 | 0.00030111 | 688.8853 | 0 | 688.8853 | 0.024045 | 688.5798 | 0.63413 | 858.6949 | 0.014801 | 688.5798 | 0.00084406 | 858.0663 | 10.0545 | 858.6949 | 0.57841 | 680.7944 | 0.47806
|  | 689.1185 | 0.052263 | 688.8133 | 0.0063343 | 573.0521 | 0.0077439 | 689.1185 | 0.0010509 | 688.8133 | -0.029255 | 681.1166 | 0.003165 | 688.8133 | 0.01686 | 689.1184 | 0.012926 | 689.1184 | 0.014563 | 573.0521 | 0.123 | 689.1184 | 0.0030626 | 689.1185 | 0 | 683.61 | 0.0012752 | 689.1184 | 0.0022154 | 575.2974 | 0.00012663 | 689.1184 | 0.012184 | 689.1185 | 0.0408 | 688.8133 | 0.64573 | 858.862 | 0.010043 | 688.8133 | 0.0076168 | 858.2337 | 9.8869 | 858.862 | 0.58116 | 681.0222 | 0.47786
|  | 689.3516 | -0.00051236 | 689.0468 | -0.0094502 | 573.1691 | 0 | 689.3516 | -0.0020777 | 689.0468 | 0.017493 | 681.3477 | -0.0021534 | 689.0468 | -0.020572 | 689.3516 | 0 | 689.3516 | 0.0012055 | 573.1691 | 0.1237 | 689.3516 | 0 | 689.3516 | 0.0029477 | 683.84 | 5.1009e-05 | 689.3516 | 0 | 575.4162 | 0.00027692 | 689.3516 | 0 | 689.3516 | 0.018221 | 689.0467 | 0.60332 | 859.0291 | 0.014128 | 689.0468 | 0.0017826 | 858.4011 | 9.8447 | 859.0291 | 0.58599 | 681.2499 | 0.47137
|  | 689.5848 | 0.038662 | 689.2802 | -0.0015956 | 573.2861 | 0.010771 | 689.5848 | 0.042834 | 689.2802 | -0.025844 | 681.5789 | 0.0062436 | 689.2802 | 0.014885 | 689.5848 | 0.0058385 | 689.5848 | 0.0146 | 573.2861 | 0.11463 | 689.5848 | 0.0016096 | 689.5848 | 0 | 684.08 | -0.0010202 | 689.5848 | 0.00344 | 575.5349 | 0.00015029 | 689.5848 | 0.017164 | 689.5848 | 0.036747 | 689.2802 | 0.60868 | 859.1962 | 0.02297 | 689.2802 | 0.0075754 | 858.5685 | 9.7146 | 859.1962 | 0.58869 | 681.4776 | 0.4675
|  | 689.8179 | -0.0044967 | 689.5137 | 0.0046898 | 573.4031 | 0 | 689.8179 | -0.0082045 | 689.5137 | 0.0063425 | 681.81 | -0.0032349 | 689.5137 | -0.015633 | 689.8179 | 0 | 689.8179 | 1.4165e-05 | 573.4031 | 0.11862 | 689.8179 | 0 | 689.8179 | 0.0026633 | 684.31 | -0.00607 | 689.8179 | 0 | 575.6537 | 0.00029026 | 689.8179 | 0.0016649 | 689.8179 | 0.019413 | 689.5137 | 0.56672 | 859.3633 | 0.018309 | 689.5137 | -0.0014623 | 858.7359 | 9.4744 | 859.3633 | 0.59207 | 681.7053 | 0.46593
|  | 690.0511 | 0.025868 | 689.7472 | -7.1999e-06 | 573.5202 | 0.0071365 | 690.0511 | 0.0030722 | 689.7472 | -0.03109 | 682.0411 | 0.0054629 | 689.7472 | 0.015024 | 690.0511 | 0.0070972 | 690.0511 | 0.0041715 | 573.5202 | 0.11609 | 690.0511 | 0.0027147 | 690.0511 | 0 | 684.54 | 0.010457 | 690.0511 | 0.0016946 | 575.7725 | 0.00013997 | 690.0511 | 0.014245 | 690.0512 | 0.039449 | 689.7472 | 0.56984 | 859.5305 | 0.017588 | 689.7472 | 0.0069083 | 858.9033 | 9.509 | 859.5305 | 0.5944 | 681.9331 | 0.46593
|  | 690.2843 | 0.0071774 | 689.9807 | -0.004701 | 573.6372 | 0 | 690.2843 | -0.036872 | 689.9807 | -0.0023882 | 682.2723 | -0.0024024 | 689.9807 | -0.018283 | 690.2843 | 0 | 690.2843 | 0.0033346 | 573.6372 | 0.11566 | 690.2843 | 0 | 690.2843 | 0.0028161 | 684.78 | -0.0046928 | 690.2843 | 0 | 575.8913 | 0.00030057 | 690.2843 | 0 | 690.2843 | 0.014595 | 689.9807 | 0.53636 | 859.6976 | 0.015522 | 689.9807 | -0.0079796 | 859.0707 | 9.2448 | 859.6976 | 0.59897 | 682.1608 | 0.47314
|  | 690.5175 | 0.020578 | 690.2142 | 0.00028668 | 573.7542 | 0.013398 | 690.5175 | 0.0044923 | 690.2142 | -0.066178 | 682.5035 | 0.0059404 | 690.2142 | 0.012161 | 690.5175 | 0.016637 | 690.5175 | 0.004164 | 573.7542 | 0.10847 | 690.5175 | 0.0027006 | 690.5175 | 0 | 685.01 | -0.0074475 | 690.5175 | 0.0029946 | 576.0101 | 0.00016113 | 690.5175 | 0.016633 | 690.5175 | 0.040529 | 690.2142 | 0.54775 | 859.8647 | 0.02989 | 690.2142 | 0.0013654 | 859.2381 | 9.139 | 859.8647 | 0.60167 | 682.3886 | 0.46331
|  | 690.7507 | 0.026033 | 690.4478 | -0.0043432 | 573.8713 | 0 | 690.7507 | -0.036848 | 690.4478 | 0.00020586 | 682.7347 | -0.00047638 | 690.4478 | -0.021354 | 690.7507 | 0 | 690.7507 | -5.093e-05 | 573.8713 | 0.12088 | 690.7507 | 0 | 690.7507 | 0.0020157 | 685.25 | -0.0025504 | 690.7507 | 0 | 576.1289 | 0.0002947 | 690.7507 | 0.001567 | 690.7507 | 0.017159 | 690.4478 | 0.50244 | 860.0318 | 0.020183 | 690.4478 | -0.0092712 | 859.4055 | 8.9573 | 860.0318 | 0.6051 | 682.6164 | 0.45695
|  | 690.9839 | 0.01769 | 690.6813 | 0.0057036 | 573.9883 | 0.012434 | 690.9839 | 0.024291 | 690.6813 | -0.044729 | 682.9659 | 0.00068326 | 690.6813 | 0.011085 | 690.984 | 0.018275 | 690.984 | 0.013518 | 573.9883 | 0.10222 | 690.984 | 0.0012132 | 690.9839 | 0 | 685.48 | -0.0053048 | 690.984 | 0.0031677 | 576.2476 | 0.0001341 | 690.984 | 0.0093048 | 690.984 | 0.037017 | 690.6813 | 0.5136 | 860.199 | 0.025853 | 690.6813 | 0.00050044 | 859.5729 | 8.905 | 860.199 | 0.60608 | 682.8442 | 0.45184
|  | 691.2172 | -0.012169 | 690.9149 | 0.003 | 574.1054 | 0 | 691.2172 | 0.0029963 | 690.9149 | 0.014027 | 683.1971 | -0.0023208 | 690.9149 | -0.018299 | 691.2172 | 0 | 691.2172 | 0.0038584 | 574.1054 | 0.10969 | 691.2172 | 0 | 691.2172 | 0.0016324 | 685.71 | -0.0030095 | 691.2172 | 0 | 576.3664 | 0.00029239 | 691.2172 | 0 | 691.2172 | 0.01648 | 690.9149 | 0.47386 | 860.3661 | 0.016579 | 690.9149 | 0.0087113 | 859.7403 | 8.6079 | 860.3661 | 0.61091 | 683.072 | 0.4405
|  | 691.4504 | 0.03358 | 691.1484 | -0.00042104 | 574.2225 | 0.010158 | 691.4504 | -0.0030105 | 691.1484 | -0.046712 | 683.4283 | 0.0064675 | 691.1484 | 0.016905 | 691.4505 | 0.021353 | 691.4505 | 0.015057 | 574.2225 | 0.11129 | 691.4505 | 0.0039251 | 691.4504 | 0 | 685.95 | -0.0030095 | 691.4505 | 0.0002463 | 576.4852 | 0.000159 | 691.4505 | 0.017438 | 691.4504 | 0.0408 | 691.1484 | 0.47811 | 860.5332 | 0.011918 | 691.1484 | -0.00082071 | 859.9077 | 8.5556 | 860.5332 | 0.61429 | 683.2998 | 0.45866
|  | 691.6837 | 0.0020272 | 691.382 | 0.00066041 | 574.3395 | 0 | 691.6837 | -0.00025835 | 691.382 | -0.0071076 | 683.6595 | -0.0019144 | 691.382 | -0.02367 | 691.6837 | 0 | 691.6837 | -0.011355 | 574.3395 | 0.099535 | 691.6837 | 0 | 691.6837 | 0.0013578 | 686.18 | -0.01112 | 691.6837 | 0 | 576.604 | 0.00031587 | 691.6837 | 0 | 691.6837 | 0.014764 | 691.382 | 0.44239 | 860.7004 | 0.01975 | 691.382 | -0.0033117 | 860.0751 | 8.3384 | 860.7004 | 0.61984 | 683.5276 | 0.44483
|  | 691.917 | 0.060499 | 691.6156 | 0.00968 | 574.4566 | 0.0022776 | 691.917 | 0.0078894 | 691.6156 | -0.062147 | 683.8907 | 0.0024912 | 691.6156 | 0.015264 | 691.917 | 0.013584 | 691.917 | 0.002273 | 574.4566 | 0.10969 | 691.917 | 0.0045428 | 691.917 | 0 | 686.41 | -0.00086717 | 691.917 | 0.0042162 | 576.7228 | 0.00015687 | 691.917 | 0.018158 | 691.917 | 0.037557 | 691.6156 | 0.45311 | 860.8675 | 0.022297 | 691.6156 | -0.0015557 | 860.2425 | 8.2811 | 860.8675 | 0.62275 | 683.7554 | 0.44673
|  | 692.1503 | 0.0081243 | 691.8491 | -0.005027 | 574.5737 | 0 | 692.1503 | -0.028313 | 691.8491 | 0.021263 | 684.1219 | -0.0049569 | 691.8491 | -0.020242 | 692.1503 | 0 | 692.1503 | -0.014553 | 574.5737 | 0.094457 | 692.1503 | 0 | 692.1503 | 0.0022795 | 686.65 | -0.0037746 | 692.1503 | 0 | 576.8416 | 0.00030342 | 692.1503 | 0 | 692.1503 | 0.010592 | 691.8492 | 0.41449 | 861.0347 | 0.017828 | 691.8491 | 0.00042676 | 860.41 | 8.1214 | 861.0347 | 0.62747 | 683.9832 | 0.44135
|  | 692.3835 | 0.013387 | 692.0827 | 0.0058875 | 574.6908 | 0.0089317 | 692.3835 | 0.0089987 | 692.0827 | -0.043163 | 684.3532 | 0.006178 | 692.0827 | 0.013084 | 692.3835 | 0.014161 | 692.3835 | 0.024945 | 574.6908 | 0.10193 | 692.3835 | 0.0029588 | 692.3835 | 0 | 686.88 | -0.01418 | 692.3835 | 0.0045329 | 576.9604 | 0.00014691 | 692.3835 | 0.015 | 692.3835 | 0.035666 | 692.0827 | 0.4319 | 861.2018 | 0.029506 | 692.0827 | -0.00090452 | 860.5774 | 7.9861 | 861.2018 | 0.63163 | 684.2111 | 0.43991
|  | 692.6168 | 0.01627 | 692.3164 | -0.0065852 | 574.8079 | 0 | 692.6168 | -0.010046 | 692.3164 | 0.0035198 | 684.5845 | 0.0010876 | 692.3164 | -0.01826 | 692.6168 | 0 | 692.6168 | 0.00089866 | 574.8079 | 0.10316 | 692.6168 | 0 | 692.6168 | 0.0019029 | 687.11 | -0.015404 | 692.6168 | 0 | 577.0792 | 0.00025806 | 692.6168 | 0 | 692.6168 | 0.014848 | 692.3164 | 0.39708 | 861.369 | 0.027439 | 692.3164 | 0.005146 | 860.7448 | 7.7428 | 861.369 | 0.63781 | 684.4389 | 0.43296
|  | 692.8502 | 0.04541 | 692.55 | 0.002037 | 574.925 | 0.015324 | 692.8502 | 0.011351 | 692.55 | -0.039184 | 684.8157 | 0.010923 | 692.55 | 0.016397 | 692.8501 | 0.01334 | 692.8501 | 0.014429 | 574.925 | 0.10301 | 692.8501 | 0.0021634 | 692.8502 | 0 | 687.35 | 0.0052539 | 692.8501 | 0.001649 | 577.198 | 0.00011169 | 692.8501 | 0.0098313 | 692.8502 | 0.033774 | 692.55 | 0.39954 | 861.5361 | 0.018261 | 692.55 | -0.0019248 | 860.9123 | 7.649 | 861.5361 | 0.64165 | 684.6668 | 0.43827
|  | 693.0834 | -0.016793 | 692.7836 | -0.0015599 | 575.0421 | 0 | 693.0834 | -0.062639 | 692.7836 | 0.02531 | 685.047 | 0.00385 | 692.7836 | -0.015826 | 693.0835 | 0 | 693.0835 | -0.0061906 | 575.0421 | 0.10753 | 693.0835 | 0 | 693.0834 | 0.0034457 | 687.58 | -0.00025504 | 693.0835 | 0 | 577.3169 | 0.00024544 | 693.0835 | 0 | 693.0834 | 0.011424 | 692.7836 | 0.3732 | 861.7033 | 0.023835 | 692.7836 | -0.0019069 | 861.0797 | 7.4599 | 861.7033 | 0.64617 | 684.8946 | 0.43008
|  | 693.3168 | -0.018095 | 693.0172 | 0.011026 | 575.1592 | 0.016988 | 693.3168 | -0.014754 | 693.0172 | -0.058084 | 685.2783 | 0.014553 | 693.0172 | 0.016706 | 693.3168 | 0.014237 | 693.3168 | 0.00084901 | 575.1592 | 0.10405 | 693.3168 | 0.0056684 | 693.3168 | 0 | 687.81 | 0.0021933 | 693.3168 | 0.0042755 | 577.4357 | 0.0001341 | 693.3168 | 0.014018 | 693.3168 | 0.031613 | 693.0172 | 0.39061 | 861.8704 | 0.024748 | 693.0172 | 0.0052667 | 861.2471 | 7.3339 | 861.8704 | 0.64798 | 685.1226 | 0.42903
|  | 693.5501 | -0.013897 | 693.2509 | -0.0052912 | 575.2763 | 0 | 693.5501 | -0.024207 | 693.2509 | 0.044372 | 685.5096 | 0.010744 | 693.2509 | -0.020877 | 693.5501 | 0 | 693.5501 | -0.0029905 | 575.2763 | 0.098454 | 693.5501 | 0 | 693.5501 | 0.0013188 | 688.05 | -0.0065293 | 693.5501 | 0 | 577.5545 | 0.00024882 | 693.5501 | 0 | 693.5501 | 0.0074129 | 693.2509 | 0.36092 | 862.0376 | 0.016291 | 693.2509 | -0.0027833 | 861.4146 | 7.1274 | 862.0376 | 0.65343 | 685.3504 | 0.41763
|  | 693.7835 | 0.013574 | 693.4845 | -0.0065735 | 575.3935 | 0.0086549 | 693.7835 | 0.00071077 | 693.4845 | -0.045423 | 685.7408 | 0.014919 | 693.4845 | 0.014561 | 693.7835 | 0.0085887 | 693.7835 | 0.0069661 | 575.3935 | 0.098219 | 693.7835 | 0.0044661 | 693.7835 | 0 | 688.28 | -0.0053048 | 693.7835 | 0.00096512 | 577.6733 | 0.00011471 | 693.7835 | 0.017133 | 693.7835 | 0.033504 | 693.4845 | 0.36271 | 862.2047 | 0.027872 | 693.4845 | 0.0070621 | 861.582 | 7.0649 | 862.2047 | 0.65567 | 685.5783 | 0.42222
|  | 694.0168 | -0.018465 | 693.7182 | -0.0014892 | 575.5106 | 0 | 694.0168 | -0.019126 | 693.7182 | 0.018512 | 685.9722 | 0.002979 | 693.7182 | -0.01768 | 694.0168 | 0 | 694.0168 | -0.010402 | 575.5106 | 0.094975 | 694.0168 | 0 | 694.0168 | 0.0028282 | 688.52 | -0.0028565 | 694.0168 | 0 | 577.7921 | 0.00025308 | 694.0168 | 0 | 694.0168 | 0.012375 | 693.7182 | 0.33191 | 862.3719 | 0.022826 | 693.7182 | -0.0047311 | 861.7495 | 6.899 | 862.3719 | 0.66101 | 685.8062 | 0.41763
|  | 694.2502 | -0.0030456 | 693.9519 | 0.0090864 | 575.6278 | 0.0072883 | 694.2502 | -0.01143 | 693.9519 | -0.039012 | 686.2035 | 0.017289 | 693.9519 | 0.014492 | 694.2502 | 0.01895 | 694.2502 | 0.012487 | 575.6278 | 0.11383 | 694.2502 | 0.0046757 | 694.2502 | 0 | 688.75 | -0.00056109 | 694.2502 | 0.0049701 | 577.911 | 0.00013837 | 694.2502 | 0.018836 | 694.2502 | 0.02783 | 693.9519 | 0.34217 | 862.5391 | 0.025421 | 693.9519 | 0.00031143 | 861.9169 | 6.703 | 862.5391 | 0.6646 | 686.0341 | 0.40583
|  | 694.4836 | -0.0027978 | 694.1856 | -0.0085413 | 575.7449 | 0 | 694.4836 | -0.040419 | 694.1856 | 0.014187 | 686.4348 | 0.014517 | 694.1856 | -0.0248 | 694.4836 | 0 | 694.4836 | -0.010312 | 575.7449 | 0.10142 | 694.4836 | 0 | 694.4836 | 0.0010022 | 688.98 | 0.0093854 | 694.4836 | 0 | 578.0298 | 0.00023388 | 694.4836 | 0 | 694.4836 | 0.0092769 | 694.1856 | 0.30534 | 862.7062 | 0.020856 | 694.1856 | 0.00060905 | 862.0844 | 6.5269 | 862.7062 | 0.67062 | 686.262 | 0.41389
|  | 694.717 | 0.050338 | 694.4193 | -0.0084727 | 575.8621 | 0.013398 | 694.717 | -0.0035393 | 694.4193 | -0.036624 | 686.6662 | 0.020045 | 694.4193 | 0.014667 | 694.717 | 0.0089383 | 694.717 | 0.013266 | 575.8621 | 0.10222 | 694.717 | 0.0027013 | 694.717 | 0 | 689.22 | 0.0055599 | 694.717 | 0.0011125 | 578.1486 | 9.5329e-05 | 694.717 | 0.016517 | 694.717 | 0.031343 | 694.4193 | 0.32387 | 862.8734 | 0.022297 | 694.4193 | -0.00088898 | 862.2519 | 6.364 | 862.8734 | 0.67379 | 686.49 | 0.41081
|  | 694.9504 | 0.01335 | 694.653 | -0.0070132 | 575.9792 | 0 | 694.9504 | -0.014526 | 694.653 | 0.0090177 | 686.8975 | 0.010596 | 694.653 | -0.020955 | 694.9504 | 0 | 694.9504 | -0.0079825 | 575.9792 | 0.10461 | 694.9504 | 0 | 694.9504 | 0.0027647 | 689.45 | -0.00010202 | 694.9504 | 0 | 578.2675 | 0.00020951 | 694.9504 | 0 | 694.9504 | 0.0075588 | 694.653 | 0.28704 | 863.0406 | 0.025998 | 694.653 | -0.0073459 | 862.4193 | 6.1779 | 863.0406 | 0.67732 | 686.7179 | 0.41527
|  | 695.1838 | 0.046597 | 694.8867 | 0.0041168 | 576.0964 | 0.017776 | 695.1838 | 0.0213 | 694.8867 | -0.033541 | 687.1289 | 0.0198 | 694.8867 | 0.014224 | 695.1838 | 0.016789 | 695.1838 | 0.0068433 | 576.0964 | 0.098877 | 695.1838 | 0.0019637 | 695.1838 | 0 | 689.68 | 0.010916 | 695.1838 | 0.0023658 | 578.3863 | 0.00011418 | 695.1838 | 0.014304 | 695.1838 | 0.023688 | 694.8867 | 0.30043 | 863.2078 | 0.017924 | 694.8867 | 0.011761 | 862.5868 | 6.0628 | 863.2078 | 0.67913 | 686.9459 | 0.40635
|  | 695.4172 | 0.031178 | 695.1204 | -0.0083123 | 576.2136 | 0 | 695.4172 | -0.017467 | 695.1204 | -0.0012105 | 687.3602 | 0.012162 | 695.1204 | -0.01997 | 695.4172 | 0 | 695.4172 | -0.014289 | 576.2136 | 0.093282 | 695.4172 | 0 | 695.4172 | 0.0010351 | 689.92 | 0.0064783 | 695.4172 | 0 | 578.5051 | 0.00021858 | 695.4172 | 0 | 695.4172 | 0.0043378 | 695.1204 | 0.27968 | 863.375 | 0.020423 | 695.1204 | -0.0013055 | 862.7543 | 5.8695 | 863.375 | 0.68329 | 687.1738 | 0.40295
|  | 695.6506 | 0.025714 | 695.3541 | -0.00090541 | 576.3307 | 0.0072883 | 695.6506 | 0.060272 | 695.3541 | -0.042178 | 687.5916 | 0.014333 | 695.3541 | 0.01384 | 695.6506 | 0.022501 | 695.6506 | 0.011333 | 576.3307 | 0.093141 | 695.6506 | 0.0032156 | 695.6506 | 0 | 690.15 | -0.0040807 | 695.6506 | 0.0017901 | 578.624 | 0.0001044 | 695.6506 | 0.013597 | 695.6506 | 0.029451 | 695.3541 | 0.28637 | 863.5422 | 0.022538 | 695.3541 | -0.00020231 | 862.9217 | 5.7733 | 863.5422 | 0.68412 | 687.4017 | 0.39436
|  | 695.8841 | -0.0077227 | 695.5879 | 0.0049021 | 576.4479 | 0.0013697 | 695.8841 | -0.051974 | 695.5879 | -0.0096182 | 687.823 | 0.0046211 | 695.5879 | -0.022468 | 695.8841 | 0 | 695.8841 | 0.002266 | 576.4479 | 0.086323 | 695.8841 | 0 | 695.8841 | 0.0018947 | 690.38 | -0.0017853 | 695.8841 | 0 | 578.7428 | 0.00019582 | 695.8841 | 7.2495e-05 | 695.8841 | 0.0042346 | 695.5879 | 0.25624 | 863.7093 | 0.016387 | 695.5879 | -0.0016465 | 863.0892 | 5.5679 | 863.7093 | 0.68682 | 687.6298 | 0.39875
|  | 696.1175 | 0.033842 | 695.8216 | -0.0047258 | 576.5651 | 0.00577 | 696.1175 | -0.0048824 | 695.8216 | -0.04978 | 688.0544 | 0.010033 | 695.8216 | 0.016222 | 696.1175 | 0.015811 | 696.1175 | 0.015961 | 576.5651 | 0.094457 | 696.1175 | 0.002056 | 696.1175 | 0 | 690.62 | 0.007243 | 696.1175 | 0.0044215 | 578.8617 | 9.1416e-05 | 696.1175 | 0.011906 | 696.1175 | 0.028641 | 695.8216 | 0.26874 | 863.8765 | 0.024075 | 695.8216 | 0.0061968 | 863.2567 | 5.5124 | 863.8765 | 0.6865 | 687.8577 | 0.39371
|  | 696.351 | 0.0079524 | 696.0554 | -0.0071726 | 576.6823 | 0 | 696.351 | -0.024824 | 696.0554 | 0.00666 | 688.2858 | 0.0050342 | 696.0554 | -0.023694 | 696.351 | 0 | 696.351 | -0.011947 | 576.6823 | 0.083644 | 696.351 | 0 | 696.351 | 0.001627 | 690.85 | -0.0022444 | 696.351 | 0 | 578.9805 | 0.0001871 | 696.351 | 0 | 696.351 | 0.0027819 | 696.0554 | 0.24664 | 864.0437 | 0.023739 | 696.0554 | -0.0025618 | 863.4242 | 5.3216 | 864.0437 | 0.68946 | 688.0857 | 0.39685
|  | 696.5845 | 0.007481 | 696.2892 | -0.0021154 | 576.7995 | 0.011997 | 696.5845 | 0.019769 | 696.2892 | -0.056084 | 688.5172 | 0.010369 | 696.2892 | 0.016312 | 696.5844 | 0.012592 | 696.5844 | -0.0015244 | 576.7995 | 0.09394 | 696.5844 | 0.0015611 | 696.5845 | 0 | 691.09 | 0.0051009 | 696.5844 | 0.0035518 | 579.0994 | 9.5685e-05 | 696.5844 | 0.0099123 | 696.5845 | 0.023505 | 696.2892 | 0.25736 | 864.2109 | 0.022153 | 696.2892 | 0.0031394 | 863.5917 | 5.282 | 864.2109 | 0.69087 | 688.3137 | 0.39115
|  | 696.8179 | 0.018034 | 696.523 | -0.0056905 | 576.9167 | 0 | 696.8179 | -0.026563 | 696.523 | 0.0099928 | 688.7487 | 0.00020767 | 696.523 | -0.019387 | 696.8179 | 0 | 696.8179 | -0.022735 | 576.9167 | 0.083126 | 696.8179 | 0 | 696.8179 | 0.0035866 | 691.32 | -0.0013262 | 696.8179 | 0 | 579.2183 | 0.00018354 | 696.8179 | 0 | 696.8179 | 0.0068001 | 696.523 | 0.23749 | 864.3781 | 0.020615 | 696.523 | -0.0013619 | 863.7592 | 4.991 | 864.3781 | 0.6944 | 688.5417 | 0.37719
|  | 697.0514 | 0.0084105 | 696.7567 | 0.0061733 | 577.0339 | 0.018652 | 697.0514 | 0.01506 | 696.7567 | -0.026924 | 688.9801 | 0.0073409 | 696.7567 | 0.01354 | 697.0514 | 0.018194 | 697.0514 | 0.019026 | 577.0339 | 0.094881 | 697.0514 | 0.004916 | 697.0514 | 0 | 691.55 | 0.0018873 | 697.0514 | 0.00294 | 579.3371 | 8.7859e-05 | 697.0514 | 0.014006 | 697.0514 | 0.026389 | 696.7568 | 0.25178 | 864.5453 | 0.024316 | 696.7567 | -0.005477 | 863.9267 | 4.956 | 864.5453 | 0.69746 | 688.7697 | 0.3863
|  | 697.2849 | -0.013653 | 696.9905 | -0.00024159 | 577.1512 | 0 | 697.2849 | -0.0162 | 696.9905 | -0.00023202 | 689.2115 | -0.00098202 | 696.9905 | -0.01887 | 697.2849 | 0 | 697.2849 | 0.0064281 | 577.1512 | 0.085242 | 697.2849 | 0 | 697.2849 | 0.0011409 | 691.79 | -0.007294 | 697.2849 | 0 | 579.456 | 0.00018337 | 697.2849 | 0 | 697.2849 | 0.0011084 | 696.9905 | 0.21539 | 864.7125 | 0.019078 | 696.9905 | 0.0060154 | 864.0942 | 4.736 | 864.7125 | 0.70395 | 688.9977 | 0.37483
|  | 697.5184 | 0.01092 | 697.2244 | -0.0004893 | 577.2684 | 0.013485 | 697.5184 | -0.01122 | 697.2244 | -0.03127 | 689.443 | 0.0011031 | 697.2244 | 0.010154 | 697.5184 | 0.016953 | 697.5184 | 0.0016097 | 577.2684 | 0.090602 | 697.5184 | 0.0010579 | 697.5184 | 0 | 692.02 | 0.0046418 | 697.5184 | 0.0025924 | 579.5748 | 9.5329e-05 | 697.5184 | 0.0076897 | 697.5184 | 0.02398 | 697.2244 | 0.22767 | 864.8797 | 0.023739 | 697.2244 | 0.0060937 | 864.2617 | 4.6295 | 864.8797 | 0.71018 | 689.2258 | 0.3766
|  | 697.752 | 0.0089811 | 697.4582 | -0.0072669 | 577.3856 | 0 | 697.752 | -0.025991 | 697.4582 | -0.011012 | 689.6744 | -0.0032704 | 697.4582 | -0.024421 | 697.7519 | 0 | 697.7519 | 0.020934 | 577.3856 | 0.084866 | 697.7519 | 0 | 697.752 | 0.0017795 | 692.25 | -0.00607 | 697.7519 | 0 | 579.6937 | 0.00017109 | 697.7519 | 0 | 697.7519 | 0.0053438 | 697.4582 | 0.19642 | 865.047 | 0.02273 | 697.4582 | -5.1499e-05 | 864.4292 | 4.4972 | 865.047 | 0.71916 | 689.4538 | 0.37948
|  | 697.9855 | 0.0014277 | 697.692 | 0.0072175 | 577.5029 | 0.0083512 | 697.9855 | 0.0086106 | 697.692 | -0.017857 | 689.9059 | 0.011407 | 697.692 | 0.01678 | 697.9855 | 0.0047676 | 697.9855 | -0.0050465 | 577.5029 | 0.096714 | 697.9855 | 0.0044723 | 697.9855 | 0 | 692.49 | -0.0063763 | 697.9855 | 0.0051046 | 579.8126 | 7.5765e-05 | 697.9855 | 0.013257 | 697.9855 | 0.02492 | 697.692 | 0.21115 | 865.2142 | 0.014464 | 697.692 | 0.0024668 | 864.5967 | 4.3561 | 865.2142 | 0.72518 | 689.6819 | 0.37352
|  | 698.219 | 0.002267 | 697.9259 | -0.0057527 | 577.6201 | 0 | 698.219 | -0.02432 | 697.9259 | -0.0092567 | 690.1374 | -0.0050413 | 697.9259 | -0.025913 | 698.219 | 0 | 698.219 | -0.013409 | 577.6201 | 0.088063 | 698.219 | 0 | 698.219 | 0.0028381 | 692.72 | -0.012803 | 698.219 | 0 | 579.9315 | 0.00017465 | 698.219 | 0 | 698.219 | 0.0019557 | 697.9259 | 0.1924 | 865.3814 | 0.019606 | 697.9259 | -0.0024394 | 864.7642 | 4.2215 | 865.3814 | 0.73245 | 689.9099 | 0.36913
|  | 698.4526 | 0.04372 | 698.1597 | 0.0046941 | 577.7374 | 0.010508 | 698.4526 | 0.011026 | 698.1597 | -0.056064 | 690.3689 | 0.0099837 | 698.1597 | 0.016255 | 698.4526 | 0.016356 | 698.4526 | 0.036087 | 577.7374 | 0.090978 | 698.4526 | 0.0059465 | 698.4526 | 0.0025173 | 692.96 | 0.0077024 | 698.4526 | 0.005307 | 580.0503 | 0.00010138 | 698.4526 | 0.0097481 | 698.4526 | 0.020881 | 698.1597 | 0.21249 | 865.5486 | 0.019847 | 698.1597 | 0.0028519 | 864.9318 | 4.1502 | 865.5486 | 0.73837 | 690.138 | 0.35897
|  | 698.6861 | 0.027749 | 698.3936 | 0.0020637 | 577.8546 | 0 | 698.6861 | 0.020245 | 698.3936 | 0.024002 | 690.6004 | 0.0050954 | 698.3936 | 0.019616 | 698.6861 | 0.021733 | 698.6861 | -0.0045602 | 577.8546 | 0.083785 | 698.6861 | 0.0049328 | 698.6861 | 0 | 693.19 | 0.0077024 | 698.6861 | 0.0037644 | 580.1692 | 0.00010387 | 698.6861 | 0.014062 | 698.6861 | 0.018422 | 698.3936 | 0.1895 | 865.7158 | 0.025613 | 698.3936 | 0.0090563 | 865.0993 | 3.9178 | 865.7158 | 0.74444 | 690.3661 | 0.36723
|  | 698.9197 | -0.0076438 | 698.6274 | -0.011753 | 577.9719 | 0.012259 | 698.9197 | -0.022266 | 698.6274 | 0.0044917 | 690.8319 | -0.004092 | 698.6274 | -0.023169 | 698.9197 | 0 | 698.9197 | -0.013051 | 577.9719 | 0.08764 | 698.9197 | 0 | 698.9197 | 0.0020175 | 693.42 | -0.0023974 | 698.9197 | 0 | 580.2881 | 1.0849e-05 | 698.9197 | 0 | 698.9197 | 0.00039218 | 698.6274 | 0.16227 | 865.8831 | 0.015714 | 698.6274 | 0.0038566 | 865.2668 | 3.7588 | 865.8831 | 0.74984 | 690.5942 | 0.3551
|  | 699.1533 | 0.022168 | 698.8613 | 0.0062545 | 578.0892 | 0 | 699.1533 | -0.0025927 | 698.8613 | -0.04815 | 691.0634 | 0.0047574 | 698.8613 | 0.013343 | 699.1533 | 0.019067 | 699.1533 | 0.024636 | 578.0892 | 0.07913 | 699.1533 | 0.0043719 | 699.1533 | 0 | 693.66 | 0.018108 | 699.1533 | 0.0027533 | 580.407 | 8.3591e-06 | 699.1533 | 0.014412 | 699.1533 | 0.024678 | 698.8613 | 0.18214 | 866.0503 | 0.021384 | 698.8613 | 0.0055569 | 865.4343 | 3.7221 | 866.0503 | 0.75151 | 690.8223 | 0.35248
|  | 699.3868 | -0.019473 | 699.0952 | 0.0076438 | 578.2065 | 0.015937 | 699.3868 | -0.036321 | 699.0952 | 0.017799 | 691.2949 | -0.0079306 | 699.0952 | -0.019457 | 699.3869 | 0 | 699.3869 | 0.0086265 | 578.2065 | 0.084208 | 699.3869 | 0 | 699.3868 | 0.0023436 | 693.89 | -0.00607 | 699.3869 | 0 | 580.5259 | 7.1141e-06 | 699.3869 | 0 | 699.3868 | 0.0021906 | 699.0952 | 0.15848 | 866.2175 | 0.015377 | 699.0952 | -0.0072995 | 865.6019 | 3.5446 | 866.2175 | 0.75275 | 691.0503 | 0.35248
|  | 699.6205 | 0.01779 | 699.3291 | 0.0032238 | 578.3237 | 0 | 699.6205 | -0.012251 | 699.3291 | -0.023071 | 691.5265 | 0.0045161 | 699.3291 | 0.011652 | 699.6205 | 0.016022 | 699.6205 | 0.021418 | 578.3237 | 0.082327 | 699.6205 | 0.0050672 | 699.6205 | 0 | 694.12 | -0.0077534 | 699.6205 | 0.0055057 | 580.6448 | 2.4899e-06 | 699.6205 | 0.015295 | 699.6205 | 0.020407 | 699.3291 | 0.17544 | 866.3848 | 0.023547 | 699.3291 | -0.0033535 | 865.7694 | 3.4016 | 866.3848 | 0.75374 | 691.2785 | 0.35412
|  | 699.8541 | 0.015877 | 699.563 | -0.0073755 | 578.441 | 0.014536 | 699.8541 | 0.01096 | 699.563 | 0.0091986 | 691.7581 | -0.0076462 | 699.563 | -0.028168 | 699.8541 | 0 | 699.8541 | -0.041398 | 578.441 | 0.082327 | 699.8541 | 0 | 699.8541 | 0.0018086 | 694.36 | -0.01617 | 699.8541 | 0 | 580.7637 | 7.8255e-06 | 699.8541 | 0 | 699.8541 | 0 | 699.563 | 0.14285 | 866.552 | 0.020615 | 699.563 | 0.0045679 | 865.937 | 3.3632 | 866.552 | 0.75862 | 691.5066 | 0.35753
|  | 700.0877 | 0.020557 | 699.7969 | 0.00223 | 578.5583 | 0 | 700.0877 | 0.0054161 | 699.7969 | -0.049289 | 691.9896 | -0.0013047 | 699.7969 | 0.01912 | 700.0877 | 0.019147 | 700.0877 | 0.02473 | 578.5583 | 0.089521 | 700.0877 | 0.0039555 | 700.0877 | 0 | 694.59 | 0.0069371 | 700.0877 | 0.0022059 | 580.8826 | 6.5805e-06 | 700.0877 | 0.013539 | 700.0877 | 0.023223 | 699.7969 | 0.16874 | 866.7192 | 0.019702 | 699.7969 | -0.0024436 | 866.1045 | 3.2671 | 866.7192 | 0.76386 | 691.7347 | 0.33826
|  | 700.3213 | -0.000271 | 700.0309 | 0.0032124 | 578.6756 | 0.014273 | 700.3213 | -0.025662 | 700.0309 | 0.0080863 | 692.2211 | -0.0036265 | 700.0309 | -0.019587 | 700.3213 | 0 | 700.3213 | 0.012846 | 578.6756 | 0.094881 | 700.3213 | 0 | 700.3213 | 0.0020394 | 694.83 | -0.0025504 | 700.3213 | 0 | 581.0015 | 5.8691e-06 | 700.3213 | 0 | 700.3213 | 0 | 700.0309 | 0.13794 | 866.8865 | 0.01903 | 700.0309 | 0.0037271 | 866.272 | 3.1854 | 866.8865 | 0.76957 | 691.9629 | 0.34606
|  | 700.5549 | 0.021306 | 700.2648 | 0.0044811 | 578.7929 | 0 | 700.5549 | 0.012999 | 700.2648 | -0.024038 | 692.4527 | 0.0044418 | 700.2648 | 0.013466 | 700.555 | 0.019009 | 700.555 | 0.017492 | 578.7929 | 0.07739 | 700.555 | 0.0050693 | 700.5549 | 0 | 695.06 | -0.0083652 | 700.555 | 0.003181 | 581.1204 | 7.1141e-07 | 700.555 | 0.017382 | 700.5549 | 0.020813 | 700.2648 | 0.16115 | 867.0537 | 0.025613 | 700.2648 | 0.0010668 | 866.4396 | 3.0733 | 867.0537 | 0.7702 | 692.191 | 0.34317
|  | 700.7886 | -0.01134 | 700.4988 | -0.010042 | 578.9103 | 0.0060736 | 700.7886 | -0.018857 | 700.4988 | 0.021964 | 692.6843 | -0.0056659 | 700.4988 | -0.019156 | 700.7886 | 0 | 700.7886 | -0.0056204 | 578.9103 | 0.07913 | 700.7886 | 0 | 700.7886 | 0.0032688 | 695.29 | -0.0010202 | 700.7886 | 0 | 581.2393 | 7.1141e-07 | 700.7886 | 0 | 700.7886 | 0 | 700.4988 | 0.12075 | 867.221 | 0.024748 | 700.4988 | -0.0079489 | 866.6071 | 2.9157 | 867.221 | 0.77139 | 692.4192 | 0.35379
|  | 701.0223 | 0.043928 | 700.7327 | 0.002388 | 579.0276 | 0.00076096 | 701.0223 | 0.018455 | 700.7327 | -0.064903 | 692.9159 | 0.0035352 | 700.7327 | 0.015439 | 701.0223 | 0.018681 | 701.0223 | 0.010008 | 579.0276 | 0.078566 | 701.0223 | 0.0043597 | 701.0223 | 0 | 695.53 | 0.0012752 | 701.0223 | 0.0019916 | 581.3582 | 0 | 701.0223 | 0.016455 | 701.0223 | 0.018678 | 700.7327 | 0.152 | 867.3882 | 0.024652 | 700.7327 | -0.0050187 | 866.7747 | 2.8662 | 867.3882 | 0.77201 | 692.6473 | 0.34881
|  | 701.2559 | 0.010528 | 700.9667 | -0.0073615 | 579.1449 | 0.012259 | 701.2559 | -0.025785 | 700.9667 | -0.0095932 | 693.1475 | -0.0082044 | 700.9667 | -0.01953 | 701.2559 | 0 | 701.2559 | -0.010055 | 579.1449 | 0.076309 | 701.2559 | 0 | 701.2559 | 0.0019195 | 695.76 | -0.010508 | 701.2559 | 0 | 581.4771 | 2.1342e-06 | 701.2559 | 0 | 701.2559 | 0 | 700.9667 | 0.12075 | 867.5555 | 0.024652 | 700.9667 | -0.0063034 | 866.9423 | 2.8049 | 867.5555 | 0.77798 | 692.8755 | 0.34501
|  | 701.4896 | 0.033029 | 701.2007 | 0.0040066 | 579.2622 | 0 | 701.4896 | 0.022955 | 701.2007 | -0.03471 | 693.3791 | 0.0046761 | 701.2007 | 0.017279 | 701.4896 | 0.018163 | 701.4896 | 0.009641 | 579.2622 | 0.081105 | 701.4896 | 0.0030586 | 701.4896 | 0 | 696 | -0.0034686 | 701.4896 | 0.0025173 | 581.596 | 2.1342e-06 | 701.4896 | 0.020843 | 701.4896 | 0.017701 | 701.2007 | 0.14441 | 867.7227 | 0.014945 | 701.2007 | 0.0054541 | 867.1098 | 2.7125 | 867.7227 | 0.78162 | 693.1037 | 0.33387
|  | 701.7233 | -0.010783 | 701.4347 | -0.0091259 | 579.3796 | 0.0085031 | 701.7233 | -0.049986 | 701.4347 | 0.011691 | 693.6107 | -0.0034975 | 701.4347 | -0.026232 | 701.7233 | 0 | 701.7233 | 0.00083145 | 579.3796 | 0.075792 | 701.7233 | 0 | 701.7233 | 0.0017499 | 696.23 | -0.0094364 | 701.7233 | 0 | 581.7149 | 2.1342e-06 | 701.7233 | 0 | 701.7233 | 0 | 701.4347 | 0.1145 | 867.89 | 0.016723 | 701.4347 | 0.0028305 | 867.2774 | 2.5874 | 867.89 | 0.78385 | 693.3319 | 0.32718
|  | 701.957 | 0.0036841 | 701.6686 | -0.0045026 | 579.4969 | 0 | 701.957 | 0.010214 | 701.6686 | -0.023435 | 693.8423 | 0.0050513 | 701.6686 | 0.015162 | 701.957 | 0.012925 | 701.957 | 0.010031 | 579.4969 | 0.076168 | 701.957 | 0.0015062 | 701.957 | 0 | 696.46 | -0.0013262 | 701.957 | 0.0032269 | 581.8338 | 0 | 701.957 | 0.016224 | 701.957 | 0.020493 | 701.6686 | 0.127 | 868.0573 | 0.026959 | 701.6686 | 0.0063466 | 867.445 | 2.5657 | 868.0573 | 0.78318 | 693.5601 | 0.33983
|  | 702.1907 | -0.027127 | 701.9027 | -0.0094343 | 579.6143 | 0.014711 | 702.1907 | -0.038127 | 701.9027 | 0.0076305 | 694.074 | -0.0057406 | 701.9027 | -0.024228 | 702.1907 | 0 | 702.1907 | 0.0026495 | 579.6143 | 0.085242 | 702.1907 | 0 | 702.1907 | 0.0015173 | 696.7 | 0.00020403 | 702.1907 | 0 | 581.9528 | 0 | 702.1907 | 0 | 702.1907 | 0 | 701.9027 | 0.10111 | 868.2245 | 0.020183 | 701.9027 | -0.0088912 | 867.6125 | 2.4775 | 868.2245 | 0.78754 | 693.7883 | 0.33701
|  | 702.4244 | 0.0059684 | 702.1367 | -0.0029022 | 579.7317 | 0 | 702.4244 | 0.016008 | 702.1367 | -0.035103 | 694.3057 | 0.0024945 | 702.1367 | 0.015574 | 702.4244 | 0.0065183 | 702.4244 | 0.029912 | 579.7317 | 0.071513 | 702.4244 | 0.00078267 | 702.4244 | 0 | 696.93 | -0.0043867 | 702.4244 | 0.0043813 | 582.0717 | 0 | 702.4244 | 0.015219 | 702.4244 | 0.015697 | 702.1367 | 0.1183 | 868.3918 | 0.019078 | 702.1367 | -0.017669 | 867.7801 | 2.3698 | 868.3918 | 0.79465 | 694.0165 | 0.32692
|  | 702.6581 | 0.0033726 | 702.3707 | -0.0032049 | 579.849 | 0.0069846 | 702.6581 | -0.0241 | 702.3707 | 0.022149 | 694.5373 | -0.010013 | 702.3707 | -0.020269 | 702.6582 | 0 | 702.6582 | 0.0051637 | 579.849 | 0.07377 | 702.6582 | 0 | 702.6581 | 0.0031067 | 697.17 | -0.0031625 | 702.6582 | 0 | 582.1906 | 7.1141e-07 | 702.6582 | 0 | 702.6581 | 0.0019344 | 702.3707 | 0.094862 | 868.5591 | 0.013119 | 702.3707 | -0.0081143 | 867.9477 | 2.2547 | 868.5591 | 0.80592 | 694.2447 | 0.32181
|  | 702.8919 | 0.028873 | 702.6047 | 0.0064751 | 579.9664 | 0 | 702.8919 | 0.0044629 | 702.6047 | -0.044931 | 694.769 | 0.0068539 | 702.6047 | 0.013148 | 702.8919 | 0.021883 | 702.8919 | 0.0036155 | 579.9664 | 0.079506 | 702.8919 | 0.0069554 | 702.8919 | 0 | 697.4 | 0.014894 | 702.8919 | 0.0023554 | 582.3095 | 7.1141e-07 | 702.8919 | 0.015037 | 702.8919 | 0.020836 | 702.6047 | 0.12098 | 868.7263 | 0.027055 | 702.6047 | 0.0024924 | 868.1153 | 2.2043 | 868.7263 | 0.81329 | 694.473 | 0.31977
|  | 703.1257 | 0.014294 | 702.8388 | -0.0088676 | 580.0838 | 0.013485 | 703.1257 | 0.014196 | 702.8388 | 0.029071 | 695.0007 | -0.00507 | 702.8388 | -0.02509 | 703.1257 | 0 | 703.1257 | -0.0088399 | 580.0838 | 0.071231 | 703.1257 | 0 | 703.1257 | 0.0026851 | 697.63 | -0.0063763 | 703.1257 | 0 | 582.4285 | 8.8926e-07 | 703.1257 | 0 | 703.1257 | 0 | 702.8388 | 0.089729 | 868.8936 | 0.017396 | 702.8388 | -0.0074392 | 868.2829 | 2.1309 | 868.8936 | 0.82102 | 694.7012 | 0.32141
|  | 703.3594 | 0.023701 | 703.0728 | 0.0034938 | 580.2012 | 0 | 703.3594 | 0.0046423 | 703.0728 | -0.026045 | 695.2324 | 0.0060816 | 703.0728 | 0.01555 | 703.3594 | 0.020815 | 703.3594 | 0.022572 | 580.2012 | 0.079788 | 703.3594 | 0.0031683 | 703.3594 | 0 | 697.87 | 5.1009e-05 | 703.3594 | 0.004844 | 582.5474 | 3.5571e-07 | 703.3594 | 0.007684 | 703.3594 | 0.018221 | 703.0728 | 0.11116 | 869.0609 | 0.019606 | 703.0728 | 0.0043168 | 868.4505 | 2.0999 | 869.0609 | 0.82512 | 694.9295 | 0.3281
|  | 703.5932 | 0.0019951 | 703.3069 | -0.0068488 | 580.3186 | 0.014711 | 703.5932 | -9.663e-05 | 703.3069 | 0.028264 | 695.4641 | -0.0072106 | 703.3069 | -0.021862 | 703.5932 | 0 | 703.5932 | -0.01263 | 580.3186 | 0.072689 | 703.5932 | 0 | 703.5932 | 0.0026937 | 698.1 | -0.0028565 | 703.5932 | 0 | 582.6663 | 2.8456e-06 | 703.5932 | 0 | 703.5932 | 0 | 703.3069 | 0.089059 | 869.2282 | 0.017155 | 703.3069 | -0.0010143 | 868.6181 | 1.9713 | 869.2282 | 0.83317 | 695.1577 | 0.30686
|  | 703.827 | 0.0087733 | 703.541 | 0.0061143 | 580.436 | 0 | 703.827 | -0.014814 | 703.541 | -0.085293 | 695.6957 | 0.010476 | 703.541 | 0.018393 | 703.827 | 0.019426 | 703.827 | 0.031009 | 580.436 | 0.067752 | 703.827 | 0.004027 | 703.827 | 0 | 698.34 | 0.0073959 | 703.827 | 0.003505 | 582.7853 | 2.4899e-06 | 703.827 | 0.018913 | 703.827 | 0.016808 | 703.541 | 0.10513 | 869.3955 | 0.02076 | 703.541 | -0.0032359 | 868.7857 | 1.9937 | 869.3955 | 0.83784 | 695.386 | 0.32272
|  | 704.0607 | -0.02304 | 703.7751 | -0.0030363 | 580.5534 | 0.016287 | 704.0607 | -0.01458 | 703.7751 | 0.032776 | 695.9275 | -0.008183 | 703.7751 | -0.024631 | 704.0608 | 0 | 704.0608 | 0.0052195 | 580.5534 | 0.081669 | 704.0608 | 0 | 704.0607 | 0.0012435 | 698.57 | -0.0017853 | 704.0608 | 0 | 582.9042 | 2.4899e-06 | 704.0608 | 0 | 704.0607 | 0 | 703.7751 | 0.071426 | 869.5627 | 0.017492 | 703.7751 | -0.018046 | 868.9533 | 1.9054 | 869.5627 | 0.84413 | 695.6143 | 0.3123
|  | 704.2946 | 0.02788 | 704.0092 | 0.00038135 | 580.6708 | 0 | 704.2946 | -0.022176 | 704.0092 | -0.035174 | 696.1592 | -0.00019725 | 704.0092 | 0.018423 | 704.2946 | 0.017356 | 704.2946 | 0.034941 | 580.6708 | 0.077531 | 704.2946 | 0.0021061 | 704.2946 | 0 | 698.8 | -0.01418 | 704.2946 | 0.0010214 | 583.0232 | 0 | 704.2946 | 0.010328 | 704.2946 | 0.016694 | 704.0091 | 0.10334 | 869.73 | 0.02619 | 704.0092 | 0.014453 | 869.1209 | 1.8472 | 869.73 | 0.84631 | 695.8426 | 0.30634
|  | 704.5284 | 0.025424 | 704.2433 | -0.0050178 | 580.7882 | 0.0095447 | 704.5284 | -0.02717 | 704.2433 | -0.014225 | 696.3909 | -0.008259 | 704.2433 | -0.028126 | 704.5284 | 0 | 704.5284 | -0.011416 | 580.7882 | 0.086182 | 704.5284 | 0 | 704.5284 | 0.0015814 | 699.04 | -0.0040807 | 704.5284 | 0 | 583.1421 | 2.1342e-06 | 704.5284 | 0 | 704.5284 | 0 | 704.2433 | 0.072095 | 869.8973 | 0.014705 | 704.2433 | -0.005285 | 869.2885 | 1.7746 | 869.8973 | 0.85461 | 696.0709 | 0.30287
|  | 704.7622 | 0.04385 | 704.4774 | -0.0037381 | 580.9056 | 0 | 704.7622 | -0.0095748 | 704.4774 | -0.058024 | 696.6227 | 0.0073552 | 704.4774 | 0.013778 | 704.7622 | 0.021288 | 704.7622 | 0.00097594 | 580.9056 | 0.076027 | 704.7622 | 0.0021106 | 704.7622 | 0 | 699.27 | -0.00010202 | 704.7622 | 0.0017354 | 583.261 | 2.1342e-06 | 704.7622 | 0.011843 | 704.7622 | 0.012051 | 704.4774 | 0.096648 | 870.0646 | 0.021048 | 704.4774 | 0.00048776 | 869.4561 | 1.7009 | 870.0646 | 0.86204 | 696.2992 | 0.31499
|  | 704.996 | 0.035135 | 704.7115 | 0.00019001 | 581.0231 | 0.014011 | 704.996 | -0.0053346 | 704.7115 | 0.0075113 | 696.8544 | -0.0059345 | 704.7115 | -0.023616 | 704.996 | 0 | 704.996 | -0.018749 | 581.0231 | 0.066294 | 704.996 | 0 | 704.996 | 0.0027097 | 699.51 | 0.0066312 | 704.996 | 0 | 583.38 | 4.6242e-06 | 704.996 | 0 | 704.996 | 0 | 704.7115 | 0.074104 | 870.2319 | 0.015714 | 704.7115 | -0.0094002 | 869.6237 | 1.6218 | 870.2319 | 0.87071 | 696.5275 | 0.30713
|  | 705.2299 | 0.028366 | 704.9456 | 0.0034413 | 581.1405 | 0 | 705.2299 | 0.020688 | 704.9456 | -0.054154 | 697.0862 | 0.0050272 | 704.9456 | 0.015275 | 705.2299 | 0.0039917 | 705.2299 | 0.014968 | 581.1405 | 0.068833 | 705.2299 | 0.0044521 | 705.2299 | 0 | 699.74 | 0.0092325 | 705.2299 | 0.0017079 | 583.499 | 2.4899e-06 | 705.2299 | 0.014974 | 705.2299 | 0.019572 | 704.9456 | 0.089059 | 870.3992 | 0.019366 | 704.9456 | 0.004321 | 869.7913 | 1.635 | 870.3992 | 0.87247 | 696.7558 | 0.29972
|  | 705.4637 | 0.0093172 | 705.1798 | -0.011596 | 581.2579 | 0.013485 | 705.4637 | -0.0070699 | 705.1798 | 0.0047281 | 697.3179 | -0.0078736 | 705.1798 | -0.023792 | 705.4637 | 0 | 705.4637 | 0.0040261 | 581.2579 | 0.068974 | 705.4637 | 0 | 705.4637 | 0.0018872 | 699.97 | -0.0040807 | 705.4637 | 0 | 583.6179 | 3.2013e-06 | 705.4637 | 0 | 705.4637 | 0 | 705.1798 | 0.069863 | 870.5665 | 0.014176 | 705.1798 | 0.0046925 | 869.959 | 1.5087 | 870.5665 | 0.87424 | 696.9841 | 0.29579
|  | 705.6976 | 0.0088384 | 705.4139 | 0.0046472 | 581.3754 | 0 | 705.6976 | 0.0014854 | 705.4139 | -0.085812 | 697.5497 | 0.0058142 | 705.4139 | 0.016983 | 705.6976 | 0.014481 | 705.6976 | 0.019665 | 581.3754 | 0.071513 | 705.6976 | 0.0043541 | 705.6976 | 0 | 700.21 | 0.0037236 | 705.6976 | 0.0025185 | 583.7369 | 7.1141e-07 | 705.6976 | 0.01694 | 705.6976 | 0.014557 | 705.4139 | 0.088613 | 870.7338 | 0.024316 | 705.4139 | 0.0045379 | 870.1266 | 1.4711 | 870.7338 | 0.87465 | 697.2125 | 0.30536
|  | 705.9315 | 0.0046789 | 705.6481 | -0.0043555 | 581.4928 | 0.0078957 | 705.9315 | -0.019329 | 705.6481 | -0.016517 | 697.7815 | -0.0050947 | 705.6481 | -0.020004 | 705.9314 | 0 | 705.9314 | -0.01405 | 581.4928 | 0.072594 | 705.9314 | 0 | 705.9315 | 0.0018474 | 700.44 | -0.0051518 | 705.9314 | 0 | 583.8559 | 2.1342e-06 | 705.9314 | 0 | 705.9315 | 0 | 705.6481 | 0.070533 | 870.9011 | 0.016146 | 705.6481 | -0.0072164 | 870.2942 | 1.4305 | 870.9011 | 0.87824 | 697.4409 | 0.30011
|  | 706.1653 | 0.040598 | 705.8822 | -0.00039597 | 581.6103 | 0 | 706.1653 | -0.0064137 | 705.8822 | -0.061194 | 698.0133 | 0.003546 | 705.8822 | 0.015334 | 706.1653 | 0.0077921 | 706.1653 | 0.012883 | 581.6103 | 0.06935 | 706.1653 | 0.0022106 | 706.1653 | 0 | 700.68 | 0.0078554 | 706.1653 | 0.0020016 | 583.9748 | 1.6007e-06 | 706.1653 | 0.019708 | 706.1653 | 0.014932 | 705.8822 | 0.079238 | 871.0684 | 0.025757 | 705.8822 | 0.00077288 | 870.4619 | 1.4224 | 871.0684 | 0.88229 | 697.6692 | 0.29965
|  | 706.3992 | -0.015705 | 706.1164 | -0.010546 | 581.7278 | 0.010595 | 706.3992 | -0.033352 | 706.1164 | 0.0082156 | 698.2451 | -0.0065279 | 706.1164 | -0.024201 | 706.3992 | 0 | 706.3992 | 0.0042228 | 581.7278 | 0.068034 | 706.3992 | 0 | 706.3992 | 0.0019504 | 700.91 | 0.00051009 | 706.3992 | 0 | 584.0938 | 2.1342e-06 | 706.3992 | 0 | 706.3992 | 0 | 706.1164 | 0.057141 | 871.2358 | 0.021721 | 706.1164 | -0.0041478 | 870.6295 | 1.3401 | 871.2358 | 0.88794 | 697.8976 | 0.28523
|  | 706.6331 | 0.0090647 | 706.3506 | 0.0011417 | 581.8453 | 0 | 706.6331 | -0.010957 | 706.3506 | -0.049301 | 698.4769 | 0.00099214 | 706.3506 | 0.0096215 | 706.6331 | 0.0087645 | 706.6331 | 0.010704 | 581.8453 | 0.061639 | 706.6331 | 0.0039618 | 706.6331 | 0 | 701.14 | 0.0075495 | 706.6331 | 0.0010579 | 584.2128 | 7.1141e-07 | 706.6331 | 0.01482 | 706.6331 | 0.011362 | 706.3506 | 0.073435 | 871.4031 | 0.02249 | 706.3506 | -0.0026806 | 870.7971 | 1.2888 | 871.4031 | 0.89397 | 698.126 | 0.29199
|  | 706.867 | 0.0013317 | 706.5848 | -0.0018986 | 581.9628 | 0.0048589 | 706.867 | -0.030382 | 706.5848 | 0.030831 | 698.7087 | -0.0050888 | 706.5848 | -0.025537 | 706.867 | 0 | 706.867 | 0.003733 | 581.9628 | 0.061357 | 706.867 | 0 | 706.867 | 0.0029462 | 701.38 | 0.0032646 | 706.867 | 0 | 584.3317 | 5.6913e-06 | 706.867 | 0 | 706.867 | 0 | 706.5848 | 0.049775 | 871.5704 | 0.019174 | 706.5848 | -0.0096699 | 870.9648 | 1.2142 | 871.5704 | 0.90046 | 698.3543 | 0.28949
|  | 707.101 | 0.029203 | 706.819 | 0.0076266 | 582.0802 | 0 | 707.101 | -0.0018887 | 706.819 | -0.040972 | 698.9406 | 0.001874 | 706.819 | 0.011859 | 707.1009 | 0.019701 | 707.1009 | 0.0034403 | 582.0802 | 0.070432 | 707.1009 | 0.0035629 | 707.101 | 0 | 701.61 | 0.00066312 | 707.1009 | 0.0065998 | 584.4507 | 4.9799e-06 | 707.1009 | 0.013755 | 707.101 | 0.015107 | 706.819 | 0.074997 | 871.7377 | 0.01951 | 706.819 | 0.010058 | 871.1324 | 1.2237 | 871.7377 | 0.90684 | 698.5827 | 0.28766
|  | 707.3348 | -0.012367 | 707.0532 | -0.0030149 | 582.1977 | 0.018214 | 707.3348 | 0.006513 | 707.0532 | 0.023581 | 699.1724 | -0.0062605 | 707.0532 | -0.025148 | 707.3349 | 0 | 707.3349 | -0.027524 | 582.1977 | 0.067752 | 707.3349 | 0 | 707.3348 | 0.0015052 | 701.85 | -0.0037746 | 707.3349 | 0 | 584.5697 | 8.7148e-06 | 707.3349 | 0 | 707.3348 | 0 | 707.0533 | 0.054016 | 871.905 | 0.018837 | 707.0532 | -0.007304 | 871.3001 | 1.1481 | 871.905 | 0.91515 | 698.8111 | 0.2796
|  | 707.5688 | 0.033419 | 707.2875 | -0.001842 | 582.3152 | 0 | 707.5688 | 0.021528 | 707.2875 | -0.062081 | 699.4043 | 0.0048177 | 707.2875 | 0.012647 | 707.5688 | 0.021325 | 707.5688 | 0.023574 | 582.3152 | 0.061639 | 707.5688 | 0.00097002 | 707.5688 | 0 | 702.08 | 0.011222 | 707.5688 | 0.001251 | 584.6887 | 3.7349e-06 | 707.5688 | 0.0031113 | 707.5688 | 0.020907 | 707.2875 | 0.078568 | 872.0724 | 0.025853 | 707.2875 | 0.00046907 | 871.4677 | 1.1657 | 872.0724 | 0.92237 | 699.0395 | 0.28445
|  | 707.8027 | -0.023667 | 707.5217 | -0.0064792 | 582.4328 | 0.007592 | 707.8027 | -0.039892 | 707.5217 | 0.021418 | 699.6362 | -0.0046109 | 707.5217 | -0.022965 | 707.8028 | 0 | 707.8028 | 0.0017216 | 582.4328 | 0.066858 | 707.8028 | 0 | 707.8027 | 0.0012462 | 702.32 | -0.0051518 | 707.8028 | 0 | 584.8077 | 1.654e-05 | 707.8028 | 0 | 707.8027 | 0 | 707.5217 | 0.043748 | 872.2397 | 0.019174 | 707.5217 | 7.451e-05 | 871.6354 | 1.0417 | 872.2397 | 0.92927 | 699.2679 | 0.28058
|  | 708.0367 | 0.031509 | 707.756 | -0.0026528 | 582.5503 | 0 | 708.0367 | 0.0068254 | 707.756 | -0.021468 | 699.868 | 0.0016746 | 707.756 | 0.014497 | 708.0367 | 0.012449 | 708.0367 | 0.01722 | 582.5503 | 0.062157 | 708.0367 | 0.0046304 | 708.0367 | 0 | 702.55 | 0.0012752 | 708.0367 | 0.0026689 | 584.9266 | 1.2805e-05 | 708.0367 | 0.013818 | 708.0367 | 0.013279 | 707.756 | 0.06406 | 872.407 | 0.028785 | 707.756 | -0.00070529 | 871.803 | 1.0567 | 872.407 | 0.9327 | 699.4964 | 0.28471
|  | 708.2707 | -0.0052876 | 707.9902 | -0.014573 | 582.6678 | 0.0054663 | 708.2707 | -0.032028 | 707.9902 | 0.0065489 | 700.0999 | -0.0069279 | 707.9902 | -0.029165 | 708.2707 | 0 | 708.2707 | -0.0072644 | 582.6678 | 0.066717 | 708.2707 | 0 | 708.2707 | 0.0026624 | 702.78 | -0.005917 | 708.2707 | 0 | 585.0456 | 6.3316e-05 | 708.2707 | 0 | 708.2707 | 0 | 707.9902 | 0.038168 | 872.5744 | 0.013792 | 707.9902 | -0.014179 | 871.9707 | 0.95912 | 872.5744 | 0.93763 | 699.7248 | 0.27383
|  | 708.5046 | 0.0038036 | 708.2245 | 0.0062872 | 582.7853 | 0 | 708.5046 | 0.017454 | 708.2245 | -0.057279 | 700.3318 | 0.00054985 | 708.2245 | 0.012105 | 708.5047 | 0.013155 | 708.5047 | 0.017887 | 582.7853 | 0.07015 | 708.5047 | 0.0051272 | 708.5046 | 0 | 703.02 | -0.0049988 | 708.5047 | 0.0025428 | 585.1646 | 5.051e-05 | 708.5047 | 0.01638 | 708.5046 | 0.019675 | 708.2245 | 0.072988 | 872.7417 | 0.021961 | 708.2245 | -0.0050882 | 872.1384 | 0.98301 | 872.7417 | 0.94324 | 699.9533 | 0.27671
|  | 708.7386 | -0.030445 | 708.4588 | 0.00082446 | 582.9028 | 0.014711 | 708.7386 | -0.068407 | 708.4588 | -0.012623 | 700.5637 | -0.010236 | 708.4588 | -0.024165 | 708.7386 | 0 | 708.7386 | -0.018615 | 582.9028 | 0.061498 | 708.7386 | 0 | 708.7386 | 0.0034702 | 703.25 | -0.0076005 | 708.7386 | 0 | 585.2836 | 0.00040622 | 708.7386 | 0 | 708.7387 | 0 | 708.4588 | 0.040847 | 872.909 | 0.015233 | 708.4588 | -0.011507 | 872.3061 | 0.91808 | 872.909 | 0.94916 | 700.1817 | 0.27829
|  | 708.9727 | 0.0063875 | 708.693 | 0.012284 | 583.0204 | 0 | 708.9727 | -0.008683 | 708.693 | -0.068036 | 700.7956 | 0.0072472 | 708.693 | 0.02058 | 708.9726 | 0.023028 | 708.9726 | 0.017199 | 583.0204 | 0.066952 | 708.9726 | 0.0044932 | 708.9727 | 0 | 703.49 | -0.0011732 | 708.9726 | 0.0054901 | 585.4026 | 0.00035571 | 708.9726 | 0.016668 | 708.9727 | 0.01403 | 708.693 | 0.072319 | 873.0764 | 0.023739 | 708.693 | 0.0025585 | 872.4737 | 0.90927 | 873.0764 | 0.95367 | 700.4102 | 0.27475
|  | 709.2067 | -0.022341 | 708.9273 | -0.012499 | 583.1379 | 0.017426 | 709.2067 | 0.00088403 | 708.9273 | 0.005966 | 701.0275 | -0.0055589 | 708.9273 | -0.028497 | 709.2067 | 0 | 709.2067 | -0.0062052 | 583.1379 | 0.063614 | 709.2067 | 0 | 709.2067 | 0.0015118 | 703.72 | -0.0091305 | 709.2067 | 0 | 585.5216 | 0.00060737 | 709.2067 | 0 | 709.2067 | 0 | 708.9273 | 0.028124 | 873.2437 | 0.016483 | 708.9273 | -0.010234 | 872.6414 | 0.84017 | 873.2437 | 0.95902 | 700.6387 | 0.27508
|  | 709.4407 | 0.033125 | 709.1616 | -0.0054289 | 583.2555 | 0 | 709.4407 | 0.00074241 | 709.1616 | -0.058658 | 701.2595 | 0.00050617 | 709.1616 | 0.011432 | 709.4407 | 0 | 709.4407 | -0.0012155 | 583.2555 | 0.061875 | 709.4407 | 0.0021647 | 709.4407 | 0 | 703.96 | 0.0046418 | 709.4407 | 5.5825e-05 | 585.6406 | 0.00025166 | 709.4407 | 0.0054571 | 709.4407 | 0.0097583 | 709.1617 | 0.056471 | 873.4111 | 0.021528 | 709.1616 | 0.0041372 | 872.8091 | 0.85014 | 873.4111 | 0.96328 | 700.8671 | 0.27481
|  | 709.6747 | -0.0011384 | 709.396 | -0.0075971 | 583.3731 | 0.0056181 | 709.6747 | -0.014886 | 709.396 | -0.0055261 | 701.4914 | -0.0088791 | 709.396 | -0.025615 | 709.6747 | 0 | 709.6747 | 0.0043715 | 583.3731 | 0.059383 | 709.6747 | 0 | 709.6747 | 0.0011687 | 704.19 | -0.0027035 | 709.6747 | 0 | 585.7596 | 0.0022251 | 709.6747 | 0 | 709.6747 | 0 | 709.396 | 0.039954 | 873.5784 | 0.014368 | 709.396 | -0.0047903 | 872.9768 | 0.78986 | 873.5784 | 0.97044 | 701.0956 | 0.26531
|  | 709.9088 | 0.030864 | 709.6303 | 0.0016815 | 583.4906 | 0 | 709.9088 | -0.026228 | 709.6303 | -0.058218 | 701.7233 | 0.0062715 | 709.6303 | 0.015367 | 709.9087 | 0.018383 | 709.9087 | 0.0028411 | 583.4906 | 0.059759 | 709.9087 | 0.0041406 | 709.9088 | 0 | 704.42 | 0.0041827 | 709.9087 | 0.0017562 | 585.8786 | 0.0019807 | 709.9087 | 0.0099846 | 709.9088 | 0.011236 | 709.6303 | 0.057364 | 873.7458 | 0.020615 | 709.6303 | 0.011537 | 873.1445 | 0.71775 | 873.7458 | 0.97527 | 701.3241 | 0.26564
|  | 710.1428 | 0.012862 | 709.8646 | -0.0026039 | 583.6082 | 0.0095447 | 710.1428 | -0.03537 | 709.8646 | -0.0042168 | 701.9553 | -0.0039396 | 709.8646 | -0.02328 | 710.1428 | 0 | 710.1428 | -0.011638 | 583.6082 | 0.061075 | 710.1428 | 0 | 710.1428 | 0.0017873 | 704.66 | 0.0064783 | 710.1428 | 0 | 585.9977 | 0.0069245 | 710.1428 | 0 | 710.1428 | 0 | 709.8646 | 0.038391 | 873.9131 | 0.017588 | 709.8646 | -0.0031517 | 873.3121 | 0.75044 | 873.9131 | 0.98508 | 701.5526 | 0.26754
|  | 710.3768 | 0.027122 | 710.099 | -0.00073895 | 583.7258 | 0 | 710.3768 | -0.0044035 | 710.099 | -0.019329 | 702.1873 | 0.0059484 | 710.099 | 0.014006 | 710.3768 | 0.0098184 | 710.3768 | 0.030743 | 583.7258 | 0.054822 | 710.3768 | 0.0035538 | 710.3768 | 0 | 704.89 | 0.00020403 | 710.3768 | 0.00078572 | 586.1167 | 0.0069163 | 710.3768 | 0.013359 | 710.3768 | 0.015665 | 710.099 | 0.0529 | 874.0805 | 0.027055 | 710.099 | 0.0031572 | 873.4799 | 0.69178 | 874.0805 | 0.99157 | 701.7811 | 0.26315
|  | 710.6109 | -0.0047291 | 710.3333 | -0.00032426 | 583.8434 | 0.0083512 | 710.6109 | -0.037076 | 710.3333 | 0.032069 | 702.4193 | -0.003343 | 710.3333 | -0.022729 | 710.6109 | 0 | 710.6109 | -0.014353 | 583.8434 | 0.062956 | 710.6109 | 0 | 710.6109 | 0.0016527 | 705.13 | -0.00040807 | 710.6109 | 0 | 586.2357 | 0.016858 | 710.6109 | 0 | 710.6109 | 0 | 710.3333 | 0.035713 | 874.2479 | 0.016242 | 710.3333 | -0.0061783 | 873.6476 | 0.58466 | 874.2479 | 0.99952 | 702.0096 | 0.25882
|  | 710.845 | 0.014893 | 710.5677 | 0.010258 | 583.961 | 0 | 710.845 | -0.0018026 | 710.5677 | -0.070752 | 702.6512 | 0.00071518 | 710.5677 | 0.021949 | 710.845 | 0.012076 | 710.845 | -0.0065696 | 583.961 | 0.065072 | 710.845 | 0.0025355 | 710.845 | 0 | 705.36 | -0.0010202 | 710.845 | 0.0037549 | 586.3547 | 0.012987 | 710.845 | 0.01781 | 710.845 | 0.013872 | 710.5677 | 0.055132 | 874.4152 | 0.025277 | 710.5677 | -0.003667 | 873.8152 | 0.64007 | 874.4152 | 1.0025 | 702.2382 | 0.25954
|  | 711.0791 | -0.0029361 | 710.802 | -0.043462 | 584.0786 | 0.010946 | 711.0791 | -0.013064 | 710.802 | 0.0077472 | 702.8832 | -0.0010476 | 710.802 | -0.024912 | 711.0791 | 0 | 711.0791 | -0.022864 | 584.0786 | 0.058442 | 711.0791 | 0 | 711.0791 | 0.002223 | 705.6 | -0.0057639 | 711.0791 | 0 | 586.4737 | 0.02354 | 711.0791 | 0 | 711.0791 | 0 | 710.8021 | 0.024329 | 874.5826 | 0.014849 | 710.802 | -0.0097173 | 873.9829 | 0.56541 | 874.5826 | 1.0085 | 702.4667 | 0.24965
|  | 711.3132 | 0.022643 | 711.0364 | 0.0264 | 584.1962 | 0 | 711.3132 | 0.025365 | 711.0364 | -0.041078 | 703.1152 | 0.0069099 | 711.0364 | 0.01371 | 711.3132 | 0.023678 | 711.3132 | 0.01448 | 584.1962 | 0.055198 | 711.3132 | 0.0029766 | 711.3132 | 0 | 705.83 | -0.0028565 | 711.3132 | 0.0012573 | 586.5928 | 0.019439 | 711.3132 | 0.010189 | 711.3132 | 0.014599 | 711.0364 | 0.054016 | 874.75 | 0.025325 | 711.0364 | 0.0050894 | 874.1507 | 0.60344 | 874.75 | 1.01 | 702.6953 | 0.26708
|  | 711.5473 | -0.0057996 | 711.2708 | -0.02539 | 584.3138 | 0.0027331 | 711.5473 | -0.0059311 | 711.2708 | 0.0031875 | 703.3472 | -0.0042119 | 711.2708 | -0.024483 | 711.5473 | 0 | 711.5473 | 0.0045986 | 584.3138 | 0.057784 | 711.5473 | 0 | 711.5473 | 0.00083642 | 706.06 | -0.0094364 | 711.5473 | 0 | 586.7118 | 0.032804 | 711.5473 | 0 | 711.5473 | 0 | 711.2708 | 0.031695 | 874.9173 | 0.018069 | 711.2708 | 0.0012048 | 874.3184 | 0.62152 | 874.9173 | 1.0141 | 702.9238 | 0.25535
|  | 711.7814 | 0.02789 | 711.5052 | -0.015463 | 584.4314 | 0 | 711.7814 | 0.0047582 | 711.5052 | -0.050936 | 703.5793 | 0.0027953 | 711.5052 | 0.01648 | 711.7814 | 0.017855 | 711.7814 | 0.0073416 | 584.4314 | 0.048663 | 711.7814 | 0.00075646 | 711.7814 | 0 | 706.3 | 0.0031115 | 711.7814 | 0.0037496 | 586.8308 | 0.037816 | 711.7814 | 0.0093991 | 711.7814 | 0.0092977 | 711.5052 | 0.047543 | 875.0847 | 0.01927 | 711.5052 | 0.00090661 | 874.4861 | 0.62036 | 875.0847 | 1.0148 | 703.1524 | 0.25181
|  | 712.0155 | -0.0023989 | 711.7396 | 0.014323 | 584.549 | 0.0095447 | 712.0155 | -0.040246 | 711.7396 | 0.00022047 | 703.8113 | -0.0038159 | 711.7396 | -0.022619 | 712.0155 | 0 | 712.0155 | 0.01312 | 584.549 | 0.058818 | 712.0155 | 0 | 712.0155 | 0.00037589 | 706.53 | -0.0031625 | 712.0155 | 0 | 586.9498 | 0.048447 | 712.0155 | 0 | 712.0155 | 0 | 711.7396 | 0.026561 | 875.2521 | 0.020375 | 711.7396 | 0.0087646 | 874.6538 | 0.59718 | 875.2521 | 1.0213 | 703.381 | 0.25246
|  | 712.2496 | 0.039412 | 711.9741 | -0.0072993 | 584.6667 | 0 | 712.2496 | 0.044396 | 711.9741 | -0.032604 | 704.0433 | 0.0063753 | 711.9741 | 0.011027 | 712.2497 | 0.010386 | 712.2497 | 0.0057629 | 584.6667 | 0.053082 | 712.2497 | 0.0020344 | 712.2496 | 0 | 706.77 | -0.0034686 | 712.2497 | 0.0030708 | 587.0689 | 0.045106 | 712.2497 | 0.0094502 | 712.2496 | 0.012976 | 711.9741 | 0.05156 | 875.4195 | 0.02321 | 711.9741 | -0.0025111 | 874.8215 | 0.54663 | 875.4195 | 1.0269 | 703.6096 | 0.26289
|  | 712.4838 | 0.0077736 | 712.2085 | 0.0044193 | 584.7843 | 0.012609 | 712.4838 | -0.041036 | 712.2085 | 0.017983 | 704.2754 | -0.0041544 | 712.2085 | -0.025631 | 712.4838 | 0 | 712.4838 | 0.0072698 | 584.7843 | 0.057079 | 712.4838 | 0 | 712.4838 | 0.0018359 | 707 | -0.0025504 | 712.4838 | 0 | 587.1879 | 0.046321 | 712.4838 | 0 | 712.4838 | 0 | 712.2085 | 0.043971 | 875.5869 | 0.014705 | 712.2085 | -0.003812 | 874.9893 | 0.47405 | 875.5869 | 1.0342 | 703.8381 | 0.24742
|  | 712.718 | 0.039576 | 712.4429 | 0.028767 | 584.902 | 0 | 712.718 | 0.020897 | 712.4429 | -0.029069 | 704.5074 | 0.0058998 | 712.4429 | 0.015269 | 712.718 | 0.013787 | 712.718 | 0.0063957 | 584.902 | 0.06084 | 712.718 | 0.0022301 | 712.718 | 0 | 707.24 | 0.0011222 | 712.718 | 0.00030131 | 587.307 | 0.044194 | 712.718 | 0.014652 | 712.718 | 0.01614 | 712.4429 | 0.044418 | 875.7542 | 0.021625 | 712.4429 | 0.0025357 | 875.157 | 0.40333 | 875.7542 | 1.0379 | 704.0668 | 0.25299
|  | 712.9521 | -0.0096692 | 712.6774 | -0.021989 | 585.0196 | 0 | 712.9521 | -0.021489 | 712.6774 | 0.00019996 | 704.7395 | -0.0043604 | 712.6774 | -0.024796 | 712.9521 | 0 | 712.9521 | -0.0053537 | 585.0196 | 0.048005 | 712.9521 | 0 | 712.9521 | 0.0023218 | 707.47 | -0.00607 | 712.9521 | 0 | 587.426 | 0.05604 | 712.9521 | 0 | 712.9521 | 0 | 712.6774 | 0.02366 | 875.9216 | 0.021192 | 712.6774 | 0.0038345 | 875.3247 | 0.33262 | 875.9216 | 1.0419 | 704.2953 | 0.24349
|  | 713.1863 | 0.015472 | 712.9118 | 0.0075562 | 585.1373 | 0 | 713.1863 | 0.023171 | 712.9118 | -0.038077 | 704.9716 | 0.0039829 | 712.9118 | 0.017771 | 713.1863 | 0.0065122 | 713.1863 | 0.014641 | 585.1373 | 0.050967 | 713.1863 | 0.0042166 | 713.1863 | 0 | 707.7 | 0.011069 | 713.1863 | 0.003497 | 587.5451 | 0.053459 | 713.1863 | 0.015682 | 713.1863 | 0.01723 | 712.9118 | 0.045534 | 876.089 | 0.019847 | 712.9118 | 0.0016014 | 875.4925 | 0.47405 | 876.089 | 1.0429 | 704.524 | 0.24368
|  | 713.4205 | 0.00075287 | 713.1463 | -0.0094527 | 585.2549 | 0.0051626 | 713.4205 | -0.049728 | 713.1463 | -0.013103 | 705.2037 | -0.0084062 | 713.1463 | -0.024074 | 713.4205 | 0 | 713.4205 | 0.0084987 | 585.2549 | 0.056844 | 713.4205 | 0 | 713.4205 | 0.0027735 | 707.94 | -0.010202 | 713.4205 | 0 | 587.6641 | 0.065001 | 713.4205 | 0 | 713.4205 | 0 | 713.1463 | 0.025445 | 876.2564 | 0.016579 | 713.1463 | -0.0048434 | 875.6602 | 0.30201 | 876.2564 | 1.0475 | 704.7526 | 0.2309
|  | 713.6547 | 0.0095187 | 713.3808 | -0.054358 | 585.3726 | 0 | 713.6547 | 0.020002 | 713.3808 | -0.054003 | 705.4358 | 0.0082684 | 713.3808 | 0.016861 | 713.6547 | 0.0072645 | 713.6547 | 0.0090912 | 585.3726 | 0.055621 | 713.6547 | 0.005598 | 713.6547 | 0 | 708.17 | -0.0054579 | 713.6547 | 0.0045951 | 587.7832 | 0.06166 | 713.6547 | 0.010433 | 713.6547 | 0.011995 | 713.3808 | 0.033258 | 876.4238 | 0.028785 | 713.3808 | 0.01123 | 875.8279 | 0.31151 | 876.4238 | 1.0521 | 704.9813 | 0.23968
|  | 713.8889 | 0.0034235 | 713.6153 | 0.0092309 | 585.4903 | 0.012259 | 713.8889 | -0.018826 | 713.6153 | 0.015684 | 705.6678 | -0.0046947 | 713.6153 | -0.019838 | 713.8889 | 0 | 713.8889 | -0.0074461 | 585.4903 | 0.043773 | 713.8889 | 0 | 713.8889 | 0.0019518 | 708.41 | -0.011426 | 713.8889 | 0 | 587.9022 | 0.073354 | 713.8889 | 0 | 713.8889 | 0 | 713.6152 | 0.02366 | 876.5912 | 0.01605 | 713.6153 | 0.0025854 | 875.9957 | 0.26514 | 876.5912 | 1.0594 | 705.2099 | 0.2406
|  | 714.1231 | 0.0245 | 713.8497 | 0.024084 | 585.608 | 0 | 714.1231 | 0.025989 | 713.8497 | -0.053025 | 705.9 | 0.0055232 | 713.8497 | 0.014747 | 714.1231 | 0.01088 | 714.1231 | -0.0029564 | 585.608 | 0.048287 | 714.1231 | 0.0037485 | 714.1231 | 0 | 708.64 | -0.0023974 | 714.1231 | 0.0032788 | 588.0213 | 0.07062 | 714.1231 | 0.015364 | 714.1231 | 0.015868 | 713.8497 | 0.040847 | 876.7586 | 0.02321 | 713.8497 | 0.0027187 | 876.1634 | 0.32867 | 876.7586 | 1.0671 | 705.4385 | 0.24021
|  | 714.3574 | -0.012735 | 714.0843 | -0.034727 | 585.7257 | 0.0053144 | 714.3574 | -0.0051431 | 714.0843 | 0.034471 | 706.1321 | -0.0074132 | 714.0843 | -0.02088 | 714.3573 | 0 | 714.3573 | -0.002441 | 585.7257 | 0.060276 | 714.3573 | 0 | 714.3574 | 0.0016599 | 708.88 | 0.0043357 | 714.3573 | 0 | 588.1403 | 0.083377 | 714.3573 | 0 | 714.3574 | 0 | 714.0842 | 0.023213 | 876.926 | 0.017828 | 714.0843 | -0.00068836 | 876.3312 | 0.33679 | 876.926 | 1.0757 | 705.6672 | 0.23169
|  | 714.5916 | -0.0078187 | 714.3188 | 0.0029743 | 585.8434 | 0 | 714.5916 | -0.004212 | 714.3188 | -0.060423 | 706.3643 | 0.0067131 | 714.3188 | 0.010512 | 714.5916 | 0.0087445 | 714.5916 | 0.012747 | 585.8434 | 0.054681 | 714.5916 | 0.0031704 | 714.5916 | 0 | 709.11 | -0.0054579 | 714.5916 | 0.0042233 | 588.2594 | 0.081099 | 714.5916 | 0.0092894 | 714.5915 | 0.013391 | 714.3188 | 0.035043 | 877.0934 | 0.025181 | 714.3188 | 0.0019383 | 876.4989 | 0.3507 | 877.0934 | 1.0825 | 705.8959 | 0.24329
|  | 714.8258 | 0.0062172 | 714.5533 | -0.064352 | 585.9611 | 0.011208 | 714.8258 | -0.026084 | 714.5533 | 0.015193 | 706.5964 | -0.0055343 | 714.5533 | -0.023771 | 714.8258 | 0 | 714.8258 | 0.011312 | 585.9611 | 0.052424 | 714.8258 | 0 | 714.8258 | 0.0017338 | 709.35 | -0.0048458 | 714.8258 | 0 | 588.3785 | 0.09659 | 714.8258 | 0 | 714.8258 | 0 | 714.5533 | 0.010997 | 877.2608 | 0.020375 | 714.5533 | -0.0083927 | 876.6667 | 0.32311 | 877.2608 | 1.0876 | 706.1246 | 0.22946
|  | 715.0601 | 0.027812 | 714.7878 | -0.016918 | 586.0788 | 0 | 715.0601 | -0.0052401 | 714.7878 | -0.038801 | 706.8286 | 0.0083375 | 714.7878 | 0.013953 | 715.0601 | 0.01277 | 715.0601 | 0.0074022 | 586.0788 | 0.049462 | 715.0601 | 0.0035766 | 715.0601 | 0 | 709.58 | -0.0051518 | 715.0601 | 0.0033801 | 588.4975 | 0.092641 | 715.0601 | 0.015191 | 715.0601 | 0.01497 | 714.7878 | 0.043525 | 877.4282 | 0.030899 | 714.7878 | -0.0013572 | 876.8345 | 0.27697 | 877.4282 | 1.0903 | 706.3533 | 0.23778
|  | 715.2943 | 0.012374 | 715.0224 | -0.039389 | 586.1965 | 0.013835 | 715.2943 | -0.0047829 | 715.0224 | 0.0027725 | 707.0607 | -0.0012752 | 715.0224 | -0.023616 | 715.2943 | 0 | 715.2943 | -0.00442 | 586.1965 | 0.051766 | 715.2943 | 0 | 715.2943 | 0.0013095 | 709.81 | -0.00086717 | 715.2943 | 0 | 588.6166 | 0.10646 | 715.2943 | 0 | 715.2943 | 0 | 715.0224 | 0.014245 | 877.5956 | 0.015474 | 715.0224 | 0.0013001 | 877.0022 | 0.34235 | 877.5956 | 1.0955 | 706.582 | 0.22205
|  | 715.5286 | -0.0032073 | 715.2569 | 0.01172 | 586.3142 | 0 | 715.5286 | 0.0053393 | 715.2569 | -0.0486 | 707.2928 | 0.0042339 | 715.2569 | 0.010959 | 715.5286 | 0.012843 | 715.5286 | 0.012064 | 586.3142 | 0.042927 | 715.5286 | 0.0031189 | 715.5286 | 0 | 710.05 | 0.0012752 | 715.5286 | 0.0034778 | 588.7357 | 0.10266 | 715.5286 | 0.014809 | 715.5286 | 0.015057 | 715.2569 | 0.037275 | 877.7631 | 0.018837 | 715.2569 | -0.0016976 | 877.17 | 0.2663 | 877.7631 | 1.1009 | 706.8107 | 0.22808
|  | 715.7629 | -0.021568 | 715.4915 | 0.0058313 | 586.432 | 0.0097198 | 715.7629 | -0.013998 | 715.4915 | 0.056764 | 707.525 | -0.00616 | 715.4915 | -0.022754 | 715.7629 | 0 | 715.7629 | -0.024118 | 586.432 | 0.046829 | 715.7629 | 0 | 715.7629 | 0.0025349 | 710.28 | -0.00010202 | 715.7629 | 0 | 588.8547 | 0.12089 | 715.7629 | 0 | 715.7629 | 0 | 715.4915 | 0.016755 | 877.9305 | 0.018165 | 715.4915 | -0.010776 | 877.3378 | 0.2663 | 877.9305 | 1.1099 | 707.0394 | 0.22513
|  | 715.9972 | 0.03014 | 715.726 | 0.033792 | 586.5497 | 0 | 715.9972 | 0.028919 | 715.726 | -0.038993 | 707.7573 | 0.0086408 | 715.726 | 0.015859 | 715.9972 | 0.019038 | 715.9972 | 0.0053338 | 586.5497 | 0.043726 | 715.9972 | 0.0046694 | 715.9972 | 0 | 710.52 | -0.0062227 | 715.9972 | 0.0030134 | 588.9738 | 0.11922 | 715.9972 | 0.012485 | 715.9972 | 0.01349 | 715.726 | 0.037945 | 878.0979 | 0.019606 | 715.726 | 0.0068011 | 877.5055 | 0.25262 | 878.0979 | 1.118 | 707.2681 | 0.22579
|  | 716.2315 | 0.0050524 | 715.9606 | -0.016484 | 586.6675 | 0.015149 | 716.2315 | -0.038975 | 715.9606 | 0.026442 | 707.9894 | -0.0080441 | 715.9606 | -0.015752 | 716.2315 | 0 | 716.2315 | -0.0040754 | 586.6675 | 0.050684 | 716.2315 | 0 | 716.2315 | 0.0023362 | 710.75 | 0.0083142 | 716.2315 | 0 | 589.0929 | 0.13395 | 716.2315 | 0 | 716.2315 | 0 | 715.9606 | 0.0079181 | 878.2653 | 0.033734 | 715.9606 | -0.003886 | 877.6733 | 0.21204 | 878.2653 | 1.1251 | 707.4968 | 0.22454
|  | 716.4658 | 0.037614 | 716.1952 | -0.034884 | 586.7852 | 0 | 716.4658 | 0.03495 | 716.1952 | -0.028112 | 708.2216 | 0.0059359 | 716.1952 | 0.017052 | 716.4658 | 0.018874 | 716.4658 | -0.0031274 | 586.7852 | 0.044008 | 716.4658 | 0.0045529 | 716.4658 | 0 | 710.99 | 0.0043357 | 716.4658 | 0.0015019 | 589.212 | 0.1297 | 716.4658 | 0.0098755 | 716.4658 | 0.0083703 | 716.1952 | 0.03482 | 878.4328 | 0.014176 | 716.1952 | 0.011884 | 877.8411 | 0.20115 | 878.4328 | 1.1294 | 707.7256 | 0.23516
|  | 716.7001 | -0.0015404 | 716.4298 | -0.028376 | 586.903 | 0.0080475 | 716.7001 | -0.036892 | 716.4298 | 0.0008512 | 708.4539 | -0.0064757 | 716.4298 | -0.026947 | 716.7001 | 0 | 716.7001 | 0.00042278 | 586.903 | 0.045748 | 716.7001 | 0 | 716.7001 | 0.00113 | 711.22 | -0.0011732 | 716.7001 | 0 | 589.3311 | 0.1464 | 716.7001 | 0 | 716.7001 | 0 | 716.4298 | 0.014523 | 878.6002 | 0.014128 | 716.4298 | 0.0019073 | 878.0089 | 0.1659 | 878.6002 | 1.1352 | 707.9543 | 0.21268
|  | 716.9344 | 0.0066252 | 716.6644 | -0.029102 | 587.0207 | 0 | 716.9344 | 0.011762 | 716.6644 | -0.033399 | 708.6861 | 0.0036619 | 716.6644 | 0.0087882 | 716.9345 | 0.01348 | 716.9345 | 0.016344 | 587.0207 | 0.037614 | 716.9345 | 0.0021898 | 716.9344 | 0 | 711.46 | -0.0017853 | 716.9345 | 0.001539 | 589.4502 | 0.14428 | 716.9345 | 0.0082869 | 716.9344 | 0.010668 | 716.6644 | 0.036382 | 878.7676 | 0.021528 | 716.6644 | 0.0055612 | 878.1767 | 0.171 | 878.7676 | 1.1424 | 708.183 | 0.21956
|  | 717.1688 | -0.016614 | 716.899 | -0.002287 | 587.1385 | 0.013398 | 717.1688 | -0.03996 | 716.899 | -0.00044763 | 708.9183 | -0.00046962 | 716.899 | -0.020645 | 717.1688 | 0 | 717.1688 | 0.011132 | 587.1385 | 0.041469 | 717.1688 | 0 | 717.1688 | 0.00051373 | 711.69 | 0.0052539 | 717.1688 | 0 | 589.5693 | 0.16083 | 717.1688 | 0 | 717.1688 | 0 | 716.899 | 0.012548 | 878.9351 | 0.018405 | 716.899 | 0.00037009 | 878.3445 | 0.11906 | 878.9351 | 1.154 | 708.4118 | 0.21576
|  | 717.4031 | 0.031358 | 717.1337 | -0.051509 | 587.2563 | 0 | 717.4031 | 0.018172 | 717.1337 | -0.054562 | 709.1506 | 0.0044172 | 717.1337 | 0.016051 | 717.4032 | 0.010281 | 717.4032 | 0.0099391 | 587.2563 | 0.043068 | 717.4032 | 0.00080309 | 717.4031 | 0 | 711.92 | 0.0047948 | 717.4032 | 0.0012507 | 589.6884 | 0.15658 | 717.4032 | 0.0078528 | 717.4031 | 0.014383 | 717.1337 | 0.033481 | 879.1025 | 0.021192 | 717.1337 | -0.0039888 | 878.5123 | 0.1244 | 879.1025 | 1.1616 | 708.6406 | 0.22245
|  | 717.6375 | 0.0081092 | 717.3683 | -0.018856 | 587.3741 | 0.0033405 | 717.6375 | -0.024869 | 717.3683 | 0.023392 | 709.3828 | -0.0066309 | 717.3683 | -0.023931 | 717.6375 | 0 | 717.6375 | 0.0087131 | 587.3741 | 0.050543 | 717.6375 | 0 | 717.6375 | 0.00062999 | 712.16 | -0.0023974 | 717.6375 | 0 | 589.8075 | 0.17571 | 717.6375 | 0 | 717.6375 | 0 | 717.3683 | 0.0015556 | 879.2699 | 0.014849 | 717.3683 | 0.0097737 | 878.6801 | 0.12857 | 879.2699 | 1.1699 | 708.8694 | 0.2174
|  | 717.8719 | 0.019947 | 717.603 | 0.0038506 | 587.4918 | 0 | 717.8719 | 0.0075317 | 717.603 | -0.014141 | 709.6151 | 0.0030097 | 717.603 | 0.012467 | 717.8719 | 0.0058948 | 717.8719 | 0.016656 | 587.4918 | 0.041892 | 717.8719 | 0.00388 | 717.8719 | 0 | 712.39 | -0.011273 | 717.8719 | 0.0019121 | 589.9266 | 0.17253 | 717.8719 | 0.013346 | 717.8719 | 0.011066 | 717.6029 | 0.031026 | 879.4374 | 0.024748 | 717.603 | 0.0074042 | 878.8479 | 0.13019 | 879.4374 | 1.1712 | 709.0982 | 0.2195
|  | 718.1063 | 0.010274 | 717.8376 | 0.00077697 | 587.6096 | 0.0031887 | 718.1063 | 0.0050526 | 717.8376 | -0.010047 | 709.8474 | -0.001925 | 717.8376 | -0.024839 | 718.1063 | 0 | 718.1063 | -0.016331 | 587.6096 | 0.056562 | 718.1063 | 0 | 718.1063 | 0.0025375 | 712.63 | 0.0018873 | 718.1063 | 0 | 590.0457 | 0.18832 | 718.1063 | 0 | 718.1063 | 0 | 717.8376 | 0.011202 | 879.6048 | 0.011821 | 717.8376 | 0.0031783 | 879.0157 | 0.063416 | 879.6048 | 1.176 | 709.327 | 0.21379
|  | 718.3407 | 0.05376 | 718.0723 | 0.026456 | 587.7275 | 0 | 718.3407 | 0.020584 | 718.0723 | -0.046552 | 710.0796 | 0.0057646 | 718.0723 | 0.015281 | 718.3407 | 0.010076 | 718.3407 | -0.0059245 | 587.7275 | 0.051625 | 718.3407 | 0.003235 | 718.3407 | 0 | 712.86 | -0.0062227 | 718.3407 | 0.0044537 | 590.1648 | 0.1786 | 718.3407 | 0.015514 | 718.3407 | 0.016212 | 718.0723 | 0.033704 | 879.7723 | 0.021192 | 718.0723 | -0.0014056 | 879.1835 | 0.082893 | 879.7723 | 1.1774 | 709.5558 | 0.20809
|  | 718.5751 | -0.015001 | 718.3069 | -0.04051 | 587.8453 | 0.0078957 | 718.5751 | -0.047272 | 718.3069 | 0.0050383 | 710.3119 | -0.0038572 | 718.3069 | -0.023935 | 718.5751 | 0 | 718.5751 | -0.0037704 | 587.8453 | 0.046829 | 718.5751 | 0 | 718.5751 | 0.0018303 | 713.1 | 0.0018873 | 718.5751 | 0 | 590.2839 | 0.19409 | 718.5751 | 0 | 718.5751 | 0 | 718.307 | 0.0026809 | 879.9397 | 0.018693 | 718.3069 | -0.0012074 | 879.3513 | 0.053214 | 879.9397 | 1.1831 | 709.7846 | 0.20442
|  | 718.8095 | 0.0083627 | 718.5416 | 0.0035336 | 587.9631 | 0 | 718.8095 | 0.0024282 | 718.5416 | -0.028685 | 710.5442 | 0.0036381 | 718.5416 | 0.013124 | 718.8095 | 0.0090829 | 718.8095 | 0.01729 | 587.9631 | 0.049321 | 718.8095 | 0.0022613 | 718.8095 | 0 | 713.33 | -0.013568 | 718.8095 | 0.0030732 | 590.403 | 0.19242 | 718.8095 | 0.017261 | 718.8095 | 0.017065 | 718.5416 | 0.024106 | 880.1072 | 0.022297 | 718.5416 | 0.0028947 | 879.5191 | 0.074546 | 880.1072 | 1.1869 | 710.0134 | 0.21104
|  | 719.0439 | 0.0021074 | 718.7763 | -0.0090949 | 588.0809 | 0.010508 | 719.0439 | -0.049107 | 718.7763 | 0.0014859 | 710.7765 | -0.0076923 | 718.7763 | -0.025747 | 719.0439 | 0 | 719.0439 | -0.010978 | 588.0809 | 0.041093 | 719.0439 | 0 | 719.0439 | 0.0019715 | 713.57 | 0.0018873 | 719.0439 | 0 | 590.5221 | 0.21414 | 719.0439 | 0.0010578 | 719.0439 | 0 | 718.7763 | 0.012848 | 880.2746 | 0.01581 | 718.7763 | -0.0029143 | 879.687 | 0.033273 | 880.2746 | 1.195 | 710.2423 | 0.20383
|  | 719.2783 | 0.013581 | 719.011 | 0.023307 | 588.1988 | 0 | 719.2783 | 0.013297 | 719.011 | -0.048361 | 711.0089 | 0.0043298 | 719.011 | 0.017754 | 719.2783 | 0.017023 | 719.2783 | 0.012469 | 588.1988 | 0.043726 | 719.2783 | 0.003924 | 719.2783 | 0 | 713.8 | 0.0066312 | 719.2783 | 0.0035149 | 590.6412 | 0.21004 | 719.2783 | 0.012773 | 719.2783 | 0.013227 | 719.011 | 0.042632 | 880.4421 | 0.025949 | 719.011 | -0.0013947 | 879.8548 | 0.042316 | 880.4421 | 1.1993 | 710.4711 | 0.21111
|  | 719.5128 | -0.040812 | 719.2457 | -0.0055514 | 588.3166 | 0.0099825 | 719.5128 | -0.026117 | 719.2457 | 0.012988 | 711.2411 | -0.0024526 | 719.2457 | -0.021078 | 719.5128 | 0 | 719.5128 | -0.0042076 | 588.3166 | 0.048146 | 719.5128 | 0 | 719.5128 | 0.00169 | 714.04 | -0.0095893 | 719.5128 | 0 | 590.7603 | 0.22978 | 719.5128 | 0 | 719.5128 | 0 | 719.2457 | 0.0025562 | 880.6096 | 0.012254 | 719.2457 | -0.0078599 | 880.0226 | 0 | 880.6096 | 1.2053 | 710.6999 | 0.20292
|  | 719.7473 | 0.03701 | 719.4805 | 0.018742 | 588.4344 | 0 | 719.7473 | 0.010448 | 719.4805 | -0.047903 | 711.4735 | 0.0058857 | 719.4805 | 0.013786 | 719.7472 | 0.0084001 | 719.7472 | 0.025201 | 588.4344 | 0.039212 | 719.7472 | 0.00317 | 719.7473 | 0 | 714.27 | 0.0066312 | 719.7472 | 0.0033632 | 590.8794 | 0.22933 | 719.7472 | 0.016141 | 719.7473 | 0.013909 | 719.4805 | 0.032811 | 880.777 | 0.031572 | 719.4805 | 0.0060346 | 880.1904 | 0.040925 | 880.777 | 1.2083 | 710.9288 | 0.2037
|  | 719.9817 | -0.0061291 | 719.7152 | -0.0097613 | 588.5523 | 0.010946 | 719.9817 | -0.021025 | 719.7152 | 0.0041536 | 711.7058 | -0.0033145 | 719.7152 | -0.023123 | 719.9817 | 0 | 719.9817 | -0.012009 | 588.5523 | 0.041093 | 719.9817 | 0 | 719.9817 | 0.0026194 | 714.51 | 0.0028055 | 719.9817 | 0 | 590.9986 | 0.24952 | 719.9817 | 0 | 719.9817 | 0 | 719.7152 | 0.0073555 | 880.9445 | 0.020471 | 719.7152 | -0.0050235 | 880.3583 | 0.0040576 | 880.9445 | 1.2165 | 711.1576 | 0.20285
|  | 720.2162 | 0.023535 | 719.9499 | 0.010019 | 588.6701 | 0 | 720.2162 | 0.0093257 | 719.9499 | -0.040325 | 711.9382 | 0.006376 | 719.9499 | 0.012794 | 720.2162 | 0.0092838 | 720.2162 | 0.0081897 | 588.6701 | 0.045466 | 720.2162 | 0.0037117 | 720.2162 | 0 | 714.74 | 0.0078554 | 720.2162 | 0.0034228 | 591.1177 | 0.24375 | 720.2162 | 0.0088525 | 720.2162 | 0.011644 | 719.9499 | 0.024999 | 881.1119 | 0.021961 | 719.9499 | 0.01078 | 880.5261 | 0.00030918 | 881.1119 | 1.2239 | 711.3865 | 0.20665
|  | 720.4506 | -0.019793 | 720.1847 | -0.050494 | 588.788 | 0.014273 | 720.4506 | -0.033428 | 720.1847 | 0.016446 | 712.1705 | -0.0072576 | 720.1847 | -0.020779 | 720.4506 | 0 | 720.4506 | -0.011313 | 588.788 | 0.041328 | 720.4506 | 0 | 720.4506 | 0.0030118 | 714.97 | -0.00056109 | 720.4506 | 0 | 591.2368 | 0.26866 | 720.4506 | 0 | 720.4506 | 0 | 720.1847 | 0.013719 | 881.2794 | 0.014464 | 720.1847 | 0.00025723 | 880.6939 | 0 | 881.2794 | 1.2334 | 711.6154 | 0.20108
|  | 720.6851 | 0.0020071 | 720.4194 | 0.04868 | 588.9059 | 0 | 720.6851 | -0.016516 | 720.4194 | -0.056348 | 712.403 | 0.0093106 | 720.4194 | 0.014999 | 720.6851 | 0.016068 | 720.6851 | 0.012859 | 588.9059 | 0.039212 | 720.6851 | 0.0033108 | 720.6851 | 0 | 715.21 | 0.00081613 | 720.6851 | 0.0044506 | 591.3559 | 0.26653 | 720.6851 | 0.0094727 | 720.6851 | 0.014022 | 720.4194 | 0.024999 | 881.4469 | 0.024316 | 720.4194 | -0.0019521 | 880.8618 | 0 | 881.4469 | 1.2399 | 711.8444 | 0.19407
|  | 720.9196 | 0.0018702 | 720.6542 | -0.023741 | 589.0238 | 0.0044034 | 720.9196 | -0.045161 | 720.6542 | 0.008927 | 712.6353 | -0.00041473 | 720.6542 | -0.019678 | 720.9196 | 0 | 720.9196 | -0.013165 | 589.0238 | 0.040811 | 720.9196 | 0 | 720.9196 | 0.0018304 | 715.44 | -0.0046928 | 720.9196 | 0 | 591.4751 | 0.29387 | 720.9196 | 0 | 720.9196 | 0 | 720.6542 | 0.0010363 | 881.6144 | 0.021625 | 720.6542 | -0.001925 | 881.0296 | 0 | 881.6144 | 1.2473 | 712.0732 | 0.20134
|  | 721.1542 | 0.023739 | 720.889 | 0.014809 | 589.1417 | 0 | 721.1542 | -0.0045543 | 720.889 | -0.034408 | 712.8677 | -0.0011876 | 720.889 | 0.016905 | 721.1541 | 0.0078177 | 721.1541 | -0.0043064 | 589.1417 | 0.042409 | 721.1541 | 0.002887 | 721.1542 | 0 | 715.68 | 0.011375 | 721.1541 | 0.0053963 | 591.5942 | 0.29144 | 721.1541 | 0.013948 | 721.1542 | 0.019318 | 720.889 | 0.020996 | 881.7818 | 0.01951 | 720.889 | -0.0032204 | 881.1975 | 0 | 881.7818 | 1.2508 | 712.3021 | 0.20403
|  | 721.3887 | -0.0022654 | 721.1238 | 0.012898 | 589.2595 | 0.00577 | 721.3887 | -0.029434 | 721.1238 | 0.019094 | 713.1001 | -0.001366 | 721.1238 | -0.018298 | 721.3887 | 0 | 721.3887 | -0.019109 | 589.2595 | 0.036814 | 721.3887 | 0 | 721.3887 | 0.0031965 | 715.91 | -0.013109 | 721.3887 | 0 | 591.7133 | 0.31984 | 721.3887 | 0 | 721.3887 | 0 | 721.1238 | 0.010131 | 881.9493 | 0.016242 | 721.1238 | -0.0095305 | 881.3653 | 0 | 881.9493 | 1.256 | 712.5311 | 0.1919
|  | 721.6232 | -0.0043298 | 721.3586 | 0.023287 | 589.3774 | 0 | 721.6232 | -0.01296 | 721.3586 | -0.03198 | 713.3325 | 0.0025213 | 721.3586 | 0.020033 | 721.6232 | 0 | 721.6232 | 0.025 | 589.3774 | 0.038413 | 721.6232 | 0.0031958 | 721.6232 | 0 | 716.15 | 0.0034176 | 721.6232 | 0.0045286 | 591.8325 | 0.32546 | 721.6232 | 0.012583 | 721.6232 | 0.012328 | 721.3586 | 0.032588 | 882.1168 | 0.029073 | 721.3586 | 0.0035236 | 881.5332 | 0 | 882.1168 | 1.2608 | 712.76 | 0.20075
|  | 721.8577 | -0.027853 | 721.5934 | -0.0034511 | 589.4954 | 0.0059217 | 721.8577 | -0.011196 | 721.5934 | -0.0069122 | 713.5649 | -0.0066769 | 721.5934 | -0.019809 | 721.8577 | 0 | 721.8577 | -0.0041029 | 589.4954 | 0.037614 | 721.8577 | 0 | 721.8577 | 0.00054733 | 716.38 | 0.0015813 | 721.8577 | 0 | 591.9516 | 0.3452 | 721.8577 | 0 | 721.8577 | 0 | 721.5934 | -0.0016792 | 882.2843 | 0.016819 | 721.5934 | -0.007358 | 881.7011 | 0 | 882.2843 | 1.272 | 712.989 | 0.18954
|  | 722.0923 | 0.01855 | 721.8282 | -0.024417 | 589.6133 | 0 | 722.0923 | -0.018508 | 721.8282 | -0.028479 | 713.7974 | 0.0057131 | 721.8282 | 0.0099236 | 722.0923 | 0.012119 | 722.0923 | -0.002909 | 589.6133 | 0.031172 | 722.0923 | 0.0006766 | 722.0923 | 0 | 716.62 | -0.0054579 | 722.0923 | 0.0035796 | 592.0708 | 0.34854 | 722.0923 | 0.011876 | 722.0923 | 0.0093429 | 721.8282 | 0.01391 | 882.4518 | 0.02494 | 721.8282 | 0.0045143 | 881.8689 | 0 | 882.4518 | 1.2828 | 713.2179 | 0.19669
|  | 722.3268 | 0.051413 | 722.063 | -0.075113 | 589.7312 | 0.012172 | 722.3268 | -0.029871 | 722.063 | -0.0047608 | 714.0298 | -0.0067542 | 722.063 | -0.019893 | 722.3268 | 0 | 722.3268 | 0.0061064 | 589.7312 | 0.035498 | 722.3268 | 0 | 722.3268 | 0.0022094 | 716.85 | -0.0046928 | 722.3268 | 0 | 592.1899 | 0.35917 | 722.3268 | 0 | 722.3268 | 0 | 722.063 | 0.010044 | 882.6193 | 0.014176 | 722.063 | 0.0031206 | 882.0368 | 0 | 882.6193 | 1.2979 | 713.4468 | 0.18974
|  | 722.5614 | 0.040856 | 722.2978 | 0.030404 | 589.8491 | 0 | 722.5614 | -0.020403 | 722.2978 | -0.031849 | 714.2622 | 0.0058236 | 722.2978 | 0.015403 | 722.5614 | 0.014926 | 722.5614 | 0.032221 | 589.8491 | 0.042268 | 722.5614 | 0.0046346 | 722.5614 | 0 | 717.09 | 0.011222 | 722.5614 | 0.0030114 | 592.3091 | 0.36069 | 722.5614 | 0.013253 | 722.5614 | 0.01098 | 722.2979 | 0.024553 | 882.7868 | 0.020952 | 722.2978 | 0.0094371 | 882.2047 | 0 | 882.7868 | 1.3096 | 713.6758 | 0.18974
|  | 722.796 | -0.0023088 | 722.5327 | -0.031927 | 589.967 | 0.009895 | 722.796 | -0.018088 | 722.5327 | -0.009589 | 714.4947 | -0.0081055 | 722.5327 | -0.02327 | 722.796 | 0 | 722.796 | -0.0021691 | 589.967 | 0.042127 | 722.796 | 0 | 722.796 | 0.0020074 | 717.32 | -0.0077534 | 722.796 | 0 | 592.4282 | 0.36586 | 722.796 | 0 | 722.796 | 0 | 722.5327 | -0.0007827 | 882.9543 | 0.025709 | 722.5327 | 0.0099319 | 882.3725 | 0 | 882.9543 | 1.3206 | 713.9048 | 0.18889
|  | 723.0306 | 0.026894 | 722.7675 | 0.0034644 | 590.085 | 0 | 723.0306 | 0.015342 | 722.7675 | -0.029178 | 714.7272 | 0.0074213 | 722.7675 | 0.012073 | 723.0306 | 0.0097002 | 723.0306 | 0.0071072 | 590.085 | 0.042409 | 723.0306 | 0.0048961 | 723.0306 | 0 | 717.56 | -0.0068351 | 723.0306 | 0.0031877 | 592.5474 | 0.3695 | 723.0306 | 0.016639 | 723.0306 | 0.014425 | 722.7675 | 0.018352 | 883.1218 | 0.021625 | 722.7675 | 0.0082698 | 882.5404 | 0 | 883.1218 | 1.3253 | 714.1337 | 0.18587
|  | 723.2651 | 0.0047444 | 723.0024 | -0.048577 | 590.2029 | 0.0072883 | 723.2651 | -0.016433 | 723.0024 | -0.0018206 | 714.9596 | -0.003604 | 723.0024 | -0.024841 | 723.2652 | 0 | 723.2652 | 0.010232 | 590.2029 | 0.04429 | 723.2652 | 0 | 723.2651 | 0.0012619 | 717.79 | 0.0018873 | 723.2652 | 0 | 592.6666 | 0.36935 | 723.2652 | 0 | 723.2651 | 0 | 723.0024 | 0.0010751 | 883.2893 | 0.014705 | 723.0024 | -0.0062061 | 882.7083 | 0 | 883.2893 | 1.3305 | 714.3627 | 0.18024
|  | 723.4998 | 0.030229 | 723.2373 | 0.010105 | 590.3209 | 0 | 723.4998 | 0.030482 | 723.2373 | -0.064111 | 715.1921 | 0.0013623 | 723.2373 | 0.011036 | 723.4998 | 0.014278 | 723.4998 | 0.0070092 | 590.3209 | 0.04161 | 723.4998 | 0.0043132 | 723.4998 | 0 | 718.03 | 0.0024994 | 723.4998 | 0.0035569 | 592.7857 | 0.37299 | 723.4998 | 0.010922 | 723.4998 | 0.010235 | 723.2373 | 0.025669 | 883.4568 | 0.02667 | 723.2373 | -0.00025242 | 882.8762 | 0 | 883.4568 | 1.334 | 714.5917 | 0.19498
|  | 723.7344 | -0.0078899 | 723.4722 | -0.020308 | 590.4388 | 0.014448 | 723.7344 | 0.00069285 | 723.4722 | -0.0043209 | 715.4246 | -0.0021854 | 723.4722 | -0.019556 | 723.7344 | 0 | 723.7344 | 0.018241 | 590.4388 | 0.037896 | 723.7344 | 0 | 723.7344 | 0.0022938 | 718.26 | 0.00709 | 723.7344 | 0 | 592.9049 | 0.36221 | 723.7344 | 0 | 723.7344 | 0 | 723.4722 | 0.00093743 | 883.6243 | 0.023931 | 723.4722 | 0.0073921 | 883.044 | 0 | 883.6243 | 1.3411 | 714.8207 | 0.18528
|  | 723.969 | 0.01525 | 723.707 | -0.024616 | 590.5568 | 0 | 723.969 | -0.038409 | 723.707 | -0.043568 | 715.6571 | 0.0017604 | 723.707 | 0.0099707 | 723.969 | 0 | 723.969 | 0.0060291 | 590.5568 | 0.027317 | 723.969 | 0.0020853 | 723.969 | 0 | 718.5 | 0.0043357 | 723.969 | 0.002832 | 593.024 | 0.37056 | 723.969 | 0.0068834 | 723.969 | 0.014676 | 723.707 | 0.02366 | 883.7918 | 0.025998 | 723.707 | 0.010935 | 883.2119 | 0 | 883.7918 | 1.3458 | 715.0497 | 0.18279
|  | 724.2037 | -0.0071265 | 723.9419 | -0.066113 | 590.6748 | 0.012434 | 724.2037 | -0.029981 | 723.9419 | 0.02002 | 715.8896 | -0.0057453 | 723.9419 | -0.021931 | 724.2037 | 0 | 724.2037 | -0.0096608 | 590.6748 | 0.031454 | 724.2037 | 0 | 724.2037 | 0.002016 | 718.73 | -0.0033155 | 724.2037 | 0 | 593.1432 | 0.35811 | 724.2037 | 0 | 724.2037 | 0 | 723.9419 | -0.003784 | 883.9593 | 0.01975 | 723.9419 | -0.0060604 | 883.3798 | 0 | 883.9593 | 1.3541 | 715.2787 | 0.1767
|  | 724.4383 | 0.018761 | 724.1769 | 0.026498 | 590.7928 | 0 | 724.4383 | 0.018519 | 724.1769 | -0.042846 | 716.1221 | 0.0024695 | 724.1769 | 0.011687 | 724.4383 | 0.020611 | 724.4383 | 0.014434 | 590.7928 | 0.035733 | 724.4383 | 0.0048333 | 724.4383 | 0 | 718.97 | 0.00051009 | 724.4383 | 0.0038284 | 593.2624 | 0.37618 | 724.4383 | 0.012238 | 724.4383 | 0.010066 | 724.1768 | 0.032142 | 884.1268 | 0.023547 | 724.1769 | 0.0091797 | 883.5477 | 0 | 884.1268 | 1.3593 | 715.5078 | 0.17984
|  | 724.673 | -0.012425 | 724.4118 | -0.02729 | 590.9108 | 0.0085031 | 724.673 | -0.025266 | 724.4118 | -0.021026 | 716.3547 | -0.0050221 | 724.4118 | -0.020724 | 724.673 | 0 | 724.673 | -0.011971 | 590.9108 | 0.036297 | 724.673 | 0 | 724.673 | 0.0014408 | 719.2 | -0.0007141 | 724.673 | 0 | 593.3815 | 0.36009 | 724.673 | 0 | 724.673 | 0 | 724.4118 | -0.0029072 | 884.2943 | 0.018357 | 724.4118 | 0.00033228 | 883.7156 | 0 | 884.2943 | 1.3703 | 715.7368 | 0.18214
|  | 724.9076 | 0.023621 | 724.6467 | 0.020009 | 591.0287 | 0 | 724.9076 | -0.0040318 | 724.6467 | -0.049522 | 716.5872 | 0.0033205 | 724.6467 | 0.01204 | 724.9076 | 0.021944 | 724.9076 | 0.012259 | 591.0287 | 0.041892 | 724.9076 | 0.0043191 | 724.9076 | 0 | 719.44 | -0.0095893 | 724.9076 | 0.0026762 | 593.5007 | 0.38408 | 724.9076 | 0.013971 | 724.9076 | 0.007678 | 724.6467 | 0.025222 | 884.4618 | 0.018645 | 724.6467 | 0.0064199 | 883.8835 | 0 | 884.4618 | 1.3779 | 715.9659 | 0.18705
|  | 725.1423 | 0.004117 | 724.8816 | -0.024612 | 591.1467 | 0.0080475 | 725.1423 | -0.023636 | 724.8816 | 0.019029 | 716.8197 | -0.0070396 | 724.8816 | -0.020377 | 725.1423 | 0 | 725.1423 | -0.015966 | 591.1467 | 0.040153 | 725.1423 | 0 | 725.1423 | 0.00093884 | 719.67 | -0.0025504 | 725.1423 | 0 | 593.6199 | 0.37284 | 725.1423 | 0 | 725.1423 | 0 | 724.8816 | -0.0041341 | 884.6294 | 0.018693 | 724.8816 | 0.0044498 | 884.0514 | 0 | 884.6294 | 1.3893 | 716.1949 | 0.17644
|  | 725.377 | 0.059882 | 725.1166 | -0.015929 | 591.2648 | 0 | 725.377 | -0.0040871 | 725.1166 | -0.032315 | 717.0523 | 0.0021877 | 725.1166 | 0.016363 | 725.377 | 0.01384 | 725.377 | -0.010342 | 591.2648 | 0.032536 | 725.377 | 0.0044447 | 725.377 | 0 | 719.91 | -0.0028565 | 725.377 | 0.00056231 | 593.7391 | 0.39699 | 725.377 | 0.0087878 | 725.3769 | 0.014922 | 725.1166 | 0.02366 | 884.7969 | 0.024604 | 725.1166 | 0.0072297 | 884.2193 | 0 | 884.7969 | 1.3957 | 716.424 | 0.18168
|  | 725.6117 | -0.012589 | 725.3515 | -0.018729 | 591.3828 | 0.018214 | 725.6117 | -0.020037 | 725.3515 | 0.0094686 | 717.2849 | -0.0055753 | 725.3515 | -0.021209 | 725.6117 | 0 | 725.6117 | -0.01894 | 591.3828 | 0.04161 | 725.6117 | 0 | 725.6117 | 0.00060755 | 720.14 | -0.0057639 | 725.6117 | 0 | 593.8583 | 0.38773 | 725.6117 | 0 | 725.6117 | 0 | 725.3515 | 0.003502 | 884.9644 | 0.032293 | 725.3515 | -0.0033451 | 884.3873 | 0 | 884.9644 | 1.4026 | 716.6531 | 0.17617
|  | 725.8464 | 0.019422 | 725.5865 | -0.022457 | 591.5008 | 0 | 725.8464 | -0.0096471 | 725.5865 | -0.037347 | 717.5174 | 0.0013672 | 725.5865 | 0.01378 | 725.8464 | 0.0054117 | 725.8464 | 0.0035046 | 591.5008 | 0.045183 | 725.8464 | 0 | 725.8464 | 0 | 720.37 | 0.0084671 | 725.8464 | 0 | 593.9775 | 0.39988 | 725.8464 | 0.0092359 | 725.8464 | 0.0099873 | 725.5865 | 0.010003 | 885.1319 | 0.030563 | 725.5865 | 0.00037985 | 884.5552 | 0 | 885.1319 | 1.4043 | 716.8821 | 0.17781
|  | 726.0811 | 0.028329 | 725.8215 | -0.046245 | 591.6188 | 0.015937 | 726.0811 | -0.031279 | 725.8215 | 0.0051512 | 717.75 | -0.0021324 | 725.8215 | -0.016854 | 726.0811 | 0 | 726.0811 | -0.0041828 | 591.6188 | 0.03799 | 726.0811 | 0 | 726.0811 | 0.0031035 | 720.61 | 0.0026524 | 726.0811 | 0 | 594.0966 | 0.39471 | 726.0811 | 0 | 726.0811 | 0 | 725.8215 | -0.0073503 | 885.2994 | 0.01557 | 725.8215 | 0.0037865 | 884.7231 | 0 | 885.2994 | 1.4096 | 717.1113 | 0.16969
|  | 726.3158 | 0.010618 | 726.0564 | 0.038461 | 591.7369 | 0 | 726.3158 | 0.0046212 | 726.0564 | -0.035221 | 717.9826 | 0.0042885 | 726.0564 | 0.011842 | 726.3158 | 0.010753 | 726.3158 | 0.013315 | 591.7369 | 0.033335 | 726.3158 | 0.0048675 | 726.3158 | 0 | 720.84 | -0.0013262 | 726.3158 | 0.0029374 | 594.2159 | 0.39623 | 726.3158 | 0.012797 | 726.3158 | 0.017057 | 726.0565 | 0.019913 | 885.467 | 0.023979 | 726.0564 | 0.0078117 | 884.891 | 0 | 885.467 | 1.4125 | 717.3403 | 0.17998
|  | 726.5505 | 0.0059328 | 726.2914 | -0.022896 | 591.8549 | 0.0030368 | 726.5505 | 0.012266 | 726.2914 | 0.015915 | 718.2152 | -0.0037249 | 726.2914 | -0.016839 | 726.5505 | 0 | 726.5505 | 0.014433 | 591.8549 | 0.035874 | 726.5505 | 0 | 726.5505 | 0.0020431 | 721.08 | -0.0054579 | 726.5505 | 0 | 594.335 | 0.39912 | 726.5505 | 0 | 726.5505 | 0 | 726.2914 | -0.0012888 | 885.6345 | 0.017684 | 726.2914 | 0.0028448 | 885.0589 | 0 | 885.6345 | 1.4203 | 717.5695 | 0.16359
|  | 726.7853 | 0.018322 | 726.5264 | -0.00053295 | 591.9729 | 0 | 726.7853 | -0.014111 | 726.5264 | -0.064093 | 718.4478 | 0.0082324 | 726.5264 | 0.016711 | 726.7853 | 0.023846 | 726.7853 | -0.00099593 | 591.9729 | 0.036015 | 726.7853 | 0.0030027 | 726.7853 | 0 | 721.31 | 0.0087736 | 726.7853 | 0.001574 | 594.4542 | 0.38241 | 726.7853 | 0.011183 | 726.7853 | 0.013182 | 726.5264 | 0.025222 | 885.8021 | 0.023979 | 726.5264 | 0.0071778 | 885.2269 | 0 | 885.8021 | 1.4255 | 717.7986 | 0.17342
|  | 727.02 | 0.013604 | 726.7615 | -0.0096584 | 592.091 | 0.0095447 | 727.02 | -0.024967 | 726.7615 | 0.011859 | 718.6804 | -0.0045916 | 726.7615 | -0.022529 | 727.02 | 0 | 727.02 | -0.011739 | 592.091 | 0.041093 | 727.02 | 0 | 727.02 | 0.0011735 | 721.55 | -0.00607 | 727.02 | 0 | 594.5734 | 0.38028 | 727.02 | 0 | 727.02 | 0 | 726.7614 | 0.0026564 | 885.9696 | 0.010476 | 726.7615 | -0.0039427 | 885.3948 | 0 | 885.9696 | 1.4354 | 718.0277 | 0.17349
|  | 727.2548 | 0.019221 | 726.9965 | 0.0025986 | 592.2091 | 0 | 727.2548 | 0.011478 | 726.9965 | -0.01125 | 718.9131 | 0.0014042 | 726.9965 | 0.013163 | 727.2548 | 0.016126 | 727.2548 | 0.013622 | 592.2091 | 0.034417 | 727.2548 | 0.0016516 | 727.2548 | 0 | 721.78 | 0.0052539 | 727.2548 | 0.0013661 | 594.6926 | 0.35735 | 727.2548 | 0.01427 | 727.2548 | 0.011119 | 726.9965 | 0.021866 | 886.1371 | 0.021865 | 726.9965 | 0.0038698 | 885.5627 | 0 | 886.1371 | 1.4441 | 718.2568 | 0.17244
|  | 727.4896 | 0.0042637 | 727.2315 | -0.03599 | 592.3271 | 0.0051626 | 727.4896 | -0.050217 | 727.2315 | 0.013846 | 719.1457 | -0.0031244 | 727.2315 | -0.022098 | 727.4896 | 0 | 727.4896 | -0.0065165 | 592.3271 | 0.036673 | 727.4896 | 0 | 727.4896 | 0 | 722.02 | -0.00056109 | 727.4896 | 0 | 594.8118 | 0.36464 | 727.4896 | 0 | 727.4896 | 0 | 727.2315 | 0.0024332 | 886.3047 | 0.027631 | 727.2315 | -0.005545 | 885.7307 | 0 | 886.3047 | 1.4539 | 718.486 | 0.15468
|  | 727.7244 | 0.017295 | 727.4665 | 0.010291 | 592.4452 | 0 | 727.7244 | 0.028457 | 727.4665 | -0.034471 | 719.3784 | 0.00028494 | 727.4665 | 0.010836 | 727.7244 | 0.011436 | 727.7244 | 0.0087045 | 592.4452 | 0.045089 | 727.7244 | 0.0016768 | 727.7244 | 0 | 722.25 | -0.0051518 | 727.7244 | 0.0023186 | 594.9311 | 0.35462 | 727.7244 | 0.0098706 | 727.7244 | 0.0091 | 727.4665 | 0.024329 | 886.4722 | 0.027439 | 727.4665 | 0.0061179 | 885.8986 | 0 | 886.4722 | 1.4625 | 718.7151 | 0.16516
|  | 727.9592 | -0.0077132 | 727.7016 | -0.015425 | 592.5633 | 0.015499 | 727.9592 | -0.020233 | 727.7016 | -0.011631 | 719.611 | -0.0044743 | 727.7016 | -0.023062 | 727.9591 | 0 | 727.9591 | -0.0038286 | 592.5633 | 0.034793 | 727.9591 | 0 | 727.9592 | 0.0010066 | 722.49 | -0.0066822 | 727.9591 | 0 | 595.0503 | 0.36996 | 727.9591 | 0 | 727.9592 | 0 | 727.7016 | -9.42e-05 | 886.6398 | 0.014176 | 727.7016 | -0.011387 | 886.0666 | 0 | 886.6398 | 1.4709 | 718.9443 | 0.15605
|  | 728.194 | 0.02414 | 727.9366 | -0.003876 | 592.6814 | 0 | 728.194 | -0.00857 | 727.9366 | -0.037825 | 719.8437 | 0.0028689 | 727.9366 | 0.012157 | 728.1939 | 0.010942 | 728.1939 | 0.013078 | 592.6814 | 0.034652 | 728.1939 | 0.00092143 | 728.194 | 0 | 722.72 | 0.0066312 | 728.1939 | 0.0039397 | 595.1695 | 0.36844 | 728.1939 | 0.010715 | 728.194 | 0.0091159 | 727.9366 | 0.017131 | 886.8073 | 0.023739 | 727.9366 | 0.018331 | 886.2345 | 0 | 886.8073 | 1.4802 | 719.1735 | 0.15769
|  | 728.4288 | 0.0044473 | 728.1717 | -0.0049431 | 592.7995 | 0.010946 | 728.4288 | 0.014093 | 728.1717 | 0.015954 | 720.0764 | -0.0024693 | 728.1717 | -0.023629 | 728.4288 | 0 | 728.4288 | -0.013587 | 592.7995 | 0.028022 | 728.4288 | 0 | 728.4288 | 0.0015655 | 722.96 | 0.0037236 | 728.4288 | 0 | 595.2887 | 0.40322 | 728.4288 | 0 | 728.4288 | 0 | 728.1717 | -0.0040691 | 886.9749 | 0.016242 | 728.1717 | 0.0095948 | 886.4025 | 0 | 886.9749 | 1.4922 | 719.4026 | 0.15461
|  | 728.6636 | 0.025335 | 728.4068 | -0.0051943 | 592.9176 | 0 | 728.6636 | 0.0064777 | 728.4068 | -0.028696 | 720.309 | 0.0058106 | 728.4068 | 0.014539 | 728.6636 | 0.021404 | 728.6636 | 0.011056 | 592.9176 | 0.038272 | 728.6636 | 0.0018479 | 728.6636 | 0 | 723.19 | -0.0036216 | 728.6636 | 0.001994 | 595.4079 | 0.4143 | 728.6636 | 0.0087396 | 728.6636 | 0.011471 | 728.4068 | 0.014057 | 887.1424 | 0.027055 | 728.4068 | 0.004201 | 886.5704 | 0 | 887.1424 | 1.5045 | 719.6318 | 0.16169
|  | 728.8984 | 0.0058647 | 728.6419 | -0.030441 | 593.0357 | 0.0030368 | 728.8984 | -0.006229 | 728.6419 | 0.024408 | 720.5417 | -0.0062405 | 728.6419 | -0.022842 | 728.8984 | 0 | 728.8984 | 0.0088074 | 593.0357 | 0.034934 | 728.8984 | 0 | 728.8984 | 0.0007836 | 723.43 | -0.0069881 | 728.8984 | 0 | 595.5271 | 0.46108 | 728.8984 | 0 | 728.8984 | 0 | 728.6419 | 0.0097242 | 887.31 | 0.020712 | 728.6419 | -0.0058095 | 886.7384 | 0 | 887.31 | 1.5167 | 719.861 | 0.16215
|  | 729.1332 | 0.015082 | 728.877 | -0.0089015 | 593.1538 | 0 | 729.1332 | 0.016636 | 728.877 | -0.035954 | 720.7744 | 0.0072944 | 728.877 | 0.011329 | 729.1332 | 0.0082054 | 729.1332 | 0.00067751 | 593.1538 | 0.027458 | 729.1332 | 0.0014595 | 729.1332 | 0 | 723.66 | 0.0032646 | 729.1332 | 0.0029305 | 595.6463 | 0.45637 | 729.1332 | 0.009039 | 729.1332 | 0.013541 | 728.877 | 0.018047 | 887.4776 | 0.023835 | 728.877 | 0.014392 | 886.9063 | 0 | 887.4776 | 1.5235 | 720.0902 | 0.16929
|  | 729.3681 | -0.022158 | 729.1121 | -0.0099423 | 593.2719 | 0.011384 | 729.3681 | -0.018602 | 729.1121 | 0.0080247 | 721.0071 | -0.0050781 | 729.1121 | -0.023655 | 729.3681 | 0 | 729.3681 | 0.0032198 | 593.2719 | 0.039494 | 729.3681 | 0 | 729.3681 | 0.0030386 | 723.9 | 0.00035706 | 729.3681 | 0 | 595.7656 | 0.5115 | 729.3681 | 0 | 729.3681 | 0 | 729.1121 | -0.0050285 | 887.6451 | 0.02249 | 729.1121 | -0.0028603 | 887.0743 | 0 | 887.6451 | 1.5313 | 720.3194 | 0.14786
|  | 729.603 | 0.016085 | 729.3472 | 0.053853 | 593.3901 | 0 | 729.603 | 0.00065714 | 729.3472 | -0.054329 | 721.2399 | 0.0026095 | 729.3472 | 0.011307 | 729.6029 | 0.0083713 | 729.6029 | 0.00026561 | 593.3901 | 0.036109 | 729.6029 | 0.0031648 | 729.603 | 0 | 724.13 | 0.0046418 | 729.6029 | 0.0026143 | 595.8848 | 0.50603 | 729.6029 | 0.011287 | 729.603 | 0.013467 | 729.3472 | 0.019682 | 887.8127 | 0.026526 | 729.3472 | 0.005332 | 887.2423 | 0 | 887.8127 | 1.536 | 720.5486 | 0.15894
|  | 729.8378 | -0.027213 | 729.5823 | -0.010862 | 593.5082 | 0.01366 | 729.8378 | -0.026902 | 729.5823 | 0.024561 | 721.4726 | -0.0066556 | 729.5823 | -0.02031 | 729.8378 | 0 | 729.8378 | -0.0022801 | 593.5082 | 0.037755 | 729.8378 | 0 | 729.8378 | 0.0014237 | 724.37 | -0.0030095 | 729.8378 | 0 | 596.004 | 0.55964 | 729.8378 | 0 | 729.8378 | 0 | 729.5823 | 0.0016185 | 887.9803 | 0.015041 | 729.5823 | 0.0074995 | 887.4103 | 0 | 887.9803 | 1.5443 | 720.7779 | 0.1516
|  | 730.0727 | 0.026547 | 729.8174 | 0.025821 | 593.6264 | 0 | 730.0727 | 0.028288 | 729.8174 | -0.035892 | 721.7053 | 0.0013665 | 729.8174 | 0.013252 | 730.0727 | 0.015328 | 730.0727 | 0.020783 | 593.6264 | 0.02774 | 730.0727 | 0.0055384 | 730.0727 | 0 | 724.6 | -0.007141 | 730.0727 | 0.0016014 | 596.1233 | 0.53717 | 730.0727 | 0.013996 | 730.0727 | 0.013105 | 729.8174 | 0.017747 | 888.1478 | 0.028304 | 729.8174 | 0.0086238 | 887.5782 | 0 | 888.1478 | 1.5481 | 721.0071 | 0.16031
|  | 730.3076 | -0.0034352 | 730.0526 | -0.042722 | 593.7445 | 0.009282 | 730.3076 | -0.062521 | 730.0526 | -0.009187 | 721.938 | -0.003928 | 730.0526 | -0.021267 | 730.3076 | 0 | 730.3076 | -0.011354 | 593.7445 | 0.033758 | 730.3076 | 0 | 730.3076 | 0.00061307 | 724.84 | 0.0044887 | 730.3076 | 0 | 596.2425 | 0.57179 | 730.3076 | 0 | 730.3076 | 0 | 730.0526 | -0.0047884 | 888.3154 | 0.020952 | 730.0526 | -0.0040917 | 887.7462 | 0 | 888.3154 | 1.5571 | 721.2363 | 0.15284
|  | 730.5425 | -0.010297 | 730.2877 | -0.0028883 | 593.8627 | 0 | 730.5425 | 0.0079152 | 730.2877 | -0.066095 | 722.1708 | 0.0014702 | 730.2877 | 0.01276 | 730.5425 | 0.0095002 | 730.5425 | 0.0072011 | 593.8627 | 0.031737 | 730.5425 | 0.0036818 | 730.5425 | 0 | 725.07 | -0.0053048 | 730.5425 | 0.002988 | 596.3617 | 0.56147 | 730.5425 | 0.0073597 | 730.5425 | 0.0042519 | 730.2877 | 0.01988 | 888.483 | 0.022393 | 730.2877 | 0.0034706 | 887.9142 | 0 | 888.483 | 1.5631 | 721.4656 | 0.15723
|  | 730.7774 | -0.0041473 | 730.5229 | -0.011415 | 593.9808 | 0.010771 | 730.7774 | -0.023021 | 730.5229 | 0.020862 | 722.4036 | -0.0073805 | 730.5229 | -0.022323 | 730.7774 | 0 | 730.7774 | -0.022625 | 593.9808 | 0.032536 | 730.7774 | 0 | 730.7774 | 0.0015395 | 725.31 | 0.0047948 | 730.7774 | 0 | 596.481 | 0.58273 | 730.7774 | 0 | 730.7774 | 0 | 730.5229 | -0.0012903 | 888.6506 | 0.014705 | 730.5229 | 0.0010968 | 888.0822 | 0 | 888.6506 | 1.5761 | 721.6948 | 0.15638
|  | 731.0123 | 0.021294 | 730.758 | 0.012289 | 594.099 | 0 | 731.0123 | 0.0079243 | 730.758 | -0.021622 | 722.6364 | 0.0020414 | 730.758 | 0.013822 | 731.0123 | 0.018962 | 731.0123 | -0.00055691 | 594.099 | 0.031596 | 731.0123 | 0.0050791 | 731.0123 | 0 | 725.54 | -0.00040807 | 731.0123 | 0.0029625 | 596.6002 | 0.59427 | 731.0123 | 0.010439 | 731.0123 | 0.0138 | 730.758 | 0.015132 | 888.8181 | 0.021048 | 730.758 | 0.008103 | 888.2502 | 0 | 888.8181 | 1.5872 | 721.9241 | 0.14373
|  | 731.2473 | -0.029323 | 730.9932 | -0.070883 | 594.2172 | 0.0027331 | 731.2473 | -0.028269 | 730.9932 | 0.015114 | 722.8691 | -0.0059193 | 730.9932 | -0.019615 | 731.2472 | 0 | 731.2472 | 0.017068 | 594.2172 | 0.033194 | 731.2472 | 0 | 731.2473 | 0.0014995 | 725.78 | 0.0035706 | 731.2472 | 0 | 596.7195 | 0.60764 | 731.2472 | 0 | 731.2473 | 0 | 730.9932 | -0.010311 | 888.9857 | 0.014272 | 730.9932 | -0.0039003 | 888.4181 | 0 | 888.9857 | 1.6034 | 722.1534 | 0.15042
|  | 731.4822 | 0.0031344 | 731.2284 | 0.010275 | 594.3354 | 0 | 731.4822 | 0.042053 | 731.2284 | -0.025648 | 723.1019 | 0.0039258 | 731.2284 | 0.0098708 | 731.4822 | 0.0081758 | 731.4822 | -0.019802 | 594.3354 | 0.034652 | 731.4822 | 0.0032141 | 731.4822 | 0 | 726.01 | -0.0077534 | 731.4822 | 0.0031348 | 596.8387 | 0.64727 | 731.4822 | 0.010289 | 731.4822 | 0.012758 | 731.2284 | 0.014349 | 889.1533 | 0.028448 | 731.2284 | 0.014796 | 888.5861 | 0 | 889.1533 | 1.6175 | 722.3827 | 0.15566
|  | 731.7171 | -0.0017022 | 731.4636 | -0.028209 | 594.4536 | 0.01366 | 731.7171 | -0.032532 | 731.4636 | 0.0068081 | 723.3347 | -0.0029161 | 731.4636 | -0.019867 | 731.7171 | 0 | 731.7171 | -0.015557 | 594.4536 | 0.023744 | 731.7171 | 0 | 731.7171 | 0.0011354 | 726.25 | -0.0048458 | 731.7171 | 0 | 596.958 | 0.66109 | 731.7171 | 0 | 731.7171 | 0 | 731.4636 | -0.0015706 | 889.3209 | 0.015281 | 731.4636 | 0.010283 | 888.7541 | 0 | 889.3209 | 1.6349 | 722.612 | 0.14537
|  | 731.9521 | 0.024399 | 731.6988 | -0.0034964 | 594.5718 | 0 | 731.9521 | 0.00034038 | 731.6988 | -0.020817 | 723.5675 | 0.0020994 | 731.6988 | 0.011452 | 731.9521 | 0.016172 | 731.9521 | 0.0059399 | 594.5718 | 0.033711 | 731.9521 | 0.0030947 | 731.9521 | 0 | 726.48 | 0.00066312 | 731.9521 | 0.0016838 | 597.0772 | 0.69891 | 731.9521 | 0.014852 | 731.9521 | 0.0077318 | 731.6988 | 0.018384 | 889.4885 | 0.031332 | 731.6988 | 0.0062097 | 888.9221 | 0 | 889.4885 | 1.6481 | 722.8413 | 0.15605
|  | 732.187 | 0.013872 | 731.934 | -0.026105 | 594.69 | 0.011208 | 732.187 | -0.027978 | 731.934 | 0.018037 | 723.8004 | -0.0049753 | 731.934 | -0.022606 | 732.187 | 0 | 732.187 | -0.0019662 | 594.69 | 0.044149 | 732.187 | 0 | 732.187 | 0.0022983 | 726.72 | -0.010508 | 732.187 | 0 | 597.1965 | 0.70969 | 732.187 | 0 | 732.187 | 0 | 731.934 | 0.0044831 | 889.6561 | 0.014272 | 731.934 | 0.00025667 | 889.0901 | 0 | 889.6561 | 1.6599 | 723.0706 | 0.14648
|  | 732.422 | -0.0045631 | 732.1692 | 0.036172 | 594.8082 | 0 | 732.422 | -0.011464 | 732.1692 | -0.043554 | 724.0332 | 0.0085569 | 732.1692 | 0.017164 | 732.422 | 0.010024 | 732.422 | 0.0090959 | 594.8082 | 0.038413 | 732.422 | 0.0038291 | 732.422 | 0 | 726.96 | 0.0024994 | 732.422 | 0.0035072 | 597.3157 | 0.7384 | 732.422 | 0.013023 | 732.422 | 0.014247 | 732.1692 | 0.020412 | 889.8237 | 0.020279 | 732.1692 | 0.0072875 | 889.2582 | 0 | 889.8237 | 1.6634 | 723.2999 | 0.1356
|  | 732.657 | -0.021844 | 732.4045 | -0.063737 | 594.9264 | 0.010158 | 732.657 | -0.034452 | 732.4045 | 0.028308 | 724.266 | -0.0046054 | 732.4045 | -0.023124 | 732.657 | 0 | 732.657 | 0.0019156 | 594.9264 | 0.031878 | 732.657 | 0 | 732.657 | 0.0010086 | 727.19 | -0.01617 | 732.657 | 0 | 597.435 | 0.74477 | 732.657 | 0 | 732.657 | 0 | 732.4045 | -0.00087901 | 889.9913 | 0.0173 | 732.4045 | -0.0009278 | 889.4262 | 0 | 889.9913 | 1.6672 | 723.5292 | 0.14288
|  | 732.892 | 0.025287 | 732.6397 | -0.012685 | 595.0446 | 0 | 732.892 | -0.0013756 | 732.6397 | -0.04795 | 724.4988 | -0.0012389 | 732.6397 | 0.014219 | 732.892 | 0.010173 | 732.892 | 0.0046131 | 595.0446 | 0.035874 | 732.892 | 0.0032017 | 732.892 | 0 | 727.43 | 0.0037236 | 732.892 | 0 | 597.5543 | 0.75176 | 732.892 | 0.010341 | 732.892 | 0.010008 | 732.6397 | 0.019924 | 890.1589 | 0.022634 | 732.6397 | 0.0070205 | 889.5942 | 0 | 890.1589 | 1.6685 | 723.7586 | 0.14412
|  | 733.127 | 0.014524 | 732.8749 | -0.021839 | 595.1629 | 0.0081994 | 733.127 | -0.032999 | 732.8749 | -0.0037744 | 724.7317 | -0.0013629 | 732.8749 | -0.022954 | 733.127 | 0 | 733.127 | 0.0054791 | 595.1629 | 0.040811 | 733.127 | 0 | 733.127 | 0.00046222 | 727.66 | 0.0034176 | 733.127 | 0 | 597.6735 | 0.74326 | 733.127 | 0 | 733.1269 | 0 | 732.875 | -0.0097899 | 890.3265 | 0.018069 | 732.8749 | 0.00027991 | 889.7622 | 0 | 890.3265 | 1.673 | 723.9879 | 0.14255
|  | 733.362 | 0.01777 | 733.1102 | -0.030353 | 595.2811 | 0 | 733.362 | 0.0072404 | 733.1102 | -0.05306 | 724.9646 | 0.0026065 | 733.1102 | 0.010478 | 733.362 | 0.013533 | 733.362 | 0.02073 | 595.2811 | 0.028116 | 733.362 | 0.0027584 | 733.362 | 0 | 727.9 | -0.0079064 | 733.362 | 0.0012856 | 597.7928 | 0.73551 | 733.362 | 0.0040668 | 733.362 | 0.011199 | 733.1102 | 0.01147 | 890.4941 | 0.030226 | 733.1102 | 0.00795 | 889.9302 | 0 | 890.4941 | 1.6737 | 724.2173 | 0.15487
|  | 733.597 | -0.025894 | 733.3455 | 0.000232 | 595.3994 | 0.0034924 | 733.597 | -0.020885 | 733.3455 | 0.0056092 | 725.1974 | -0.0042031 | 733.3455 | -0.018216 | 733.597 | 0 | 733.597 | 0.022967 | 595.3994 | 0.0268 | 733.597 | 0 | 733.597 | 0.0010618 | 728.13 | 0.030809 | 733.597 | 0 | 597.9121 | 0.7264 | 733.597 | 0.003175 | 733.597 | 0 | 733.3455 | 0.0072839 | 890.6617 | 0.019414 | 733.3455 | 0.0024437 | 890.0982 | 0 | 890.6617 | 1.678 | 724.4467 | 0.12918
|  | 733.832 | 0.030061 | 733.5808 | -0.021296 | 595.5176 | 0 | 733.832 | 0.0027392 | 733.5808 | -0.042367 | 725.4304 | 0.004967 | 733.5808 | 0.01245 | 733.832 | 0.016333 | 733.832 | 0.017966 | 595.5176 | 0.032771 | 733.832 | 0.0020801 | 733.832 | 0 | 728.37 | -0.0034686 | 733.832 | 0.0024557 | 598.0313 | 0.71987 | 733.832 | 0.0097186 | 733.832 | 0.012537 | 733.5807 | 0.016353 | 890.8293 | 0.017732 | 733.5808 | 0.010714 | 890.2663 | 0 | 890.8293 | 1.6806 | 724.676 | 0.14832
|  | 734.0671 | -0.0055643 | 733.816 | -0.00038786 | 595.6359 | 0.0080475 | 734.0671 | -0.027502 | 733.816 | 0.013149 | 725.6632 | -0.0076853 | 733.816 | -0.023375 | 734.0671 | 0 | 734.0671 | -0.014086 | 595.6359 | 0.030561 | 734.0671 | 0 | 734.0671 | 0.0013969 | 728.6 | -0.012038 | 734.0671 | 0 | 598.1506 | 0.72944 | 734.0671 | 0 | 734.0671 | 0 | 733.816 | -0.0038312 | 890.9969 | 0.015281 | 733.816 | -0.0041269 | 890.4343 | 0 | 890.9969 | 1.6918 | 724.9054 | 0.14085
|  | 734.3021 | 0.021008 | 734.0513 | 0.012008 | 595.7541 | 0 | 734.3021 | -0.0059259 | 734.0513 | -0.029189 | 725.8961 | 0.0014454 | 734.0513 | 0.012165 | 734.3021 | 0.002395 | 734.3021 | 0.0038621 | 595.7541 | 0.021863 | 734.3021 | 0.0016759 | 734.3021 | 0 | 728.84 | 0.0014282 | 734.3021 | 0.0030056 | 598.2699 | 0.72685 | 734.3021 | 0.0070807 | 734.3021 | 0.0085972 | 734.0513 | 0.023437 | 891.1645 | 0.023162 | 734.0513 | 0.0061464 | 890.6023 | 0 | 891.1645 | 1.7015 | 725.1348 | 0.13705
|  | 734.5372 | -0.018358 | 734.2866 | 0.00068963 | 595.8724 | 0.0080475 | 734.5372 | -0.026664 | 734.2866 | 0.0035217 | 726.129 | -0.0027444 | 734.2866 | -0.022243 | 734.5372 | 0 | 734.5372 | -0.010569 | 595.8724 | 0.0268 | 734.5372 | 0 | 734.5372 | 0.0020594 | 729.07 | 0.0031115 | 734.5372 | 0 | 598.3892 | 0.74584 | 734.5372 | 0 | 734.5372 | 0 | 734.2866 | -0.0076244 | 891.3321 | 0.029313 | 734.2866 | -1.2104e-05 | 890.7704 | 0 | 891.3321 | 1.7192 | 725.3641 | 0.13259
|  | 734.7723 | 0.025226 | 734.5219 | 0.0024993 | 595.9907 | 0 | 734.7723 | 0.01083 | 734.5219 | -0.045429 | 726.3619 | 0.002475 | 734.5219 | 0.014446 | 734.7723 | 0.013247 | 734.7723 | 0.023159 | 595.9907 | 0.028398 | 734.7723 | 0.0029758 | 734.7723 | 0 | 729.31 | -0.0051518 | 734.7723 | 0.001941 | 598.5085 | 0.74174 | 734.7723 | 0.013802 | 734.7723 | 0.0098509 | 734.5219 | 0.018952 | 891.4998 | 0.020712 | 734.5219 | 0.020054 | 890.9384 | 0 | 891.4998 | 1.7337 | 725.5936 | 0.13724
|  | 735.0073 | 0.0090885 | 734.7573 | -0.038025 | 596.109 | 0.014448 | 735.0073 | 0.0069495 | 734.7573 | 0.017566 | 726.5949 | -0.0018467 | 734.7573 | -0.02006 | 735.0073 | 0 | 735.0073 | -0.0085719 | 596.109 | 0.037614 | 735.0073 | 0 | 735.0073 | 0.0011136 | 729.54 | 0.0035706 | 735.0073 | 0 | 598.6277 | 0.7674 | 735.0073 | 0 | 735.0073 | 0 | 734.7573 | -0.0015914 | 891.6674 | 0.018405 | 734.7573 | -0.0023605 | 891.1064 | 0 | 891.6674 | 1.7538 | 725.823 | 0.13954
|  | 735.2424 | 0.018765 | 734.9926 | 0.010185 | 596.2273 | 0 | 735.2424 | 0.013597 | 734.9926 | -0.026705 | 726.8278 | 0.00062003 | 734.9926 | 0.012832 | 735.2424 | 0.0090287 | 735.2424 | 0.011978 | 596.2273 | 0.029574 | 735.2424 | 0.0023112 | 735.2424 | 0 | 729.78 | 0.00020403 | 735.2424 | 0.0017637 | 598.747 | 0.77363 | 735.2424 | 0.011166 | 735.2424 | 0.0077118 | 734.9926 | 0.020914 | 891.835 | 0.027776 | 734.9926 | 0.007211 | 891.2745 | 0 | 891.835 | 1.7672 | 726.0524 | 0.14688
|  | 735.4775 | -0.01766 | 735.2279 | -0.046493 | 596.3456 | 0.0080475 | 735.4775 | -0.015798 | 735.2279 | -0.0096592 | 727.0608 | -0.0029166 | 735.2279 | -0.022791 | 735.4775 | 0 | 735.4775 | -0.022367 | 596.3456 | 0.037473 | 735.4775 | 0 | 735.4775 | 0.0011066 | 730.01 | -0.0025504 | 735.4775 | 0 | 598.8663 | 0.80871 | 735.4775 | 0 | 735.4775 | 0 | 735.2279 | -0.0068798 | 892.0026 | 0.022153 | 735.2279 | 0.0071808 | 891.4425 | 0 | 892.0026 | 1.7823 | 726.2819 | 0.13318
|  | 735.7126 | 0.021373 | 735.4633 | -0.016273 | 596.4639 | 0 | 735.7126 | 0.0060806 | 735.4633 | 0.00045504 | 727.2937 | 0.0038953 | 735.4633 | 0.010301 | 735.7126 | 0.0039952 | 735.7126 | 0.011875 | 596.4639 | 0.031972 | 735.7126 | 0.0034772 | 735.7126 | 0 | 730.25 | 0.0041827 | 735.7126 | 0.0016695 | 598.9856 | 0.82572 | 735.7126 | 0.008705 | 735.7127 | 0.0086165 | 735.4633 | 0.0084227 | 892.1703 | 0.022393 | 735.4633 | 0.015837 | 891.6106 | 0 | 892.1703 | 1.7896 | 726.5113 | 0.14
|  | 735.9478 | 0.011453 | 735.6987 | 0.0093375 | 596.5822 | 0.0072883 | 735.9478 | -0.019091 | 735.6987 | -0.010202 | 727.5267 | -0.008012 | 735.6987 | -0.020536 | 735.9477 | 0 | 735.9477 | 0.0089252 | 596.5822 | 0.026142 | 735.9477 | 0 | 735.9478 | 0.0010038 | 730.48 | -0.00025504 | 735.9477 | 0 | 599.1049 | 0.86141 | 735.9477 | 0 | 735.9478 | 0 | 735.6987 | -0.0072772 | 892.3379 | 0.015137 | 735.6987 | 0.0011653 | 891.7786 | 0 | 892.3379 | 1.7991 | 726.7407 | 0.13049
|  | 736.1829 | 0.026406 | 735.934 | 0.0078816 | 596.7006 | 0 | 736.1829 | -0.010662 | 735.934 | -0.037426 | 727.7596 | 0.0030271 | 735.934 | 0.015176 | 736.1829 | 0.015981 | 736.1829 | 0.0095635 | 596.7006 | 0.037708 | 736.1829 | 0.0029827 | 736.1829 | 0 | 730.72 | 0.011528 | 736.1829 | 0.0041326 | 599.2242 | 0.88146 | 736.1829 | 0.014313 | 736.1829 | 0.010792 | 735.934 | 0.022321 | 892.5055 | 0.016627 | 735.934 | 0.0074492 | 891.9467 | 0 | 892.5055 | 1.8046 | 726.9701 | 0.13934
|  | 736.418 | -0.024942 | 736.1694 | -0.032377 | 596.8189 | 0.0077439 | 736.418 | -0.04061 | 736.1694 | -0.0037158 | 727.9927 | -0.0047355 | 736.1694 | -0.015531 | 736.418 | 0 | 736.418 | -0.012937 | 596.8189 | 0.02948 | 736.418 | 0 | 736.418 | 0.0013314 | 730.95 | -0.0037746 | 736.418 | 0 | 599.3435 | 0.90971 | 736.418 | 0 | 736.418 | 0 | 736.1694 | 0.0013737 | 892.6732 | 0.023499 | 736.1694 | 0.0019708 | 892.1148 | 0.00011594 | 892.6732 | 1.8149 | 727.1997 | 0.13646
|  | 736.6531 | 0.018806 | 736.4048 | 0.011127 | 596.9372 | 0 | 736.6531 | -0.01867 | 736.4048 | -0.060484 | 728.2256 | -0.0013166 | 736.4048 | 0.013178 | 736.6532 | 0.0013623 | 736.6532 | 0.0032217 | 596.9372 | 0.031078 | 736.6532 | 0.0031251 | 736.6531 | 0 | 731.19 | 0.0034176 | 736.6532 | 0.0016952 | 599.4628 | 0.92429 | 736.6532 | 0.014614 | 736.6531 | 0.0079413 | 736.4048 | 0.01565 | 892.8408 | 0.024412 | 736.4048 | 0.0084271 | 892.2828 | 0 | 892.8408 | 1.8227 | 727.4291 | 0.14393
|  | 736.8883 | 0.01215 | 736.6402 | -0.042649 | 597.0556 | 0.00577 | 736.8883 | -0.045138 | 736.6402 | 0.011384 | 728.4586 | -0.0043206 | 736.6402 | -0.022031 | 736.8883 | 0 | 736.8883 | -0.0087506 | 597.0556 | 0.029057 | 736.8883 | 0 | 736.8883 | 0.0010197 | 731.42 | 0.0044887 | 736.8883 | 0 | 599.5821 | 0.94722 | 736.8883 | 0 | 736.8883 | 0 | 736.6402 | -0.0075538 | 893.0084 | 0.0173 | 736.6402 | 0.0029474 | 892.4509 | 0.00011594 | 893.0084 | 1.833 | 727.6586 | 0.12105
|  | 737.1235 | 0.0059632 | 736.8756 | -0.035687 | 597.1739 | 0 | 737.1235 | -0.0042827 | 736.8756 | -0.041615 | 728.6917 | 0.001618 | 736.8756 | 0.010879 | 737.1235 | 0.0083418 | 737.1235 | -0.0063473 | 597.1739 | 0.037191 | 737.1235 | 0.00068973 | 737.1235 | 0 | 731.66 | 0.0028055 | 737.1235 | 0.003469 | 599.7014 | 0.96301 | 737.1235 | 0.0091577 | 737.1235 | 0.0082453 | 736.8756 | 0.010117 | 893.1761 | 0.02619 | 736.8756 | 0.0059839 | 892.619 | 0 | 893.1761 | 1.8403 | 727.8881 | 0.13161
|  | 737.3586 | -0.025765 | 737.111 | -0.0083237 | 597.2923 | 0.0091069 | 737.3586 | -0.010834 | 737.111 | 0.0010124 | 728.9247 | -0.0057045 | 737.111 | -0.018166 | 737.3586 | 0 | 737.3586 | -0.02805 | 597.2923 | 0.028257 | 737.3586 | 0 | 737.3586 | 0.0023705 | 731.89 | -0.0053048 | 737.3586 | 0 | 599.8207 | 0.98944 | 737.3586 | 0 | 737.3586 | 0 | 737.111 | -0.015633 | 893.3437 | 0.014945 | 737.111 | 0.0042817 | 892.7871 | 0 | 893.3437 | 1.8524 | 728.1176 | 0.12735
|  | 737.5938 | 0.041329 | 737.3464 | -0.029507 | 597.4107 | 0 | 737.5938 | -0.020897 | 737.3464 | -0.051101 | 729.1577 | 0.0034415 | 737.3464 | 0.010147 | 737.5938 | 0 | 737.5938 | 0.022628 | 597.4107 | 0.028633 | 737.5938 | 0.0019764 | 737.5938 | 0 | 732.13 | -0.0027035 | 737.5938 | 0.0030339 | 599.9401 | 1.0031 | 737.5938 | 0.015189 | 737.5938 | 0.010804 | 737.3464 | 0.016585 | 893.5114 | 0.02321 | 737.3464 | 0.021863 | 892.9551 | 0 | 893.5114 | 1.864 | 728.347 | 0.13187
|  | 737.829 | -0.03328 | 737.5818 | -0.039594 | 597.529 | 0.006681 | 737.829 | -0.020635 | 737.5818 | 0.0045938 | 729.3907 | -0.0043734 | 737.5818 | -0.02102 | 737.829 | 0 | 737.829 | 0.015788 | 597.529 | 0.025201 | 737.829 | 0 | 737.829 | 0.00084333 | 732.37 | -0.0034686 | 737.829 | 0 | 600.0594 | 1.0254 | 737.829 | 0 | 737.829 | 0 | 737.5819 | -0.0030981 | 893.679 | 0.018261 | 737.5818 | 0.0034906 | 893.1232 | 0 | 893.679 | 1.8798 | 728.5766 | 0.13095
|  | 738.0642 | 0.050032 | 737.8173 | -0.015063 | 597.6474 | 0 | 738.0642 | -0.012825 | 737.8173 | -0.046353 | 729.6238 | -0.00062194 | 737.8173 | 0.009404 | 738.0642 | 0.012646 | 738.0642 | 0.0017034 | 597.6474 | 0.026659 | 738.0642 | 0.0039483 | 738.0642 | 0 | 732.6 | -0.0037746 | 738.0642 | 0.0010783 | 600.1787 | 1.0339 | 738.0642 | 0.0076536 | 738.0642 | 0.010075 | 737.8173 | 0.015266 | 893.8467 | 0.028881 | 737.8173 | 0.017267 | 893.2913 | 0 | 893.8467 | 1.8916 | 728.8061 | 0.12807
|  | 738.2994 | -0.011854 | 738.0527 | -0.0098231 | 597.7658 | 0.0094571 | 738.2994 | -0.023417 | 738.0527 | -0.0068062 | 729.8568 | -0.0076592 | 738.0527 | -0.021379 | 738.2994 | 0 | 738.2994 | -0.014863 | 597.7658 | 0.022521 | 738.2994 | 0 | 738.2994 | 0.0012872 | 732.84 | -0.0097429 | 738.2994 | 0 | 600.298 | 1.0555 | 738.2994 | 0 | 738.2994 | 0 | 738.0527 | -0.0019399 | 894.0143 | 0.019078 | 738.0527 | 0.010218 | 893.4594 | 0.00011594 | 894.0143 | 1.9032 | 729.0356 | 0.12577
|  | 738.5347 | 0.032074 | 738.2882 | 0.0055785 | 597.8842 | 0 | 738.5347 | 0.0090877 | 738.2882 | -0.050615 | 730.0899 | 0.002247 | 738.2882 | 0.01677 | 738.5347 | 0.0064251 | 738.5347 | 0.0008511 | 597.8842 | 0.028539 | 738.5347 | 0.00189 | 738.5347 | 0 | 733.07 | 0.007243 | 738.5347 | 0.0013595 | 600.4173 | 1.0654 | 738.5347 | 0.0094356 | 738.5347 | 0.010128 | 738.2882 | 0.016694 | 894.182 | 0.027776 | 738.2882 | 0.01714 | 893.6275 | 0 | 894.182 | 1.9104 | 729.2652 | 0.12499
|  | 738.7699 | -0.0057379 | 738.5237 | -0.043765 | 598.0026 | 0.0078957 | 738.7699 | -0.022743 | 738.5237 | 0.0035233 | 730.3229 | -0.00395 | 738.5237 | -0.021481 | 738.7699 | 0 | 738.7699 | 0.0037893 | 598.0026 | 0.026424 | 738.7699 | 0 | 738.7699 | 0.0035747 | 733.31 | 0.0014282 | 738.7699 | 0 | 600.5367 | 1.0875 | 738.7699 | 0 | 738.7699 | 0 | 738.5237 | -0.0015543 | 894.3496 | 0.021192 | 738.5237 | 0.0077495 | 893.7956 | 0 | 894.3496 | 1.9232 | 729.4947 | 0.11299
|  | 739.0051 | 0.019962 | 738.7591 | 0.060472 | 598.121 | 0 | 739.0051 | 0.020589 | 738.7591 | -0.031362 | 730.556 | 0.0036101 | 738.7591 | 0.010179 | 739.0051 | 0.021555 | 739.0051 | 0.01084 | 598.121 | 0.023038 | 739.0051 | 0.003963 | 739.0051 | 0 | 733.54 | 5.1009e-05 | 739.0051 | 0.003731 | 600.656 | 1.0973 | 739.0051 | 0.0095718 | 739.0051 | 0.0099062 | 738.7591 | 0.014914 | 894.5173 | 0.02321 | 738.7591 | 0.018284 | 893.9637 | 0 | 894.5173 | 1.9359 | 729.7242 | 0.13003
|  | 739.2404 | -0.023637 | 738.9946 | -0.041151 | 598.2394 | 0.0071365 | 739.2404 | -0.026115 | 738.9946 | 0.013259 | 730.7891 | -0.0057784 | 738.9946 | -0.020878 | 739.2404 | 0 | 739.2404 | 0.0046522 | 598.2394 | 0.026941 | 739.2404 | 0 | 739.2404 | 0.0015265 | 733.78 | -0.0013262 | 739.2404 | 0 | 600.7753 | 1.1216 | 739.2404 | 0 | 739.2404 | 0 | 738.9946 | -0.012748 | 894.685 | 0.021817 | 738.9946 | -0.004533 | 894.1318 | 0 | 894.685 | 1.9502 | 729.9539 | 0.12217
|  | 739.4756 | 0.0060698 | 739.2301 | 0.0085498 | 598.3579 | 0 | 739.4756 | -0.010725 | 739.2301 | -0.048536 | 731.0222 | 0.004199 | 739.2301 | 0.01323 | 739.4756 | 0.012716 | 739.4756 | 0.0029482 | 598.3579 | 0.025436 | 739.4756 | 0.0021319 | 739.4756 | 0 | 734.01 | 0.0040296 | 739.4756 | 0.003246 | 600.8946 | 1.1311 | 739.4756 | 0.0048654 | 739.4756 | 0.006215 | 739.2301 | 0.025445 | 894.8526 | 0.027295 | 739.2301 | 0.027144 | 894.2999 | 0 | 894.8526 | 1.9542 | 730.1834 | 0.12833
|  | 739.7109 | 0.022831 | 739.4656 | -0.011749 | 598.4763 | 0.0065292 | 739.7109 | -0.016519 | 739.4656 | 0.0018996 | 731.2554 | -0.0051891 | 739.4656 | -0.021479 | 739.7109 | 0 | 739.7109 | -0.013302 | 598.4763 | 0.028398 | 739.7109 | 0 | 739.7109 | 0.0020435 | 734.25 | -0.0045398 | 739.7109 | 0 | 601.014 | 1.1507 | 739.7109 | 0 | 739.7109 | 0 | 739.4656 | -0.007729 | 895.0203 | 0.023643 | 739.4656 | 0.01161 | 894.468 | 0.00034783 | 895.0203 | 1.9589 | 730.413 | 0.11935
|  | 739.9462 | 0.034033 | 739.7011 | -0.0030945 | 598.5947 | 0 | 739.9462 | 0.0085747 | 739.7011 | -0.031194 | 731.4885 | 0.006535 | 739.7011 | 0.01448 | 739.9462 | 0.011666 | 739.9462 | -0.001358 | 598.5947 | 0.031172 | 739.9462 | 0.0034365 | 739.9462 | 0 | 734.48 | -0.0080593 | 739.9462 | 0.0025661 | 601.1333 | 1.1592 | 739.9462 | 0.013238 | 739.9462 | 0.014897 | 739.7011 | 0.015052 | 895.188 | 0.025277 | 739.7011 | 0.018962 | 894.6361 | 0 | 895.188 | 1.9579 | 730.6426 | 0.12132
|  | 740.1815 | 0.0054424 | 739.9367 | -0.031348 | 598.7132 | 0.0065292 | 740.1815 | -0.02127 | 739.9367 | 0.0026343 | 731.7216 | -0.0069931 | 739.9367 | -0.022312 | 740.1815 | 0 | 740.1815 | -0.0078677 | 598.7132 | 0.0268 | 740.1815 | 0 | 740.1815 | 0.00082929 | 734.72 | -0.0056109 | 740.1815 | 0 | 601.2527 | 1.1861 | 740.1815 | 0 | 740.1815 | 0 | 739.9367 | -0.0080284 | 895.3556 | 0.014272 | 739.9367 | 0.019492 | 894.8042 | 0 | 895.3556 | 1.9633 | 730.8722 | 0.12276
|  | 740.4168 | 0.029172 | 740.1722 | 0.0053555 | 598.8316 | 0 | 740.4168 | 0.0087879 | 740.1722 | -0.013167 | 731.9547 | 0.00011077 | 740.1722 | 0.012934 | 740.4168 | 0.00093031 | 740.4168 | 0.015348 | 598.8316 | 0.030138 | 740.4168 | 0.0020707 | 740.4168 | 0 | 734.95 | -0.0040807 | 740.4168 | 0.00045799 | 601.372 | 1.2019 | 740.4168 | 0.0077577 | 740.4168 | 0.0033892 | 740.1722 | 0.0083056 | 895.5233 | 0.022153 | 740.1722 | 0.023841 | 894.9723 | 0 | 895.5233 | 1.9678 | 731.1018 | 0.11902
|  | 740.6521 | -0.0028089 | 740.4077 | -0.0080061 | 598.9501 | 0.013047 | 740.6521 | -0.011348 | 740.4077 | -0.018833 | 732.1879 | -0.0064497 | 740.4077 | -0.019597 | 740.6521 | 0 | 740.6521 | -0.0032101 | 598.9501 | 0.021487 | 740.6521 | 0 | 740.6521 | 0.0028119 | 735.19 | -0.005917 | 740.6521 | 0 | 601.4913 | 1.2268 | 740.6521 | 0 | 740.6521 | 0 | 740.4077 | -0.012373 | 895.691 | 0.016387 | 740.4077 | 0.02024 | 895.1404 | 0 | 895.691 | 1.9811 | 731.3314 | 0.10814
|  | 740.8874 | 0.027497 | 740.6433 | 0.0069255 | 599.0686 | 0 | 740.8874 | -0.00076902 | 740.6433 | -0.018148 | 732.421 | 0.0045349 | 740.6433 | 0.013791 | 740.8874 | 0.016742 | 740.8874 | 0.021917 | 599.0686 | 0.035733 | 740.8874 | 0.0028614 | 740.8874 | 0 | 735.43 | -0.0046928 | 740.8874 | 0.0045335 | 601.6107 | 1.2415 | 740.8874 | 0.0094435 | 740.8874 | 0.012988 | 740.6433 | 0.016607 | 895.8587 | 0.023162 | 740.6433 | 0.018538 | 895.3085 | 0 | 895.8587 | 1.9937 | 731.561 | 0.12453
|  | 741.1227 | 0.018707 | 740.8788 | -0.054986 | 599.187 | 0.012259 | 741.1227 | -0.021078 | 740.8788 | 0.012048 | 732.6542 | -0.0032982 | 740.8788 | -0.022676 | 741.1227 | 0 | 741.1227 | 0.00065331 | 599.187 | 0.028116 | 741.1227 | 0 | 741.1227 | 0.0015135 | 735.66 | -0.00040807 | 741.1227 | 0 | 601.73 | 1.269 | 741.1227 | 0 | 741.1227 | 0 | 740.8788 | -0.0024431 | 896.0263 | 0.017059 | 740.8788 | 0.02336 | 895.4767 | 0 | 896.0263 | 2.0089 | 731.7907 | 0.11824
|  | 741.3581 | -0.0038557 | 741.1144 | -0.0045037 | 599.3055 | 0 | 741.3581 | 0.00094629 | 741.1144 | -0.035987 | 732.8874 | 0.0025047 | 741.1144 | 0.012749 | 741.3581 | 0.0095404 | 741.3581 | 0.0036369 | 599.3055 | 0.028257 | 741.3581 | 0.0016734 | 741.3581 | 0 | 735.9 | 0.0089266 | 741.3581 | 0.0016938 | 601.8494 | 1.2848 | 741.3581 | 0.0053522 | 741.3581 | 0.012315 | 741.1144 | 0.0045667 | 896.194 | 0.03657 | 741.1144 | 0.019673 | 895.6448 | 0 | 896.194 | 2.0186 | 732.0203 | 0.11863
|  | 741.5934 | -0.0076993 | 741.35 | -0.048531 | 599.424 | 0.0085031 | 741.5934 | -0.049256 | 741.35 | 0.015935 | 733.1205 | -0.0040926 | 741.35 | -0.022031 | 741.5934 | 0 | 741.5934 | 0.023388 | 599.424 | 0.032019 | 741.5934 | 0 | 741.5934 | 0.0017926 | 736.13 | -0.00607 | 741.5934 | 0 | 601.9688 | 1.3058 | 741.5934 | 0 | 741.5934 | 0 | 741.35 | -0.0067178 | 896.3617 | 0.019606 | 741.35 | 0.026696 | 895.8129 | 0 | 896.3617 | 2.0324 | 732.2499 | 0.10939
|  | 741.8288 | 0.015864 | 741.5856 | 0.011569 | 599.5425 | 0 | 741.8288 | -0.0024805 | 741.5856 | -0.052032 | 733.3538 | -5.8489e-05 | 741.5856 | 0.0071012 | 741.8288 | 0.011152 | 741.8288 | 0.0035661 | 599.5425 | 0.02144 | 741.8288 | 0.0018962 | 741.8288 | 0 | 736.37 | 0.0075495 | 741.8288 | 0.0028555 | 602.0881 | 1.321 | 741.8288 | 0.0069106 | 741.8288 | 0.01069 | 741.5856 | 0.010697 | 896.5294 | 0.024988 | 741.5856 | 0.032685 | 895.9811 | 0 | 896.5294 | 2.0454 | 732.4796 | 0.11463
|  | 742.0641 | -0.018333 | 741.8212 | -0.031167 | 599.661 | 0.014711 | 742.0641 | -0.0041452 | 741.8212 | 0.024085 | 733.5869 | -0.0057565 | 741.8212 | -0.021605 | 742.0641 | 0 | 742.0641 | 0.0025173 | 599.661 | 0.02506 | 742.0641 | 0 | 742.0641 | 0.0004789 | 736.6 | -0.0010202 | 742.0641 | 0 | 602.2075 | 1.3454 | 742.0641 | 0 | 742.0642 | 0 | 741.8212 | -0.0021257 | 896.6971 | 0.024316 | 741.8212 | 0.0179 | 896.1492 | 0 | 896.6971 | 2.0634 | 732.7092 | 0.10696
|  | 742.2995 | 0.018144 | 742.0568 | -0.013586 | 599.7795 | 0 | 742.2995 | 0.0084853 | 742.0568 | -0.032978 | 733.8201 | 0.005688 | 742.0568 | 0.01142 | 742.2995 | 0.014764 | 742.2995 | 0.005127 | 599.7795 | 0.024778 | 742.2995 | 0.0018185 | 742.2995 | 0 | 736.84 | -0.00025504 | 742.2995 | 0.000144 | 602.3268 | 1.3652 | 742.2995 | 0.0068653 | 742.2995 | 0.0091167 | 742.0568 | 0.0098635 | 896.8648 | 0.023979 | 742.0568 | 0.029591 | 896.3174 | 7.7296e-05 | 896.8648 | 2.0789 | 732.9389 | 0.11935
|  | 742.5349 | -0.00016498 | 742.2924 | -0.022511 | 599.898 | 0.0047071 | 742.5349 | -0.02829 | 742.2924 | 0.010292 | 734.0533 | -0.0030205 | 742.2924 | -0.020177 | 742.5349 | 0 | 742.5349 | -0.029013 | 599.898 | 0.02506 | 742.5349 | 0 | 742.5349 | 0.0016387 | 737.07 | -0.0065293 | 742.5349 | 0 | 602.4462 | 1.3934 | 742.5349 | 0 | 742.5349 | 0 | 742.2924 | -0.0071778 | 897.0325 | 0.022922 | 742.2924 | 0.023192 | 896.4855 | 0.00011594 | 897.0325 | 2.0942 | 733.1686 | 0.10218
|  | 742.7703 | 0.01647 | 742.528 | 0.01188 | 600.0166 | 0 | 742.7703 | -0.00092313 | 742.528 | -0.031952 | 734.2866 | 0.0051389 | 742.528 | 0.010287 | 742.7703 | 0.014378 | 742.7703 | 0.012424 | 600.0166 | 0.030937 | 742.7703 | 0.0013654 | 742.7703 | 0 | 737.31 | -0.00025504 | 742.7703 | 0.004724 | 602.5656 | 1.4163 | 742.7703 | 0.0078732 | 742.7703 | 0.012891 | 742.528 | 0.019578 | 897.2002 | 0.026526 | 742.528 | 0.039956 | 896.6536 | 7.7296e-05 | 897.2002 | 2.1034 | 733.3982 | 0.12145
|  | 743.0057 | -0.0053078 | 742.7636 | -0.014065 | 600.1351 | 0.014011 | 743.0057 | -0.026413 | 742.7636 | -0.0055443 | 734.5198 | -0.0057789 | 742.7636 | -0.020115 | 743.0057 | 0 | 743.0057 | 0.0015755 | 600.1351 | 0.027223 | 743.0057 | 0 | 743.0057 | 0.00059764 | 737.55 | -0.014027 | 743.0057 | 0 | 602.6849 | 1.4466 | 743.0057 | 0 | 743.0057 | 0 | 742.7636 | -0.011215 | 897.3679 | 0.014032 | 742.7636 | 0.022542 | 896.8218 | 0 | 897.3679 | 2.1133 | 733.628 | 0.1086
|  | 743.2411 | 0.014015 | 742.9993 | 0.00062642 | 600.2536 | 0 | 743.2411 | 0.017665 | 742.9993 | -0.063896 | 734.7531 | 0.0043503 | 742.9993 | 0.0069318 | 743.2411 | 0.0014546 | 743.2411 | -0.0056132 | 600.2536 | 0.026518 | 743.2411 | 0.0014399 | 743.2411 | 0 | 737.78 | 0.0018873 | 743.2411 | 0.0024311 | 602.8043 | 1.4659 | 743.2411 | 0.0071948 | 743.2411 | 0.011717 | 742.9993 | 0.0066478 | 897.5356 | 0.021865 | 742.9993 | 0.045259 | 896.99 | 7.7296e-05 | 897.5356 | 2.1189 | 733.8577 | 0.11824
|  | 743.4765 | -0.0078537 | 743.2349 | -0.017403 | 600.3722 | 0.012872 | 743.4765 | -0.0196 | 743.2349 | -0.0066943 | 734.9863 | -0.0054928 | 743.2349 | -0.017978 | 743.4765 | 0 | 743.4765 | -0.004183 | 600.3722 | 0.022521 | 743.4765 | 0 | 743.4765 | 0.0015987 | 738.02 | -0.0011732 | 743.4765 | 0 | 602.9237 | 1.4937 | 743.4765 | 0 | 743.4765 | 0 | 743.2349 | -0.002024 | 897.7033 | 0.018693 | 743.2349 | 0.026892 | 897.1581 | 0 | 897.7033 | 2.1319 | 734.0874 | 0.10054
|  | 743.712 | 0.062293 | 743.4706 | 0.021002 | 600.4907 | 0 | 743.712 | -0.010966 | 743.4706 | -0.026805 | 735.2195 | 0.0053029 | 743.4706 | 0.009791 | 743.7119 | 0.010438 | 743.7119 | 0.022362 | 600.4907 | 0.030796 | 743.7119 | 0.0065748 | 743.712 | 0 | 738.25 | -0.0039276 | 743.7119 | 0.002312 | 603.043 | 1.5157 | 743.7119 | 0.0098264 | 743.712 | 0.0092022 | 743.4706 | 0.011724 | 897.871 | 0.025661 | 743.4706 | 0.037966 | 897.3263 | 7.7296e-05 | 897.871 | 2.1407 | 734.3171 | 0.11221
|  | 743.9474 | -0.012419 | 743.7062 | -0.039403 | 600.6093 | 0.010158 | 743.9474 | -0.042606 | 743.7062 | 0.0054878 | 735.4528 | -0.0052953 | 743.7062 | -0.02289 | 743.9474 | 0 | 743.9474 | -0.0079881 | 600.6093 | 0.026659 | 743.9474 | 0 | 743.9474 | 0.0019178 | 738.49 | -0.0062227 | 743.9474 | 0 | 603.1624 | 1.5456 | 743.9474 | 0 | 743.9474 | 0 | 743.7062 | -0.0042239 | 898.0387 | 0.019943 | 743.7062 | 0.040605 | 897.4944 | 0 | 898.0387 | 2.1547 | 734.5469 | 0.099688
|  | 744.1829 | 0.015267 | 743.9419 | 0.01958 | 600.7278 | 0 | 744.1829 | 0.019003 | 743.9419 | -0.047456 | 735.6861 | 0.0056559 | 743.9419 | 0.010822 | 744.1828 | 0.011995 | 744.1828 | 0.0040177 | 600.7278 | 0.022098 | 744.1828 | 0.0023127 | 744.1829 | 0 | 738.72 | -0.0017853 | 744.1828 | 0 | 603.2818 | 1.5653 | 744.1828 | 0.0076402 | 744.1829 | 0.01037 | 743.9419 | 0.0086119 | 898.2064 | 0.026863 | 743.9419 | 0.032464 | 897.6626 | 7.7296e-05 | 898.2064 | 2.1653 | 734.7766 | 0.11267
|  | 744.4183 | -0.0084073 | 744.1776 | -0.03974 | 600.8464 | 0.012172 | 744.4183 | -0.020078 | 744.1776 | 0.0037986 | 735.9194 | -0.003255 | 744.1776 | -0.025526 | 744.4183 | 0 | 744.4183 | -0.016104 | 600.8464 | 0.027223 | 744.4183 | 0 | 744.4183 | 0.0010028 | 738.96 | -0.0066822 | 744.4183 | 0 | 603.4012 | 1.5972 | 744.4183 | 0 | 744.4183 | 0 | 744.1776 | -0.0087273 | 898.3741 | 0.015233 | 744.1776 | 0.036667 | 897.8308 | 0.00011594 | 898.3741 | 2.1852 | 735.0063 | 0.10788
|  | 744.6537 | 0.015209 | 744.4133 | -0.0081265 | 600.965 | 0 | 744.6537 | -0.0056926 | 744.4133 | -0.042962 | 736.1527 | 0.0017321 | 744.4133 | 0.0096108 | 744.6538 | 0.011135 | 744.6538 | 0.0039863 | 600.965 | 0.030514 | 744.6538 | 0.00047379 | 744.6537 | 0 | 739.19 | 0.0018873 | 744.6538 | 0.00016521 | 603.5206 | 1.6212 | 744.6538 | 0.010135 | 744.6537 | 0.0081943 | 744.4133 | 0.015026 | 898.5418 | 0.026766 | 744.4133 | 0.052404 | 897.9989 | 0 | 898.5418 | 2.2022 | 735.2361 | 0.10224
|  | 744.8892 | -0.0045261 | 744.649 | -0.020375 | 601.0836 | 0.0091069 | 744.8892 | -0.037928 | 744.649 | 0.007554 | 736.386 | -0.0048986 | 744.649 | -0.019392 | 744.8892 | 0 | 744.8892 | -0.002762 | 601.0836 | 0.020641 | 744.8892 | 0 | 744.8892 | 0.00049621 | 739.43 | -0.0031625 | 744.8892 | 0 | 603.64 | 1.6511 | 744.8892 | 0 | 744.8892 | 0 | 744.649 | -0.0063409 | 898.7096 | 0.017396 | 744.649 | 0.034615 | 898.1671 | 0 | 898.7096 | 2.2229 | 735.4659 | 0.10179
|  | 745.1248 | 0.017652 | 744.8847 | -0.0030626 | 601.2022 | 0 | 745.1248 | 0.0052028 | 744.8847 | -0.048447 | 736.6193 | 0.0036807 | 744.8847 | 0.013784 | 745.1247 | 0.003079 | 745.1247 | 0.014226 | 601.2022 | 0.030655 | 745.1247 | 0.0011153 | 745.1248 | 0 | 739.67 | -0.0013262 | 745.1247 | 0.0021685 | 603.7594 | 1.6665 | 745.1247 | 0.0060985 | 745.1248 | 0.0061704 | 744.8847 | 0.0081443 | 898.8773 | 0.030563 | 744.8847 | 0.043811 | 898.3353 | 0 | 898.8773 | 2.2368 | 735.6956 | 0.12112
|  | 745.3602 | 0.016029 | 745.1204 | -0.040261 | 601.3208 | 0.0077439 | 745.3602 | -0.016629 | 745.1204 | 0.0010751 | 736.8527 | -0.0047019 | 745.1204 | -0.020219 | 745.3602 | 0 | 745.3602 | -0.0042385 | 601.3208 | 0.025342 | 745.3602 | 0 | 745.3602 | 0.0019556 | 739.9 | 0.015813 | 745.3602 | 0 | 603.8788 | 1.6943 | 745.3602 | 0 | 745.3602 | 0 | 745.1204 | -0.015397 | 899.045 | 0.020135 | 745.1204 | 0.047072 | 898.5035 | 0.00011594 | 899.045 | 2.2528 | 735.9254 | 0.1029
|  | 745.5957 | 0.0091923 | 745.3561 | 0.027391 | 601.4394 | 0 | 745.5957 | 0.0021855 | 745.3561 | -0.058086 | 737.086 | 0.0023404 | 745.3561 | 0.012697 | 745.5957 | 0.009663 | 745.5957 | -0.010949 | 601.4394 | 0.025436 | 745.5957 | 0.0023551 | 745.5957 | 0 | 740.14 | 0.0098449 | 745.5957 | 0.0049559 | 603.9982 | 1.7231 | 745.5957 | 0.010749 | 745.5957 | 0.0073207 | 745.3561 | 0.016119 | 899.2127 | 0.023883 | 745.3561 | 0.054634 | 898.6717 | 0 | 899.2127 | 2.2626 | 736.1552 | 0.098967
|  | 745.8312 | -0.004703 | 745.5919 | 0.0086717 | 601.558 | 0.014098 | 745.8312 | -0.032507 | 745.5919 | -0.0026045 | 737.3193 | -0.0058316 | 745.5919 | -0.019116 | 745.8312 | 0 | 745.8312 | -0.0098908 | 601.558 | 0.026283 | 745.8312 | 0 | 745.8312 | 0.0011992 | 740.37 | -0.0083652 | 745.8312 | 0 | 604.1176 | 1.7571 | 745.8312 | 0 | 745.8312 | 0 | 745.5919 | 0.00088572 | 899.3804 | 0.016483 | 745.5919 | 0.049408 | 898.8398 | 0.00011594 | 899.3804 | 2.2749 | 736.385 | 0.10329
|  | 746.0668 | 0.018893 | 745.8276 | 0.0022861 | 601.6766 | 0 | 746.0668 | 0.00036125 | 745.8276 | -0.03304 | 737.5527 | 0.0023461 | 745.8276 | 0.015035 | 746.0668 | 0.0143 | 746.0668 | 0.025744 | 601.6766 | 0.020123 | 746.0668 | 0.0032563 | 746.0668 | 0 | 740.61 | -0.0013262 | 746.0668 | 0.0018917 | 604.237 | 1.7731 | 746.0668 | 0.011923 | 746.0668 | 0.0091011 | 745.8276 | 0.0091368 | 899.5482 | 0.029842 | 745.8276 | 0.066297 | 899.008 | 0 | 899.5482 | 2.2848 | 736.6148 | 0.09569
|  | 746.3023 | -0.0084527 | 746.0634 | -0.045308 | 601.7953 | 0.011734 | 746.3023 | -0.012757 | 746.0634 | 0.021965 | 737.786 | -0.0050462 | 746.0634 | -0.022081 | 746.3023 | 0 | 746.3023 | 0.0042556 | 601.7953 | 0.023979 | 746.3023 | 0 | 746.3023 | 0.0010111 | 740.84 | -0.00040807 | 746.3023 | 0 | 604.3564 | 1.7977 | 746.3023 | 0 | 746.3023 | 0 | 746.0634 | -0.0042624 | 899.7159 | 0.017924 | 746.0634 | 0.062714 | 899.1762 | 0 | 899.7159 | 2.2978 | 736.8446 | 0.096804
|  | 746.5378 | -0.0054319 | 746.2992 | 0.018643 | 601.9139 | 0 | 746.5378 | 0.0071987 | 746.2992 | -0.039378 | 738.0194 | 0.0044714 | 746.2992 | 0.007104 | 746.5378 | 0.012892 | 746.5378 | -0.0018954 | 601.9139 | 0.018102 | 746.5378 | 0.0024697 | 746.5378 | 0 | 741.08 | 0.0035706 | 746.5378 | 0.0029297 | 604.4758 | 1.8174 | 746.5378 | 0.009074 | 746.5378 | 0.0072424 | 746.2992 | 0.012358 | 899.8836 | 0.014705 | 746.2992 | 0.067537 | 899.3444 | 0 | 899.8836 | 2.305 | 737.0744 | 0.10467
|  | 746.7734 | 0.022656 | 746.5349 | -0.03316 | 602.0326 | 0.0024295 | 746.7734 | -0.0040924 | 746.5349 | 0.01973 | 738.2528 | -0.0098026 | 746.5349 | -0.022415 | 746.7734 | 0 | 746.7734 | -0.018831 | 602.0326 | 0.03042 | 746.7734 | 0 | 746.7734 | 0.0022704 | 741.31 | -0.0091305 | 746.7734 | 0 | 604.5952 | 1.8534 | 746.7734 | 0 | 746.7734 | 0 | 746.5349 | -0.0099426 | 900.0514 | 0.022826 | 746.5349 | 0.072091 | 899.5126 | 0 | 900.0514 | 2.3168 | 737.3043 | 0.10198
|  | 747.009 | 0.0054863 | 746.7707 | 0.015433 | 602.1512 | 0 | 747.009 | -0.025491 | 746.7707 | -0.038682 | 738.4861 | 0.0018539 | 746.7707 | 0.016398 | 747.009 | 0.013551 | 747.009 | 0.016356 | 602.1512 | 0.021957 | 747.009 | 0.00089242 | 747.009 | 0 | 741.55 | 0.0043357 | 747.009 | 0.0021825 | 604.7146 | 1.872 | 747.009 | 0.0096966 | 747.009 | 0.011881 | 746.7707 | 0.011403 | 900.2191 | 0.019366 | 746.7707 | 0.068539 | 899.6808 | 0.00030918 | 900.2191 | 2.3273 | 737.5341 | 0.092675
|  | 747.2445 | -0.043774 | 747.0065 | -0.0010214 | 602.2699 | 0.01366 | 747.2445 | -0.037652 | 747.0065 | 0.0012343 | 738.7195 | -0.0027349 | 747.0065 | -0.018826 | 747.2445 | 0 | 747.2445 | -0.020022 | 602.2699 | 0.017867 | 747.2445 | 0 | 747.2445 | 0.0024405 | 741.79 | -0.00607 | 747.2445 | 0 | 604.834 | 1.9078 | 747.2445 | 0 | 747.2445 | 0 | 747.0065 | -0.0012201 | 900.3868 | 0.026094 | 747.0065 | 0.063324 | 899.8491 | 0.00034783 | 900.3868 | 2.3432 | 737.7639 | 0.098967
|  | 747.4801 | 0.011487 | 747.2423 | -0.013523 | 602.3885 | 0 | 747.4801 | 0.010542 | 747.2423 | -0.036437 | 738.953 | -0.00092955 | 747.2423 | 0.012608 | 747.4801 | 0.0078793 | 747.4801 | 0.013928 | 602.3885 | 0.02238 | 747.4801 | 0.0029279 | 747.4801 | 0 | 742.02 | 0.0081613 | 747.4801 | 0.0050065 | 604.9534 | 1.9288 | 747.4801 | 0.0098264 | 747.4801 | 0.011729 | 747.2423 | 0.013514 | 900.5546 | 0.0284 | 747.2423 | 0.07621 | 900.0173 | 0 | 900.5546 | 2.3582 | 737.9938 | 0.1088
|  | 747.7157 | 0.012204 | 747.4781 | -0.0090219 | 602.5072 | 0.0071365 | 747.7157 | -0.026651 | 747.4781 | 0.016503 | 739.1864 | -0.0030283 | 747.4781 | -0.017723 | 747.7157 | 0 | 747.7157 | 2.2117e-05 | 602.5072 | 0.031596 | 747.7157 | 0 | 747.7157 | 0.0014315 | 742.26 | -0.00040807 | 747.7157 | 0 | 605.0728 | 1.9705 | 747.7157 | 0 | 747.7157 | 0 | 747.4781 | -0.0023909 | 900.7223 | 0.0173 | 747.4781 | 0.065575 | 900.1855 | 0.00011594 | 900.7223 | 2.379 | 738.2236 | 0.10283
|  | 747.9513 | 0.016409 | 747.7139 | -0.015374 | 602.6259 | 0 | 747.9513 | 0.01981 | 747.7139 | -0.026788 | 739.4198 | 0.0055428 | 747.7139 | 0.010454 | 747.9513 | 0.015954 | 747.9513 | -0.0028983 | 602.6259 | 0.016362 | 747.9513 | 0.003041 | 747.9513 | 0 | 742.49 | 0.0051009 | 747.9513 | 0.0019051 | 605.1923 | 1.9948 | 747.9513 | 0.0078766 | 747.9513 | 0.0075345 | 747.7139 | 0.0098303 | 900.8901 | 0.031332 | 747.7139 | 0.078318 | 900.3537 | 0 | 900.8901 | 2.3959 | 738.4535 | 0.096804
|  | 748.1869 | -0.0069711 | 747.9498 | -3.3201e-05 | 602.7446 | 0.009282 | 748.1869 | -0.029897 | 747.9498 | -0.0087811 | 739.6533 | -0.0019461 | 747.9498 | -0.01949 | 748.1869 | 0 | 748.1869 | -0.016122 | 602.7446 | 0.032818 | 748.1869 | 0 | 748.1869 | 0.0023547 | 742.73 | 0.0080083 | 748.1869 | 0 | 605.3117 | 2.0395 | 748.1869 | 0 | 748.1869 | 0 | 747.9497 | -0.00080122 | 901.0578 | 0.015137 | 747.9498 | 0.073857 | 900.5219 | 0.00034783 | 901.0578 | 2.4107 | 738.6834 | 0.095887
|  | 748.4225 | -0.00081147 | 748.1856 | 0.039697 | 602.8633 | 0 | 748.4225 | 0.025566 | 748.1856 | -0.04769 | 739.8867 | 0.0045037 | 748.1856 | 0.012379 | 748.4225 | 0.018128 | 748.4225 | -0.0021606 | 602.8633 | 0.01782 | 748.4225 | 0.0025697 | 748.4225 | 0 | 742.96 | -0.0036216 | 748.4225 | 0.0036112 | 605.4311 | 2.0679 | 748.4225 | 0.009353 | 748.4226 | 0.0099252 | 748.1856 | 0.016431 | 901.2256 | 0.020183 | 748.1856 | 0.078717 | 900.6901 | 0 | 901.2256 | 2.4158 | 738.9133 | 0.093462
|  | 748.6581 | -0.037322 | 748.4214 | -0.05438 | 602.982 | 0.014711 | 748.6581 | -0.025058 | 748.4214 | 0.03183 | 740.1201 | -0.0058332 | 748.4214 | -0.022614 | 748.6582 | 0 | 748.6582 | 0.004993 | 602.982 | 0.026659 | 748.6582 | 0 | 748.6581 | 0.0013459 | 743.2 | 0.0034176 | 748.6582 | 0 | 605.5505 | 2.1102 | 748.6582 | 0 | 748.6581 | 0 | 748.4214 | -0.012184 | 901.3933 | 0.015377 | 748.4214 | 0.08947 | 900.8583 | 0 | 901.3933 | 2.4263 | 739.1432 | 0.089791
|  | 748.8938 | 0.014275 | 748.6573 | 0.010674 | 603.1007 | 0 | 748.8938 | 0.019016 | 748.6573 | -0.041723 | 740.3536 | 0.00090515 | 748.6573 | 0.012789 | 748.8938 | 0.020213 | 748.8938 | 0.00762 | 603.1007 | 0.026236 | 748.8938 | 0.0022019 | 748.8938 | 0 | 743.44 | 0.0075495 | 748.8938 | 0.0029548 | 605.67 | 2.1373 | 748.8938 | 0.0059868 | 748.8938 | 0.012677 | 748.6573 | 0.012894 | 901.5611 | 0.025998 | 748.6573 | 0.089974 | 901.0266 | 7.7296e-05 | 901.5611 | 2.4322 | 739.3731 | 0.099098
|  | 749.1295 | -0.013395 | 748.8931 | 0.010764 | 603.2194 | 0.011384 | 749.1295 | -0.025698 | 748.8931 | 0.015502 | 740.587 | -0.0066211 | 748.8931 | -0.017152 | 749.1294 | 0 | 749.1294 | -0.0071473 | 603.2194 | 0.018807 | 749.1294 | 0 | 749.1295 | 0.0013566 | 743.67 | -0.0023974 | 749.1294 | 0 | 605.7894 | 2.1792 | 749.1294 | 0 | 749.1295 | 0 | 748.8931 | -0.00047765 | 901.7288 | 0.017252 | 748.8931 | 0.08829 | 901.1948 | 0 | 901.7288 | 2.4441 | 739.603 | 0.09261
|  | 749.3651 | 0.022671 | 749.129 | -0.009581 | 603.3381 | 0 | 749.3651 | 0.017534 | 749.129 | -0.030743 | 740.8206 | 0.0037224 | 749.129 | 0.012009 | 749.3651 | 0.016075 | 749.3651 | 0.013855 | 603.3381 | 0.026142 | 749.3651 | 0.001069 | 749.3651 | 0 | 743.91 | -0.0046928 | 749.3651 | 0.0034977 | 605.9088 | 2.2056 | 749.3651 | 0.0076441 | 749.3651 | 0.0089675 | 749.129 | 0.011454 | 901.8966 | 0.016579 | 749.129 | 0.094314 | 901.3631 | 0 | 901.8966 | 2.4485 | 739.8329 | 0.097525
|  | 749.6008 | -0.025745 | 749.3649 | -0.02371 | 603.4569 | 0.013047 | 749.6008 | -0.030132 | 749.3649 | 0.01871 | 741.054 | -0.0032389 | 749.3649 | -0.018925 | 749.6008 | 0 | 749.6008 | -0.010304 | 603.4569 | 0.033617 | 749.6008 | 0 | 749.6008 | 0.00097186 | 744.14 | 0.0021933 | 749.6008 | 0 | 606.0283 | 2.2424 | 749.6008 | 0 | 749.6008 | 0 | 749.3649 | -0.0045229 | 902.0644 | 0.020519 | 749.3649 | 0.10573 | 901.5313 | 0.00011594 | 902.0644 | 2.4568 | 740.0629 | 0.08599
|  | 749.8364 | 0.011137 | 749.6008 | -0.0038527 | 603.5756 | 0 | 749.8364 | -0.0040243 | 749.6008 | -0.021501 | 741.2875 | -0.00019586 | 749.6008 | 0.010317 | 749.8364 | 0.0088244 | 749.8364 | 0.01196 | 603.5756 | 0.024919 | 749.8364 | 0.0042969 | 749.8364 | 0 | 744.38 | -0.0069881 | 749.8364 | 0.001525 | 606.1477 | 2.2623 | 749.8364 | 0.0072112 | 749.8364 | 0.011475 | 749.6008 | 0.011155 | 902.2321 | 0.02667 | 749.6008 | 0.11358 | 901.6995 | 0 | 902.2321 | 2.462 | 740.2928 | 0.094576
|  | 750.0721 | -0.031623 | 749.8367 | -0.070946 | 603.6944 | 0.010946 | 750.0721 | -0.022456 | 749.8367 | -0.020481 | 741.521 | -0.00083405 | 749.8367 | -0.023947 | 750.0721 | 0 | 750.0721 | 0.011007 | 603.6944 | 0.027458 | 750.0721 | 0 | 750.0721 | 0.0026135 | 744.61 | 0.0015813 | 750.0721 | 0 | 606.2672 | 2.2964 | 750.0721 | 0 | 750.0721 | 0 | 749.8367 | -0.0083697 | 902.3999 | 0.020375 | 749.8367 | 0.098088 | 901.8678 | 0.00011594 | 902.3999 | 2.4735 | 740.5228 | 0.095297
|  | 750.3078 | 0.0050839 | 750.0726 | 0.028669 | 603.8131 | 0 | 750.3078 | -0.0048546 | 750.0726 | -0.034665 | 741.7545 | -0.00068056 | 750.0726 | 0.015671 | 750.3078 | 0.013081 | 750.3078 | 0.0087544 | 603.8131 | 0.021299 | 750.3078 | 0.0051611 | 750.3078 | 0 | 744.85 | 0.0017343 | 750.3078 | 0.0041232 | 606.3866 | 2.3224 | 750.3078 | 0.0096466 | 750.3078 | 0.0083347 | 750.0726 | 0.011625 | 902.5676 | 0.018741 | 750.0726 | 0.10686 | 902.036 | 0 | 902.5676 | 2.4846 | 740.7527 | 0.1012
|  | 750.5435 | 0.0025209 | 750.3085 | -0.05781 | 603.9319 | 0.011208 | 750.5435 | -0.039521 | 750.3085 | 0.018166 | 741.988 | -0.0051282 | 750.3085 | -0.025588 | 750.5435 | 0 | 750.5435 | -0.024873 | 603.9319 | 0.025859 | 750.5435 | 0 | 750.5435 | 0.00075874 | 745.09 | 0.0034176 | 750.5435 | 0 | 606.506 | 2.3677 | 750.5435 | 0 | 750.5435 | 0 | 750.3085 | -0.017411 | 902.7354 | 0.016915 | 750.3085 | 0.09956 | 902.2043 | 0.00034783 | 902.7354 | 2.4989 | 740.9827 | 0.092478
|  | 750.7792 | 0.047273 | 750.5444 | -0.037203 | 604.0507 | 0 | 750.7792 | 0.0019539 | 750.5444 | -0.048862 | 742.2216 | 0.0043024 | 750.5444 | 0.01187 | 750.7792 | 0.012759 | 750.7792 | 0.011801 | 604.0507 | 0.020782 | 750.7792 | 0.0015446 | 750.7792 | 0 | 745.32 | -0.0011732 | 750.7792 | 0.0031271 | 606.6255 | 2.398 | 750.7792 | 0.013833 | 750.7792 | 0.0098278 | 750.5444 | 0.0074824 | 902.9032 | 0.024075 | 750.5444 | 0.11817 | 902.3725 | 0 | 902.9032 | 2.5101 | 741.2127 | 0.091823
|  | 751.015 | -0.01095 | 750.7804 | -0.033613 | 604.1694 | 0.0053144 | 751.015 | -0.032456 | 750.7804 | 0.0017185 | 742.4551 | -0.0045037 | 750.7804 | -0.021387 | 751.015 | 0 | 751.015 | 0.0045386 | 604.1694 | 0.025577 | 751.015 | 0 | 751.015 | 0.0015834 | 745.56 | -0.0043867 | 751.015 | 0 | 606.745 | 2.4416 | 751.015 | 0 | 751.0149 | 0 | 750.7804 | -0.01303 | 903.071 | 0.026094 | 750.7804 | 0.11634 | 902.5408 | 0 | 903.071 | 2.5233 | 741.4426 | 0.08717
|  | 751.2507 | 0.052713 | 751.0163 | 0.0053671 | 604.2882 | 0 | 751.2507 | -0.008837 | 751.0163 | -0.025902 | 742.6887 | 0.0044832 | 751.0163 | 0.012364 | 751.2507 | 0.0094318 | 751.2507 | 0.01881 | 604.2882 | 0.026518 | 751.2507 | 0.0014852 | 751.2507 | 0 | 745.79 | -0.0037746 | 751.2507 | 0.0024096 | 606.8644 | 2.47 | 751.2507 | 0.0086539 | 751.2507 | 0.011376 | 751.0163 | 0.016949 | 903.2387 | 0.025181 | 751.0163 | 0.13192 | 902.709 | 0 | 903.2387 | 2.5328 | 741.6726 | 0.099688
|  | 751.4865 | -0.024089 | 751.2523 | -0.0047782 | 604.407 | 0.014886 | 751.4865 | -0.021429 | 751.2523 | -0.0015535 | 742.9222 | -0.0051567 | 751.2523 | -0.021293 | 751.4864 | 0 | 751.4864 | -0.0089114 | 604.407 | 0.019183 | 751.4864 | 0 | 751.4865 | 0.0020076 | 746.03 | 0.0038766 | 751.4864 | 0 | 606.9839 | 2.527 | 751.4864 | 0 | 751.4864 | 0 | 751.2523 | -0.0092623 | 903.4065 | 0.020135 | 751.2523 | 0.12288 | 902.8773 | 0.00011594 | 903.4065 | 2.5431 | 741.9026 | 0.091037
|  | 751.7222 | 0.011318 | 751.4882 | 0.026719 | 604.5258 | 0 | 751.7222 | 0.0059938 | 751.4882 | -0.040892 | 743.1558 | 0.002917 | 751.4882 | 0.010131 | 751.7222 | 0.012429 | 751.7222 | 0.0048595 | 604.5258 | 0.029057 | 751.7222 | 0.0018026 | 751.7222 | 0 | 746.27 | -0.012038 | 751.7222 | 0.0033215 | 607.1033 | 2.5554 | 751.7222 | 0.015527 | 751.7222 | 0.0034395 | 751.4882 | 0.021726 | 903.5743 | 0.019366 | 751.4882 | 0.14513 | 903.0456 | 0 | 903.5743 | 2.551 | 742.1326 | 0.091495
|  | 751.9579 | -0.012697 | 751.7242 | 0.0014757 | 604.6446 | 0.003796 | 751.9579 | -0.031038 | 751.7242 | -0.0078211 | 743.3893 | -0.0092614 | 751.7242 | -0.020679 | 751.9579 | 0 | 751.9579 | -0.020985 | 604.6446 | 0.022803 | 751.9579 | 0 | 751.9579 | 0.000394 | 746.5 | -0.0037746 | 751.9579 | 0 | 607.2228 | 2.5946 | 751.9579 | 0 | 751.9579 | 0 | 751.7242 | -0.00342 | 903.7421 | 0.021528 | 751.7242 | 0.1364 | 903.2138 | 0.00034783 | 903.7421 | 2.5655 | 742.3626 | 0.086449
|  | 752.1937 | 0.0018418 | 751.9602 | -0.011681 | 604.7634 | 0 | 752.1937 | 0.018178 | 751.9602 | -0.044221 | 743.6229 | 0.0056015 | 751.9602 | 0.016335 | 752.1937 | 0.010464 | 752.1937 | 0.022228 | 604.7634 | 0.018384 | 752.1937 | 0.0010797 | 752.1937 | 0 | 746.74 | 0.0020403 | 752.1937 | 0.002345 | 607.3422 | 2.6094 | 752.1937 | 0.0051306 | 752.1937 | 0.011202 | 751.9602 | 0.0076494 | 903.9099 | 0.02667 | 751.9602 | 0.13544 | 903.3821 | 7.7296e-05 | 903.9099 | 2.5795 | 742.5927 | 0.083041
|  | 752.4295 | 0.015077 | 752.1961 | -0.0063979 | 604.8822 | 0.0085031 | 752.4295 | -0.030166 | 752.1961 | 0.0061248 | 743.8566 | -0.0014018 | 752.1961 | -0.022841 | 752.4295 | 0 | 752.4295 | -0.023912 | 604.8822 | 0.011848 | 752.4295 | 0 | 752.4295 | 0.001379 | 746.97 | -0.0056109 | 752.4295 | 0 | 607.4617 | 2.6555 | 752.4295 | 0 | 752.4295 | 0 | 752.1961 | -0.0090342 | 904.0777 | 0.026766 | 752.1961 | 0.14173 | 903.5504 | 0.00011594 | 904.0777 | 2.6025 | 742.8226 | 0.084876
|  | 752.6653 | 0.051226 | 752.4321 | -0.030063 | 605.0011 | 0 | 752.6653 | -0.0045215 | 752.4321 | -0.055233 | 744.0901 | 0.0016345 | 752.4321 | 0.015794 | 752.6653 | 0.0094744 | 752.6653 | -0.011212 | 605.0011 | 0.028116 | 752.6653 | 0.0030228 | 752.6653 | 0 | 747.21 | 0.0087736 | 752.6653 | 0.002497 | 607.5812 | 2.6878 | 752.6653 | 0.012505 | 752.6653 | 0.007332 | 752.4321 | 0.012481 | 904.2455 | 0.020039 | 752.4321 | 0.15358 | 903.7187 | 0 | 904.2455 | 2.6208 | 743.0527 | 0.086711
|  | 752.9011 | -0.020798 | 752.6681 | -0.037756 | 605.1199 | 0.010946 | 752.9011 | -0.022075 | 752.6681 | 0.027184 | 744.3237 | -0.0034866 | 752.6681 | -0.022475 | 752.9011 | 0 | 752.9011 | -0.0048093 | 605.1199 | 0.023321 | 752.9011 | 0 | 752.9011 | 0.0025627 | 747.44 | -0.0068351 | 752.9011 | 0 | 607.7006 | 2.7399 | 752.9011 | 0 | 752.9011 | 0 | 752.6681 | -0.0089041 | 904.4132 | 0.017828 | 752.6681 | 0.15073 | 903.8869 | 0 | 904.4132 | 2.6451 | 743.2827 | 0.081664
|  | 753.1368 | 0.027645 | 752.9042 | 0.040607 | 605.2387 | 0 | 753.1368 | 0.0061029 | 752.9042 | -0.060258 | 744.5574 | 0.0033295 | 752.9042 | 0.009714 | 753.1369 | 0.0096214 | 753.1369 | 0.00908 | 605.2387 | 0.014105 | 753.1369 | 0.0031091 | 753.1368 | 0 | 747.68 | 0.0086207 | 753.1369 | 0.0055906 | 607.8201 | 2.7723 | 753.1369 | 0.011374 | 753.1368 | 0.011503 | 752.9042 | 0.018166 | 904.581 | 0.02273 | 752.9042 | 0.16345 | 904.0552 | 0 | 904.581 | 2.661 | 743.5128 | 0.087301
|  | 753.3727 | 0.019042 | 753.1402 | -0.042341 | 605.3576 | 0.0072883 | 753.3727 | -0.022867 | 753.1402 | 0.015126 | 744.791 | -0.0064404 | 753.1402 | -0.0243 | 753.3727 | 0 | 753.3727 | -0.0056065 | 605.3576 | 0.02238 | 753.3727 | 0 | 753.3727 | 0.0019909 | 747.92 | -0.0019383 | 753.3727 | 0 | 607.9396 | 2.823 | 753.3727 | 0 | 753.3727 | 0 | 753.1402 | -0.016785 | 904.7488 | 0.014464 | 753.1402 | 0.14583 | 904.2235 | 0.00011594 | 904.7488 | 2.6793 | 743.7429 | 0.088153
|  | 753.6085 | 0.01349 | 753.3762 | 0.027739 | 605.4764 | 0 | 753.6085 | 0.0255 | 753.3762 | -0.052993 | 745.0247 | 0.00022605 | 753.3762 | 0.013904 | 753.6085 | 0.017928 | 753.6085 | 0.0054549 | 605.4764 | 0.017961 | 753.6085 | 0.0024802 | 753.6085 | 0 | 748.15 | -0.0010202 | 753.6085 | 0.0038697 | 608.0591 | 2.857 | 753.6085 | 0.0099089 | 753.6085 | 0.0081453 | 753.3762 | 0.01498 | 904.9166 | 0.026286 | 753.3762 | 0.17786 | 904.3918 | 7.7296e-05 | 904.9166 | 2.6858 | 743.9729 | 0.083761
|  | 753.8444 | 0.0013736 | 753.6122 | -0.030349 | 605.5953 | 0.013047 | 753.8444 | -0.025488 | 753.6122 | 0.0012598 | 745.2583 | -0.0094639 | 753.6122 | -0.02262 | 753.8443 | 0 | 753.8443 | -0.017268 | 605.5953 | 0.021346 | 753.8443 | 0 | 753.8444 | 0.001725 | 748.39 | 0.007243 | 753.8443 | 0 | 608.1786 | 2.9162 | 753.8443 | 0 | 753.8444 | 0 | 753.6123 | -0.008109 | 905.0844 | 0.021961 | 753.6122 | 0.16505 | 904.5601 | 0 | 905.0844 | 2.6915 | 744.203 | 0.080681
|  | 754.0802 | 0.047281 | 753.8483 | 0.033996 | 605.7142 | 0 | 754.0802 | 0.021698 | 753.8483 | -0.068642 | 745.4919 | 0.0033574 | 753.8483 | 0.011197 | 754.0802 | 0.01063 | 754.0802 | 0.038524 | 605.7142 | 0.015986 | 754.0802 | 0.0025009 | 754.0802 | 0 | 748.62 | 0.0038766 | 754.0802 | 0.0043025 | 608.298 | 2.963 | 754.0802 | 0.010755 | 754.0802 | 0.012158 | 753.8483 | 0.013901 | 905.2522 | 0.02494 | 753.8483 | 0.17373 | 904.7284 | 7.7296e-05 | 905.2522 | 2.694 | 744.4331 | 0.077797
|  | 754.316 | 0.0002942 | 754.0844 | -0.055998 | 605.8331 | 0.014711 | 754.316 | -0.03774 | 754.0844 | 0.016572 | 745.7256 | -0.007806 | 754.0844 | -0.02457 | 754.316 | 0 | 754.316 | -0.01373 | 605.8331 | 0.022944 | 754.316 | 0 | 754.316 | 0 | 748.86 | -0.007294 | 754.316 | 0 | 608.4175 | 3.0254 | 754.316 | 0 | 754.316 | 0 | 754.0843 | -0.01568 | 905.42 | 0.016579 | 754.0844 | 0.18181 | 904.8967 | 0.00011594 | 905.42 | 2.7048 | 744.6631 | 0.069342
|  | 754.5519 | 0.012583 | 754.3204 | -0.010853 | 605.952 | 0 | 754.5519 | 0.014452 | 754.3204 | -0.029953 | 745.9593 | 0.0025579 | 754.3204 | 0.013751 | 754.5519 | 0.0094587 | 754.5519 | 0.014546 | 605.952 | 0.024261 | 754.5519 | 0.0014916 | 754.5519 | 0 | 749.1 | -0.0013262 | 754.5519 | 0.002971 | 608.537 | 3.0638 | 754.5519 | 0.011593 | 754.5519 | 0.010547 | 754.3204 | 0.0032405 | 905.5878 | 0.024748 | 754.3204 | 0.19366 | 905.065 | 0 | 905.5878 | 2.7155 | 744.8932 | 0.07629
|  | 754.7878 | -0.026908 | 754.5565 | 0.0020675 | 606.0708 | 0.0048589 | 754.7878 | -0.023644 | 754.5565 | 0.017854 | 746.1929 | -0.0042475 | 754.5565 | -0.02142 | 754.7878 | 0 | 754.7878 | -0.020805 | 606.0708 | 0.016268 | 754.7878 | 0 | 754.7878 | 0.00021522 | 749.33 | -0.0033155 | 754.7878 | 0 | 608.6565 | 3.1102 | 754.7878 | 0 | 754.7878 | 0 | 754.5565 | -0.0039133 | 905.7556 | 0.019847 | 754.5565 | 0.18118 | 905.2333 | 0 | 905.7556 | 2.7301 | 745.1234 | 0.084286
|  | 755.0236 | 0.028175 | 754.7926 | -0.041307 | 606.1898 | 0 | 755.0236 | -0.0085106 | 754.7926 | -0.028364 | 746.4266 | -0.0014404 | 754.7926 | 0.015537 | 755.0236 | 0.00031074 | 755.0236 | 0.021547 | 606.1898 | 0.015422 | 755.0236 | 8.8305e-05 | 755.0236 | 0 | 749.57 | 0.00096913 | 755.0236 | 0.00054679 | 608.776 | 3.1448 | 755.0236 | 0.010701 | 755.0236 | 0.0053293 | 754.7926 | 0.0060979 | 905.9235 | 0.030659 | 754.7926 | 0.20093 | 905.4016 | 0.00030918 | 905.9235 | 2.7433 | 745.3535 | 0.087694
|  | 755.2595 | -0.0030041 | 755.0287 | -0.011588 | 606.3087 | 0.0078957 | 755.2595 | -0.035788 | 755.0287 | -0.0091042 | 746.6603 | -0.0045162 | 755.0287 | -0.02026 | 755.2595 | 0 | 755.2595 | -0.014573 | 606.3087 | 0.019042 | 755.2595 | 0 | 755.2595 | 0.0012926 | 749.8 | -0.0046928 | 755.2595 | 0 | 608.8955 | 3.2087 | 755.2595 | 0 | 755.2595 | 0 | 755.0287 | -0.014723 | 906.0913 | 0.024075 | 755.0287 | 0.20496 | 905.5699 | 0.00011594 | 906.0913 | 2.764 | 745.5836 | 0.079436
|  | 755.4954 | 0.023056 | 755.2648 | -0.019923 | 606.4276 | 0 | 755.4954 | -0.0052273 | 755.2648 | -0.046869 | 746.894 | 0.0030603 | 755.2648 | 0.0084199 | 755.4954 | 0.016378 | 755.4954 | 0.011913 | 606.4276 | 0.022803 | 755.4954 | 0.0014278 | 755.4954 | 0 | 750.04 | -0.0077534 | 755.4954 | 0.0027102 | 609.015 | 3.2607 | 755.4954 | 0.0089448 | 755.4954 | 0.0049158 | 755.2648 | 0.010436 | 906.2591 | 0.025613 | 755.2648 | 0.22275 | 905.7382 | 0 | 906.2591 | 2.7805 | 745.8138 | 0.085138
|  | 755.7313 | -0.004025 | 755.5009 | -0.021516 | 606.5465 | 0 | 755.7313 | -0.023254 | 755.5009 | 0.0093632 | 747.1277 | -0.0058858 | 755.5009 | -0.020393 | 755.7313 | 0 | 755.7313 | -0.006468 | 606.5465 | 0.022145 | 755.7313 | 0 | 755.7313 | 0.00085738 | 750.28 | -0.0014792 | 755.7313 | 0 | 609.1345 | 3.3241 | 755.7313 | 0 | 755.7313 | 0 | 755.5009 | -0.0050331 | 906.4269 | 0.026046 | 755.5009 | 0.19546 | 905.9066 | 0 | 906.4269 | 2.7992 | 746.0439 | 0.070981
|  | 755.9673 | 0.020393 | 755.737 | -0.010232 | 606.6654 | 0 | 755.9673 | 0.01072 | 755.737 | -0.034491 | 747.3615 | 0.003825 | 755.737 | 0.014339 | 755.9673 | 0.009842 | 755.9673 | 0.011994 | 606.6654 | 0.022521 | 755.9673 | 0.0019541 | 755.9673 | 0 | 750.51 | -0.0051518 | 755.9673 | 0.0031684 | 609.254 | 3.368 | 755.9673 | 0.0022191 | 755.9673 | 0.01022 | 755.737 | 0.011568 | 906.5947 | 0.022201 | 755.737 | 0.22269 | 906.0749 | 0 | 906.5947 | 2.8053 | 746.274 | 0.081992
|  | 756.2032 | -0.016173 | 755.9731 | 0.016438 | 606.7844 | 0.006681 | 756.2032 | -0.010095 | 755.9731 | 0.0097681 | 747.5952 | -0.0036998 | 755.9731 | -0.018796 | 756.2032 | 0 | 756.2032 | -0.0056655 | 606.7844 | 0.029997 | 756.2032 | 0 | 756.2032 | 0.0013927 | 750.75 | 0.0032646 | 756.2032 | 0 | 609.3735 | 3.435 | 756.2032 | 0 | 756.2032 | 0 | 755.9731 | -0.0019552 | 906.7625 | 0.015233 | 755.9731 | 0.22212 | 906.2432 | 0.00034783 | 906.7625 | 2.8112 | 746.5042 | 0.081336
|  | 756.4391 | 0.02935 | 756.2093 | -0.025612 | 606.9033 | 0 | 756.4391 | -8.0415e-05 | 756.2093 | -0.05246 | 747.829 | -0.00061429 | 756.2093 | 0.012791 | 756.4391 | 0.010835 | 756.4391 | 0.017219 | 606.9033 | 0.018901 | 756.4391 | 0.0025346 | 756.4391 | 0 | 750.98 | -0.00086717 | 756.4391 | 0.0045025 | 609.493 | 3.4809 | 756.4391 | 0.0062802 | 756.4392 | 0.0069169 | 756.2092 | 0.0095994 | 906.9304 | 0.020423 | 756.2093 | 0.22442 | 906.4115 | 7.7296e-05 | 906.9304 | 2.8095 | 746.7344 | 0.07937
|  | 756.675 | -0.00093457 | 756.4454 | -0.049853 | 607.0223 | 0.0063773 | 756.675 | -0.029613 | 756.4454 | 0.021873 | 748.0627 | -0.0062595 | 756.4454 | -0.022569 | 756.6751 | 0 | 756.6751 | -0.022549 | 607.0223 | 0.023979 | 756.6751 | 0 | 756.675 | 0.0014112 | 751.22 | -0.0046928 | 756.6751 | 0 | 609.6125 | 3.5397 | 756.6751 | 0 | 756.6751 | 0 | 756.4454 | -0.012634 | 907.0982 | 0.021288 | 756.4454 | 0.23891 | 906.5799 | 0.00011594 | 907.0982 | 2.8174 | 746.9645 | 0.067966
|  | 756.911 | 0.032664 | 756.6816 | 0.010186 | 607.1412 | 0 | 756.911 | 0.024891 | 756.6816 | -0.054126 | 748.2965 | 0.00039968 | 756.6816 | 0.010025 | 756.911 | 0.018504 | 756.911 | -0.0044866 | 607.1412 | 0.025295 | 756.911 | 0.0010099 | 756.911 | 0 | 751.46 | -0.0016323 | 756.911 | 0.0020174 | 609.732 | 3.5744 | 756.911 | 0.0029306 | 756.911 | 0.011426 | 756.6816 | 0.01227 | 907.266 | 0.027776 | 756.6816 | 0.2423 | 906.7482 | 0 | 907.266 | 2.8257 | 747.1948 | 0.077142
|  | 757.147 | 0.0094277 | 756.9177 | -0.031501 | 607.2602 | 0.0069846 | 757.147 | -0.059475 | 756.9177 | 0.0091337 | 748.5303 | -0.0076343 | 756.9177 | -0.027665 | 757.147 | 0 | 757.147 | -0.0061887 | 607.2602 | 0.02238 | 757.147 | 0 | 757.147 | 0.00017583 | 751.69 | -0.010355 | 757.147 | 0 | 609.8515 | 3.6305 | 757.147 | 0 | 757.147 | 0 | 756.9177 | -0.016585 | 907.4338 | 0.024268 | 756.9177 | 0.24571 | 906.9165 | 0.00034783 | 907.4338 | 2.84 | 747.4249 | 0.079305
|  | 757.3829 | 0.007626 | 757.1539 | -0.044273 | 607.3792 | 0 | 757.3829 | 0.011259 | 757.1539 | -0.02965 | 748.764 | 0.0013058 | 757.1539 | 0.010156 | 757.383 | 0.013237 | 757.383 | 0.0036475 | 607.3792 | 0.014904 | 757.383 | 1.5845e-05 | 757.3829 | 0 | 751.93 | -0.0031625 | 757.383 | 0.0021163 | 609.971 | 3.6616 | 757.383 | 0.0083318 | 757.3829 | 0.0081501 | 757.1539 | 0.0084965 | 907.6017 | 0.027439 | 757.1539 | 0.2497 | 907.0849 | 0 | 907.6017 | 2.8503 | 747.6552 | 0.081664
|  | 757.619 | -0.0066217 | 757.3901 | -0.023767 | 607.4982 | 0 | 757.619 | -0.021354 | 757.3901 | 0.0021866 | 748.9978 | -0.0052252 | 757.3901 | -0.020255 | 757.6189 | 0 | 757.6189 | 0.0046943 | 607.4982 | 0.020546 | 757.6189 | 0 | 757.619 | 0.0012603 | 752.16 | -0.012038 | 757.6189 | 0 | 610.0906 | 3.7161 | 757.6189 | 0 | 757.619 | 0 | 757.3901 | -0.013197 | 907.7695 | 0.012014 | 757.3901 | 0.26056 | 907.2532 | 0.00034783 | 907.7695 | 2.8701 | 747.8853 | 0.077273
|  | 757.8549 | 0.040406 | 757.6263 | -0.021352 | 607.6171 | 0 | 757.8549 | -0.0060377 | 757.6263 | -0.046028 | 749.2316 | 0.0028238 | 757.6263 | 0.0050662 | 757.8549 | 0.0096151 | 757.8549 | 0.034563 | 607.6171 | 0.020264 | 757.8549 | 0.0047248 | 757.8549 | 0 | 752.4 | -0.0037746 | 757.8549 | 0.0036659 | 610.2101 | 3.7567 | 757.8549 | 0.0067711 | 757.8549 | 0.0092588 | 757.6263 | 0.0042575 | 907.9373 | 0.023643 | 757.6263 | 0.27001 | 907.4216 | 0 | 907.9373 | 2.8952 | 748.1155 | 0.077404
|  | 758.0909 | -0.021395 | 757.8624 | -0.021049 | 607.7361 | 0.011559 | 758.0909 | -0.028542 | 757.8624 | 0.012146 | 749.4654 | -0.0057359 | 757.8624 | -0.020616 | 758.0909 | 0 | 758.0909 | -0.016342 | 607.7361 | 0.023744 | 758.0909 | 0 | 758.0909 | 0.001502 | 752.64 | -0.0037746 | 758.0909 | 0 | 610.3296 | 3.8328 | 758.0909 | 0 | 758.0909 | 0 | 757.8624 | -0.011399 | 908.1052 | 0.01951 | 757.8624 | 0.27154 | 907.5899 | 0.00034783 | 908.1052 | 2.9254 | 748.3458 | 0.071047
|  | 758.327 | 0.037416 | 758.0987 | 0.011987 | 607.8551 | 0 | 758.327 | -0.0034204 | 758.0987 | -0.03456 | 749.6992 | 0.0038248 | 758.0987 | 0.014164 | 758.3269 | 0.0070139 | 758.3269 | 0.0020458 | 607.8551 | 0.015045 | 758.3269 | 0.0021243 | 758.327 | 0 | 752.87 | 0.0077024 | 758.3269 | 0.0027463 | 610.4491 | 3.8947 | 758.3269 | 0.011594 | 758.327 | 0.012426 | 758.0987 | 0.01031 | 908.273 | 0.027727 | 758.0987 | 0.27767 | 907.7583 | 0 | 908.273 | 2.9462 | 748.576 | 0.074782
|  | 758.563 | -0.034308 | 758.3349 | -0.050437 | 607.9742 | 0 | 758.563 | -0.017955 | 758.3349 | 0.012336 | 749.933 | -0.0043382 | 758.3349 | -0.024294 | 758.563 | 0 | 758.563 | -0.0092489 | 607.9742 | 0.01293 | 758.563 | 0 | 758.563 | 0 | 753.11 | -0.00010202 | 758.563 | 0 | 610.5687 | 3.9734 | 758.563 | 0 | 758.563 | 0 | 758.3349 | -0.018644 | 908.4409 | 0.025709 | 758.3349 | 0.29077 | 907.9266 | 0.00011594 | 908.4409 | 2.9684 | 748.8063 | 0.074913
|  | 758.799 | -0.0025364 | 758.5711 | -0.050418 | 608.0932 | 0 | 758.799 | -0.019565 | 758.5711 | -0.044409 | 750.1669 | -0.0034332 | 758.5711 | -0.022271 | 758.799 | 0 | 758.799 | -0.018557 | 608.0932 | 0.014904 | 758.799 | 0 | 758.799 | 0.0016904 | 753.34 | 0.0054069 | 758.799 | 0 | 610.6882 | 4.0428 | 758.799 | 0 | 758.799 | 0 | 758.5711 | -0.0021108 | 908.6087 | 0.02619 | 758.5711 | 0.2911 | 908.095 | 0 | 908.6087 | 2.9932 | 749.0365 | 0.066262
|  | 759.035 | 0.041128 | 758.8073 | 0.010091 | 608.2122 | 0.006681 | 759.035 | 0.0040804 | 758.8073 | -0.036022 | 750.4008 | -0.0012937 | 758.8073 | 0.014017 | 759.035 | 0.0098683 | 759.035 | 0.017376 | 608.2122 | 0.023979 | 759.035 | 0.0033903 | 759.035 | 0 | 753.58 | 0.0055599 | 759.035 | 0.004913 | 610.8077 | 4.1055 | 759.035 | 0.014328 | 759.035 | 0.010957 | 758.8073 | 0.0041548 | 908.7766 | 0.023258 | 758.8073 | 0.30631 | 908.2633 | 0.00034783 | 908.7766 | 3.0185 | 749.2668 | 0.065279
|  | 759.2711 | -0.016968 | 759.0436 | -0.02567 | 608.3312 | 0 | 759.2711 | -0.0011444 | 759.0436 | 0.031429 | 750.6346 | -0.0056997 | 759.0436 | -0.028288 | 759.2711 | 0 | 759.2711 | 0.007616 | 608.3312 | 0.016785 | 759.2711 | 0 | 759.2711 | 0.0024624 | 753.82 | -0.0062227 | 759.2711 | 0 | 610.9273 | 4.1631 | 759.2711 | 0 | 759.2711 | 0 | 759.0436 | -0.012307 | 908.9444 | 0.020279 | 759.0436 | 0.29833 | 908.4317 | 0 | 908.9444 | 3.0398 | 749.497 | 0.080484
|  | 759.5071 | 0.036363 | 759.2798 | 0.03012 | 608.4503 | 0.010333 | 759.5071 | 0.022129 | 759.2798 | -0.053267 | 750.8684 | 0.00040732 | 759.2798 | 0.012323 | 759.5071 | 0.020704 | 759.5071 | 0.03605 | 608.4503 | 0.019042 | 759.5071 | 0.003552 | 759.5071 | 0 | 754.05 | 0.0099978 | 759.5071 | 0.0017236 | 611.0468 | 4.2039 | 759.5071 | 0.0099197 | 759.5071 | 0.012236 | 759.2798 | 0.02002 | 909.1122 | 0.024316 | 759.2798 | 0.32021 | 908.6001 | 0.00034783 | 909.1122 | 3.0565 | 749.7273 | 0.072488
|  | 759.7432 | -0.0079571 | 759.5161 | -0.013042 | 608.5693 | 0 | 759.7432 | -0.047188 | 759.5161 | 0.0060961 | 751.1023 | -0.0071702 | 759.5161 | -0.022305 | 759.7432 | 0 | 759.7432 | -0.020061 | 608.5693 | 0.010767 | 759.7432 | 0 | 759.7432 | 0.0011205 | 754.29 | -0.010508 | 759.7432 | 0 | 611.1663 | 4.2679 | 759.7432 | 0 | 759.7432 | 0 | 759.5161 | -0.0062187 | 909.2801 | 0.024171 | 759.5161 | 0.32572 | 908.7684 | 0 | 909.2801 | 3.0781 | 749.9576 | 0.06967
|  | 759.9792 | 0.0082324 | 759.7523 | 0.015654 | 608.6884 | 0 | 759.9792 | 0.0072277 | 759.7523 | -0.015377 | 751.3362 | -0.00053858 | 759.7523 | 0.0093025 | 759.9793 | 0.0096551 | 759.9793 | 0.020806 | 608.6884 | 0.017584 | 759.9793 | 0.0011324 | 759.9792 | 0 | 754.53 | 0.0032646 | 759.9793 | 0 | 611.2859 | 4.327 | 759.9793 | 0.011032 | 759.9792 | 0.010482 | 759.7523 | 0.010536 | 909.4479 | 0.026046 | 759.7523 | 0.33743 | 908.9368 | 0.00057972 | 909.4479 | 3.0847 | 750.1879 | 0.071767
|  | 760.2153 | -0.013366 | 759.9886 | -0.039431 | 608.8075 | 0 | 760.2153 | -0.0070929 | 759.9886 | -0.013756 | 751.5701 | -0.0070899 | 759.9886 | -0.020061 | 760.2154 | 0 | 760.2154 | 0.0008226 | 608.8075 | 0.0099676 | 760.2154 | 0 | 760.2153 | 0.00091767 | 754.76 | -0.0025504 | 760.2154 | 0 | 611.4054 | 4.4058 | 760.2154 | 0 | 760.2153 | 0 | 759.9886 | -0.010942 | 909.6158 | 0.020183 | 759.9886 | 0.338 | 909.1052 | 0 | 909.6158 | 3.0892 | 750.4181 | 0.071702
|  | 760.4515 | 0.018448 | 760.2249 | 0.015576 | 608.9265 | 0.012434 | 760.4515 | -0.0030951 | 760.2249 | -0.059749 | 751.804 | 0.0070062 | 760.2249 | 0.01125 | 760.4514 | 0.011953 | 760.4514 | 0.0099615 | 608.9265 | 0.014105 | 760.4514 | 0.0037174 | 760.4515 | 0 | 755 | 0.006019 | 760.4514 | 0.0029113 | 611.525 | 4.4682 | 760.4514 | 0.0090936 | 760.4515 | 0.008887 | 760.2249 | 0.014494 | 909.7837 | 0.025181 | 760.2249 | 0.35663 | 909.2736 | 0.00034783 | 909.7837 | 3.0828 | 750.6485 | 0.072095
|  | 760.6876 | -0.0054651 | 760.4612 | -0.0091635 | 609.0456 | 0 | 760.6876 | -0.0097274 | 760.4612 | -0.019516 | 752.0378 | -0.0076416 | 760.4612 | -0.019598 | 760.6876 | 0 | 760.6876 | 0.013198 | 609.0456 | 0.019465 | 760.6876 | 0 | 760.6876 | 0.002261 | 755.23 | -0.0016323 | 760.6876 | 0 | 611.6445 | 4.5476 | 760.6876 | 0 | 760.6876 | 0 | 760.4612 | -0.007024 | 909.9515 | 0.028737 | 760.4612 | 0.34809 | 909.442 | 0 | 909.9515 | 3.089 | 750.8788 | 0.06541
|  | 760.9236 | 0.01861 | 760.6975 | 0.011052 | 609.1647 | 0.021541 | 760.9236 | -0.016825 | 760.6975 | -0.043265 | 752.2718 | 0.0034794 | 760.6975 | 0.012653 | 760.9237 | 0.026474 | 760.9237 | 0.0036113 | 609.1647 | 0.016409 | 760.9237 | 0.0043103 | 760.9236 | 0 | 755.47 | 0.0054069 | 760.9237 | 0.003933 | 611.7641 | 4.6031 | 760.9237 | 0.020488 | 760.9236 | 0.011213 | 760.6975 | 0.010413 | 910.1194 | 0.020856 | 760.6975 | 0.35452 | 909.6103 | 0.00081146 | 910.1194 | 3.0953 | 751.1091 | 0.067507
|  | 761.1598 | -0.021702 | 760.9338 | -0.039873 | 609.2838 | 0 | 761.1598 | -0.0087855 | 760.9338 | 0.027967 | 752.5057 | -0.0035773 | 760.9338 | -0.02653 | 761.1598 | 0 | 761.1598 | 0.015855 | 609.2838 | 0.018525 | 761.1598 | 0 | 761.1598 | 0.0024656 | 755.71 | 0.0084671 | 761.1598 | 0 | 611.8836 | 4.6785 | 761.1598 | 0 | 761.1598 | 0 | 760.9338 | -0.0042865 | 910.2872 | 0.018741 | 760.9338 | 0.35742 | 909.7787 | 0 | 910.2872 | 3.1156 | 751.3395 | 0.059773
|  | 761.3959 | 0.010382 | 761.1701 | 0.021149 | 609.4029 | 0.013222 | 761.3959 | 0.011603 | 761.1701 | -0.022948 | 752.7396 | 0.004102 | 761.1701 | 0.016709 | 761.3959 | 0.006975 | 761.3959 | -0.0072229 | 609.4029 | 0.023603 | 761.3959 | 0.00048952 | 761.3959 | 0 | 755.94 | 0.0020403 | 761.3959 | 0.0029191 | 612.0032 | 4.7393 | 761.3959 | 0.015186 | 761.3959 | 0.0096373 | 761.1701 | 0.011218 | 910.4551 | 0.027199 | 761.1701 | 0.39798 | 909.9471 | 0.00057972 | 910.4551 | 3.1372 | 751.5698 | 0.064427
|  | 761.6321 | -0.0079599 | 761.4064 | -0.016226 | 609.522 | 0 | 761.6321 | -0.029071 | 761.4064 | 0.0055697 | 752.9736 | -0.0055437 | 761.4064 | -0.021567 | 761.6321 | 0 | 761.6321 | -0.004056 | 609.522 | 0.020641 | 761.6321 | 0 | 761.6321 | 0.0016792 | 756.18 | -0.0063763 | 761.6321 | 0 | 612.1227 | 4.8265 | 761.6321 | 0 | 761.6321 | 0 | 761.4064 | -0.010339 | 910.623 | 0.024316 | 761.4064 | 0.38048 | 910.1155 | 0 | 910.623 | 3.1647 | 751.8001 | 0.065082
|  | 761.8682 | -0.0039725 | 761.6428 | -0.017574 | 609.6411 | 0.016287 | 761.8682 | 0.014448 | 761.6428 | -0.024334 | 753.2075 | 0.0033081 | 761.6428 | 0.0095336 | 761.8682 | 0.012212 | 761.8682 | 0.0061383 | 609.6411 | 0.022944 | 761.8682 | 0.0023544 | 761.8682 | 0 | 756.41 | -0.0011732 | 761.8682 | 0.0016599 | 612.2423 | 4.8887 | 761.8682 | 0.013185 | 761.8682 | 0.011412 | 761.6428 | 0.01525 | 910.7908 | 0.012831 | 761.6428 | 0.39525 | 910.2839 | 0.00081146 | 910.7908 | 3.1806 | 752.0305 | 0.066917
|  | 762.1044 | 0.0071858 | 761.8791 | -0.028879 | 609.7602 | 0 | 762.1044 | -0.031997 | 761.8791 | 0.024119 | 753.4415 | -0.011107 | 761.8791 | -0.024697 | 762.1044 | 0 | 762.1044 | -0.0062828 | 609.7602 | 0.013964 | 762.1044 | 0 | 762.1044 | 0.0018853 | 756.65 | 0.0038766 | 762.1044 | 0 | 612.3619 | 4.9581 | 762.1044 | 0 | 762.1044 | 0 | 761.8791 | -0.0093612 | 910.9587 | 0.021288 | 761.8791 | 0.39369 | 910.4523 | 0 | 910.9587 | 3.193 | 752.2609 | 0.060429
|  | 762.3405 | 0.027212 | 762.1155 | 0.00493 | 609.8794 | 0.0047071 | 762.3405 | -0.019532 | 762.1155 | -0.035456 | 753.6754 | -0.00074698 | 762.1155 | 0.0095306 | 762.3405 | 0.016295 | 762.3405 | 0.0062102 | 609.8794 | 0.013071 | 762.3405 | 0.00092624 | 762.3405 | 0 | 756.89 | 0.0014282 | 762.3405 | 0.0020239 | 612.4814 | 5.018 | 762.3405 | 0.011106 | 762.3405 | 0.007219 | 762.1155 | 0.01122 | 911.1266 | 0.027824 | 762.1155 | 0.40777 | 910.6207 | 0.00034783 | 911.1266 | 3.1992 | 752.4912 | 0.073144
|  | 762.5767 | 0.0082829 | 762.3518 | -0.014928 | 609.9985 | 0 | 762.5767 | -0.03101 | 762.3518 | 0.018586 | 753.9094 | -0.007173 | 762.3518 | -0.023747 | 762.5767 | 0 | 762.5767 | -0.031495 | 609.9985 | 0.012507 | 762.5767 | 0 | 762.5767 | 0.00059596 | 757.12 | -0.0086717 | 762.5767 | 0 | 612.601 | 5.1095 | 762.5767 | 0 | 762.5767 | 0 | 762.3518 | -0.011718 | 911.2945 | 0.016291 | 762.3518 | 0.4114 | 910.7891 | 0 | 911.2945 | 3.2156 | 752.7216 | 0.056955
|  | 762.8129 | -0.0038946 | 762.5882 | -0.017456 | 610.1177 | 0.015674 | 762.8129 | 0.019495 | 762.5882 | -0.027883 | 754.1434 | 0.0072512 | 762.5882 | 0.012089 | 762.8129 | 0.010499 | 762.8129 | 0.011983 | 610.1177 | 0.021863 | 762.8129 | 0.0032319 | 762.8129 | 0 | 757.36 | -0.0010202 | 762.8129 | 0.0017507 | 612.7206 | 5.2013 | 762.8129 | 0.0073886 | 762.8129 | 0.006732 | 762.5882 | 0.0056879 | 911.4624 | 0.018165 | 762.5882 | 0.42513 | 910.9575 | 0.00057972 | 911.4624 | 3.2338 | 752.952 | 0.063509
|  | 763.0491 | -0.027575 | 762.8246 | -0.0040796 | 610.2368 | 0 | 763.0491 | -0.00022417 | 762.8246 | 0.02808 | 754.3774 | -0.0024003 | 762.8246 | -0.021436 | 763.0491 | 0 | 763.0491 | 0.00013195 | 610.2368 | 0.010626 | 763.0491 | 0 | 763.0491 | 0.00076406 | 757.6 | -0.0019383 | 763.0491 | 0 | 612.8401 | 5.2994 | 763.0491 | 0 | 763.0491 | 0 | 762.8246 | -0.0072386 | 911.6302 | 0.015281 | 762.8246 | 0.41759 | 911.1259 | 0 | 911.6302 | 3.2562 | 753.1824 | 0.065476
|  | 763.2853 | 0.0114 | 763.061 | 0.0093848 | 610.356 | 0.0045552 | 763.2853 | 0.019803 | 763.061 | -0.05794 | 754.6114 | -0.00092104 | 763.061 | 0.013601 | 763.2853 | 0.019378 | 763.2853 | 0.00061982 | 610.356 | 0.02506 | 763.2853 | 0.0028225 | 763.2853 | 0 | 757.83 | -0.0045398 | 763.2853 | 0.0032627 | 612.9597 | 5.3844 | 763.2853 | 0.013056 | 763.2853 | 0.010369 | 763.061 | 0.015057 | 911.7981 | 0.022057 | 763.061 | 0.42942 | 911.2944 | 0.00081146 | 911.7981 | 3.2714 | 753.4128 | 0.067114
|  | 763.5215 | 0.0046145 | 763.2974 | -0.024493 | 610.4751 | 0 | 763.5215 | -0.063784 | 763.2974 | 0.016128 | 754.8454 | -0.0055143 | 763.2974 | -0.026701 | 763.5215 | 0 | 763.5215 | 0.00025306 | 610.4751 | 0.015422 | 763.5215 | 0 | 763.5215 | 0.00060297 | 758.07 | -0.00025504 | 763.5215 | 0 | 613.0793 | 5.4885 | 763.5215 | 0 | 763.5215 | 0 | 763.2974 | -0.018302 | 911.966 | 0.020712 | 763.2974 | 0.43932 | 911.4628 | 0 | 911.966 | 3.2887 | 753.6432 | 0.056038
|  | 763.7577 | 0.0071378 | 763.5338 | -0.00025046 | 610.5943 | 0.0088442 | 763.7577 | -0.0083849 | 763.5338 | -0.072211 | 755.0794 | 0.0032282 | 763.5338 | 0.012634 | 763.7577 | 0.021889 | 763.7577 | 0.01053 | 610.5943 | 0.014105 | 763.7577 | 0.00089325 | 763.7577 | 0 | 758.3 | 0.0084671 | 763.7577 | 0.0037449 | 613.1989 | 5.5784 | 763.7577 | 0.009935 | 763.7577 | 0.012223 | 763.5338 | 0.009522 | 912.1339 | 0.032293 | 763.5338 | 0.47247 | 911.6312 | 0.00081146 | 912.1339 | 3.2986 | 753.8736 | 0.072095
|  | 763.994 | -0.027557 | 763.7702 | 0.0057747 | 610.7135 | 0 | 763.994 | -0.031362 | 763.7702 | 0.012152 | 755.3134 | -0.0061065 | 763.7702 | -0.024481 | 763.9939 | 0 | 763.9939 | -0.020381 | 610.7135 | 0.005407 | 763.9939 | 0.00077506 | 763.994 | 0.002665 | 758.54 | -0.0033155 | 763.9939 | 0 | 613.3184 | 5.6818 | 763.9939 | 0 | 763.994 | 0 | 763.7702 | -0.015628 | 912.3018 | 0.023403 | 763.7702 | 0.47272 | 911.7996 | 0 | 912.3018 | 3.3143 | 754.1041 | 0.065148
|  | 764.2302 | 0.033971 | 764.0066 | 0.0080552 | 610.8327 | 0.012785 | 764.2302 | -0.027712 | 764.0066 | -0.069132 | 755.5474 | 0.00062693 | 764.0066 | 0.014196 | 764.2302 | 0.010318 | 764.2302 | 0.0075792 | 610.8327 | 0.017349 | 764.2302 | 0.0026791 | 764.2302 | 0 | 758.78 | 0.0032646 | 764.2302 | 0.0015631 | 613.438 | 5.763 | 764.2302 | 0.010702 | 764.2302 | 0.0093605 | 764.0066 | 0.017771 | 912.4697 | 0.031524 | 764.0066 | 0.48392 | 911.968 | 0.00081146 | 912.4697 | 3.3248 | 754.3345 | 0.06908
|  | 764.4664 | -0.0080741 | 764.243 | -0.048903 | 610.9519 | 0 | 764.4664 | -0.016306 | 764.243 | 0.0017041 | 755.7815 | -0.0079145 | 764.243 | -0.021265 | 764.4664 | 0 | 764.4664 | -0.012296 | 610.9519 | 0.0091683 | 764.4664 | 0 | 764.4664 | 0.0016767 | 759.01 | 0.0017343 | 764.4664 | 0 | 613.5576 | 5.8618 | 764.4664 | 0 | 764.4664 | 0 | 764.243 | -0.012198 | 912.6376 | 0.023066 | 764.243 | 0.4835 | 912.1365 | 0 | 912.6376 | 3.3449 | 754.5649 | 0.060101
|  | 764.7027 | 0.022652 | 764.4795 | 0.00034205 | 611.0711 | 0.015324 | 764.7027 | 0.018885 | 764.4795 | -0.058938 | 756.0156 | 0.0033173 | 764.4795 | 0.017888 | 764.7027 | 0.010549 | 764.7027 | -0.009619 | 611.0711 | 0.015045 | 764.7027 | 0.0037786 | 764.7027 | 0 | 759.25 | -0.0053048 | 764.7027 | 0.0051413 | 613.6772 | 5.9292 | 764.7027 | 0.012421 | 764.7027 | 0.011193 | 764.4795 | 0.014361 | 912.8054 | 0.028544 | 764.4795 | 0.50573 | 912.3049 | 0.00081146 | 912.8054 | 3.3572 | 754.7954 | 0.05997
|  | 764.939 | 0.0073189 | 764.7159 | -0.016498 | 611.1903 | 0 | 764.939 | -0.022221 | 764.7159 | 0.0010821 | 756.2496 | -0.0046354 | 764.7159 | -0.025931 | 764.939 | 0 | 764.939 | 0.019993 | 611.1903 | 0.0074287 | 764.939 | 0 | 764.939 | 0.0027188 | 759.49 | 0.0015813 | 764.939 | 0 | 613.7968 | 6.0077 | 764.939 | 0 | 764.939 | 0 | 764.7159 | -0.0071669 | 912.9733 | 0.022538 | 764.7159 | 0.49692 | 912.4733 | 0 | 912.9733 | 3.3737 | 755.0258 | 0.06482
|  | 765.1752 | 0.041658 | 764.9524 | 0.0087736 | 611.3095 | 0.012872 | 765.1752 | -0.008651 | 764.9524 | -0.048084 | 756.4837 | 0.0024086 | 764.9524 | 0.014813 | 765.1752 | 0.01668 | 765.1752 | 0.028696 | 611.3095 | 0.017349 | 765.1752 | 0.0055933 | 765.1752 | 0 | 759.72 | 0.013976 | 765.1752 | 0.0029064 | 613.9164 | 6.0882 | 765.1752 | 0.013817 | 765.1752 | 0.012409 | 764.9524 | 0.00958 | 913.1412 | 0.024652 | 764.9524 | 0.51503 | 912.6418 | 0.00057972 | 913.1412 | 3.3836 | 755.2563 | 0.067245
|  | 765.4115 | -0.008831 | 765.1888 | -0.051926 | 611.4288 | 0 | 765.4115 | -0.060184 | 765.1888 | 0.026307 | 756.7178 | -0.0067745 | 765.1888 | -0.024675 | 765.4115 | 0 | 765.4115 | -0.0096848 | 611.4288 | 0.010626 | 765.4115 | 0 | 765.4115 | 0.00075157 | 759.96 | -0.0056109 | 765.4115 | 0 | 614.036 | 6.203 | 765.4115 | 0 | 765.4115 | 0 | 765.1889 | -0.011761 | 913.3091 | 0.028641 | 765.1888 | 0.52318 | 912.8102 | 0 | 913.3091 | 3.4016 | 755.4868 | 0.060101
|  | 765.6478 | 0.030174 | 765.4253 | -0.013428 | 611.548 | 0.011208 | 765.6478 | 0.013048 | 765.4253 | -0.058558 | 756.9518 | 0.0045095 | 765.4253 | 0.0088033 | 765.6478 | 0.0085167 | 765.6478 | 0.00066275 | 611.548 | 0.012271 | 765.6478 | 0.0035083 | 765.6478 | 0 | 760.2 | 0.010457 | 765.6478 | 0.0028395 | 614.1556 | 6.306 | 765.6478 | 0.013892 | 765.6478 | 0.0066745 | 765.4253 | 0.0091049 | 913.477 | 0.020375 | 765.4253 | 0.52953 | 912.9787 | 0.00081146 | 913.477 | 3.4162 | 755.7173 | 0.079501
|  | 765.8842 | -0.016742 | 765.6618 | -0.081166 | 611.6672 | 0 | 765.8842 | -0.010857 | 765.6618 | 0.0028255 | 757.1859 | -0.0019352 | 765.6618 | -0.026215 | 765.8841 | 0 | 765.8841 | -0.0072371 | 611.6672 | 0.0197 | 765.8841 | 0 | 765.8842 | 0.0010335 | 760.43 | -0.0037746 | 765.8841 | 0 | 614.2752 | 6.4117 | 765.8841 | 0 | 765.8842 | 0 | 765.6618 | -0.012562 | 913.6449 | 0.020519 | 765.6618 | 0.54525 | 913.1471 | 0 | 913.6449 | 3.4343 | 755.9478 | 0.06423
|  | 766.1204 | 0.0017266 | 765.8983 | -0.0084024 | 611.7865 | 0.018389 | 766.1204 | 0.011946 | 765.8983 | -0.02844 | 757.42 | 0.0023447 | 765.8983 | 0.012659 | 766.1204 | 0.0060975 | 766.1204 | 0.0057498 | 611.7865 | 0.019183 | 766.1204 | 0.0032959 | 766.1204 | 0 | 760.67 | 0.0018873 | 766.1204 | 0.0036746 | 614.3948 | 6.4893 | 766.1204 | 0.0054461 | 766.1204 | 0.0072035 | 765.8983 | 0.010306 | 913.8129 | 0.019078 | 765.8983 | 0.54845 | 913.3156 | 0.00081146 | 913.8129 | 3.4445 | 756.1783 | 0.057938
|  | 766.3568 | -0.0013762 | 766.1348 | -0.01444 | 611.9058 | 0 | 766.3568 | -0.027335 | 766.1348 | 0.011383 | 757.6542 | -0.0075935 | 766.1348 | -0.024757 | 766.3568 | 0 | 766.3568 | -0.018193 | 611.9058 | 0.018666 | 766.3568 | 0 | 766.3568 | 0.0013514 | 760.9 | -0.0014792 | 766.3568 | 0 | 614.5144 | 6.579 | 766.3568 | 0 | 766.3568 | 0 | 766.1348 | -0.013489 | 913.9808 | 0.015474 | 766.1348 | 0.57325 | 913.484 | 0 | 913.9808 | 3.4582 | 756.4088 | 0.05394
|  | 766.5931 | 0.028857 | 766.3713 | -0.016876 | 612.025 | 0.012172 | 766.5931 | -0.0015698 | 766.3713 | -0.053714 | 757.8883 | 0.00021161 | 766.3713 | 0.0080767 | 766.5931 | 0.0059916 | 766.5931 | 0.029558 | 612.025 | 0.01387 | 766.5931 | 0.00022814 | 766.5931 | 0 | 761.14 | 0.0017343 | 766.5931 | 0.0043017 | 614.634 | 6.6535 | 766.5931 | 0.014226 | 766.5931 | 0.004851 | 766.3713 | 0.0090623 | 914.1487 | 0.019943 | 766.3713 | 0.5768 | 913.6525 | 0.00057972 | 914.1487 | 3.4686 | 756.6393 | 0.056627
|  | 766.8294 | -0.03847 | 766.6078 | -0.018194 | 612.1443 | 0 | 766.8294 | -0.06335 | 766.6078 | 0.012435 | 758.1224 | -0.0032601 | 766.6078 | -0.025779 | 766.8294 | 0 | 766.8294 | -0.001779 | 612.1443 | 0.013306 | 766.8294 | 0 | 766.8294 | 0.0004785 | 761.38 | -0.0037746 | 766.8294 | 0 | 614.7536 | 6.7441 | 766.8294 | 0 | 766.8294 | 0 | 766.6078 | -0.004475 | 914.3166 | 0.021721 | 766.6078 | 0.5776 | 913.8209 | 0 | 914.3166 | 3.4865 | 756.8698 | 0.055317
|  | 767.0658 | 0.040906 | 766.8443 | -0.0085125 | 612.2636 | 0.006681 | 767.0658 | 0.015208 | 766.8443 | -0.035824 | 758.3566 | 0.0024077 | 766.8443 | 0.015658 | 767.0658 | 0.019019 | 767.0658 | 0.032911 | 612.2636 | 0.017067 | 767.0658 | 0.0013562 | 767.0658 | 0 | 761.61 | 0.012752 | 767.0658 | 0.0044689 | 614.8732 | 6.8236 | 767.0658 | 0.015641 | 767.0658 | 0.01077 | 766.8443 | 0.010243 | 914.4845 | 0.021192 | 766.8443 | 0.59639 | 913.9894 | 0.00057972 | 914.4845 | 3.4964 | 757.1003 | 0.059053
|  | 767.3021 | -0.00659 | 767.0809 | -0.023132 | 612.3829 | 0 | 767.3021 | -0.019227 | 767.0809 | -0.0076103 | 758.5907 | -0.008528 | 767.0809 | -0.022612 | 767.3021 | 0 | 767.3021 | 0.016212 | 612.3829 | 0.017161 | 767.3021 | 0 | 767.3021 | 0.0022618 | 761.85 | -0.00086717 | 767.3021 | 0 | 614.9928 | 6.935 | 767.3021 | 0 | 767.3021 | 0 | 767.0809 | -0.011321 | 914.6524 | 0.021865 | 767.0809 | 0.60086 | 914.1579 | 0 | 914.6524 | 3.5122 | 757.3309 | 0.063509
|  | 767.5385 | 0.018744 | 767.3174 | 0.0048678 | 612.5022 | 0.0097198 | 767.5385 | -0.004265 | 767.3174 | -0.05562 | 758.8248 | 0.0018902 | 767.3174 | 0.010986 | 767.5385 | 0.011245 | 767.5385 | -0.010145 | 612.5022 | 0.016503 | 767.5385 | 0.0042258 | 767.5385 | 0 | 762.09 | 0.0092325 | 767.5385 | 0.0059192 | 615.1124 | 7.0344 | 767.5385 | 0.0087558 | 767.5385 | 0.011885 | 767.3174 | 0.011046 | 914.8203 | 0.016819 | 767.3174 | 0.63285 | 914.3263 | 0.00057972 | 914.8203 | 3.519 | 757.5615 | 0.053547
|  | 767.7749 | -0.033056 | 767.554 | -0.0085877 | 612.6215 | 0 | 767.7749 | -0.040047 | 767.554 | 0.0058554 | 759.059 | -0.0052426 | 767.554 | -0.025234 | 767.7749 | 0 | 767.7749 | 0.008187 | 612.6215 | 0.013588 | 767.7749 | 0 | 767.7749 | 0 | 762.32 | -0.00025504 | 767.7749 | 0 | 615.2321 | 7.1461 | 767.7749 | 0 | 767.7749 | 0 | 767.554 | -0.0093462 | 914.9882 | 0.020952 | 767.554 | 0.62298 | 914.4948 | 0 | 914.9882 | 3.5354 | 757.792 | 0.051843
|  | 768.0113 | 0.0071819 | 767.7905 | -0.0072715 | 612.7408 | 0.0088442 | 768.0113 | -0.0054145 | 767.7905 | -0.023524 | 759.2932 | 0.0026618 | 767.7905 | 0.016915 | 768.0113 | 0.0085392 | 768.0113 | 0.014947 | 612.7408 | 0.023462 | 768.0113 | 0.0033777 | 768.0113 | 0 | 762.56 | -0.0066822 | 768.0113 | 0.0016163 | 615.3517 | 7.2253 | 768.0113 | 0.011003 | 768.0113 | 0.0049192 | 767.7905 | 0.0097777 | 915.1562 | 0.025421 | 767.7905 | 0.64929 | 914.6633 | 0.00057972 | 915.1562 | 3.5444 | 758.0226 | 0.05145
|  | 768.2477 | 0.0019027 | 768.0271 | -0.051423 | 612.8601 | 0 | 768.2477 | -0.034613 | 768.0271 | 0.023882 | 759.5274 | -0.0051257 | 768.0271 | -0.027773 | 768.2477 | 0 | 768.2477 | -0.0053279 | 612.8601 | 0.013823 | 768.2477 | 0 | 768.2477 | 0.0026345 | 762.8 | 5.1009e-05 | 768.2477 | 0 | 615.4713 | 7.3165 | 768.2477 | 0 | 768.2477 | 0 | 768.0271 | -0.0051502 | 915.3241 | 0.02076 | 768.0271 | 0.65374 | 914.8318 | 0 | 915.3241 | 3.5627 | 758.2532 | 0.046993
|  | 768.4841 | 0.036614 | 768.2637 | 0.028274 | 612.9794 | 0.013222 | 768.4841 | -0.016664 | 768.2637 | -0.078554 | 759.7616 | 0.0024869 | 768.2637 | 0.016238 | 768.4841 | 0.010382 | 768.4841 | -0.017617 | 612.9794 | 0.021581 | 768.4841 | 0.0053754 | 768.4841 | 0 | 763.03 | 0.012752 | 768.4841 | 0.0046987 | 615.5909 | 7.385 | 768.4841 | 0.019361 | 768.4841 | 0.0057175 | 768.2637 | 0.013648 | 915.492 | 0.045988 | 768.2637 | 0.68291 | 915.0002 | 0.00011594 | 915.492 | 3.5741 | 758.4837 | 0.058004
|  | 768.7205 | 0.018196 | 768.5003 | -0.0404 | 613.0988 | 0 | 768.7205 | -0.054548 | 768.5003 | 0.020403 | 759.9958 | -0.0053283 | 768.5003 | -0.027938 | 768.7205 | 0 | 768.7205 | 0.0043505 | 613.0988 | 0.0095445 | 768.7205 | 0 | 768.7205 | 0.002405 | 763.27 | -0.0016323 | 768.7205 | 0 | 615.7106 | 7.4588 | 768.7205 | 0 | 768.7205 | 0 | 768.5003 | -0.014109 | 915.6599 | 0.018837 | 768.5003 | 0.66284 | 915.1687 | 0 | 915.6599 | 3.5929 | 758.7143 | 0.051515
|  | 768.9569 | 0.022825 | 768.7369 | 0.018227 | 613.2181 | 0.012785 | 768.9569 | -0.010317 | 768.7369 | -0.056042 | 760.23 | 0.0044403 | 768.7369 | 0.022399 | 768.9569 | 0.009023 | 768.9569 | 0.009524 | 613.2181 | 0.020923 | 768.9569 | 0.0022615 | 768.9569 | 0 | 763.5 | 0.0041827 | 768.9569 | 0.0048874 | 615.8302 | 7.5367 | 768.9569 | 0.014897 | 768.9569 | 0.015854 | 768.7369 | 0.01918 | 915.8279 | 0.022634 | 768.7369 | 0.69838 | 915.3372 | 0.00081146 | 915.8279 | 3.6037 | 758.9449 | 0.055775
|  | 769.1934 | -0.0090823 | 768.9735 | -0.04052 | 613.3375 | 0 | 769.1934 | -0.054265 | 768.9735 | -0.020687 | 760.4642 | -0.0054886 | 768.9735 | -0.030709 | 769.1933 | 0 | 769.1933 | 0.014697 | 613.3375 | 0.0053129 | 769.1933 | 0 | 769.1934 | 0.0022466 | 763.74 | -0.0053048 | 769.1933 | 0 | 615.9498 | 7.6418 | 769.1933 | 0 | 769.1934 | 0 | 768.9735 | -0.012853 | 915.9958 | 0.021384 | 768.9735 | 0.68016 | 915.5057 | 0 | 915.9958 | 3.6165 | 759.1755 | 0.060822
|  | 769.4298 | 0.032143 | 769.2101 | 0.037286 | 613.4568 | 0.010158 | 769.4298 | 0.0092885 | 769.2101 | -0.020694 | 760.6984 | 0.0056073 | 769.2101 | 0.015475 | 769.4298 | 0.012272 | 769.4298 | 0.0081516 | 613.4568 | 0.020923 | 769.4298 | 0.0050587 | 769.4298 | 0 | 763.98 | -0.0083652 | 769.4298 | 0.0053146 | 616.0694 | 7.7419 | 769.4298 | 0.0067631 | 769.4298 | 0.010337 | 769.2101 | 0.026785 | 916.1637 | 0.027727 | 769.2101 | 0.7143 | 915.6742 | 0.00057972 | 916.1637 | 3.6249 | 759.4061 | 0.070653
|  | 769.6663 | -0.019884 | 769.4467 | -0.0066525 | 613.5762 | 0 | 769.6663 | -0.038077 | 769.4467 | 0.037764 | 760.9327 | -0.005762 | 769.4467 | -0.027589 | 769.6662 | 0 | 769.6662 | 0.0042822 | 613.5762 | 0.0099676 | 769.6662 | 0 | 769.6663 | 0.0010799 | 764.21 | -0.012497 | 769.6662 | 0 | 616.1891 | 7.844 | 769.6662 | 0 | 769.6663 | 0 | 769.4467 | -0.011908 | 916.3317 | 0.021048 | 769.4467 | 0.71305 | 915.8427 | 0 | 916.3317 | 3.6418 | 759.6368 | 0.05335
|  | 769.9027 | 0.047996 | 769.6833 | -0.0021677 | 613.6956 | 0.016112 | 769.9027 | -0.026391 | 769.6833 | -0.023068 | 761.1669 | 0.0043057 | 769.6833 | 0.017566 | 769.9027 | 0.011574 | 769.9027 | -0.0063613 | 613.6956 | 0.020264 | 769.9027 | 0.0042866 | 769.9027 | 0 | 764.45 | 0.0018873 | 769.9027 | 0.0012119 | 616.3087 | 7.939 | 769.9027 | 0.0088168 | 769.9027 | 0.0037156 | 769.6833 | 0.0086367 | 916.4996 | 0.024075 | 769.6833 | 0.73728 | 916.0112 | 0.00011594 | 916.4996 | 3.6544 | 759.8674 | 0.062985
|  | 770.1392 | -0.016526 | 769.9199 | -0.028765 | 613.8149 | 0 | 770.1392 | -0.012033 | 769.9199 | 0.012843 | 761.4012 | -0.0029393 | 769.9199 | -0.027657 | 770.1392 | 0 | 770.1392 | -0.033409 | 613.8149 | 0.0093094 | 770.1392 | 0 | 770.1392 | 0.0015712 | 764.69 | -0.010813 | 770.1392 | 0 | 616.4284 | 8.0554 | 770.1392 | 0 | 770.1392 | 0 | 769.9199 | -0.0092709 | 916.6676 | 0.021384 | 769.9199 | 0.73985 | 916.1797 | 0 | 916.6676 | 3.6698 | 760.098 | 0.04909
|  | 770.3757 | -0.00058948 | 770.1566 | 0.0034365 | 613.9343 | 0.020666 | 770.3757 | 0.022954 | 770.1566 | -0.021719 | 761.6354 | 0.0042976 | 770.1566 | 0.015763 | 770.3756 | 0.004239 | 770.3756 | 0.011833 | 613.9343 | 0.020123 | 770.3756 | 0.0056286 | 770.3757 | 0 | 764.92 | -0.010661 | 770.3756 | 0.0056039 | 616.548 | 8.1562 | 770.3756 | 0.011582 | 770.3757 | 0.011438 | 770.1566 | 0.017849 | 916.8355 | 0.025084 | 770.1566 | 0.76219 | 916.3482 | 0.00057972 | 916.8355 | 3.6752 | 760.3287 | 0.051974
|  | 770.6121 | -0.035317 | 770.3932 | -0.022603 | 614.0537 | 0 | 770.6121 | -0.0089275 | 770.3932 | -0.0026369 | 761.8697 | -0.0084815 | 770.3932 | -0.028705 | 770.6121 | 0 | 770.6121 | 0.0022999 | 614.0537 | 0.003693 | 770.6121 | 0 | 770.6121 | 0.0010048 | 765.16 | -0.015558 | 770.6121 | 0 | 616.6677 | 8.2592 | 770.6121 | 0 | 770.6121 | 0 | 770.3932 | -0.0095515 | 917.0034 | 0.020279 | 770.3932 | 0.76524 | 916.5167 | 0 | 917.0034 | 3.6877 | 760.5593 | 0.055907
|  | 770.8486 | 0.016186 | 770.6299 | -0.0055422 | 614.1731 | 0.011821 | 770.8486 | 0.004472 | 770.6299 | -0.096779 | 762.104 | 0.0032143 | 770.6299 | 0.013247 | 770.8486 | 0.014215 | 770.8486 | -0.0059404 | 614.1731 | 0.019183 | 770.8486 | 0.0033584 | 770.8486 | 0 | 765.4 | 0.0073959 | 770.8486 | 0.004544 | 616.7873 | 8.3486 | 770.8486 | 0.009735 | 770.8486 | 0.0055348 | 770.6299 | 0.0099197 | 917.1714 | 0.028641 | 770.6299 | 0.7761 | 916.6852 | 0.00081146 | 917.1714 | 3.6917 | 760.79 | 0.055579
|  | 771.0851 | 0.0026958 | 770.8666 | -0.071583 | 614.2926 | 0 | 771.0851 | -0.0027456 | 770.8666 | -0.0030071 | 762.3383 | -0.0040675 | 770.8666 | -0.028123 | 771.0851 | 0 | 771.0851 | -0.022781 | 614.2926 | 0.0093094 | 771.0851 | 0 | 771.0851 | 0.0014067 | 765.63 | -0.00086717 | 771.0851 | 0 | 616.907 | 8.4712 | 771.0851 | 0 | 771.0851 | 0 | 770.8666 | -0.019101 | 917.3393 | 0.020856 | 770.8666 | 0.80011 | 916.8537 | 0 | 917.3393 | 3.7037 | 761.0206 | 0.059577
|  | 771.3217 | 0.024337 | 771.1033 | -0.019621 | 614.412 | 0.0047071 | 771.3217 | -0.018934 | 771.1033 | -0.05503 | 762.5726 | 0.0022905 | 771.1033 | 0.012851 | 771.3216 | 0.0094225 | 771.3216 | 0.018135 | 614.412 | 0.018666 | 771.3216 | 0.0018105 | 771.3217 | 0 | 765.87 | 0.0018873 | 771.3216 | 0.00039631 | 617.0266 | 8.5843 | 771.3216 | 0.014128 | 771.3217 | 0.0087288 | 771.1033 | 0.0085088 | 917.5073 | 0.016579 | 771.1033 | 0.81015 | 917.0222 | 0.00057972 | 917.5073 | 3.7137 | 761.2513 | 0.059773
|  | 771.5582 | 0.0042195 | 771.3399 | 0.027862 | 614.5314 | 0 | 771.5582 | -0.026523 | 771.3399 | 0.0039347 | 762.8069 | -0.0026867 | 771.3399 | -0.026809 | 771.5582 | 0 | 771.5582 | -0.0081564 | 614.5314 | 0.010908 | 771.5582 | 0 | 771.5582 | 0.0021013 | 766.11 | -0.012344 | 771.5582 | 0 | 617.1463 | 8.7144 | 771.5582 | 0 | 771.5582 | 0 | 771.34 | -0.011988 | 917.6752 | 0.026863 | 771.3399 | 0.84356 | 917.1907 | 0 | 917.6752 | 3.7368 | 761.482 | 0.052892
|  | 771.7947 | -0.022628 | 771.5766 | -0.012298 | 614.6508 | 0.0056181 | 771.7947 | -0.00097927 | 771.5766 | -0.037845 | 763.0412 | 0.0067132 | 771.5766 | 0.0090391 | 771.7947 | 0.01793 | 771.7947 | 0.018931 | 614.6508 | 0.01481 | 771.7947 | 0.0020506 | 771.7947 | 0 | 766.34 | 0.0034176 | 771.7947 | 0.0041066 | 617.2659 | 8.8169 | 771.7947 | 0.012017 | 771.7947 | 0.0056651 | 771.5766 | 0.010576 | 917.8432 | 0.022297 | 771.5766 | 0.84355 | 917.3593 | 0.00081146 | 917.8432 | 3.7592 | 761.7127 | 0.051581
|  | 772.0312 | -0.0019571 | 771.8133 | -0.0040212 | 614.7703 | 0 | 772.0312 | -0.019899 | 771.8133 | 0.0059316 | 763.2755 | -0.0060721 | 771.8133 | -0.022294 | 772.0312 | 0 | 772.0312 | -0.017222 | 614.7703 | 0.014246 | 772.0312 | 0 | 772.0312 | 0.0029203 | 766.58 | -0.0077534 | 772.0312 | 0 | 617.3856 | 8.9453 | 772.0312 | 0 | 772.0312 | 0 | 771.8134 | -0.0085094 | 918.0111 | 0.020183 | 771.8133 | 0.82669 | 917.5278 | 0 | 918.0111 | 3.785 | 761.9434 | 0.047976
|  | 772.2678 | 0.016067 | 772.0501 | -0.058305 | 614.8897 | 0.012872 | 772.2678 | -0.0008436 | 772.0501 | -0.040452 | 763.5098 | 0.00050521 | 772.0501 | 0.013324 | 772.2678 | 0.004698 | 772.2678 | -0.0094648 | 614.8897 | 0.015845 | 772.2678 | 0.0038685 | 772.2678 | 0 | 766.82 | 0.0015813 | 772.2678 | 0.0040507 | 617.5052 | 9.0479 | 772.2678 | 0.012455 | 772.2678 | 0.011345 | 772.0501 | 0.012554 | 918.1791 | 0.032773 | 772.0501 | 0.88129 | 917.6963 | 0.00057972 | 918.1791 | 3.7983 | 762.1741 | 0.048566
|  | 772.5043 | -0.025121 | 772.2868 | -0.0046033 | 615.0092 | 0 | 772.5043 | -0.0076815 | 772.2868 | 0.010801 | 763.7442 | -0.0045719 | 772.2868 | -0.030058 | 772.5044 | 0 | 772.5044 | -0.0069734 | 615.0092 | 0.019042 | 772.5044 | 0 | 772.5043 | 0.00041235 | 767.05 | 0.0055599 | 772.5044 | 0 | 617.6249 | 9.165 | 772.5044 | 0 | 772.5043 | 0 | 772.2868 | -0.019112 | 918.347 | 0.021961 | 772.2868 | 0.88465 | 917.8648 | 0 | 918.347 | 3.8086 | 762.4049 | 0.045813
|  | 772.7409 | 0.021547 | 772.5235 | -0.0073532 | 615.1287 | 0.0054663 | 772.7409 | -0.0046779 | 772.5235 | -0.047446 | 763.9785 | 0.0019572 | 772.5235 | 0.010571 | 772.7409 | 0.0038195 | 772.7409 | 0.020353 | 615.1287 | 0.013447 | 772.7409 | 0.0022621 | 772.7409 | 0 | 767.29 | 0.0043357 | 772.7409 | 0.0010802 | 617.7446 | 9.2565 | 772.7409 | 0.010368 | 772.7409 | 0.0044972 | 772.5235 | 0.0082577 | 918.515 | 0.01951 | 772.5235 | 0.9249 | 918.0334 | 0.00081146 | 918.515 | 3.8097 | 762.6356 | 0.0563
|  | 772.9775 | -0.0049331 | 772.7602 | -0.034774 | 615.2481 | 0 | 772.9775 | -0.033652 | 772.7602 | -0.0029416 | 764.2129 | -0.00416 | 772.7602 | -0.024875 | 772.9775 | 0 | 772.9775 | -0.017639 | 615.2481 | 0.015845 | 772.9775 | 0 | 772.9775 | 0.0025128 | 767.53 | -0.0030095 | 772.9775 | 0 | 617.8642 | 9.3797 | 772.9775 | 0 | 772.9775 | 0 | 772.7603 | -0.012512 | 918.683 | 0.020952 | 772.7602 | 0.92162 | 918.2019 | 0 | 918.683 | 3.8172 | 762.8663 | 0.04306
|  | 773.2141 | 0.020803 | 772.997 | 0.031674 | 615.3676 | 0.013047 | 773.2141 | 0.034944 | 772.997 | -0.073786 | 764.4473 | 0.0046882 | 772.997 | 0.020189 | 773.2141 | 0.017621 | 773.2141 | 0.0089458 | 615.3676 | 0.011331 | 773.2141 | 0.0082996 | 773.2141 | 0 | 767.76 | -0.007141 | 773.2141 | 0.0036252 | 617.9839 | 9.4922 | 773.2141 | 0.017703 | 773.2141 | 0.017348 | 772.997 | 0.015962 | 918.8509 | 0.02619 | 772.997 | 0.92882 | 918.3705 | 0.00057972 | 918.8509 | 3.8171 | 763.097 | 0.05571
|  | 773.4507 | -0.030076 | 773.2338 | -0.011475 | 615.4871 | 0 | 773.4507 | -0.045372 | 773.2338 | -0.0099095 | 764.6816 | -0.0084007 | 773.2338 | -0.027026 | 773.4507 | 0 | 773.4507 | -0.0023501 | 615.4871 | 0.011425 | 773.4507 | 0 | 773.4507 | 0.0018663 | 768 | 0.0038766 | 773.4507 | 0 | 618.1036 | 9.635 | 773.4507 | 0 | 773.4507 | 0 | 773.2337 | -0.015779 | 919.0189 | 0.026286 | 773.2338 | 0.97023 | 918.539 | 0 | 919.0189 | 3.8249 | 763.3278 | 0.050663
|  | 773.6873 | 0.024654 | 773.4705 | 0.03091 | 615.6066 | 0.014448 | 773.6873 | 0.006611 | 773.4705 | -0.047525 | 764.916 | 0.0051232 | 773.4705 | 0.016131 | 773.6873 | 0.026975 | 773.6873 | -0.0029457 | 615.6066 | 0.011989 | 773.6873 | 0.0040702 | 773.6873 | 0 | 768.24 | -0.0042337 | 773.6873 | 0.0032037 | 618.2233 | 9.755 | 773.6873 | 0.0081148 | 773.6873 | 0.0097537 | 773.4705 | 0.016671 | 919.1869 | 0.023835 | 773.4705 | 0.96264 | 918.7075 | 0.00081146 | 919.1869 | 3.8218 | 763.5585 | 0.059249
|  | 773.9239 | -0.0077342 | 773.7073 | -0.072464 | 615.7261 | 0 | 773.9239 | -0.022342 | 773.7073 | -0.0056895 | 765.1504 | -0.010638 | 773.7073 | -0.026484 | 773.9239 | 0 | 773.9239 | -0.0024168 | 615.7261 | 0.0040935 | 773.9239 | 0 | 773.9239 | 0.0021789 | 768.47 | -0.0053048 | 773.9239 | 0 | 618.3429 | 9.904 | 773.9239 | 0 | 773.9239 | 0 | 773.7073 | -0.016632 | 919.3548 | 0.021048 | 773.7073 | 0.97998 | 918.8761 | 0 | 919.3548 | 3.8245 | 763.7893 | 0.049287
|  | 774.1605 | 0.002546 | 773.9441 | 0.021841 | 615.8456 | 0.0069846 | 774.1605 | 0.016643 | 773.9441 | -0.039649 | 765.3848 | -0.00056397 | 773.9441 | 0.016237 | 774.1605 | 0.0166 | 774.1605 | 0.031119 | 615.8456 | 0.018666 | 774.1605 | 0.0037848 | 774.1605 | 0 | 768.71 | 0.0034176 | 774.1605 | 0.002575 | 618.4626 | 10.0344 | 774.1605 | 0.01555 | 774.1605 | 0.010626 | 773.9441 | 0.017277 | 919.5228 | 0.028833 | 773.9441 | 0.99009 | 919.0446 | 0.00081146 | 919.5228 | 3.8175 | 764.0201 | 0.048828
|  | 774.3972 | 0.0081465 | 774.1809 | -0.036836 | 615.9651 | 0 | 774.3972 | -0.043292 | 774.1809 | -0.015749 | 765.6192 | -0.0031179 | 774.1809 | -0.027038 | 774.3972 | 0 | 774.3972 | -0.018478 | 615.9651 | 0.015187 | 774.3972 | 0 | 774.3972 | 0.0003833 | 768.95 | 0.007243 | 774.3972 | 0 | 618.5823 | 10.1969 | 774.3972 | 0 | 774.3972 | 0 | 774.1809 | -0.011977 | 919.6908 | 0.018597 | 774.1809 | 0.98739 | 919.2132 | 0 | 919.6908 | 3.8242 | 764.2509 | 0.043126
|  | 774.6338 | -0.012845 | 774.4177 | -0.031825 | 616.0847 | 0.015762 | 774.6338 | -0.0089203 | 774.4177 | -0.09681 | 765.8536 | 0.0037415 | 774.4177 | 0.016491 | 774.6338 | 0.0074776 | 774.6338 | -0.0056951 | 616.0847 | 0.01481 | 774.6338 | 0.0021052 | 774.6338 | 0 | 769.18 | -0.0042337 | 774.6338 | 2.7108e-05 | 618.702 | 10.321 | 774.6338 | 0.0074938 | 774.6338 | 0.011622 | 774.4176 | 0.016579 | 919.8587 | 0.025853 | 774.4177 | 1.0321 | 919.3818 | 0.00057972 | 919.8587 | 3.8305 | 764.4817 | 0.055251
|  | 774.8704 | 0.0016908 | 774.6545 | -0.009601 | 616.2042 | 0 | 774.8704 | -0.0012097 | 774.6545 | 0.0335 | 766.0881 | -0.0081297 | 774.6545 | -0.020889 | 774.8704 | 0 | 774.8704 | -0.0026945 | 616.2042 | 0.0096855 | 774.8704 | 0 | 774.8704 | 0.003085 | 769.42 | -0.011579 | 774.8704 | 0 | 618.8217 | 10.4586 | 774.8704 | 0 | 774.8704 | 0 | 774.6545 | -0.026115 | 920.0267 | 0.028544 | 774.6545 | 1.0515 | 919.5503 | 0 | 920.0267 | 3.8457 | 764.7125 | 0.053547
|  | 775.1071 | 0.0012709 | 774.8913 | 0.022634 | 616.3238 | 0.0088442 | 775.1071 | -0.00098993 | 774.8913 | -0.037631 | 766.3225 | 0.0068809 | 774.8913 | 0.021648 | 775.1071 | 0.0071948 | 775.1071 | -0.0089353 | 616.3238 | 0.010391 | 775.1071 | 0.0038575 | 775.1071 | 0 | 769.66 | 0.0064783 | 775.1071 | 0.00074248 | 618.9414 | 10.5423 | 775.1071 | 0.012559 | 775.1071 | 0.0072382 | 774.8913 | 0.017558 | 920.1947 | 0.023066 | 774.8913 | 1.0591 | 919.7189 | 0.00057972 | 920.1947 | 3.8484 | 764.9433 | 0.048894
|  | 775.3438 | -0.028648 | 775.1281 | -0.0419 | 616.4433 | 0 | 775.3438 | -0.030559 | 775.1281 | 0.024215 | 766.5569 | -0.010419 | 775.1281 | -0.031094 | 775.3438 | 0 | 775.3438 | -0.021441 | 616.4433 | 0.012507 | 775.3438 | 0 | 775.3438 | 0.0022128 | 769.89 | -0.0037746 | 775.3438 | 0 | 619.061 | 10.6319 | 775.3438 | 0 | 775.3438 | 0 | 775.1281 | -0.0081278 | 920.3627 | 0.021384 | 775.1281 | 1.0708 | 919.8874 | 0 | 920.3627 | 3.8508 | 765.1741 | 0.046075
|  | 775.5804 | -0.00014174 | 775.3649 | 0.021948 | 616.5629 | 0.011384 | 775.5804 | -0.01033 | 775.3649 | -0.057327 | 766.7914 | 0.0010233 | 775.3649 | 0.015931 | 775.5804 | 0.01886 | 775.5804 | -0.0023671 | 616.5629 | 0.011707 | 775.5804 | 0.0048536 | 775.5804 | 0 | 770.13 | 0.0035706 | 775.5804 | 0.0054637 | 619.1807 | 10.68 | 775.5804 | 0.021713 | 775.5804 | 0.013339 | 775.3649 | 0.013676 | 920.5307 | 0.025277 | 775.3649 | 1.0878 | 920.056 | 0.00057972 | 920.5307 | 3.8482 | 765.4049 | 0.053547
|  | 775.8171 | 0.004636 | 775.6018 | -0.038328 | 616.6824 | 0 | 775.8171 | -0.030785 | 775.6018 | 0.0080582 | 767.0259 | -0.0080486 | 775.6018 | -0.025509 | 775.8171 | 0 | 775.8171 | -0.023833 | 616.6824 | 0.013964 | 775.8171 | 0 | 775.8171 | 0.00072278 | 770.37 | -0.0054579 | 775.8171 | 0 | 619.3004 | 10.7679 | 775.8171 | 0 | 775.8171 | 0 | 775.6018 | -0.0037519 | 920.6987 | 0.029217 | 775.6018 | 1.0988 | 920.2246 | 0 | 920.6987 | 3.8495 | 765.6357 | 0.055579
|  | 776.0538 | 0.036053 | 775.8386 | -0.043335 | 616.802 | 0.0077439 | 776.0538 | -0.0083068 | 775.8386 | -0.063644 | 767.2603 | 0.0026883 | 775.8386 | 0.014269 | 776.0538 | 0.013976 | 776.0538 | -0.0041697 | 616.802 | 0.016644 | 776.0538 | 0.004755 | 776.0538 | 0 | 770.6 | -0.0034686 | 776.0538 | 0.00023083 | 619.4201 | 10.8487 | 776.0538 | 0.015438 | 776.0538 | 0.0085699 | 775.8386 | 0.0078684 | 920.8666 | 0.01927 | 775.8386 | 1.1273 | 920.3931 | 0.0010433 | 920.8666 | 3.846 | 765.8666 | 0.05453
|  | 776.2905 | -0.004503 | 776.0755 | -0.040796 | 616.9216 | 0 | 776.2905 | 0.023935 | 776.0755 | -0.012272 | 767.4948 | -0.0050325 | 776.0755 | -0.027109 | 776.2905 | 0 | 776.2905 | -0.016715 | 616.9216 | 0.014387 | 776.2905 | 0 | 776.2905 | 0.001394 | 770.84 | 0.0012752 | 776.2905 | 0 | 619.5398 | 10.9613 | 776.2905 | 0 | 776.2905 | 0 | 776.0755 | -0.010085 | 921.0346 | 0.023162 | 776.0755 | 1.1784 | 920.5617 | 0 | 921.0346 | 3.8492 | 766.0974 | 0.047452
|  | 776.5272 | -0.021103 | 776.3123 | 0.0011744 | 617.0412 | 0.01655 | 776.5272 | 0.00493 | 776.3123 | -0.041676 | 767.7293 | 0.0045286 | 776.3123 | 0.019217 | 776.5272 | 0.019288 | 776.5272 | -0.016823 | 617.0412 | 0.021205 | 776.5272 | 0.0010316 | 776.5272 | 0 | 771.08 | -0.0063763 | 776.5272 | 0.0013488 | 619.6595 | 11.0755 | 776.5272 | 0.01709 | 776.5272 | 0.01154 | 776.3123 | 0.021207 | 921.2026 | 0.022153 | 776.3123 | 1.1664 | 920.7303 | 0.00081146 | 921.2026 | 3.8567 | 766.3283 | 0.048173
|  | 776.764 | -0.012046 | 776.5492 | -0.064073 | 617.1608 | 0 | 776.764 | -0.025936 | 776.5492 | 0.0056524 | 767.9638 | -0.012432 | 776.5492 | -0.030764 | 776.764 | 0 | 776.764 | -0.0077255 | 617.1608 | 0.0091683 | 776.764 | 0 | 776.764 | 0.0034193 | 771.31 | -0.0020913 | 776.764 | 0 | 619.7792 | 11.2283 | 776.764 | 0 | 776.764 | 0 | 776.5492 | -0.010441 | 921.3706 | 0.022297 | 776.5492 | 1.1899 | 920.8989 | 0 | 921.3706 | 3.8777 | 766.5591 | 0.047255
|  | 777.0007 | 0.021132 | 776.7861 | -0.0042589 | 617.2804 | 0.013047 | 777.0007 | 0.0026695 | 776.7861 | -0.06127 | 768.1983 | 0.0024017 | 776.7861 | 0.014245 | 777.0007 | 0.025418 | 777.0007 | 0.001703 | 617.2804 | 0.017349 | 777.0007 | 0.0034031 | 777.0007 | 0 | 771.55 | -0.0040807 | 777.0007 | 0.0015372 | 619.8989 | 11.3692 | 777.0007 | 0.026426 | 777.0007 | 0.0090792 | 776.7861 | 0.02366 | 921.5386 | 0.016146 | 776.7861 | 1.2064 | 921.0675 | 0.00034783 | 921.5386 | 3.8942 | 766.79 | 0.052367
|  | 777.2374 | -0.0090202 | 777.023 | -0.0037902 | 617.4 | 0 | 777.2374 | -0.037549 | 777.023 | 0.016967 | 768.4329 | -0.0042194 | 777.023 | -0.029557 | 777.2374 | 0 | 777.2374 | -0.005207 | 617.4 | 0.003693 | 777.2374 | 0 | 777.2374 | 0.0022609 | 771.79 | -0.013109 | 777.2374 | 0 | 620.0186 | 11.503 | 777.2374 | 0 | 777.2374 | 0 | 777.023 | -0.010163 | 921.7066 | 0.019078 | 777.023 | 1.2256 | 921.2361 | 0 | 921.7066 | 3.9106 | 767.0209 | 0.052892
|  | 777.4742 | 0.030855 | 777.2599 | 0.0057062 | 617.5196 | 0.009895 | 777.4742 | 0.0046555 | 777.2599 | -0.045466 | 768.6674 | 0.00054475 | 777.2599 | 0.013933 | 777.4742 | 0.0091376 | 777.4742 | 0.033318 | 617.5196 | 0.010673 | 777.4742 | 0.0034604 | 777.4742 | 0 | 772.02 | -0.00086717 | 777.4742 | 0.00090025 | 620.1383 | 11.6054 | 777.4742 | 0.0054919 | 777.4742 | 0.0084478 | 777.2599 | 0.0069142 | 921.8746 | 0.02619 | 777.2599 | 1.2714 | 921.4046 | 0.0012752 | 921.8746 | 3.9162 | 767.2518 | 0.046403
|  | 777.7109 | 0.016005 | 777.4968 | -0.037676 | 617.6392 | 0 | 777.7109 | -0.026598 | 777.4968 | 0.035014 | 768.9019 | -0.0029162 | 777.4968 | -0.027667 | 777.7109 | 0 | 777.7109 | -0.018317 | 617.6392 | 0.016221 | 777.7109 | 0 | 777.7109 | 0.0031591 | 772.26 | -0.0086717 | 777.7109 | 0 | 620.2581 | 11.7143 | 777.7109 | 0 | 777.7109 | 0 | 777.4968 | -0.0023845 | 922.0426 | 0.026094 | 777.4968 | 1.2453 | 921.5733 | 0 | 922.0426 | 3.9276 | 767.4827 | 0.04057
|  | 777.9477 | 0.0065992 | 777.7337 | 0.011852 | 617.7589 | 0.0074402 | 777.9477 | -0.006147 | 777.7337 | -0.048242 | 769.1364 | 0.0023334 | 777.7337 | 0.015363 | 777.9477 | 0.008394 | 777.9477 | -0.017263 | 617.7589 | 0.014528 | 777.9477 | 0.0056545 | 777.9477 | 0 | 772.5 | 0.01367 | 777.9477 | 0.0073281 | 620.3778 | 11.7941 | 777.9477 | 0.021619 | 777.9477 | 0.013492 | 777.7337 | 0.024106 | 922.2106 | 0.031956 | 777.7337 | 1.2971 | 921.7418 | 0.00034783 | 922.2106 | 3.9375 | 767.7136 | 0.051777
|  | 778.1845 | -0.0081265 | 777.9706 | -0.024925 | 617.8785 | 0 | 778.1845 | -0.019735 | 777.9706 | -0.012224 | 769.371 | -0.0075571 | 777.9706 | -0.027423 | 778.1845 | 0 | 778.1845 | -0.019618 | 617.8785 | 0.0070526 | 778.1845 | 0 | 778.1845 | 0.0034087 | 772.73 | -0.0080593 | 778.1845 | 0 | 620.4975 | 11.8878 | 778.1845 | 0 | 778.1845 | 0 | 777.9706 | -0.0053927 | 922.3786 | 0.021528 | 777.9706 | 1.2945 | 921.9104 | 0 | 922.3786 | 3.9572 | 767.9445 | 0.049549
|  | 778.4213 | 0.01155 | 778.2076 | 0.0364 | 617.9982 | 0.0074402 | 778.4213 | 0.017374 | 778.2076 | -0.025965 | 769.6055 | 0.0049016 | 778.2076 | 0.019763 | 778.4213 | 0.0059991 | 778.4213 | 0.0021882 | 617.9982 | 0.018666 | 778.4213 | 0.0064215 | 778.4213 | 0 | 772.97 | -0.0014792 | 778.4213 | 0.0055413 | 620.6172 | 11.9685 | 778.4213 | 0.013712 | 778.4213 | 0.010387 | 778.2076 | 0.011554 | 922.5466 | 0.025517 | 778.2076 | 1.3652 | 922.0791 | 0.00011594 | 922.5466 | 3.9758 | 768.1754 | 0.047255
|  | 778.6581 | -0.014935 | 778.4445 | -0.036173 | 618.1178 | 0 | 778.6581 | -0.044336 | 778.4445 | 0.016616 | 769.8401 | -0.0085126 | 778.4445 | -0.029105 | 778.6581 | 0 | 778.6581 | -0.023402 | 618.1178 | 0.014763 | 778.6581 | 0 | 778.6581 | 0.00047667 | 773.21 | -0.0045398 | 778.6581 | 0 | 620.7369 | 12.0986 | 778.6581 | 0 | 778.6581 | 0 | 778.4445 | -0.01445 | 922.7146 | 0.022297 | 778.4445 | 1.3533 | 922.2477 | 0 | 922.7146 | 4.0013 | 768.4063 | 0.041619
|  | 778.8948 | 0.0055696 | 778.6815 | -0.011442 | 618.2375 | 0.0080475 | 778.8948 | -0.015858 | 778.6815 | -0.02834 | 770.0747 | 0.0091198 | 778.6815 | 0.020249 | 778.8949 | 0.010651 | 778.8949 | -0.003725 | 618.2375 | 0.017067 | 778.8949 | 0 | 778.8948 | 0 | 773.44 | -0.0010202 | 778.8949 | 0.0045066 | 620.8567 | 12.216 | 778.8949 | 0.0059658 | 778.8948 | 0.011622 | 778.6815 | 0.010567 | 922.8826 | 0.027872 | 778.6815 | 1.3901 | 922.4163 | 0.0010433 | 922.8826 | 4.0195 | 768.6373 | 0.041684
|  | 779.1317 | 0.0077705 | 778.9184 | -0.060955 | 618.3572 | 0 | 779.1317 | -0.025157 | 778.9184 | 0.0078782 | 770.3093 | -0.0059406 | 778.9184 | -0.028113 | 779.1317 | 0 | 779.1317 | -0.0033939 | 618.3572 | 0.0093094 | 779.1317 | 0 | 779.1317 | 0.0026104 | 773.68 | -0.0065293 | 779.1317 | 0 | 620.9764 | 12.3451 | 779.1317 | 0 | 779.1317 | 0 | 778.9184 | -0.013512 | 923.0506 | 0.022297 | 778.9184 | 1.3776 | 922.5849 | 0 | 923.0506 | 4.0358 | 768.8682 | 0.041291
|  | 779.3685 | 0.0096669 | 779.1554 | 0.0095423 | 618.4769 | 0.010508 | 779.3685 | 0.0045949 | 779.1554 | -0.037577 | 770.5439 | 0.0049262 | 779.1554 | 0.019538 | 779.3685 | 0.0071484 | 779.3685 | 0.012817 | 618.4769 | 0.011472 | 779.3685 | 0.0060917 | 779.3685 | 0 | 773.92 | -0.0017853 | 779.3685 | 0.0042486 | 621.0961 | 12.4358 | 779.3685 | 0.017636 | 779.3685 | 0.0079067 | 779.1554 | 0.01751 | 923.2186 | 0.021288 | 779.1554 | 1.3904 | 922.7535 | 0.00057972 | 923.2186 | 4.045 | 769.0992 | 0.047321
|  | 779.6053 | -0.020325 | 779.3923 | -0.022049 | 618.5965 | 0 | 779.6053 | -0.021003 | 779.3923 | 0.010128 | 770.7784 | -0.0046385 | 779.3923 | -0.029643 | 779.6053 | 0 | 779.6053 | -0.019878 | 618.5965 | 0.0051719 | 779.6053 | 0 | 779.6053 | 0.00074816 | 774.15 | 0.00096913 | 779.6053 | 0 | 621.2158 | 12.5646 | 779.6053 | 0 | 779.6054 | 0 | 779.3923 | -0.01744 | 923.3867 | 0.016915 | 779.3923 | 1.4226 | 922.9221 | 0 | 923.3867 | 4.0564 | 769.3301 | 0.043323
|  | 779.8422 | 0.006942 | 779.6293 | -0.018112 | 618.7162 | 0.006681 | 779.8422 | -0.0063072 | 779.6293 | -0.058184 | 771.0131 | -0.0016132 | 779.6293 | 0.014602 | 779.8422 | 0.027145 | 779.8422 | 0.017799 | 618.7162 | 0.020123 | 779.8422 | 0 | 779.8422 | 0 | 774.39 | -0.0031625 | 779.8422 | 0.002627 | 621.3356 | 12.6935 | 779.8422 | 0.01201 | 779.8422 | 0.0052774 | 779.6293 | 0.017442 | 923.5547 | 0.032725 | 779.6293 | 1.47 | 923.0907 | 0.00057972 | 923.5547 | 4.0612 | 769.5611 | 0.057086
|  | 780.079 | -0.013788 | 779.8663 | -0.042799 | 618.836 | 0 | 780.079 | -0.020225 | 779.8663 | 0.023361 | 771.2477 | -0.0092294 | 779.8663 | -0.031427 | 780.079 | 0 | 780.079 | -0.0011906 | 618.836 | 0.01119 | 780.079 | 0 | 780.079 | 0.0048492 | 774.63 | -0.0048458 | 780.079 | 0 | 621.4553 | 12.8379 | 780.079 | 0 | 780.079 | 0 | 779.8663 | -0.02299 | 923.7227 | 0.019366 | 779.8663 | 1.5104 | 923.2593 | 0 | 923.7227 | 4.0686 | 769.7921 | 0.037948
|  | 780.3159 | 0.003877 | 780.1033 | 0.061104 | 618.9557 | 0.0083512 | 780.3159 | 0.0099624 | 780.1033 | -0.048895 | 771.4823 | 0.0036524 | 780.1033 | 0.024587 | 780.3159 | 0.02639 | 780.3159 | 0.0019589 | 618.9557 | 0.016268 | 780.3159 | 0.010028 | 780.3159 | 0 | 774.86 | 0.0093854 | 780.3159 | 0.0047844 | 621.5751 | 12.9339 | 780.3159 | 0.01782 | 780.3159 | 0.01319 | 780.1033 | 0.015201 | 923.8907 | 0.023643 | 780.1033 | 1.5026 | 923.428 | 0.00057972 | 923.8907 | 4.0696 | 770.023 | 0.045551
|  | 780.5527 | -0.019772 | 780.3403 | -0.020637 | 619.0754 | 0 | 780.5527 | -0.048118 | 780.3403 | 0.017657 | 771.717 | -0.0078026 | 780.3403 | -0.031579 | 780.5527 | 0 | 780.5527 | -0.0086102 | 619.0754 | 0.004227 | 780.5527 | 0 | 780.5527 | 0.0015336 | 775.1 | 0.00081613 | 780.5527 | 0 | 621.6948 | 13.0354 | 780.5527 | 0 | 780.5527 | 0 | 780.3403 | -0.004939 | 924.0587 | 0.016242 | 780.3403 | 1.5239 | 923.5966 | 0 | 924.0587 | 4.0783 | 770.254 | 0.04057
|  | 780.7896 | 0.002363 | 780.5773 | -0.0505 | 619.1951 | 0.011997 | 780.7896 | 0.0064058 | 780.5773 | -0.025711 | 771.9516 | 0.004371 | 780.5773 | 0.018274 | 780.7896 | 0.0049443 | 780.7896 | 0.017857 | 619.1951 | 0.025577 | 780.7896 | 0 | 780.7896 | 0 | 775.34 | -0.0051518 | 780.7896 | 0.0019269 | 621.8145 | 13.108 | 780.7896 | 0.011921 | 780.7896 | 0.0093113 | 780.5773 | 0.0093078 | 924.2267 | 0.021288 | 780.5773 | 1.546 | 923.7652 | 0.00081146 | 924.2267 | 4.082 | 770.4851 | 0.053154
|  | 781.0265 | -0.0046316 | 780.8144 | -0.035769 | 619.3149 | 0 | 781.0265 | -0.012111 | 780.8144 | -0.0059475 | 772.1863 | -0.0077807 | 780.8144 | -0.03707 | 781.0265 | 0 | 781.0265 | -0.014517 | 619.3149 | 0.018102 | 781.0265 | 0 | 781.0265 | 0.0038008 | 775.57 | -0.0051518 | 781.0265 | 0 | 621.9343 | 13.1999 | 781.0265 | 0 | 781.0265 | 0 | 780.8144 | -0.016005 | 924.3948 | 0.0173 | 780.8144 | 1.5535 | 923.9339 | 0 | 924.3948 | 4.0941 | 770.716 | 0.04306
|  | 781.2634 | -0.010072 | 781.0514 | -0.042192 | 619.4346 | 0.010771 | 781.2634 | -0.00554 | 781.0514 | -0.041249 | 772.4209 | -0.0024245 | 781.0514 | 0.01875 | 781.2634 | 0.015779 | 781.2634 | 0.011903 | 619.4346 | 0.015187 | 781.2634 | 0.0066578 | 781.2634 | 0 | 775.81 | 0.017955 | 781.2634 | 0.0055241 | 622.054 | 13.2837 | 781.2634 | 0.012738 | 781.2634 | 0.0079636 | 781.0514 | 0.0081755 | 924.5628 | 0.028544 | 781.0514 | 1.6123 | 924.1025 | 0.00057972 | 924.5628 | 4.105 | 770.947 | 0.053809
|  | 781.5003 | -0.025969 | 781.2884 | 0.011882 | 619.5544 | 0 | 781.5003 | -0.045279 | 781.2884 | 0.0086952 | 772.6556 | -0.008074 | 781.2884 | -0.026606 | 781.5003 | 0 | 781.5003 | -0.0063465 | 619.5544 | 0.0098266 | 781.5003 | 0 | 781.5003 | 0.0034606 | 776.05 | -0.0091305 | 781.5003 | 0 | 622.1738 | 13.4038 | 781.5003 | 0 | 781.5003 | 0 | 781.2884 | -0.0044372 | 924.7308 | 0.020087 | 781.2884 | 1.6233 | 924.2711 | 0 | 924.7308 | 4.1245 | 771.178 | 0.029625
|  | 781.7372 | 0.0063848 | 781.5255 | 0.02797 | 619.6741 | 0.010158 | 781.7372 | 0.012851 | 781.5255 | -0.045372 | 772.8903 | 0.0065844 | 781.5255 | 0.021907 | 781.7372 | 0.026109 | 781.7372 | 0.032268 | 619.6741 | 0.016644 | 781.7372 | 0.0075542 | 781.7372 | 0 | 776.29 | 0.0057129 | 781.7372 | 0.005887 | 622.2935 | 13.5004 | 781.7372 | 0.012399 | 781.7372 | 0.014998 | 781.5255 | 0.011673 | 924.8989 | 0.02619 | 781.5255 | 1.6589 | 924.4398 | 0.00057972 | 924.8989 | 4.146 | 771.4091 | 0.05938
|  | 781.9741 | -0.03479 | 781.7625 | -0.042083 | 619.7939 | 0 | 781.9741 | -0.00824 | 781.7625 | 0.024995 | 773.1249 | -0.0094613 | 781.7625 | -0.031729 | 781.9741 | 0 | 781.9741 | -0.020526 | 619.7939 | 0.0067705 | 781.9741 | 0 | 781.9741 | 0.001631 | 776.52 | -0.0033155 | 781.9741 | 0 | 622.4133 | 13.6145 | 781.9741 | 0 | 781.9741 | 0 | 781.7626 | -0.013609 | 925.0669 | 0.021288 | 781.7625 | 1.6831 | 924.6084 | 0 | 925.0669 | 4.1721 | 771.6401 | 0.041029
|  | 782.2111 | 0.010764 | 781.9996 | -0.015557 | 619.9137 | 0.011997 | 782.2111 | 0.031734 | 781.9996 | -0.040098 | 773.3596 | 0.0054491 | 781.9996 | 0.018666 | 782.211 | 0.022335 | 782.211 | 0.022372 | 619.9137 | 0.016503 | 782.211 | 0.0017606 | 782.2111 | 0 | 776.76 | 0.0040296 | 782.211 | 0.0041515 | 622.533 | 13.7291 | 782.211 | 0.011077 | 782.2111 | 0.013697 | 781.9996 | 0.021119 | 925.2349 | 0.018501 | 781.9996 | 1.7036 | 924.7771 | 0.0010433 | 925.2349 | 4.1957 | 771.8711 | 0.048763
|  | 782.448 | -0.0042166 | 782.2367 | -0.027276 | 620.0335 | 0 | 782.448 | -0.040971 | 782.2367 | 0.01906 | 773.5944 | -0.0066732 | 782.2367 | -0.033845 | 782.448 | 0 | 782.448 | -0.01031 | 620.0335 | 0.013964 | 782.448 | 0 | 782.448 | 0.0027939 | 777 | 0.0028055 | 782.448 | 0 | 622.6528 | 13.905 | 782.448 | 0 | 782.448 | 0 | 782.2367 | -0.015682 | 925.403 | 0.025084 | 782.2367 | 1.7066 | 924.9457 | 0 | 925.403 | 4.2213 | 772.1022 | 0.036703
|  | 782.6849 | 0.028301 | 782.4738 | 0.010278 | 620.1532 | 0.012785 | 782.6849 | -0.0067682 | 782.4738 | -0.027432 | 773.829 | 0.0057367 | 782.4738 | 0.01432 | 782.6849 | 0.022429 | 782.6849 | -0.0093161 | 620.1532 | 0.0079929 | 782.6849 | 0.00070865 | 782.6849 | 0 | 777.23 | -0.0025504 | 782.6849 | 0.0042449 | 622.7725 | 14.0719 | 782.6849 | 0.0089267 | 782.6849 | 0.010796 | 782.4738 | 0.016672 | 925.571 | 0.026959 | 782.4738 | 1.7503 | 925.1144 | 0.00081146 | 925.571 | 4.2326 | 772.3333 | 0.049615
|  | 782.9219 | -0.013272 | 782.7109 | -0.025997 | 620.2731 | 0 | 782.9219 | -0.0024871 | 782.7109 | 0.01833 | 774.0638 | -0.011302 | 782.7109 | -0.030382 | 782.9219 | 0 | 782.9219 | -0.031908 | 620.2731 | 0.012507 | 782.9219 | 0 | 782.9219 | 0.0032373 | 777.47 | 0.0047948 | 782.9219 | 0 | 622.8923 | 14.2241 | 782.9219 | 0 | 782.9219 | 0 | 782.7109 | -0.019742 | 925.739 | 0.020183 | 782.7109 | 1.7928 | 925.283 | 0 | 925.739 | 4.2419 | 772.5643 | 0.04542
|  | 783.1589 | 0.01629 | 782.948 | 0.013397 | 620.3929 | 0.009895 | 783.1589 | -0.016512 | 782.948 | -0.045265 | 774.2985 | 0.0014168 | 782.948 | 0.019973 | 783.1588 | 0.027978 | 783.1588 | 0.014993 | 620.3929 | 0.012507 | 783.1588 | 0.0026682 | 783.1589 | 0 | 777.71 | 0.019638 | 783.1588 | 0.0030164 | 623.0121 | 14.3228 | 783.1588 | 0.019663 | 783.1589 | 0.013713 | 782.948 | 0.017667 | 925.9071 | 0.022201 | 782.948 | 1.7689 | 925.4517 | 0.0010433 | 925.9071 | 4.2338 | 772.7954 | 0.052171
|  | 783.3958 | 0.013743 | 783.1851 | -0.0016686 | 620.5127 | 0 | 783.3958 | -0.026364 | 783.1851 | 0.0033928 | 774.5333 | -0.011977 | 783.1851 | -0.03619 | 783.3958 | 0 | 783.3958 | -0.028899 | 620.5127 | 0.0072877 | 783.3958 | 0 | 783.3958 | 0.00040141 | 777.94 | -0.0031625 | 783.3958 | 0 | 623.1318 | 14.3843 | 783.3958 | 0 | 783.3958 | 0 | 783.1851 | -0.015127 | 926.0751 | 0.023499 | 783.1851 | 1.8168 | 925.6204 | 0 | 926.0751 | 4.2303 | 773.0266 | 0.040439
|  | 783.6328 | 0.010199 | 783.4222 | 0.0061908 | 620.6325 | 0.009282 | 783.6328 | -0.013738 | 783.4222 | -0.073844 | 774.768 | 0.0043579 | 783.4222 | 0.012847 | 783.6328 | 0.025427 | 783.6328 | -0.0099254 | 620.6325 | 0.0093094 | 783.6328 | 0.0040048 | 783.6328 | 0 | 778.18 | 0.0078554 | 783.6328 | 0.00060973 | 623.2516 | 14.4306 | 783.6328 | 0.0075516 | 783.6328 | 0.0095371 | 783.4222 | 0.0060382 | 926.2432 | 0.022057 | 783.4222 | 1.8795 | 925.789 | 0.00081146 | 926.2432 | 4.2173 | 773.2576 | 0.03998
|  | 783.8698 | 0.0041448 | 783.6593 | -0.0065493 | 620.7523 | 0 | 783.8698 | -0.037969 | 783.6593 | 0.013366 | 775.0027 | -0.0020374 | 783.6593 | -0.033082 | 783.8698 | 0 | 783.8698 | 0.0045094 | 620.7523 | 0.0061122 | 783.8698 | 0 | 783.8698 | 0.0027808 | 778.42 | -0.0028565 | 783.8698 | 0 | 623.3714 | 14.4734 | 783.8698 | 0 | 783.8698 | 0 | 783.6593 | -0.011638 | 926.4112 | 0.022057 | 783.6593 | 1.889 | 925.9577 | 0 | 926.4112 | 4.2155 | 773.4887 | 0.040177
|  | 784.1068 | 0.0090527 | 783.8964 | -0.0068243 | 620.8722 | 0.00015185 | 784.1068 | 0.012305 | 783.8964 | -0.062281 | 775.2375 | 0.0031459 | 783.8964 | 0.019177 | 784.1068 | 0.019185 | 784.1068 | 0.0098116 | 620.8722 | 0.011049 | 784.1068 | 0.0031244 | 784.1068 | 0 | 778.65 | 0.0080083 | 784.1068 | 0.003866 | 623.4911 | 14.5328 | 784.1068 | 0.015841 | 784.1068 | 0.006004 | 783.8964 | 0.018466 | 926.5792 | 0.030611 | 783.8964 | 1.9462 | 926.1264 | 0.00081146 | 926.5792 | 4.2139 | 773.7198 | 0.036506
|  | 784.3438 | -0.011243 | 784.1336 | -0.068122 | 620.992 | 0 | 784.3438 | -0.054078 | 784.1336 | 0.0013613 | 775.4723 | -0.0095743 | 784.1336 | -0.032486 | 784.3438 | 0 | 784.3438 | 0.0020357 | 620.992 | 0.01119 | 784.3438 | 0 | 784.3438 | 0.0016927 | 778.89 | 0.0037236 | 784.3438 | 0 | 623.6109 | 14.6151 | 784.3438 | 0 | 784.3438 | 0 | 784.1336 | -0.035713 | 926.7473 | 0.024652 | 784.1336 | 1.921 | 926.295 | 0 | 926.7473 | 4.2203 | 773.9509 | 0.036375
|  | 784.5808 | 0.013776 | 784.3707 | -0.009735 | 621.1119 | 0.014711 | 784.5808 | -0.018254 | 784.3707 | -0.04768 | 775.7071 | 0.0036356 | 784.3707 | 0.01498 | 784.5808 | 0.020831 | 784.5808 | -0.0076885 | 621.1119 | 0.0083691 | 784.5808 | 0.0052559 | 784.5808 | 0 | 779.13 | -0.012344 | 784.5808 | 0.0063149 | 623.7307 | 14.7079 | 784.5808 | 0.01828 | 784.5808 | 0.0074766 | 784.3707 | 0.012021 | 926.9153 | 0.019847 | 784.3707 | 1.9753 | 926.4637 | 0.00057972 | 926.9153 | 4.2242 | 774.1821 | 0.039718
|  | 784.8179 | 0.01334 | 784.6079 | -0.0166 | 621.2318 | 0 | 784.8179 | -0.014389 | 784.6079 | -0.0072717 | 775.9419 | -0.010946 | 784.6079 | -0.032463 | 784.8178 | 0 | 784.8178 | 0.011538 | 621.2318 | 0.010109 | 784.8178 | 0 | 784.8179 | 0.002043 | 779.37 | -0.00607 | 784.8178 | 0 | 623.8505 | 14.8176 | 784.8178 | 0 | 784.8179 | 0 | 784.6079 | -0.016791 | 927.0834 | 0.024988 | 784.6079 | 1.996 | 926.6324 | 0 | 927.0834 | 4.2322 | 774.4132 | 0.044765
|  | 785.0549 | -0.0074962 | 784.845 | 0.0085655 | 621.3516 | 0.0027331 | 785.0549 | -0.0095702 | 784.845 | -0.05963 | 776.1767 | 0.0012211 | 784.845 | 0.014197 | 785.0549 | 0.0058779 | 785.0549 | -0.0074834 | 621.3516 | 0.01119 | 785.0549 | 0.0049766 | 785.0549 | 0 | 779.6 | -0.0068351 | 785.0549 | 0.0035074 | 623.9702 | 14.9221 | 785.0549 | 0.020017 | 785.0549 | 0.014035 | 784.8451 | 0.01625 | 927.2514 | 0.02273 | 784.845 | 2.0337 | 926.8011 | 0.00057972 | 927.2514 | 4.2367 | 774.6444 | 0.040635
|  | 785.2919 | -0.015012 | 785.0822 | -0.044429 | 621.4715 | 0 | 785.2919 | -0.009427 | 785.0822 | 0.0002134 | 776.4115 | -0.010515 | 785.0822 | -0.027955 | 785.2919 | 0 | 785.2919 | 0.0036673 | 621.4715 | 0.012789 | 785.2919 | 0 | 785.2919 | 0.001353 | 779.84 | 0.0015813 | 785.2919 | 0 | 624.09 | 15.0421 | 785.2919 | 0 | 785.2919 | 0 | 785.0822 | -0.012189 | 927.4195 | 0.02249 | 785.0822 | 2.0341 | 926.9698 | 0 | 927.4195 | 4.2514 | 774.8755 | 0.035917
|  | 785.529 | 0.0050838 | 785.3194 | 0.0042264 | 621.5914 | 0.010771 | 785.529 | -0.027018 | 785.3194 | -0.075319 | 776.6463 | 0.0028377 | 785.3194 | 0.016889 | 785.529 | 0.0042328 | 785.529 | 0.020465 | 621.5914 | 0.01561 | 785.529 | 0.003673 | 785.529 | 0 | 780.08 | -0.0065293 | 785.529 | 0.0043188 | 624.2098 | 15.1389 | 785.529 | 0.010721 | 785.529 | 0.0062363 | 785.3194 | 0.0188 | 927.5876 | 0.025757 | 785.3194 | 2.081 | 927.1385 | 0.00081146 | 927.5876 | 4.2676 | 775.1066 | 0.036834
|  | 785.7661 | -0.012812 | 785.5566 | 0.00043242 | 621.7113 | 0 | 785.7661 | -0.023158 | 785.5566 | 0.023867 | 776.8812 | -0.012516 | 785.5566 | -0.03027 | 785.766 | 0 | 785.766 | -0.028779 | 621.7113 | 0.0078519 | 785.766 | 0 | 785.7661 | 0.0021309 | 780.31 | -0.00607 | 785.766 | 0 | 624.3296 | 15.1871 | 785.766 | 0 | 785.766 | 0 | 785.5566 | -0.017895 | 927.7556 | 0.025181 | 785.5566 | 2.0922 | 927.3071 | 0 | 927.7556 | 4.2914 | 775.3378 | 0.033754
|  | 786.0031 | 0.02804 | 785.7938 | 0.013383 | 621.8312 | 0.015762 | 786.0031 | 0.030089 | 785.7938 | -0.026146 | 777.116 | 0.010582 | 785.7938 | 0.019038 | 786.0031 | 0.0023891 | 786.0031 | 0.013679 | 621.8312 | 0.005595 | 786.0031 | 0.0055857 | 786.0031 | 0 | 780.55 | 0.011528 | 786.0031 | 0.0044594 | 624.4494 | 15.1719 | 786.0031 | 0.015051 | 786.0031 | 0.0063857 | 785.7938 | 0.018562 | 927.9237 | 0.02297 | 785.7938 | 2.1486 | 927.4758 | 0.00057972 | 927.9237 | 4.3082 | 775.569 | 0.050794
|  | 786.2402 | -0.0018998 | 786.031 | -0.0333 | 621.9511 | 0 | 786.2402 | -0.045056 | 786.031 | 0.014085 | 777.3508 | -0.010743 | 786.031 | -0.033993 | 786.2402 | 0 | 786.2402 | -0.018183 | 621.9511 | 0.011707 | 786.2402 | 0 | 786.2402 | 0.0043416 | 780.79 | -0.0014792 | 786.2402 | 0 | 624.5692 | 15.1549 | 786.2402 | 0 | 786.2402 | 0 | 786.031 | -0.025445 | 928.0917 | 0.023066 | 786.031 | 2.1742 | 927.6445 | 0 | 928.0917 | 4.3306 | 775.8002 | 0.025758
|  | 786.4773 | 0.0076086 | 786.2682 | 0.024148 | 622.071 | 0.0033405 | 786.4773 | -0.012901 | 786.2682 | -0.084489 | 777.5857 | 7.0678e-05 | 786.2682 | 0.015868 | 786.4773 | 0.015012 | 786.4773 | 0.0038065 | 622.071 | 0.016644 | 786.4773 | 0.0063663 | 786.4773 | 0 | 781.02 | -0.0080593 | 786.4773 | 0.0049464 | 624.689 | 15.133 | 786.4773 | 0.019988 | 786.4773 | 0.012914 | 786.2682 | 0.005501 | 928.2598 | 0.024075 | 786.2682 | 2.2094 | 927.8132 | 0.00057972 | 928.2598 | 4.3412 | 776.0314 | 0.039652
|  | 786.7144 | -0.021813 | 786.5054 | -0.083136 | 622.191 | 0 | 786.7144 | -0.035356 | 786.5054 | 0.031248 | 777.8205 | -0.014108 | 786.5054 | -0.03406 | 786.7144 | 0 | 786.7144 | 0.0098968 | 622.191 | 0.0067705 | 786.7144 | 0 | 786.7144 | 0.0026029 | 781.26 | 0.0029585 | 786.7144 | 0 | 624.8088 | 15.1315 | 786.7144 | 0 | 786.7144 | 0 | 786.5054 | -0.01707 | 928.4279 | 0.020087 | 786.5054 | 2.2201 | 927.9819 | 0 | 928.4279 | 4.3543 | 776.2625 | 0.028314
|  | 786.9515 | 0.0016828 | 786.7427 | 0.012087 | 622.3109 | 0.014011 | 786.9515 | -0.0080821 | 786.7427 | -0.039424 | 778.0554 | 0.012106 | 786.7427 | 0.011333 | 786.9515 | 0.022392 | 786.9515 | 0.012062 | 622.3109 | 0.013306 | 786.9515 | 0.0041428 | 786.9515 | 0 | 781.5 | 0.0051009 | 786.9515 | 0.0055929 | 624.9286 | 15.1083 | 786.9515 | 0.020198 | 786.9515 | 0.011432 | 786.7427 | 0.019449 | 928.5959 | 0.019943 | 786.7427 | 2.2614 | 928.1506 | 0.00034783 | 928.5959 | 4.3535 | 776.4937 | 0.038014
|  | 787.1886 | 0.011617 | 786.9799 | -0.032735 | 622.4308 | 0 | 787.1886 | -0.019311 | 786.9799 | -0.012683 | 778.2903 | -0.0089286 | 786.9799 | -0.034886 | 787.1886 | 0 | 787.1886 | 0.033309 | 622.4308 | 0.015422 | 787.1886 | 0 | 787.1886 | 0.0013772 | 781.74 | -0.0066822 | 787.1886 | 0 | 625.0484 | 15.1194 | 787.1886 | 0 | 787.1886 | 0 | 786.9799 | -0.0090518 | 928.764 | 0.019606 | 786.9799 | 2.2587 | 928.3193 | 0 | 928.764 | 4.3665 | 776.725 | 0.033885
|  | 787.4257 | 0.0060698 | 787.2172 | 0.0063418 | 622.5508 | 0.0081994 | 787.4257 | -0.0041304 | 787.2172 | -0.048846 | 778.5251 | -0.0015485 | 787.2172 | 0.023767 | 787.4257 | 0.028313 | 787.4257 | 0.0090804 | 622.5508 | 0.020546 | 787.4257 | 0.0049167 | 787.4257 | 0 | 781.97 | -0.007294 | 787.4257 | 0.0045913 | 625.1682 | 15.13 | 787.4257 | 0.015958 | 787.4257 | 0.010554 | 787.2172 | 0.014759 | 928.9321 | 0.019606 | 787.2172 | 2.3174 | 928.4881 | 0.0010433 | 928.9321 | 4.3744 | 776.9562 | 0.038931
|  | 787.6628 | -0.011666 | 787.4544 | -0.037755 | 622.6707 | 0 | 787.6628 | -0.027974 | 787.4544 | 0.016745 | 778.7601 | -0.0096388 | 787.4544 | -0.037607 | 787.6629 | 0 | 787.6629 | -0.0083853 | 622.6707 | 0.010109 | 787.6629 | 0 | 787.6628 | 0.0028508 | 782.21 | 0.0020403 | 787.6629 | 0 | 625.288 | 15.1564 | 787.6629 | 0 | 787.6628 | 0 | 787.4544 | -0.015736 | 929.1001 | 0.029842 | 787.4544 | 2.3195 | 928.6568 | 0 | 929.1001 | 4.3933 | 777.1874 | 0.037948
|  | 787.9 | 0.0099226 | 787.6917 | 0.0057977 | 622.7907 | 0.0068328 | 787.9 | -0.021811 | 787.6917 | -0.094055 | 778.9949 | 0.0044786 | 787.6917 | 0.020735 | 787.9 | 0.014843 | 787.9 | 0.014381 | 622.7907 | 0.015187 | 787.9 | 0.009224 | 787.9 | 0 | 782.45 | -0.0019383 | 787.9 | 0.0038168 | 625.4078 | 15.1541 | 787.9 | 0.023951 | 787.9 | 0.011361 | 787.6917 | 0.024329 | 929.2682 | 0.028064 | 787.6917 | 2.3713 | 928.8255 | 0.00057972 | 929.2682 | 4.4014 | 777.4186 | 0.045944
|  | 788.1371 | -0.022636 | 787.9289 | -0.039997 | 622.9107 | 0 | 788.1371 | -0.028195 | 787.9289 | 0.015988 | 779.2299 | -0.011754 | 787.9289 | -0.0313 | 788.1371 | 0 | 788.1371 | -0.002962 | 622.9107 | 0.013823 | 788.1371 | 0 | 788.1371 | 0.0027115 | 782.68 | -0.0080593 | 788.1371 | 0 | 625.5276 | 15.1456 | 788.1371 | 0 | 788.1372 | 0 | 787.9289 | -0.016585 | 929.4363 | 0.025277 | 787.9289 | 2.3911 | 928.9942 | 0 | 929.4363 | 4.4084 | 777.6499 | 0.042077
|  | 788.3743 | 0.023077 | 788.1662 | 0.040613 | 623.0307 | 0.0074402 | 788.3743 | 0.012844 | 788.1662 | -0.027578 | 779.4648 | 0.0026377 | 788.1662 | 0.017303 | 788.3743 | 0.013832 | 788.3743 | 0.031579 | 623.0307 | 0.0098736 | 788.3743 | 0.0043782 | 788.3743 | 0 | 782.92 | 0.0046418 | 788.3743 | 0.0055803 | 625.6474 | 15.1075 | 788.3743 | 0.013667 | 788.3743 | 0.0075511 | 788.1662 | 0.006263 | 929.6044 | 0.018934 | 788.1662 | 2.4592 | 929.1629 | 0.00081146 | 929.6044 | 4.4047 | 777.8811 | 0.042405
|  | 788.6115 | 0.0025936 | 788.4035 | -0.018494 | 623.1507 | 0 | 788.6115 | -0.0024963 | 788.4035 | 0.045999 | 779.6997 | -0.0070624 | 788.4035 | -0.031884 | 788.6115 | 0 | 788.6115 | 0.023057 | 623.1507 | 0.0062063 | 788.6115 | 0 | 788.6115 | 0.0022202 | 783.16 | -0.0057639 | 788.6115 | 0 | 625.7672 | 15.0682 | 788.6115 | 0 | 788.6114 | 0 | 788.4035 | -0.018173 | 929.7725 | 0.033302 | 788.4035 | 2.4868 | 929.3317 | 0 | 929.7725 | 4.4105 | 778.1124 | 0.041029
|  | 788.8486 | 0.031297 | 788.6408 | 0.0094722 | 623.2707 | 0.010771 | 788.8486 | 0.025967 | 788.6408 | -0.04948 | 779.9346 | 0.0044155 | 788.6408 | 0.02239 | 788.8487 | 0.0060752 | 788.8487 | 0.019689 | 623.2707 | 0.0077108 | 788.8487 | 0.0064658 | 788.8486 | 0 | 783.4 | 0.0057129 | 788.8487 | 0.0071408 | 625.887 | 14.9936 | 788.8487 | 0.01249 | 788.8486 | 0.0082298 | 788.6408 | 0.018049 | 929.9405 | 0.030419 | 788.6408 | 2.5032 | 929.5004 | 0.00081146 | 929.9405 | 4.4211 | 778.3436 | 0.041881
|  | 789.0858 | 0.0063207 | 788.8781 | -0.059853 | 623.3907 | 0 | 789.0858 | -0.021204 | 788.8781 | 0.00049149 | 780.1696 | -0.018829 | 788.8781 | -0.0401 | 789.0858 | 0 | 789.0858 | 0.00026752 | 623.3907 | 0.0074287 | 789.0858 | 0 | 789.0858 | 0.0015216 | 783.63 | -0.0046928 | 789.0858 | 0 | 626.0068 | 14.928 | 789.0858 | 0 | 789.0858 | 0 | 788.8781 | -0.0020887 | 930.1086 | 0.022538 | 788.8781 | 2.542 | 929.6691 | 0 | 930.1086 | 4.4433 | 778.5749 | 0.022218
|  | 789.3231 | 0.0029107 | 789.1154 | -0.011382 | 623.5107 | 0.00577 | 789.3231 | -0.014856 | 789.1154 | -0.069725 | 780.4045 | 0.011679 | 789.1154 | 0.015987 | 789.323 | 0.021121 | 789.323 | -0.0067439 | 623.5107 | 0.016503 | 789.323 | 0.0058433 | 789.3231 | 0 | 783.87 | 0.0073959 | 789.323 | 0.0034855 | 626.1267 | 14.8496 | 789.323 | 0.02363 | 789.3231 | 0.0059653 | 789.1154 | 0.009323 | 930.2767 | 0.025373 | 789.1154 | 2.6049 | 929.8379 | 0.00081146 | 930.2767 | 4.459 | 778.8062 | 0.043519
|  | 789.5602 | -0.014796 | 789.3528 | 0.010929 | 623.6307 | 0 | 789.5602 | -0.028748 | 789.3528 | 0.013921 | 780.6395 | -0.0043285 | 789.3528 | -0.030426 | 789.5602 | 0 | 789.5602 | 0.015236 | 623.6307 | 0.012224 | 789.5602 | 0 | 789.5602 | 0.0024687 | 784.11 | 0.013517 | 789.5602 | 0 | 626.2465 | 14.8209 | 789.5602 | 0 | 789.5602 | 0 | 789.3528 | -0.014994 | 930.4448 | 0.032677 | 789.3528 | 2.6033 | 930.0066 | 0 | 930.4448 | 4.4781 | 779.0375 | 0.0369
|  | 789.7974 | 0.032362 | 789.5901 | -0.00081468 | 623.7508 | 0.012259 | 789.7974 | 0.0098587 | 789.5901 | -0.041959 | 780.8745 | 0.0035092 | 789.5901 | 0.013704 | 789.7975 | 0.026285 | 789.7975 | 0.01442 | 623.7508 | 0.0065354 | 789.7975 | 0.0019971 | 789.7974 | 0 | 784.34 | -0.00025504 | 789.7975 | 0.0078844 | 626.3663 | 14.7963 | 789.7975 | 0.015008 | 789.7974 | 0.0089263 | 789.5901 | 0.01659 | 930.6129 | 0.02619 | 789.5901 | 2.6394 | 930.1753 | 0.00034783 | 930.6129 | 4.4914 | 779.2688 | 0.039849
|  | 790.0347 | 0.0005976 | 789.8274 | -0.032228 | 623.8708 | 0 | 790.0347 | -0.012055 | 789.8274 | 0.016568 | 781.1095 | -0.012008 | 789.8274 | -0.034976 | 790.0347 | 0 | 790.0347 | -0.013316 | 623.8708 | 0.014763 | 790.0347 | 0 | 790.0347 | 0.0022523 | 784.58 | -0.0017853 | 790.0347 | 0 | 626.4861 | 14.8095 | 790.0347 | 0 | 790.0347 | 0 | 789.8274 | -0.024776 | 930.781 | 0.019943 | 789.8274 | 2.6795 | 930.3441 | 0 | 930.781 | 4.5142 | 779.5001 | 0.039194
|  | 790.2719 | 0.020055 | 790.0648 | -0.0057961 | 623.9908 | 0.0027331 | 790.2719 | -0.011656 | 790.0648 | -0.0099597 | 781.3445 | 0.0034704 | 790.0648 | 0.020204 | 790.2719 | 0.015835 | 790.2719 | 0.029674 | 623.9908 | 0.012271 | 790.2719 | 0.002292 | 790.2719 | 0 | 784.82 | -0.0007141 | 790.2719 | 0.0062846 | 626.606 | 14.779 | 790.2719 | 0.018254 | 790.2719 | 0.0066043 | 790.0648 | 0.015039 | 930.9491 | 0.024748 | 790.0648 | 2.7128 | 930.5128 | 0.00081146 | 930.9491 | 4.5308 | 779.7314 | 0.033098
|  | 790.5092 | 0.0064688 | 790.3021 | -0.029812 | 624.1109 | 0 | 790.5092 | -0.05021 | 790.3021 | -0.024975 | 781.5795 | -0.017474 | 790.3021 | -0.034208 | 790.5091 | 0 | 790.5091 | 0.0042895 | 624.1109 | 0.012366 | 790.5091 | 0 | 790.5092 | 0.0033908 | 785.06 | -0.0030095 | 790.5091 | 0 | 626.7258 | 14.7204 | 790.5091 | 0 | 790.5092 | 0 | 790.3021 | -0.028793 | 931.1172 | 0.022826 | 790.3021 | 2.7447 | 930.6816 | 0 | 931.1172 | 4.5492 | 779.9627 | 0.036965
|  | 790.7464 | 0.018902 | 790.5395 | 0.0051395 | 624.231 | 0.01655 | 790.7464 | 0.0023822 | 790.5395 | -0.048824 | 781.8145 | 0.011651 | 790.5395 | 0.018435 | 790.7464 | 0.016362 | 790.7464 | -0.001503 | 624.231 | 0.008134 | 790.7464 | 0.0073675 | 790.7464 | 0 | 785.29 | 0.0043357 | 790.7464 | 0.0035866 | 626.8456 | 14.6003 | 790.7464 | 0.012896 | 790.7464 | 0.0096066 | 790.5395 | 0.012579 | 931.2853 | 0.024988 | 790.5395 | 2.8323 | 930.8503 | 0.00081146 | 931.2853 | 4.5605 | 780.194 | 0.050467
|  | 790.9836 | -0.035519 | 790.7769 | -0.040331 | 624.351 | 0 | 790.9836 | -0.025963 | 790.7769 | 0.033456 | 782.0495 | -0.0062808 | 790.7769 | -0.035533 | 790.9836 | 0 | 790.9836 | -0.0081564 | 624.351 | 0.00075644 | 790.9836 | 0 | 790.9836 | 0.00096273 | 785.53 | -0.0040807 | 790.9836 | 0 | 626.9655 | 14.4993 | 790.9836 | 0 | 790.9836 | 0 | 790.7769 | -0.024999 | 931.4534 | 0.021048 | 790.7769 | 2.7987 | 931.0191 | 0 | 931.4534 | 4.5781 | 780.4254 | 0.035982
|  | 791.2209 | 0.042286 | 791.0142 | -0.011445 | 624.4711 | 0.012872 | 791.2209 | -0.001966 | 791.0142 | -0.079032 | 782.2845 | -0.0014639 | 791.0142 | 0.017337 | 791.2209 | 0.030411 | 791.2209 | 0.021344 | 624.4711 | 0.0050308 | 791.2209 | 0.00124 | 791.2209 | 0 | 785.77 | -0.0019383 | 791.2209 | 0.001311 | 627.0853 | 14.3875 | 791.2209 | 0.021019 | 791.2209 | 0.0092806 | 791.0142 | 0.018084 | 931.6214 | 0.019606 | 791.0142 | 2.8657 | 931.1878 | 0.00057972 | 931.6214 | 4.5932 | 780.6567 | 0.035982
|  | 791.4582 | -0.014954 | 791.2516 | -0.03118 | 624.5912 | 0 | 791.4582 | -0.053151 | 791.2516 | 0.017281 | 782.5195 | -0.0065779 | 791.2516 | -0.040206 | 791.4582 | 0 | 791.4582 | -0.014445 | 624.5912 | 0.0062063 | 791.4582 | 0 | 791.4582 | 0.0016279 | 786 | -0.012803 | 791.4582 | 0 | 627.2051 | 14.2904 | 791.4582 | 0 | 791.4582 | 0 | 791.2516 | -0.017556 | 931.7895 | 0.029121 | 791.2516 | 2.8858 | 931.3566 | 0 | 931.7895 | 4.612 | 780.8881 | 0.038866
|  | 791.6955 | 0.026325 | 791.489 | 0.0075794 | 624.7113 | 0.010333 | 791.6955 | -0.020634 | 791.489 | -0.078258 | 782.7546 | 0.0017161 | 791.489 | 0.01264 | 791.6955 | 0 | 791.6955 | 0.0065537 | 624.7113 | 0.01119 | 791.6955 | 0.0012016 | 791.6955 | 0 | 786.24 | -0.0039276 | 791.6955 | 0.0048509 | 627.325 | 14.162 | 791.6955 | 0.0051365 | 791.6955 | 0.0082951 | 791.489 | 0.016487 | 931.9576 | 0.031284 | 791.489 | 2.9587 | 931.5253 | 0.00034783 | 931.9576 | 4.6179 | 781.1195 | 0.041029
|  | 791.9327 | 0.0042871 | 791.7264 | -0.0082393 | 624.8314 | 0 | 791.9327 | -0.025853 | 791.7264 | -0.018721 | 782.9896 | -0.0086499 | 791.7264 | -0.032579 | 791.9328 | 0 | 791.9328 | 0.021989 | 624.8314 | 0.0086512 | 791.9328 | 0 | 791.9327 | 0.0039583 | 786.48 | -0.007294 | 791.9328 | 0 | 627.4448 | 14.0607 | 791.9328 | 0 | 791.9327 | 0 | 791.7264 | -0.0074787 | 932.1258 | 0.021192 | 791.7264 | 3.0076 | 931.6941 | 0 | 932.1258 | 4.6258 | 781.3508 | 0.033623
|  | 792.17 | 0.0007488 | 791.9638 | 0.0021413 | 624.9515 | 0.0083512 | 792.17 | -0.0036976 | 791.9638 | -0.035548 | 783.2247 | 0.0068762 | 791.9638 | 0.018024 | 792.1701 | 0.010695 | 792.1701 | 0.036463 | 624.9515 | 0.0074287 | 792.1701 | 0.0029409 | 792.17 | 0 | 786.72 | 0.0078554 | 792.1701 | 0.0086872 | 627.5647 | 13.9528 | 792.1701 | 0.013061 | 792.17 | 0.0078782 | 791.9638 | 0.02299 | 932.2939 | 0.020808 | 791.9638 | 3.0003 | 931.8629 | 0.00081146 | 932.2939 | 4.6226 | 781.5822 | 0.041684
|  | 792.4073 | 0.0046356 | 792.2013 | -0.044167 | 625.0716 | 0 | 792.4073 | -0.034739 | 792.2013 | 0.016264 | 783.4598 | -0.0091424 | 792.2013 | -0.040329 | 792.4074 | 0 | 792.4074 | 0.014358 | 625.0716 | 0.0061122 | 792.4074 | 0 | 792.4073 | 0.0010277 | 786.95 | 0.0012752 | 792.4074 | 0 | 627.6845 | 13.8637 | 792.4074 | 0 | 792.4073 | 0 | 792.2012 | -0.016825 | 932.462 | 0.024412 | 792.2013 | 3.0205 | 932.0316 | 0 | 932.462 | 4.6266 | 781.8136 | 0.025233
|  | 792.6447 | 0.034414 | 792.4387 | -0.0099916 | 625.1918 | 0.01366 | 792.6447 | 0.0082632 | 792.4387 | -0.073171 | 783.6948 | 0.0052311 | 792.4387 | 0.015291 | 792.6447 | 0.0058586 | 792.6447 | 0.025612 | 625.1918 | 0.014387 | 792.6447 | 0 | 792.6447 | 0 | 787.19 | 0.00096913 | 792.6447 | 0.0069688 | 627.8044 | 13.7373 | 792.6447 | 0.011901 | 792.6447 | 0.0064999 | 792.4387 | 0.020374 | 932.6301 | 0.029409 | 792.4387 | 3.1266 | 932.2004 | 0.0012752 | 932.6301 | 4.6216 | 782.045 | 0.035523
|  | 792.882 | -0.027212 | 792.6761 | -0.056604 | 625.3119 | 0 | 792.882 | -0.028251 | 792.6761 | 0.043569 | 783.9299 | -0.0038192 | 792.6761 | -0.040869 | 792.882 | 0 | 792.882 | -0.022199 | 625.3119 | 0.0020912 | 792.882 | 0 | 792.882 | 0.00032778 | 787.43 | -0.0069881 | 792.882 | 0 | 627.9242 | 13.6338 | 792.882 | 0 | 792.882 | 0 | 792.6761 | -0.024776 | 932.7982 | 0.018741 | 792.6761 | 3.1185 | 932.3692 | 0 | 932.7982 | 4.6251 | 782.2764 | 0.029493
|  | 793.1193 | -0.0050607 | 792.9136 | -0.029882 | 625.4321 | 0.01366 | 793.1193 | 0.019702 | 792.9136 | -0.0839 | 784.165 | 0.0025273 | 792.9136 | 0.011613 | 793.1194 | 0.023118 | 793.1194 | -0.020793 | 625.4321 | 0.010109 | 793.1194 | 0.0036474 | 793.1193 | 0 | 787.67 | 0.0012752 | 793.1194 | 0.0056833 | 628.0441 | 13.4936 | 793.1194 | 0.0087036 | 793.1193 | 0.0073615 | 792.9136 | 0.019619 | 932.9663 | 0.024171 | 792.9136 | 3.1346 | 932.538 | 0.00081146 | 932.9663 | 4.6221 | 782.5077 | 0.031656
|  | 793.3567 | -0.017908 | 793.151 | -0.0017633 | 625.5522 | 0 | 793.3567 | 0.001696 | 793.151 | -0.023937 | 784.4001 | -0.0013672 | 793.151 | -0.03201 | 793.3567 | 0 | 793.3567 | -0.0081559 | 625.5522 | 0.0062063 | 793.3567 | 0 | 793.3567 | 0.0011735 | 787.9 | 0.0011222 | 793.3567 | 0 | 628.1639 | 13.3611 | 793.3567 | 0 | 793.3567 | 0 | 793.151 | -0.017913 | 933.1344 | 0.025421 | 793.151 | 3.2116 | 932.7067 | 0 | 933.1344 | 4.6307 | 782.7392 | 0.022022
|  | 793.5941 | 0.033819 | 793.3885 | -0.00096248 | 625.6724 | 0.009282 | 793.5941 | -0.0082068 | 793.3885 | -0.048571 | 784.6352 | 0.00757 | 793.3885 | 0.022264 | 793.5941 | 0.027431 | 793.5941 | 0.032199 | 625.6724 | 0.013071 | 793.5941 | 0.0054806 | 793.5941 | 0 | 788.14 | -0.00056109 | 793.5941 | 0.0032013 | 628.2838 | 13.1839 | 793.5941 | 0.01764 | 793.5941 | 0.0037474 | 793.3885 | 0.017026 | 933.3025 | 0.021528 | 793.3885 | 3.2743 | 932.8755 | 0.00057972 | 933.3025 | 4.632 | 782.9706 | 0.04057
|  | 793.8314 | -0.028457 | 793.6259 | -0.041225 | 625.7925 | 0 | 793.8314 | -0.039521 | 793.6259 | 0.036956 | 784.8703 | -0.0081353 | 793.6259 | -0.03202 | 793.8314 | 0 | 793.8314 | 0.0072439 | 625.7925 | 0.0087452 | 793.8314 | 0 | 793.8314 | 0.0028406 | 788.38 | -0.0020913 | 793.8314 | 0 | 628.4036 | 13.0402 | 793.8314 | 0 | 793.8314 | 0 | 793.6259 | -0.01796 | 933.4706 | 0.02321 | 793.6259 | 3.293 | 933.0443 | 0 | 933.4706 | 4.6406 | 783.202 | 0.031984
|  | 794.0688 | 0.025126 | 793.8634 | -0.016272 | 625.9127 | 0.017163 | 794.0688 | -0.011584 | 793.8634 | -0.05224 | 785.1055 | 0.0052444 | 793.8634 | 0.018868 | 794.0688 | 0.0080168 | 794.0688 | 0.0046022 | 625.9127 | 0.013588 | 794.0688 | 0.004336 | 794.0688 | 0 | 788.61 | -0.0027035 | 794.0688 | 0.0072296 | 628.5235 | 12.8867 | 794.0688 | 0.0086142 | 794.0688 | 0.0081064 | 793.8634 | 0.019779 | 933.6388 | 0.020712 | 793.8634 | 3.2978 | 933.2131 | 0.00057972 | 933.6388 | 4.6424 | 783.4335 | 0.026741
|  | 794.3062 | 0.0059895 | 794.1009 | -0.036821 | 626.0329 | 0 | 794.3062 | -0.021273 | 794.1009 | -0.0099255 | 785.3406 | -0.00589 | 794.1009 | -0.028816 | 794.3062 | 0 | 794.3062 | -0.0067307 | 626.0329 | 0.011989 | 794.3062 | 0 | 794.3062 | 0.0021453 | 788.85 | -0.0039276 | 794.3062 | 0 | 628.6434 | 12.7623 | 794.3062 | 0 | 794.3062 | 0 | 794.1009 | -0.017577 | 933.8069 | 0.021865 | 794.1009 | 3.3676 | 933.3819 | 0 | 933.8069 | 4.6504 | 783.6649 | 0.02425
|  | 794.5436 | 0.0055617 | 794.3384 | -0.0022284 | 626.1531 | 0.012434 | 794.5436 | 0.007807 | 794.3384 | -0.046029 | 785.5757 | -0.00043384 | 794.3384 | 0.012236 | 794.5436 | 0.036914 | 794.5436 | 0.031075 | 626.1531 | 0.012271 | 794.5436 | 0.0030166 | 794.5436 | 0 | 789.09 | 0.00096913 | 794.5436 | 0.000608 | 628.7632 | 12.5937 | 794.5436 | 0.0099978 | 794.5436 | 0.0088363 | 794.3384 | 0.020801 | 933.975 | 0.04075 | 794.3384 | 3.4238 | 933.5507 | 0.00081146 | 933.975 | 4.6564 | 783.8964 | 0.028445
|  | 794.7809 | -0.005172 | 794.5759 | -0.007353 | 626.2733 | 0 | 794.7809 | -0.041662 | 794.5759 | -0.013369 | 785.8109 | -0.007885 | 794.5759 | -0.038229 | 794.781 | 0 | 794.781 | -0.029894 | 626.2733 | 0.0088862 | 794.781 | 0 | 794.7809 | 0.00042547 | 789.33 | -0.0051518 | 794.781 | 0 | 628.8831 | 12.4332 | 794.781 | 0 | 794.7809 | 0 | 794.5759 | -0.011459 | 934.1431 | 0.027727 | 794.5759 | 3.4339 | 933.7195 | 0 | 934.1431 | 4.6662 | 784.1278 | 0.019924
|  | 795.0184 | -0.0083377 | 794.8134 | -0.022726 | 626.3935 | 0.013398 | 795.0184 | 0.03547 | 794.8134 | -0.058456 | 786.046 | -0.00053383 | 794.8134 | 0.02193 | 795.0184 | 0.010296 | 795.0184 | 0.041835 | 626.3935 | 0.016503 | 795.0184 | 0.0013161 | 795.0184 | 0 | 789.56 | -0.0023974 | 795.0184 | 0.006654 | 629.003 | 12.2285 | 795.0184 | 0.014051 | 795.0184 | 0.011842 | 794.8134 | 0.010052 | 934.3112 | 0.033206 | 794.8134 | 3.5126 | 933.8883 | 0.00081146 | 934.3112 | 4.6694 | 784.3593 | 0.031263
|  | 795.2558 | 0.010291 | 795.0509 | -0.042731 | 626.5137 | 0 | 795.2558 | -0.027571 | 795.0509 | 0.0090471 | 786.2812 | -0.013692 | 795.0509 | -0.028505 | 795.2558 | 0 | 795.2558 | -0.033661 | 626.5137 | 0.0044939 | 795.2558 | 0 | 795.2558 | 0.0016422 | 789.8 | -0.0053048 | 795.2558 | 0 | 629.1228 | 12.0377 | 795.2558 | 0 | 795.2558 | 0 | 795.0509 | -0.013893 | 934.4794 | 0.028544 | 795.0509 | 3.5527 | 934.0571 | 0 | 934.4794 | 4.6757 | 784.5908 | 0.040111
|  | 795.4932 | 0.0095348 | 795.2884 | 0.018509 | 626.6339 | 0.016813 | 795.4932 | 0.012331 | 795.2884 | -0.034679 | 786.5164 | 0.0068697 | 795.2884 | 0.02233 | 795.4932 | 0.019528 | 795.4932 | 0.013364 | 626.6339 | 0.014387 | 795.4932 | 0.0023757 | 795.4932 | 0 | 790.04 | -0.0085181 | 795.4932 | 0.0072129 | 629.2427 | 11.8212 | 795.4932 | 0.024891 | 795.4932 | 0.0086683 | 795.2885 | 0.017893 | 934.6475 | 0.02249 | 795.2884 | 3.6035 | 934.2259 | 0.00034783 | 934.6475 | 4.6796 | 784.8223 | 0.031263
|  | 795.7307 | -0.021468 | 795.526 | -0.010235 | 626.7542 | 0 | 795.7307 | -0.031883 | 795.526 | 0.027647 | 786.7516 | -0.0062975 | 795.526 | -0.029882 | 795.7306 | 0 | 795.7306 | -0.0089985 | 626.7542 | 0.005548 | 795.7306 | 0 | 795.7307 | 0.0013616 | 790.28 | -0.0031625 | 795.7306 | 0 | 629.3626 | 11.6265 | 795.7306 | 0 | 795.7306 | 0 | 795.526 | -0.012706 | 934.8156 | 0.023883 | 795.526 | 3.6163 | 934.3947 | 0 | 934.8156 | 4.6942 | 785.0538 | 0.021235
|  | 795.9681 | -0.0086039 | 795.7635 | -0.015552 | 626.8744 | 0.009282 | 795.9681 | 0.015704 | 795.7635 | -0.025666 | 786.9868 | 0.0074933 | 795.7635 | 0.013808 | 795.9681 | 0.0063576 | 795.9681 | 0.024758 | 626.8744 | 0.014904 | 795.9681 | 0.002416 | 795.9681 | 0 | 790.51 | -0.00040807 | 795.9681 | 0.0030806 | 629.4825 | 11.4155 | 795.9681 | 0.010408 | 795.9681 | 0.0030359 | 795.7635 | 0.0042463 | 934.9838 | 0.020375 | 795.7635 | 3.6634 | 934.5635 | 0.00081146 | 934.9838 | 4.7035 | 785.2853 | 0.042995
|  | 796.2055 | -0.0048063 | 796.0011 | -0.0082111 | 626.9947 | 0 | 796.2055 | -0.031105 | 796.0011 | 0.067565 | 787.222 | -0.0093697 | 796.0011 | -0.032944 | 796.2055 | 0 | 796.2055 | -0.028115 | 626.9947 | 0.0071466 | 796.2055 | 0 | 796.2055 | 0.0033953 | 790.75 | 0.0011222 | 796.2055 | 0 | 629.6024 | 11.2274 | 796.2055 | 0 | 796.2055 | 0 | 796.0011 | -0.016796 | 935.1519 | 0.027103 | 796.0011 | 3.7825 | 934.7323 | 0 | 935.1519 | 4.7134 | 785.5168 | 0.034475
|  | 796.443 | 0.011009 | 796.2386 | 0.025958 | 627.1149 | 0.013835 | 796.443 | -0.012784 | 796.2386 | -0.063376 | 787.4572 | 0.0057372 | 796.2386 | 0.019269 | 796.443 | 0.019466 | 796.443 | 0.023715 | 627.1149 | 0.0095915 | 796.443 | 0.0033539 | 796.443 | 0 | 790.99 | -0.007294 | 796.443 | 0.0050912 | 629.7222 | 11.0073 | 796.443 | 0.013527 | 796.443 | 0.0077526 | 796.2386 | 0.031026 | 935.32 | 0.022393 | 796.2386 | 3.7889 | 934.9011 | 0.00081146 | 935.32 | 4.7113 | 785.7483 | 0.03513
|  | 796.6804 | -0.0080269 | 796.4762 | -0.038808 | 627.2352 | 0 | 796.6804 | -0.021033 | 796.4762 | 0.032434 | 787.6924 | -0.011729 | 796.4762 | -0.037362 | 796.6804 | 0 | 796.6804 | 0.016291 | 627.2352 | 0.017961 | 796.6804 | 0 | 796.6804 | 0.0026878 | 791.23 | -0.0042337 | 796.6804 | 0 | 629.8421 | 10.8004 | 796.6804 | 0 | 796.6804 | 0 | 796.4762 | -0.010185 | 935.4882 | 0.025613 | 796.4762 | 3.8343 | 935.0699 | 0 | 935.4882 | 4.7084 | 785.9798 | 0.026151
|  | 796.9179 | 0.012827 | 796.7138 | -0.0088379 | 627.3555 | 0.0089317 | 796.9179 | 0.022051 | 796.7138 | -0.043908 | 787.9276 | 0.002142 | 796.7138 | 0.020238 | 796.9179 | 0.034721 | 796.9179 | 0.021311 | 627.3555 | 0.01561 | 796.9179 | 0.0038887 | 796.9179 | 0 | 791.46 | -0.00010202 | 796.9179 | 0.0062284 | 629.962 | 10.5663 | 796.9179 | 0.018966 | 796.9179 | 0.012521 | 796.7138 | 0.033704 | 935.6563 | 0.027631 | 796.7138 | 3.8886 | 935.2388 | 0.00081146 | 935.6563 | 4.7026 | 786.2113 | 0.033491
|  | 797.1554 | -0.0075969 | 796.9514 | -0.0096644 | 627.4757 | 0 | 797.1554 | -0.052597 | 796.9514 | 0.0167 | 788.1628 | -0.0070738 | 796.9514 | -0.030542 | 797.1554 | 0 | 797.1554 | -0.010831 | 627.4757 | 0.008087 | 797.1554 | 0 | 797.1554 | 0.0024031 | 791.7 | 0.00081613 | 797.1554 | 0 | 630.0819 | 10.3527 | 797.1554 | 0 | 797.1554 | 0 | 796.9514 | -0.031249 | 935.8244 | 0.021288 | 796.9514 | 3.9023 | 935.4076 | 0 | 935.8244 | 4.7089 | 786.4429 | 0.031394
|  | 797.3929 | -0.01384 | 797.1889 | 0.019255 | 627.596 | 0.011997 | 797.3929 | -0.0012389 | 797.1889 | -0.040703 | 788.3981 | 0.0051847 | 797.1889 | 0.02553 | 797.3929 | 0.021472 | 797.3929 | 0.030665 | 627.596 | 0.0042482 | 797.3929 | 0.0061216 | 797.3929 | 0 | 791.94 | 0.0017343 | 797.3929 | 0.0078905 | 630.2018 | 10.1169 | 797.3929 | 0.015017 | 797.3929 | 0.0073564 | 797.1889 | 0.01783 | 935.9926 | 0.020039 | 797.1889 | 3.9491 | 935.5764 | 0.00081146 | 935.9926 | 4.7131 | 786.6744 | 0.038014
|  | 797.6304 | -0.032645 | 797.4265 | -0.067956 | 627.7163 | 0 | 797.6304 | 0.0016608 | 797.4265 | 0.010552 | 788.6334 | -0.0078267 | 797.4265 | -0.038089 | 797.6304 | 0 | 797.6304 | -0.0018015 | 627.7163 | 0.0056891 | 797.6304 | 0 | 797.6304 | 0.00060064 | 792.17 | -0.0025504 | 797.6304 | 0 | 630.3217 | 9.8841 | 797.6304 | 0 | 797.6304 | 0 | 797.4265 | -0.024329 | 936.1607 | 0.018309 | 797.4265 | 3.998 | 935.7453 | 0 | 936.1607 | 4.7237 | 786.9059 | 0.028969
|  | 797.8679 | 0.030499 | 797.6641 | -0.049733 | 627.8366 | 0.01655 | 797.8679 | -0.013284 | 797.6641 | -0.072119 | 788.8686 | 0.0052889 | 797.6641 | 0.013723 | 797.8679 | 0.019094 | 797.8679 | -0.0035617 | 627.8366 | 0.0043816 | 797.8679 | 0.0039513 | 797.8679 | 0 | 792.41 | 0.010304 | 797.8679 | 0.002648 | 630.4416 | 9.6262 | 797.8679 | 0.019046 | 797.8679 | 0.0073362 | 797.6641 | 0.0086155 | 936.3289 | 0.029073 | 797.6641 | 4.0875 | 935.9141 | 0.00057972 | 936.3289 | 4.7278 | 787.1375 | 0.043913
|  | 798.1054 | -0.012018 | 797.9018 | -0.027161 | 627.957 | 0 | 798.1054 | -0.020277 | 797.9018 | 0.011968 | 789.1039 | -0.018475 | 797.9018 | -0.033301 | 798.1054 | 0 | 798.1054 | -0.0085953 | 627.957 | 0.00075644 | 798.1054 | 0 | 798.1054 | 0 | 792.65 | -0.011732 | 798.1054 | 0 | 630.5615 | 9.3896 | 798.1054 | 0 | 798.1054 | 0 | 797.9018 | -0.021214 | 936.497 | 0.013696 | 797.9018 | 4.1307 | 936.0829 | 0 | 936.497 | 4.7412 | 787.3691 | 0.030608
|  | 798.343 | 0.047683 | 798.1394 | -0.012778 | 628.0773 | 0.01655 | 798.343 | -0.013986 | 798.1394 | -0.061399 | 789.3392 | 0.0050846 | 798.1394 | 0.013029 | 798.343 | 0.019579 | 798.343 | -0.0043993 | 628.0773 | 0.010673 | 798.343 | 0.00562 | 798.343 | 0 | 792.89 | -0.0092835 | 798.343 | 0.0045181 | 630.6814 | 9.1451 | 798.343 | 0.013286 | 798.343 | 0.010047 | 798.1394 | 0.01574 | 936.6652 | 0.022393 | 798.1394 | 4.1654 | 936.2518 | 0.00057972 | 936.6652 | 4.7575 | 787.6007 | 0.03939
|  | 798.5805 | -0.01067 | 798.377 | -0.049242 | 628.1976 | 0 | 798.5805 | -0.018264 | 798.377 | 0.011361 | 789.5745 | -0.0090917 | 798.377 | -0.043747 | 798.5805 | 0 | 798.5805 | -0.050716 | 628.1976 | 0.0043605 | 798.5805 | 0 | 798.5805 | 0.0038898 | 793.12 | 0.0028055 | 798.5805 | 0 | 630.8013 | 8.9285 | 798.5805 | 0 | 798.5805 | 0 | 798.377 | -0.029686 | 936.8333 | 0.022538 | 798.377 | 4.2268 | 936.4206 | 0 | 936.8333 | 4.7827 | 787.8323 | 0.032967
|  | 798.8181 | 0.026962 | 798.6147 | 0.024825 | 628.318 | 0.015324 | 798.8181 | 0.0017995 | 798.6147 | -0.051547 | 789.8098 | 0.0085873 | 798.6147 | 0.022767 | 798.818 | 0.043953 | 798.818 | 0.032006 | 628.318 | 0.0043816 | 798.818 | 0.0047842 | 798.8181 | 0 | 793.36 | 0.0095384 | 798.818 | 0.0021875 | 630.9212 | 8.6969 | 798.818 | 0.014032 | 798.818 | 0.012169 | 798.6146 | 0.023437 | 937.0015 | 0.016483 | 798.6147 | 4.3201 | 936.5894 | 0.00057972 | 937.0015 | 4.7996 | 788.0638 | 0.019007
|  | 799.0556 | -0.017672 | 798.8523 | -0.022971 | 628.4383 | 0 | 799.0556 | -0.0031824 | 798.8523 | 0.01354 | 790.045 | -0.0034257 | 798.8523 | -0.035158 | 799.0556 | 0 | 799.0556 | -0.0078241 | 628.4383 | 0.0077108 | 799.0556 | 0 | 799.0556 | 0.003289 | 793.6 | -0.0053048 | 799.0556 | 0 | 631.0411 | 8.4881 | 799.0556 | 0 | 799.0556 | 0 | 798.8523 | -0.031472 | 937.1696 | 0.020615 | 798.8523 | 4.2992 | 936.7583 | 0 | 937.1696 | 4.8082 | 788.2955 | 0.026806
|  | 799.2932 | -0.00055818 | 799.09 | 0.029832 | 628.5587 | 0.016725 | 799.2932 | 0.0073687 | 799.09 | -0.098553 | 790.2804 | 0.0063211 | 799.09 | 0.019327 | 799.2932 | 0.013531 | 799.2932 | -0.00054515 | 628.5587 | 0.0058301 | 799.2932 | 0.0075116 | 799.2932 | 0 | 793.84 | 0.0067842 | 799.2932 | 0.0033104 | 631.161 | 8.2674 | 799.2932 | 0.023296 | 799.2931 | 0.0064595 | 799.09 | 0.010118 | 937.3378 | 0.027439 | 799.09 | 4.4206 | 936.9271 | 0.00081146 | 937.3378 | 4.8011 | 788.5271 | 0.029035
|  | 799.5308 | -0.034022 | 799.3276 | -0.069151 | 628.679 | 0 | 799.5308 | -0.030148 | 799.3276 | 0.031131 | 790.5157 | -0.01618 | 799.3276 | -0.038172 | 799.5307 | 0 | 799.5307 | 0.021622 | 628.679 | 0.0087452 | 799.5307 | 0 | 799.5308 | 0.0009919 | 794.07 | -0.0007141 | 799.5307 | 0 | 631.2809 | 8.0633 | 799.5307 | 0 | 799.5308 | 0 | 799.3276 | -0.023437 | 937.5059 | 0.019078 | 799.3276 | 4.4395 | 937.096 | 0 | 937.5059 | 4.7968 | 788.7587 | 0.032771
|  | 799.7683 | 0.045901 | 799.5653 | 0.013538 | 628.7994 | 0.015149 | 799.7683 | -0.041883 | 799.5653 | -0.027632 | 790.751 | 0.008002 | 799.5653 | 0.020804 | 799.7683 | 0.024624 | 799.7683 | -0.016756 | 628.7994 | 0.01387 | 799.7683 | 0.0045144 | 799.7683 | 0 | 794.31 | 0.0057129 | 799.7683 | 0.0010886 | 631.4008 | 7.8473 | 799.7683 | 0.015387 | 799.7683 | 0.011683 | 799.5653 | 0.011044 | 937.6741 | 0.025757 | 799.5653 | 4.5127 | 937.2648 | 0.00081146 | 937.6741 | 4.793 | 788.9903 | 0.03513
|  | 800.0059 | 0.011531 | 799.803 | -0.024066 | 628.9198 | 0 | 800.0059 | -0.039873 | 799.803 | -0.013672 | 790.9864 | -0.010545 | 799.803 | -0.02963 | 800.0059 | 0 | 800.0059 | 0.0005299 | 628.9198 | 0.005407 | 800.0059 | 0 | 800.0059 | 0.0016002 | 794.55 | -0.0057639 | 800.0059 | 0 | 631.5207 | 7.6546 | 800.0059 | 0 | 800.0059 | 0 | 799.803 | -0.018832 | 937.8422 | 0.018645 | 799.803 | 4.5281 | 937.4337 | 0 | 937.8422 | 4.7998 | 789.2219 | 0.030804
|  | 800.2435 | 0.033364 | 800.0406 | 0.021418 | 629.0402 | 0.018564 | 800.2435 | 0.032014 | 800.0406 | -0.050896 | 791.2217 | 0 | 800.0406 | 0.014972 | 800.2435 | 0.01625 | 800.2435 | -0.0025538 | 629.0402 | 0.0043816 | 800.2435 | 0.0019906 | 800.2435 | 0 | 794.79 | 0.0026524 | 800.2435 | 0.0023104 | 631.6407 | 7.4585 | 800.2435 | 0.0094583 | 800.2435 | 0.010766 | 800.0407 | 0.016788 | 938.0104 | 0.020471 | 800.0406 | 4.6115 | 937.6026 | 0.00034783 | 938.0104 | 4.8026 | 789.4536 | 0.029297
|  | 800.4811 | -0.0080799 | 800.2783 | -0.056491 | 629.1606 | 0 | 800.4811 | -0.025601 | 800.2783 | 0.026496 | 791.4571 | 0 | 800.2783 | -0.041257 | 800.4811 | 0 | 800.4811 | -0.010753 | 629.1606 | 0.0078519 | 800.4811 | 0 | 800.4811 | 0.002677 | 795.02 | 0.0032646 | 800.4811 | 0 | 631.7606 | 7.3013 | 800.4811 | 0 | 800.4811 | 0 | 800.2783 | -0.01387 | 938.1786 | 0.023306 | 800.2783 | 4.6877 | 937.7714 | 0 | 938.1786 | 4.8112 | 789.6852 | 0.015664
|  | 800.7188 | 0.013973 | 800.516 | -0.0091902 | 629.281 | 0.011997 | 800.7188 | 0.023071 | 800.516 | -0.028868 | 791.6924 | 0 | 800.516 | 0.018943 | 800.7187 | 0.024906 | 800.7187 | 0.010098 | 629.281 | 0.0098736 | 800.7187 | 0.0074311 | 800.7188 | 0 | 795.26 | 0.0034176 | 800.7187 | 0.0053747 | 631.8805 | 7.1332 | 800.7187 | 0.022975 | 800.7188 | 0.010733 | 800.516 | 0.032588 | 938.3467 | 0.021625 | 800.516 | 4.6674 | 937.9403 | 0.00081146 | 938.3467 | 4.8155 | 789.9169 | 0.032115
|  | 800.9564 | -0.0055551 | 800.7538 | -0.054143 | 629.4014 | 0 | 800.9564 | -0.035809 | 800.7538 | 0.018519 | 791.9278 | 0 | 800.7538 | -0.036477 | 800.9564 | 0 | 800.9564 | -0.0054714 | 629.4014 | 0.00396 | 800.9564 | 0 | 800.9564 | 0.0025442 | 795.5 | -0.012956 | 800.9564 | 0 | 632.0004 | 6.9814 | 800.9564 | 0 | 800.9564 | 0 | 800.7538 | -0.012532 | 938.5149 | 0.023547 | 800.7538 | 4.714 | 938.1092 | 0 | 938.5149 | 4.8306 | 790.1486 | 0.020842
|  | 801.194 | 0.0050693 | 800.9915 | 0.011322 | 629.5218 | 0.018652 | 801.194 | -0.017071 | 800.9915 | -0.10011 | 792.1632 | 0 | 800.9915 | 0.015044 | 801.194 | 0.022243 | 801.194 | 0.021244 | 629.5218 | 0.016503 | 801.194 | 0.0026037 | 801.194 | 0 | 795.74 | 0.0058659 | 801.194 | 0.0045717 | 632.1203 | 6.8141 | 801.194 | 0.018275 | 801.194 | 0.010718 | 800.9915 | 0.013918 | 938.683 | 0.027439 | 800.9915 | 4.8438 | 938.278 | 0.00081146 | 938.683 | 4.838 | 790.3802 | 0.030083
|  | 801.4316 | 0.0016809 | 801.2292 | -0.0095513 | 629.6422 | 0 | 801.4316 | -0.0088506 | 801.2292 | 0.0067242 | 792.3986 | 0 | 801.2292 | -0.028229 | 801.4316 | 0 | 801.4316 | -0.022412 | 629.6422 | 0.0034261 | 801.4316 | 0 | 801.4316 | 0.00056762 | 795.97 | -0.0014792 | 801.4316 | 0 | 632.2403 | 6.6694 | 801.4316 | 0 | 801.4316 | 0 | 801.2292 | -0.011239 | 938.8512 | 0.020856 | 801.2292 | 4.9023 | 938.4469 | 0 | 938.8512 | 4.8502 | 790.6119 | 0.021563
|  | 801.6693 | 0.025354 | 801.4669 | -0.029351 | 629.7627 | 0.0088442 | 801.6693 | -0.0036897 | 801.4669 | -0.07731 | 792.634 | 0 | 801.4669 | 0.018105 | 801.6693 | 0.036033 | 801.6693 | -0.0041399 | 629.7627 | 0.0037144 | 801.6693 | 0.0050128 | 801.6693 | 0 | 796.21 | -0.0036216 | 801.6693 | 0.00095425 | 632.3602 | 6.5058 | 801.6693 | 0.014009 | 801.6693 | 0.013455 | 801.4669 | 0.0032531 | 939.0194 | 0.031284 | 801.4669 | 4.9083 | 938.6158 | 0.0010433 | 939.0194 | 4.854 | 790.8436 | 0.024381
|  | 801.9069 | -0.03063 | 801.7047 | -0.020654 | 629.8831 | 0 | 801.9069 | -0.0043688 | 801.7047 | 0.0073525 | 792.8694 | 0 | 801.7047 | -0.043923 | 801.9069 | 0 | 801.9069 | -0.02099 | 629.8831 | 0.0059712 | 801.9069 | 0 | 801.9069 | 0.0017219 | 796.45 | -0.0033155 | 801.9069 | 0 | 632.4801 | 6.3484 | 801.9069 | 0 | 801.9069 | 0 | 801.7047 | -0.018375 | 939.1876 | 0.019174 | 801.7047 | 5.0032 | 938.7847 | 0 | 939.1876 | 4.8604 | 791.0753 | 0.025823
|  | 802.1446 | 0.0075226 | 801.9424 | -0.01234 | 630.0036 | 0.015324 | 802.1446 | -0.00087415 | 801.9424 | -0.052954 | 793.1048 | 0 | 801.9424 | 0.019319 | 802.1446 | 0.027845 | 802.1446 | 0.025534 | 630.0036 | 0.0037144 | 802.1446 | 0.0037665 | 802.1446 | 0 | 796.69 | 0.0051009 | 802.1446 | 0 | 632.6001 | 6.1661 | 802.1446 | 0.014394 | 802.1446 | 0.0091597 | 801.9424 | 0.0036104 | 939.3557 | 0.024508 | 801.9424 | 5.0539 | 938.9535 | 0.00081146 | 939.3557 | 4.8605 | 791.307 | 0.036703
|  | 802.3823 | -0.012622 | 802.1802 | -0.035581 | 630.1241 | 0 | 802.3823 | -0.021312 | 802.1802 | 0.0078933 | 793.3402 | 0 | 802.1802 | -0.033126 | 802.3823 | 0 | 802.3823 | -0.0025468 | 630.1241 | 0.0062063 | 802.3823 | 0 | 802.3823 | 0.0021669 | 796.92 | -0.010508 | 802.3823 | 0 | 632.72 | 6.0104 | 802.3823 | 0 | 802.3823 | 0 | 802.1802 | -0.0089127 | 939.5239 | 0.018645 | 802.1802 | 5.0722 | 939.1224 | 0 | 939.5239 | 4.864 | 791.5387 | 0.025233
|  | 802.62 | -0.0018456 | 802.418 | -0.019723 | 630.2445 | 0.014711 | 802.62 | -0.012198 | 802.418 | -0.041679 | 793.5756 | 0 | 802.418 | 0.015349 | 802.62 | 0.022564 | 802.62 | -0.0053403 | 630.2445 | 0.0071936 | 802.62 | 0.0030753 | 802.62 | 0 | 797.16 | 0.0054069 | 802.62 | 0.0046168 | 632.8399 | 5.8435 | 802.62 | 0.013491 | 802.62 | 0.0051413 | 802.418 | 0.027677 | 939.6921 | 0.026094 | 802.418 | 5.1281 | 939.2913 | 0.00081146 | 939.6921 | 4.867 | 791.7704 | 0.029231
|  | 802.8577 | -0.031396 | 802.6557 | -0.0023515 | 630.365 | 0 | 802.8577 | -0.039813 | 802.6557 | 0.013913 | 793.8111 | 0 | 802.6557 | -0.033262 | 802.8577 | 0 | 802.8577 | -0.0064662 | 630.365 | 0.0090273 | 802.8577 | 0 | 802.8577 | 0.003718 | 797.4 | -0.0077534 | 802.8577 | 0 | 632.9599 | 5.7102 | 802.8577 | 0 | 802.8577 | 0 | 802.6557 | -0.009836 | 939.8602 | 0.028881 | 802.6557 | 5.1322 | 939.4602 | 0 | 939.8602 | 4.8742 | 792.0021 | 0.026348
|  | 803.0953 | 0.023803 | 802.8935 | 0.02279 | 630.4855 | 0.0062254 | 803.0953 | 0.0055238 | 802.8935 | -0.031374 | 794.0465 | 0 | 802.8935 | 0.020431 | 803.0954 | 0.016908 | 803.0954 | -0.010864 | 630.4855 | 0.0058301 | 803.0954 | 0.0020934 | 803.0953 | 0 | 797.64 | 0.0011222 | 803.0954 | 0.0029246 | 633.0798 | 5.5641 | 803.0954 | 0.016885 | 803.0953 | 0.0070546 | 802.8935 | 0.0048975 | 940.0284 | 0.026766 | 802.8935 | 5.2423 | 939.6291 | 0.00057972 | 940.0284 | 4.878 | 792.2339 | 0.029756
|  | 803.3331 | 0.015481 | 803.1313 | -0.038938 | 630.606 | 0.00030442 | 803.3331 | -0.0143 | 803.1313 | 0.010776 | 794.282 | 0 | 803.1313 | -0.035409 | 803.3331 | 0 | 803.3331 | -0.025316 | 630.606 | 0.010344 | 803.3331 | 0 | 803.3331 | 0.0030962 | 797.88 | -0.0062227 | 803.3331 | 0 | 633.1998 | 5.4461 | 803.3331 | 0 | 803.3331 | 0 | 803.1313 | -0.023213 | 940.1966 | 0.023547 | 803.1313 | 5.3162 | 939.798 | 0 | 940.1966 | 4.889 | 792.4656 | 0.036048
|  | 803.5708 | 0.013435 | 803.3691 | 0.039764 | 630.7265 | 0.011384 | 803.5708 | 0.032284 | 803.3691 | -0.097909 | 794.5175 | 0 | 803.3691 | 0.016565 | 803.5708 | 0.022021 | 803.5708 | 0.012178 | 630.7265 | 0.0023799 | 803.5708 | 0.0057449 | 803.5708 | 0 | 798.11 | -0.0023974 | 803.5708 | 0.0030735 | 633.3197 | 5.3108 | 803.5708 | 0.01782 | 803.5708 | 0.011484 | 803.3691 | 0.023213 | 940.3648 | 0.02249 | 803.3691 | 5.3777 | 939.9669 | 0.00081146 | 940.3648 | 4.8969 | 792.6973 | 0.029231
|  | 803.8085 | -0.021635 | 803.6069 | -0.022399 | 630.847 | 0 | 803.8085 | -0.010315 | 803.6069 | 0.034742 | 794.7529 | 0 | 803.6069 | -0.036706 | 803.8085 | 0 | 803.8085 | -0.0068104 | 630.847 | 0.0050308 | 803.8085 | 0 | 803.8085 | 0.0033928 | 798.35 | 0.00066312 | 803.8085 | 0 | 633.4397 | 5.1978 | 803.8085 | 0 | 803.8085 | 0 | 803.6069 | -0.017312 | 940.533 | 0.030659 | 803.6069 | 5.4288 | 940.1358 | 0 | 940.533 | 4.9093 | 792.9291 | 0.025364
|  | 804.0463 | 0.020355 | 803.8447 | 0.0039587 | 630.9675 | 0.0081994 | 804.0463 | -0.0073985 | 803.8447 | -0.06392 | 794.9884 | 0 | 803.8447 | 0.016751 | 804.0463 | 0.018643 | 804.0463 | -0.0091142 | 630.9675 | 0.01119 | 804.0463 | 0.0067067 | 804.0463 | 0 | 798.59 | 0.00096913 | 804.0463 | 0.0057168 | 633.5596 | 5.0631 | 804.0463 | 0.020434 | 804.0463 | 0.011522 | 803.8447 | 0.0186 | 940.7012 | 0.017252 | 803.8447 | 5.4226 | 940.3047 | 0.00057972 | 940.7012 | 4.9158 | 793.1609 | 0.032574
|  | 804.284 | -0.021648 | 804.0825 | -0.023688 | 631.088 | 0 | 804.284 | -0.054731 | 804.0825 | 0.0019577 | 795.2239 | 0 | 804.0825 | -0.031286 | 804.284 | 0 | 804.284 | -0.024693 | 631.088 | 0.0043605 | 804.284 | 0 | 804.284 | 0.0012118 | 798.83 | -0.0083652 | 804.284 | 0 | 633.6795 | 4.9464 | 804.284 | 0 | 804.284 | 0 | 804.0825 | -0.016331 | 940.8693 | 0.027055 | 804.0825 | 5.4422 | 940.4736 | 0 | 940.8693 | 4.9238 | 793.3926 | 0.024054
|  | 804.5218 | 0.019691 | 804.3204 | -0.0078631 | 631.2086 | 0.010333 | 804.5218 | -0.0033341 | 804.3204 | -0.088367 | 795.4594 | 0 | 804.3204 | 0.016625 | 804.5218 | 0.025557 | 804.5218 | 0.00062074 | 631.2086 | 0.0090743 | 804.5218 | 0.0022965 | 804.5218 | 0 | 799.06 | 0.0037236 | 804.5218 | 0.0022283 | 633.7995 | 4.8073 | 804.5218 | 0.013542 | 804.5218 | 0.0071665 | 804.3204 | 0.018287 | 941.0375 | 0.034071 | 804.3204 | 5.5226 | 940.6425 | 0.0010433 | 941.0375 | 4.9283 | 793.6244 | 0.02307
|  | 804.7595 | -0.031082 | 804.5582 | -0.035407 | 631.3291 | 0 | 804.7595 | -0.054635 | 804.5582 | 0.04006 | 795.6949 | 0 | 804.5582 | -0.032935 | 804.7595 | 0 | 804.7595 | -0.026449 | 631.3291 | 0.0079459 | 804.7595 | 0 | 804.7595 | 0.0021109 | 799.3 | -0.0091305 | 804.7595 | 0 | 633.9195 | 4.6917 | 804.7595 | 0 | 804.7595 | 0 | 804.5582 | -0.025669 | 941.2057 | 0.031187 | 804.5582 | 5.5749 | 940.8114 | 0 | 941.2057 | 4.9308 | 793.8562 | 0.032639
|  | 804.9973 | 0.027252 | 804.7961 | 0.017371 | 631.4497 | 0.011734 | 804.9973 | -0.0095006 | 804.7961 | -0.066487 | 795.9304 | 0 | 804.7961 | 0.023691 | 804.9973 | 0.017121 | 804.9973 | 0.032523 | 631.4497 | 0.0053129 | 804.9973 | 0.0068659 | 804.9973 | 0 | 799.54 | -0.0017853 | 804.9973 | 0.0050907 | 634.0394 | 4.5557 | 804.9973 | 0.0080328 | 804.9973 | 0.0091044 | 804.7961 | 0.010991 | 941.3739 | 0.028737 | 804.7961 | 5.5762 | 940.9803 | 0.00057972 | 941.3739 | 4.93 | 794.088 | 0.029428
|  | 805.235 | -0.0087565 | 805.0339 | -0.021692 | 631.5702 | 0 | 805.235 | -0.045813 | 805.0339 | 0.028057 | 796.166 | 0 | 805.0339 | -0.033534 | 805.2351 | 0 | 805.2351 | -0.011024 | 631.5702 | 0.0096855 | 805.2351 | 0 | 805.235 | 0.0053075 | 799.78 | -0.0048458 | 805.2351 | 0 | 634.1594 | 4.4433 | 805.2351 | 0 | 805.2351 | 0 | 805.0339 | -0.018968 | 941.5421 | 0.023835 | 805.0339 | 5.6883 | 941.1492 | 0 | 941.5421 | 4.9318 | 794.3198 | 0.018155
|  | 805.4728 | 0.037341 | 805.2718 | 0.022915 | 631.6908 | 0.016112 | 805.4728 | 0.015425 | 805.2718 | -0.078885 | 796.4015 | 0 | 805.2718 | 0.021931 | 805.4729 | 0.019052 | 805.4729 | -0.019006 | 631.6908 | 0.0063943 | 805.4729 | 0.0055395 | 805.4728 | 0 | 800.01 | -0.0062227 | 805.4729 | 0.0064125 | 634.2793 | 4.3192 | 805.4729 | 0.024062 | 805.4728 | 0.011966 | 805.2718 | 0.012658 | 941.7103 | 0.023403 | 805.2718 | 5.695 | 941.3181 | 0.00057972 | 941.7103 | 4.9325 | 794.5516 | 0.032246
|  | 805.7106 | 0.0092134 | 805.5096 | -0.0090288 | 631.8114 | 0 | 805.7106 | -0.019738 | 805.5096 | 0.019536 | 796.637 | 0 | 805.5096 | -0.033046 | 805.7107 | 0 | 805.7107 | -0.016047 | 631.8114 | 0.011848 | 805.7107 | 0 | 805.7106 | 0.002027 | 800.25 | -0.0045398 | 805.7107 | 0 | 634.3993 | 4.2235 | 805.7107 | 0 | 805.7106 | 0 | 805.5096 | -0.0091873 | 941.8785 | 0.027968 | 805.5096 | 5.6698 | 941.4871 | 0 | 941.8785 | 4.9402 | 794.7835 | 0.018286
|  | 805.9485 | 0.016094 | 805.7475 | -0.014046 | 631.932 | 0.014711 | 805.9485 | 0.035998 | 805.7475 | -0.041116 | 796.8726 | 0 | 805.7475 | 0.016154 | 805.9485 | 0.010734 | 805.9485 | 0.020074 | 631.932 | 0.011707 | 805.9485 | 0.0047173 | 805.9485 | 0 | 800.49 | 0.0026524 | 805.9485 | 0.0033951 | 634.5193 | 4.1146 | 805.9485 | 0.011708 | 805.9485 | 0.0094427 | 805.7475 | 0.022767 | 942.0467 | 0.021721 | 805.7475 | 5.7622 | 941.656 | 0.0010433 | 942.0467 | 4.9481 | 795.0153 | 0.027593
|  | 806.1863 | 0.016362 | 805.9854 | 0.004054 | 632.0526 | 0 | 806.1863 | -0.0091276 | 805.9854 | -0.01127 | 797.1082 | 0 | 805.9854 | -0.029439 | 806.1863 | 0 | 806.1863 | 0.003816 | 632.0526 | 0.00075644 | 806.1863 | 0 | 806.1863 | 0.0032478 | 800.73 | -0.0028565 | 806.1863 | 0 | 634.6392 | 4.0176 | 806.1863 | 0 | 806.1863 | 0 | 805.9854 | -0.0064865 | 942.2149 | 0.017252 | 805.9854 | 5.8312 | 941.8249 | 0 | 942.2149 | 4.965 | 795.2471 | 0.0050767
|  | 806.4241 | 0.020343 | 806.2233 | 0.026511 | 632.1732 | 0.0099825 | 806.4241 | 0.015003 | 806.2233 | -0.077354 | 797.3437 | 0 | 806.2233 | 0.017124 | 806.4241 | 0.021085 | 806.4241 | -0.0050979 | 632.1732 | 0.013212 | 806.4241 | 0.0058841 | 806.4241 | 0 | 800.96 | -0.0028565 | 806.4241 | 0.0066007 | 634.7592 | 3.899 | 806.4241 | 0.0079456 | 806.4241 | 0.0071842 | 806.2233 | 0.017795 | 942.3831 | 0.026046 | 806.2233 | 5.8091 | 941.9939 | 0.00081146 | 942.3831 | 4.9786 | 795.4789 | 0.031918
|  | 806.6619 | 0.01751 | 806.4612 | -0.025422 | 632.2938 | 0 | 806.6619 | -0.028845 | 806.4612 | 0.026676 | 797.5793 | 0 | 806.4612 | -0.042767 | 806.6619 | 0 | 806.6619 | -0.01344 | 632.2938 | 0.0024917 | 806.6619 | 0 | 806.6619 | 0.0031177 | 801.2 | -0.0085181 | 806.6619 | 0 | 634.8792 | 3.7998 | 806.6619 | 0 | 806.6619 | 0 | 806.4612 | -0.027454 | 942.5513 | 0.028641 | 806.4612 | 5.8784 | 942.1628 | 0 | 942.5513 | 4.9971 | 795.7107 | 0.020973
|  | 806.8998 | 0.014804 | 806.6991 | -0.012761 | 632.4144 | 0.013222 | 806.8998 | 0.015208 | 806.6991 | -0.070985 | 797.8149 | 0 | 806.6991 | 0.014016 | 806.8998 | 0.02748 | 806.8998 | 0.018694 | 632.4144 | 0.015704 | 806.8998 | 0.0033914 | 806.8998 | 0 | 801.44 | -0.011273 | 806.8998 | 0.005465 | 634.9991 | 3.6892 | 806.8998 | 0.021473 | 806.8998 | 0.010525 | 806.6991 | 0.011068 | 942.7195 | 0.02297 | 806.6991 | 5.9256 | 942.3317 | 0.00057972 | 942.7195 | 5.0104 | 795.9426 | 0.027986
|  | 807.1376 | -0.021519 | 806.937 | -0.01299 | 632.535 | 0 | 807.1376 | -0.018464 | 806.937 | 0.023873 | 798.0505 | 0 | 806.937 | -0.026562 | 807.1376 | 0 | 807.1376 | -0.021123 | 632.535 | 0.013682 | 807.1376 | 0 | 807.1376 | 0.00086828 | 801.68 | -0.0022444 | 807.1376 | 0 | 635.1191 | 3.6024 | 807.1376 | 0 | 807.1376 | 0 | 806.937 | -0.010761 | 942.8877 | 0.023739 | 806.937 | 5.9431 | 942.5007 | 0 | 942.8877 | 5.0271 | 796.1745 | 0.02117
|  | 807.3755 | 0.028019 | 807.1749 | -0.0091543 | 632.6557 | 0.0062254 | 807.3755 | 0.019393 | 807.1749 | -0.043918 | 798.2861 | 0 | 807.1749 | 0.015574 | 807.3755 | 0.015822 | 807.3755 | 0.029521 | 632.6557 | 0.010673 | 807.3755 | 0 | 807.3755 | 0 | 801.92 | 0.00081613 | 807.3755 | 0.0042719 | 635.2391 | 3.4929 | 807.3755 | 0.014218 | 807.3755 | 0.0074947 | 807.1749 | 0.01298 | 943.0559 | 0.030274 | 807.1749 | 6.028 | 942.6696 | 0.00057972 | 943.0559 | 5.0412 | 796.4064 | 0.017237
|  | 807.6133 | -0.010134 | 807.4129 | -0.049748 | 632.7763 | 0 | 807.6133 | -0.0022912 | 807.4129 | 0.005994 | 798.5217 | 0 | 807.4129 | -0.035528 | 807.6134 | 0 | 807.6134 | -0.012447 | 632.7763 | 0.0018242 | 807.6134 | 0 | 807.6133 | 0.0006329 | 802.15 | 0.0078554 | 807.6134 | 0 | 635.3591 | 3.4016 | 807.6134 | 0 | 807.6133 | 0 | 807.4129 | -0.025222 | 943.2241 | 0.018645 | 807.4129 | 6.0037 | 942.8385 | 0 | 943.2241 | 5.0558 | 796.6382 | 0.030346
|  | 807.8512 | 0.016536 | 807.6508 | -0.0056637 | 632.897 | 0.0094571 | 807.8512 | -0.011398 | 807.6508 | -0.04459 | 798.7573 | 0 | 807.6508 | 0.014108 | 807.8512 | 0.02521 | 807.8512 | 0.01465 | 632.897 | 0.017349 | 807.8512 | 0 | 807.8512 | 0 | 802.39 | -0.0069881 | 807.8512 | 0.0035004 | 635.4791 | 3.2912 | 807.8512 | 0.019981 | 807.8512 | 0.0092023 | 807.6508 | -0.0021415 | 943.3923 | 0.03162 | 807.6508 | 6.1107 | 943.0075 | 0.00081146 | 943.3923 | 5.0642 | 796.8701 | 0.036179
|  | 808.0891 | -0.020815 | 807.8888 | -0.0093062 | 633.0177 | 0 | 808.0891 | -0.019326 | 807.8888 | 0.0079924 | 798.9929 | 0 | 807.8888 | -0.031458 | 808.0891 | 0 | 808.0891 | -0.0049658 | 633.0177 | 0.0077108 | 808.0891 | 0 | 808.0891 | 0.00082174 | 802.63 | -0.0053048 | 808.0891 | 0 | 635.5991 | 3.2027 | 808.0891 | 0 | 808.0891 | 0 | 807.8888 | -0.026338 | 943.5605 | 0.034023 | 807.8888 | 6.0547 | 943.1764 | 0 | 943.5605 | 5.0725 | 797.102 | 0.023857
|  | 808.327 | -0.0068784 | 808.1267 | -0.0080566 | 633.1383 | 0.010158 | 808.327 | 0.0028485 | 808.1267 | -0.071117 | 799.2285 | 0 | 808.1267 | 0.016148 | 808.327 | 0.011812 | 808.327 | -0.0034636 | 633.1383 | 0.0061122 | 808.327 | 0.001191 | 808.327 | 0 | 802.87 | 0.0037236 | 808.327 | 0.003109 | 635.719 | 3.0962 | 808.327 | 0.0091911 | 808.327 | 0.0045864 | 808.1267 | 0.0099699 | 943.7287 | 0.018693 | 808.1267 | 6.0719 | 943.3454 | 0.00057972 | 943.7287 | 5.0753 | 797.3339 | 0.03205
|  | 808.5649 | -0.020626 | 808.3647 | -0.030577 | 633.259 | 0 | 808.5649 | -0.011933 | 808.3647 | 0.0094732 | 799.4642 | 0 | 808.3647 | -0.02979 | 808.5649 | 0 | 808.5649 | -0.0071091 | 633.259 | 0.01119 | 808.5649 | 0 | 808.5649 | 0.0025783 | 803.1 | 0.0031115 | 808.5649 | 0 | 635.839 | 3.0114 | 808.5649 | 0 | 808.5649 | 0 | 808.3647 | -0.021164 | 943.8969 | 0.021192 | 808.3647 | 6.1415 | 943.5143 | 0 | 943.8969 | 5.0789 | 797.5658 | 0.022415
|  | 808.8028 | 0.017069 | 808.6027 | -0.0056789 | 633.3797 | 0.0018221 | 808.8028 | -0.0059682 | 808.6027 | -0.033695 | 799.6998 | 0 | 808.6027 | 0.020411 | 808.8028 | 0.026793 | 808.8028 | 0.015598 | 633.3797 | 0.0010454 | 808.8028 | 0 | 808.8028 | 0 | 803.34 | -0.0037746 | 808.8028 | 0.0048109 | 635.959 | 2.9177 | 808.8028 | 0.012419 | 808.8028 | 0.011475 | 808.6027 | 0.015898 | 944.0652 | 0.026863 | 808.6027 | 6.1451 | 943.6833 | 0.00081146 | 944.0652 | 5.0778 | 797.7977 | 0.029362
|  | 809.0407 | -0.028628 | 808.8406 | -0.083395 | 633.5004 | 0 | 809.0407 | -0.027628 | 808.8406 | -0.031705 | 799.9355 | 0 | 808.8406 | -0.03482 | 809.0407 | 0 | 809.0407 | -0.025723 | 633.5004 | 0.003693 | 809.0407 | 0 | 809.0407 | 0.00032773 | 803.58 | -0.0039276 | 809.0407 | 0 | 636.079 | 2.838 | 809.0407 | 0 | 809.0407 | 0 | 808.8406 | -0.036829 | 944.2334 | 0.028112 | 808.8406 | 6.1927 | 943.8523 | 0 | 944.2334 | 5.0796 | 798.0297 | 0.024578
|  | 809.2787 | -7.3025e-05 | 809.0786 | -0.025928 | 633.6211 | 0 | 809.2787 | -0.015595 | 809.0786 | -0.08658 | 800.1711 | 0 | 809.0786 | 0.015785 | 809.2787 | 0.01542 | 809.2787 | 0.030347 | 633.6211 | 0.013071 | 809.2787 | 0.0017442 | 809.2787 | 0 | 803.82 | -0.0040807 | 809.2787 | 0.0026126 | 636.199 | 2.7448 | 809.2787 | 0.014999 | 809.2787 | 0.0051841 | 809.0786 | 0.01413 | 944.4016 | 0.014176 | 809.0786 | 6.1686 | 944.0212 | 0.0012752 | 944.4016 | 5.0787 | 798.2616 | 0.042208
|  | 809.5166 | -0.00081898 | 809.3166 | -0.044826 | 633.7418 | 0 | 809.5166 | -0.036951 | 809.3166 | 0.024416 | 800.4068 | 0 | 809.3166 | -0.034144 | 809.5166 | 0 | 809.5166 | 0.013446 | 633.7418 | 0.014528 | 809.5166 | 0 | 809.5166 | 0.0031189 | 804.06 | -0.0039276 | 809.5166 | 0 | 636.319 | 2.6752 | 809.5166 | 0 | 809.5166 | 0 | 809.3166 | -0.0095082 | 944.5698 | 0.02321 | 809.3166 | 6.2205 | 944.1902 | 0 | 944.5698 | 5.0821 | 798.4935 | 0.025233
|  | 809.7545 | 0.012728 | 809.5546 | 0.036896 | 633.8625 | 0.011734 | 809.7545 | 0.0048709 | 809.5546 | -0.050429 | 800.6425 | 0 | 809.5546 | 0.023743 | 809.7545 | 0.023399 | 809.7545 | 0.021273 | 633.8625 | 0.0090743 | 809.7545 | 0.0047743 | 809.7545 | 0 | 804.29 | -0.0039276 | 809.7545 | 0.0054652 | 636.439 | 2.5938 | 809.7545 | 0.017067 | 809.7545 | 0.014496 | 809.5546 | 0.01769 | 944.738 | 0.030419 | 809.5546 | 6.2377 | 944.3591 | 0.0010433 | 944.738 | 5.0896 | 798.7255 | 0.019466
|  | 809.9925 | -0.013278 | 809.7926 | -0.034502 | 633.9833 | 0 | 809.9925 | -0.018323 | 809.7926 | 0.035 | 800.8782 | 0 | 809.7926 | -0.033159 | 809.9925 | 0 | 809.9925 | -0.0054814 | 633.9833 | 0.0085101 | 809.9925 | 0 | 809.9925 | 0.0045237 | 804.53 | 0.0018873 | 809.9925 | 0 | 636.559 | 2.5318 | 809.9925 | 0 | 809.9925 | 0 | 809.7926 | -0.025669 | 944.9062 | 0.019847 | 809.7926 | 6.2513 | 944.5281 | 0 | 944.9062 | 5.1067 | 798.9574 | 0.022087
|  | 810.2305 | 0.048537 | 810.0307 | 0.060147 | 634.104 | 0.0053144 | 810.2305 | 0.0083211 | 810.0307 | -0.078917 | 801.1139 | 0 | 810.0307 | 0.025242 | 810.2304 | 0.023864 | 810.2304 | -0.011831 | 634.104 | 0.014904 | 810.2304 | 0.0091525 | 810.2305 | 0 | 804.77 | 0.0044887 | 810.2304 | 0.0048132 | 636.679 | 2.4448 | 810.2304 | 0.023293 | 810.2305 | 0.013879 | 810.0307 | 0.021638 | 945.0745 | 0.025421 | 810.0307 | 6.2448 | 944.6971 | 0.00057972 | 945.0745 | 5.1219 | 799.1894 | 0.02851
|  | 810.4684 | 0.0099748 | 810.2687 | -0.024204 | 634.2247 | 0 | 810.4684 | -0.020541 | 810.2687 | 0.024856 | 801.3496 | 0 | 810.2687 | -0.033113 | 810.4684 | 0 | 810.4684 | -0.021229 | 634.2247 | 0.011989 | 810.4684 | 0 | 810.4684 | 0.00035906 | 805.01 | -0.0010202 | 810.4684 | 0 | 636.799 | 2.3871 | 810.4684 | 0 | 810.4684 | 0 | 810.2687 | -0.019291 | 945.2427 | 0.029313 | 810.2687 | 6.2552 | 944.8661 | 0 | 945.2427 | 5.1393 | 799.4213 | 0.012846
|  | 810.7064 | 0.017858 | 810.5067 | 0.0038453 | 634.3455 | 0.0033405 | 810.7064 | -0.0033235 | 810.5067 | -0.057258 | 801.5853 | 0 | 810.5067 | 0.016343 | 810.7064 | 0.024173 | 810.7064 | 0.0049327 | 634.3455 | 0.0026468 | 810.7064 | 0.0022613 | 810.7064 | 0 | 805.24 | 0.0021933 | 810.7064 | 0.0078653 | 636.919 | 2.3127 | 810.7064 | 0.025929 | 810.7064 | 0.0083381 | 810.5067 | 0.012853 | 945.4109 | 0.022393 | 810.5067 | 6.23 | 945.035 | 0.00057972 | 945.4109 | 5.1502 | 799.6533 | 0.031918
|  | 810.9444 | 0.0022394 | 810.7448 | -0.016184 | 634.4663 | 0 | 810.9444 | -0.046032 | 810.7448 | -0.0073411 | 801.821 | 0 | 810.7448 | -0.033513 | 810.9444 | 0 | 810.9444 | 0.0077328 | 634.4663 | 0.0087452 | 810.9444 | 0 | 810.9444 | 0.0004542 | 805.48 | -0.0031625 | 810.9444 | 0 | 637.039 | 2.2515 | 810.9444 | 0 | 810.9444 | 0 | 810.7448 | -0.021024 | 945.5791 | 0.029121 | 810.7448 | 6.28 | 945.204 | 0 | 945.5791 | 5.1619 | 799.8853 | 0.023791
|  | 811.1824 | 0.017967 | 810.9828 | -0.01783 | 634.587 | 0.009282 | 811.1824 | -0.0017712 | 810.9828 | -0.06723 | 802.0568 | 0 | 810.9828 | 0.015929 | 811.1824 | 0.027764 | 811.1824 | -0.023368 | 634.587 | 0.0089333 | 811.1824 | 0.0011811 | 811.1824 | 0 | 805.72 | 0.0046418 | 811.1824 | 0 | 637.159 | 2.166 | 811.1824 | 0.011764 | 811.1824 | 0.014119 | 810.9828 | 0.0098725 | 945.7474 | 0.024268 | 810.9828 | 6.2684 | 945.373 | 0.00081146 | 945.7474 | 5.1639 | 800.1173 | 0.028314
|  | 811.4204 | -0.018433 | 811.2209 | -0.019859 | 634.7078 | 0 | 811.4204 | -0.05682 | 811.2209 | 0.014013 | 802.2925 | 0 | 811.2209 | -0.040159 | 811.4204 | 0 | 811.4204 | 0.01402 | 634.7078 | 0.0053129 | 811.4204 | 0 | 811.4204 | 0.0013319 | 805.96 | 0.0052539 | 811.4204 | 0 | 637.279 | 2.1013 | 811.4204 | 0 | 811.4204 | 0 | 811.2209 | -0.014117 | 945.9156 | 0.018309 | 811.2209 | 6.3225 | 945.542 | 0 | 945.9156 | 5.1663 | 800.3493 | 0.017565
|  | 811.6584 | 0.018605 | 811.4589 | -0.018737 | 634.8286 | 0.017163 | 811.6584 | -0.028923 | 811.4589 | -0.051799 | 802.5283 | 0 | 811.4589 | 0.012133 | 811.6584 | 0.010148 | 811.6584 | 0.020923 | 634.8286 | 0.0074287 | 811.6584 | 0.0037747 | 811.6584 | 0 | 806.2 | -0.00056109 | 811.6584 | 0.00041752 | 637.399 | 2.0293 | 811.6584 | 0.025584 | 811.6584 | 0.0078534 | 811.4589 | 0.0032943 | 946.0838 | 0.025181 | 811.4589 | 6.2724 | 945.711 | 0.0010433 | 946.0838 | 5.1601 | 800.5813 | 0.021432
|  | 811.8964 | -0.01167 | 811.697 | -0.031722 | 634.9494 | 0 | 811.8964 | 0.00070111 | 811.697 | -0.024225 | 802.764 | 0 | 811.697 | -0.028414 | 811.8964 | 0 | 811.8964 | -0.043267 | 634.9494 | 0.0077108 | 811.8964 | 0 | 811.8964 | 0.00053692 | 806.43 | -0.0051518 | 811.8964 | 0 | 637.5191 | 1.9778 | 811.8964 | 0 | 811.8964 | 0 | 811.697 | -0.0036712 | 946.2521 | 0.020039 | 811.697 | 6.3092 | 945.88 | 0 | 946.2521 | 5.156 | 800.8134 | 0.027527
|  | 812.1345 | 0.021127 | 811.9351 | -0.020398 | 635.0702 | 0.017163 | 812.1345 | -0.0083113 | 811.9351 | -0.045024 | 802.9998 | 0 | 811.9351 | 0.015828 | 812.1344 | 0.027102 | 812.1344 | 0.032817 | 635.0702 | 0.010673 | 812.1344 | 0.0023583 | 812.1345 | 0 | 806.67 | -0.0030095 | 812.1344 | 0.0004246 | 637.6391 | 1.9177 | 812.1344 | 0.017412 | 812.1345 | 0.0049135 | 811.9351 | 0.0045953 | 946.4203 | 0.023643 | 811.9351 | 6.2955 | 946.049 | 0.00057972 | 946.4203 | 5.1449 | 801.0453 | 0.024119
|  | 812.3725 | -0.016792 | 812.1732 | -0.030901 | 635.191 | 0 | 812.3725 | -0.051524 | 812.1732 | 0.010188 | 803.2356 | 0 | 812.1732 | -0.032413 | 812.3725 | 0 | 812.3725 | -0.016214 | 635.191 | 0.010344 | 812.3725 | 0 | 812.3725 | 0.0023196 | 806.91 | -0.0062227 | 812.3725 | 0 | 637.7591 | 1.8717 | 812.3725 | 0 | 812.3725 | 0 | 812.1732 | -0.0081992 | 946.5885 | 0.023643 | 812.1732 | 6.3101 | 946.2179 | 0 | 946.5885 | 5.1388 | 801.2774 | 0.026872
|  | 812.6105 | 0.013502 | 812.4113 | -0.01682 | 635.3118 | 0.013222 | 812.6105 | 0.0059963 | 812.4113 | -0.069976 | 803.4714 | 0 | 812.4113 | 0.016146 | 812.6105 | 0.0033895 | 812.6105 | 0.011382 | 635.3118 | 0.0085101 | 812.6105 | 0.0044991 | 812.6105 | 0 | 807.15 | 0.0090795 | 812.6105 | 0.0046676 | 637.8791 | 1.8123 | 812.6105 | 0.011034 | 812.6105 | 0.0094887 | 812.4113 | 0.0051774 | 946.7568 | 0.022634 | 812.4113 | 6.3099 | 946.3869 | 0.00081146 | 946.7568 | 5.1309 | 801.5094 | 0.021891
|  | 812.8486 | 0.0027544 | 812.6494 | 0.0011544 | 635.4327 | 0 | 812.8486 | -0.0085098 | 812.6494 | 0.010931 | 803.7072 | 0 | 812.6494 | -0.030186 | 812.8486 | 0 | 812.8486 | -0.021695 | 635.4327 | 0.012083 | 812.8486 | 0 | 812.8486 | 0.0046196 | 807.39 | -0.0034686 | 812.8486 | 0 | 637.9991 | 1.7612 | 812.8486 | 0 | 812.8486 | 0 | 812.6494 | -0.01905 | 946.925 | 0.022634 | 812.6494 | 6.2589 | 946.556 | 0 | 946.925 | 5.13 | 801.7415 | 0.017172
|  | 813.0867 | -0.0077983 | 812.8875 | 0.036265 | 635.5535 | 0.0099825 | 813.0867 | -0.0057283 | 812.8875 | -0.061122 | 803.943 | 0 | 812.8875 | 0.02085 | 813.0866 | 0.0304 | 813.0866 | 0.012993 | 635.5535 | 0.011848 | 813.0866 | 0.0069382 | 813.0867 | 0 | 807.62 | -0.0007141 | 813.0866 | 0.0056185 | 638.1192 | 1.695 | 813.0866 | 0.01345 | 813.0867 | 0.008385 | 812.8875 | 0.010404 | 947.0932 | 0.022153 | 812.8875 | 6.263 | 946.725 | 0.00081146 | 947.0932 | 5.1247 | 801.9735 | 0.017106
|  | 813.3247 | -0.015289 | 813.1256 | -0.0033216 | 635.6744 | 0 | 813.3247 | -0.028051 | 813.1256 | 0.02818 | 804.1788 | 0 | 813.1256 | -0.038378 | 813.3247 | 0 | 813.3247 | -0.014197 | 635.6744 | 0.0031591 | 813.3247 | 0 | 813.3247 | 0.0028976 | 807.86 | 0.0020403 | 813.3247 | 0 | 638.2392 | 1.6475 | 813.3247 | 0 | 813.3247 | 0 | 813.1256 | -0.028347 | 947.2615 | 0.02273 | 813.1256 | 6.296 | 946.894 | 0 | 947.2615 | 5.1225 | 802.2056 | 0.014747
|  | 813.5628 | 0.016787 | 813.3638 | 0.032395 | 635.7952 | 0.011997 | 813.5628 | 0.039637 | 813.3638 | -0.057064 | 804.4146 | 0 | 813.3638 | 0.021671 | 813.5628 | 0.024857 | 813.5628 | 0.030457 | 635.7952 | 0.0039813 | 813.5628 | 0.0046025 | 813.5628 | 0 | 808.1 | -0.0069881 | 813.5628 | 0.0085831 | 638.3592 | 1.5867 | 813.5628 | 0.019096 | 813.5628 | 0.0091538 | 813.3638 | 0.01248 | 947.4297 | 0.026382 | 813.3638 | 6.2885 | 947.063 | 0.00081146 | 947.4297 | 5.1158 | 802.4376 | 0.01999
|  | 813.8009 | 0.013468 | 813.6019 | -0.040603 | 635.9161 | 0 | 813.8009 | -0.036491 | 813.6019 | 0.00088117 | 804.6505 | 0 | 813.6019 | -0.031117 | 813.8009 | 0 | 813.8009 | -0.0040224 | 635.9161 | 0.0026252 | 813.8009 | 0 | 813.8009 | 0.0032704 | 808.34 | -0.0065293 | 813.8009 | 0 | 638.4793 | 1.5477 | 813.8009 | 0 | 813.8009 | 0 | 813.6019 | -0.013466 | 947.598 | 0.027872 | 813.6019 | 6.256 | 947.232 | 0 | 947.598 | 5.1158 | 802.6697 | 0.015009
|  | 814.039 | 0.014351 | 813.84 | 0.0034703 | 636.037 | 0.0065292 | 814.039 | -0.0077182 | 813.84 | -0.067321 | 804.8862 | 0 | 813.84 | 0.018283 | 814.039 | 0.021917 | 814.039 | 0.024514 | 636.037 | 0.0037144 | 814.039 | 0.0033733 | 814.039 | 0 | 808.58 | -0.0076005 | 814.039 | 0 | 638.5993 | 1.4917 | 814.039 | 0.0088336 | 814.039 | 0.0068985 | 813.84 | 0.018957 | 947.7662 | 0.032004 | 813.84 | 6.2019 | 947.401 | 0.00081146 | 947.7662 | 5.1156 | 802.9018 | 0.02176
|  | 814.2771 | -0.036237 | 814.0782 | -0.030816 | 636.1578 | 0 | 814.2771 | 0.0041121 | 814.0782 | 0.013146 | 805.1221 | 0 | 814.0782 | -0.037474 | 814.2771 | 0 | 814.2771 | -0.011574 | 636.1578 | 0 | 814.2771 | 0 | 814.2771 | 0.0036612 | 808.81 | -0.0053048 | 814.2771 | 0 | 638.7193 | 1.4549 | 814.2771 | 0 | 814.2771 | 0 | 814.0782 | -0.014328 | 947.9345 | 0.028448 | 814.0782 | 6.2525 | 947.57 | 0 | 947.9345 | 5.1221 | 803.1339 | 0.02366
|  | 814.5152 | 0.033797 | 814.3164 | 0.046526 | 636.2787 | 0.015937 | 814.5152 | -0.0081905 | 814.3164 | -0.065191 | 805.358 | 0 | 814.3164 | 0.026201 | 814.5152 | 0.022773 | 814.5152 | 0.011919 | 636.2787 | 0.0085101 | 814.5152 | 0.004542 | 814.5152 | 0 | 809.05 | 0.0024994 | 814.5152 | 0.0063346 | 638.8394 | 1.4112 | 814.5152 | 0.018841 | 814.5152 | 0.01152 | 814.3164 | 0.020157 | 948.1027 | 0.035849 | 814.3164 | 6.1497 | 947.739 | 0.00081146 | 948.1027 | 5.1267 | 803.366 | 0.02235
|  | 814.7534 | -0.015139 | 814.5545 | -0.044225 | 636.3996 | 0 | 814.7534 | -0.044956 | 814.5545 | 0.032376 | 805.5938 | 0 | 814.5545 | -0.03214 | 814.7533 | 0 | 814.7533 | -0.032769 | 636.3996 | 0.0048898 | 814.7533 | 0 | 814.7534 | 0.0046666 | 809.29 | -0.0057639 | 814.7533 | 0 | 638.9594 | 1.3811 | 814.7533 | 0 | 814.7534 | 0 | 814.5545 | -0.027901 | 948.271 | 0.028977 | 814.5545 | 6.1723 | 947.9081 | 0 | 948.271 | 5.1343 | 803.5981 | 0.02366
|  | 814.9915 | 0.0089469 | 814.7927 | 0.074353 | 636.5205 | 0.018214 | 814.9915 | 0.045494 | 814.7927 | -0.06721 | 805.8297 | 0 | 814.7927 | 0.022983 | 814.9915 | 0.029327 | 814.9915 | 0.0025455 | 636.5205 | 0.0085101 | 814.9915 | 0.010078 | 814.9915 | 0 | 809.53 | 0.0037236 | 814.9915 | 0.0059565 | 639.0795 | 1.3386 | 814.9915 | 0.024102 | 814.9915 | 0.010179 | 814.7927 | 0.018895 | 948.4392 | 0.022634 | 814.7927 | 6.1352 | 948.0771 | 0.00057972 | 948.4392 | 5.1378 | 803.8302 | 0.013305
|  | 815.2296 | 0.017035 | 815.0309 | -0.021539 | 636.6414 | 0 | 815.2296 | -0.025725 | 815.0309 | 0.016312 | 806.0656 | 0 | 815.0309 | -0.034251 | 815.2296 | 0 | 815.2296 | -0.015582 | 636.6414 | 0 | 815.2296 | 0 | 815.2296 | 0.0020057 | 809.76 | -0.01112 | 815.2296 | 0 | 639.1995 | 1.305 | 815.2296 | 0 | 815.2296 | 0 | 815.0309 | -0.015568 | 948.6075 | 0.022393 | 815.0309 | 6.1192 | 948.2461 | 0 | 948.6075 | 5.1421 | 804.0623 | 0.037686
|  | 815.4678 | 0.024116 | 815.2691 | 0.0060002 | 636.7624 | 0.0054663 | 815.4678 | 0.0047421 | 815.2691 | -0.051375 | 806.3015 | 0 | 815.2691 | 0.022014 | 815.4678 | 0.024864 | 815.4678 | 0.020964 | 636.7624 | 0.0095915 | 815.4678 | 0.0072487 | 815.4678 | 0 | 810 | 0.0054069 | 815.4678 | 0.0040683 | 639.3196 | 1.2643 | 815.4678 | 0.023264 | 815.4678 | 0.013202 | 815.2691 | 0.022174 | 948.7757 | 0.030515 | 815.2691 | 6.0629 | 948.4151 | 0.00081146 | 948.7757 | 5.1389 | 804.2945 | 0.025233
|  | 815.7059 | -0.015348 | 815.5073 | -0.014407 | 636.8833 | 0 | 815.7059 | -0.018572 | 815.5073 | 0.056939 | 806.5374 | 0 | 815.5073 | -0.031085 | 815.7059 | 0 | 815.7059 | 0.038575 | 636.8833 | 0.010485 | 815.7059 | 0 | 815.7059 | 0.0023639 | 810.24 | -0.0065293 | 815.7059 | 0 | 639.4396 | 1.234 | 815.7059 | 0 | 815.7059 | 0 | 815.5073 | -0.01784 | 948.944 | 0.022826 | 815.5073 | 6.0277 | 948.5842 | 0 | 948.944 | 5.1413 | 804.5266 | 0.020973
|  | 815.9441 | 0.036489 | 815.7455 | 0.012425 | 637.0042 | 0.016813 | 815.9441 | 0.014132 | 815.7455 | -0.095155 | 806.7733 | 0 | 815.7455 | 0.016736 | 815.9441 | 0.0075184 | 815.9441 | 0.018202 | 637.0042 | 0.010673 | 815.9441 | 0.0046883 | 815.9441 | 0 | 810.48 | 0.006172 | 815.9441 | 0.0085383 | 639.5597 | 1.1913 | 815.9441 | 0.019008 | 815.9441 | 0.0091425 | 815.7455 | 0.029017 | 949.1122 | 0.023931 | 815.7455 | 6.0243 | 948.7532 | 0.00081146 | 949.1122 | 5.1416 | 804.7587 | 0.036965
|  | 816.1823 | -0.0017111 | 815.9837 | -0.030886 | 637.1252 | 0 | 816.1823 | -0.048206 | 815.9837 | 0.013634 | 807.0092 | 0 | 815.9837 | -0.031136 | 816.1822 | 0 | 816.1822 | -0.030885 | 637.1252 | 0.008087 | 816.1822 | 0 | 816.1823 | 0.0019848 | 810.72 | -0.0086717 | 816.1822 | 0 | 639.6797 | 1.1594 | 816.1822 | 0 | 816.1822 | 0 | 815.9837 | -0.016184 | 949.2805 | 0.031091 | 815.9837 | 5.9931 | 948.9222 | 0 | 949.2805 | 5.1466 | 804.9909 | 0.015533
|  | 816.4204 | 0.017641 | 816.2219 | -0.0066251 | 637.2461 | 0.012872 | 816.4204 | 0.0012284 | 816.2219 | -0.031167 | 807.2451 | 0 | 816.2219 | 0.013787 | 816.4204 | 0.017921 | 816.4204 | 0.034104 | 637.2461 | 0.011472 | 816.4204 | 0.0029221 | 816.4204 | 0 | 810.95 | 0.00081613 | 816.4204 | 0.004587 | 639.7998 | 1.1175 | 816.4204 | 0.0059264 | 816.4204 | 0.010889 | 816.2219 | 0.016123 | 949.4487 | 0.025613 | 816.2219 | 5.9379 | 949.0913 | 0.00081146 | 949.4487 | 5.146 | 805.2231 | 0.040111
|  | 816.6586 | -0.022247 | 816.4601 | -0.02877 | 637.3671 | 0 | 816.6586 | -0.02345 | 816.4601 | -0.0046336 | 807.481 | 0 | 816.4601 | -0.028901 | 816.6586 | 0 | 816.6586 | 0.00013392 | 637.3671 | 0.0012903 | 816.6586 | 0 | 816.6586 | 0.00032352 | 811.19 | 0.0044887 | 816.6586 | 0 | 639.9198 | 1.0848 | 816.6586 | 0 | 816.6586 | 0 | 816.4601 | -0.01568 | 949.617 | 0.024412 | 816.4601 | 5.8742 | 949.2603 | 0 | 949.617 | 5.1511 | 805.4552 | 0.032574
|  | 816.8969 | 0.010767 | 816.6984 | -0.037943 | 637.4881 | 0.0056181 | 816.8969 | -0.01126 | 816.6984 | -0.041766 | 807.7169 | 0 | 816.6984 | 0.0108 | 816.8968 | 0.008704 | 816.8968 | 0.045903 | 637.4881 | 0.0095915 | 816.8968 | 0 | 816.8969 | 0 | 811.43 | 0.0044887 | 816.8968 | 0.0059463 | 640.0399 | 1.0429 | 816.8968 | 0.014217 | 816.8968 | 0.0082518 | 816.6984 | 0.012522 | 949.7853 | 0.022393 | 816.6984 | 5.8498 | 949.4294 | 0.00081146 | 949.7853 | 5.158 | 805.6874 | 0.025299
|  | 817.135 | -0.021664 | 816.9366 | 0.017909 | 637.6091 | 0 | 817.135 | -0.070256 | 816.9366 | 0.0043927 | 807.9529 | 0 | 816.9366 | -0.031782 | 817.135 | 0 | 817.135 | -0.013341 | 637.6091 | 0.0023582 | 817.135 | 0 | 817.135 | 0.0030357 | 811.67 | -0.0014792 | 817.135 | 0 | 640.1599 | 1.0128 | 817.135 | 0 | 817.135 | 0 | 816.9366 | -0.017742 | 949.9535 | 0.016483 | 816.9366 | 5.7945 | 949.5984 | 0 | 949.9535 | 5.1717 | 805.9196 | 0.023529
|  | 817.3732 | 0.033624 | 817.1749 | 0.011772 | 637.7301 | 0.013222 | 817.3732 | 0.0083804 | 817.1749 | -0.074481 | 808.1888 | 0 | 817.1749 | 0.015071 | 817.3732 | 0.027119 | 817.3732 | -0.0079289 | 637.7301 | 0.005595 | 817.3732 | 0.0026377 | 817.3732 | 0 | 811.91 | -0.0068351 | 817.3732 | 0.0061379 | 640.28 | 0.97228 | 817.3732 | 0.013867 | 817.3732 | 0.0060629 | 817.1749 | 0.023437 | 950.1218 | 0.025181 | 817.1749 | 5.7204 | 949.7675 | 0.00057972 | 950.1218 | 5.1813 | 806.1518 | 0.026413
|  | 817.6115 | 0.0050183 | 817.4131 | -0.068731 | 637.8511 | 0 | 817.6115 | -0.02076 | 817.4131 | 0.015155 | 808.4248 | 0 | 817.4131 | -0.029677 | 817.6115 | 0 | 817.6115 | -0.030899 | 637.8511 | 0.011848 | 817.6115 | 0 | 817.6115 | 0.0049032 | 812.15 | 0.00020403 | 817.6115 | 0 | 640.4 | 0.93674 | 817.6115 | 0 | 817.6114 | 0 | 817.4131 | -0.024553 | 950.2901 | 0.018597 | 817.4131 | 5.6441 | 949.9365 | 0 | 950.2901 | 5.1917 | 806.384 | 0.016254
|  | 817.8497 | 0.016674 | 817.6514 | 0.018837 | 637.9721 | 0.0060736 | 817.8497 | -0.026729 | 817.6514 | -0.049069 | 808.6608 | 0 | 817.6514 | 0.022425 | 817.8497 | 0.038324 | 817.8497 | 0.039183 | 637.9721 | 0.0069115 | 817.8497 | 0.0064448 | 817.8497 | 0 | 812.38 | 0.0051009 | 817.8497 | 0.0030373 | 640.5201 | 0.88313 | 817.8497 | 0.015135 | 817.8497 | 0.0099092 | 817.6514 | 0.023437 | 950.4583 | 0.024748 | 817.6514 | 5.6101 | 950.1056 | 0.00034783 | 950.4583 | 5.1914 | 806.6161 | 0.014288
|  | 818.088 | -0.012473 | 817.8897 | -0.032503 | 638.0931 | 0 | 818.088 | -0.036193 | 817.8897 | 0.024692 | 808.8967 | 0 | 817.8897 | -0.033004 | 818.0879 | 0 | 818.0879 | -0.0011173 | 638.0931 | 0.0069115 | 818.0879 | 0 | 818.088 | 0.0027852 | 812.62 | 0.00035706 | 818.0879 | 0 | 640.6402 | 0.84774 | 818.0879 | 0 | 818.0879 | 0 | 817.8897 | -0.019101 | 950.6266 | 0.027055 | 817.8897 | 5.5446 | 950.2746 | 0 | 950.6266 | 5.1908 | 806.8484 | 0.025954
|  | 818.3262 | 0.033882 | 818.128 | 0.015207 | 638.2141 | 0.0074402 | 818.3262 | 0.013987 | 818.128 | -0.047799 | 809.1327 | 0 | 818.128 | 0.023157 | 818.3262 | 0.0055202 | 818.3262 | 0.030877 | 638.2141 | 0.010767 | 818.3262 | 0.0036497 | 818.3262 | 0 | 812.86 | -0.0036216 | 818.3262 | 0.0061393 | 640.7603 | 0.79914 | 818.3262 | 0.020303 | 818.3262 | 0.0056188 | 818.128 | 0.025669 | 950.7949 | 0.025373 | 818.128 | 5.4697 | 950.4437 | 0.00081146 | 950.7949 | 5.1825 | 807.0806 | 0.027396
|  | 818.5645 | -0.033579 | 818.3663 | -0.029541 | 638.3352 | 0 | 818.5645 | -0.026772 | 818.3663 | 0.0012948 | 809.3687 | 0 | 818.3663 | -0.026631 | 818.5645 | 0 | 818.5645 | -0.033907 | 638.3352 | 0 | 818.5645 | 0 | 818.5645 | 0.00067342 | 813.1 | -0.010661 | 818.5645 | 0 | 640.8803 | 0.78077 | 818.5645 | 0 | 818.5644 | 0 | 818.3663 | -0.017696 | 950.9631 | 0.026286 | 818.3663 | 5.4725 | 950.6128 | 0 | 950.9631 | 5.1759 | 807.3128 | 0.011863
|  | 818.8027 | 0.016327 | 818.6046 | -0.0029324 | 638.4562 | 0.014098 | 818.8027 | -0.026226 | 818.6046 | -0.088754 | 809.6047 | 0 | 818.6046 | 0.020761 | 818.8027 | 0.017368 | 818.8027 | 0.00050539 | 638.4562 | 0.013588 | 818.8027 | 0.0057103 | 818.8027 | 0 | 813.34 | 0.0055599 | 818.8027 | 0.0016098 | 641.0004 | 0.74462 | 818.8027 | 0.010602 | 818.8027 | 0.0064178 | 818.6046 | 0.018719 | 951.1314 | 0.021817 | 818.6046 | 5.4161 | 950.7818 | 0.00081146 | 951.1314 | 5.1619 | 807.545 | 0.023333
|  | 819.041 | 0.00098516 | 818.8429 | -0.045432 | 638.5773 | 0 | 819.041 | -0.022517 | 818.8429 | 0.0056707 | 809.8407 | 0 | 818.8429 | -0.03317 | 819.041 | 0 | 819.041 | -0.050236 | 638.5773 | 0.0074287 | 819.041 | 0 | 819.041 | 0.0011163 | 813.57 | 0.00066312 | 819.041 | 0 | 641.1205 | 0.73566 | 819.041 | 0 | 819.041 | 0 | 818.8429 | -0.024329 | 951.2997 | 0.028544 | 818.8429 | 5.3093 | 950.9509 | 0 | 951.2997 | 5.1494 | 807.7773 | 0.02543
|  | 819.2793 | -0.0082917 | 819.0812 | 0.013706 | 638.6983 | 0.0078957 | 819.2793 | -0.023611 | 819.0812 | -0.096963 | 810.0767 | 0 | 819.0812 | 0.02563 | 819.2793 | 0.024231 | 819.2793 | 0.023518 | 638.6983 | 0.0089333 | 819.2793 | 0.0043076 | 819.2793 | 0.0013608 | 813.81 | 0.0014282 | 819.2793 | 0.0042918 | 641.2405 | 0.72716 | 819.2793 | 0.026795 | 819.2793 | 0.0067797 | 819.0812 | -0.00050811 | 951.4679 | 0.026382 | 819.0812 | 5.2324 | 951.12 | 0.00081146 | 951.4679 | 5.1364 | 808.0096 | 0.020842
|  | 819.5176 | 0.030548 | 819.3195 | 0.0030085 | 638.8194 | 0 | 819.5176 | 0.019001 | 819.3195 | 0.021275 | 810.3127 | 0 | 819.3195 | 0.022862 | 819.5176 | 0.010249 | 819.5176 | 0.001869 | 638.8194 | 0.0085101 | 819.5176 | 0.0048628 | 819.5176 | 0 | 814.05 | -0.0013262 | 819.5176 | 0.0063426 | 641.3606 | 0.72625 | 819.5176 | 0.013246 | 819.5176 | 0.0063245 | 819.3195 | 0.024553 | 951.6362 | 0.030226 | 819.3195 | 5.0851 | 951.289 | 0.00030918 | 951.6362 | 5.1283 | 808.2418 | 0.023595
|  | 819.7559 | -0.013539 | 819.5578 | -0.020249 | 638.9405 | 0.010333 | 819.7559 | -0.021406 | 819.5578 | 0.017097 | 810.5488 | 0 | 819.5578 | -0.030362 | 819.7559 | 0 | 819.7559 | -0.0037553 | 638.9405 | 0.00091188 | 819.7559 | 0 | 819.7559 | 0.0019178 | 814.29 | -0.0046928 | 819.7559 | 0 | 641.4807 | 0.69375 | 819.7559 | 0 | 819.7559 | 0 | 819.5578 | -0.01794 | 951.8045 | 0.021048 | 819.5578 | 5.0355 | 951.4581 | 0 | 951.8045 | 5.1226 | 808.4741 | 0.011732
|  | 819.9942 | 0.014115 | 819.7962 | 0.014243 | 639.0616 | 0 | 819.9942 | 0.01493 | 819.7962 | -0.059635 | 810.7849 | 0 | 819.7962 | 0.020872 | 819.9942 | 0.0057932 | 819.9942 | -0.029589 | 639.0616 | 0.0050308 | 819.9942 | 0.0013235 | 819.9942 | 0 | 814.53 | 0.0017343 | 819.9942 | 0.0048831 | 641.6008 | 0.63755 | 819.9942 | 0.013137 | 819.9942 | 0.0095234 | 819.7962 | 0.01561 | 951.9728 | 0.027535 | 819.7962 | 4.8739 | 951.6272 | 0.00030918 | 951.9728 | 5.117 | 808.7064 | 0.033164
|  | 820.2325 | -0.010174 | 820.0345 | -0.047937 | 639.1826 | 0.0089317 | 820.2325 | -0.035235 | 820.0345 | 0.046258 | 811.0209 | 0 | 820.0345 | -0.032344 | 820.2325 | 0 | 820.2325 | -0.00021681 | 639.1826 | 0.0079929 | 820.2325 | 0 | 820.2325 | 0.0013176 | 814.76 | -0.0046928 | 820.2325 | 0 | 641.7209 | 0.60019 | 820.2325 | 0 | 820.2325 | 0 | 820.0345 | -0.020321 | 952.1411 | 0.019078 | 820.0345 | 4.8192 | 951.7963 | 0.00011594 | 952.1411 | 5.1122 | 808.9387 | 0.021825
|  | 820.4708 | 0.018011 | 820.2729 | -0.0075673 | 639.3038 | 0 | 820.4708 | 0.019135 | 820.2729 | -0.049644 | 811.257 | 0 | 820.2729 | 0.019533 | 820.4708 | 0.010484 | 820.4708 | -0.0034723 | 639.3038 | 0.0058301 | 820.4708 | 0.0023468 | 820.4708 | 0 | 815 | -0.0011732 | 820.4708 | 0.0010541 | 641.841 | 0.55782 | 820.4708 | 0.0091989 | 820.4708 | 0.010014 | 820.2729 | 0.0016401 | 952.3093 | 0.021288 | 820.2729 | 4.7182 | 951.9653 | 7.7296e-05 | 952.3093 | 5.1012 | 809.1709 | 0.027724
|  | 820.7092 | -0.0062049 | 820.5112 | -0.051469 | 639.4249 | 0.012785 | 820.7092 | -0.055682 | 820.5112 | 0.012426 | 811.493 | 0 | 820.5112 | -0.036182 | 820.7092 | 0 | 820.7092 | -0.012354 | 639.4249 | 0.008134 | 820.7092 | 0 | 820.7092 | 0.0040756 | 815.24 | 0.013211 | 820.7092 | 0 | 641.9611 | 0.54765 | 820.7092 | 0 | 820.7092 | 0 | 820.5112 | -0.024999 | 952.4776 | 0.02297 | 820.5112 | 4.6349 | 952.1344 | 0.00011594 | 952.4776 | 5.0909 | 809.4032 | 0.0072751
|  | 820.9475 | 0.0077794 | 820.7496 | 0.039271 | 639.546 | 0 | 820.9475 | -0.001916 | 820.7496 | -0.076666 | 811.7291 | 0 | 820.7496 | 0.017652 | 820.9475 | 0.020264 | 820.9475 | 0.039197 | 639.546 | 0 | 820.9475 | 0.0051934 | 820.9475 | 0 | 815.48 | -0.0045398 | 820.9475 | 0.000952 | 642.0811 | 0.48143 | 820.9475 | 0.022224 | 820.9475 | 0.011777 | 820.7496 | 0.025669 | 952.6459 | 0.028064 | 820.7496 | 4.5394 | 952.3035 | 0.00030918 | 952.6459 | 5.0759 | 809.6355 | 0.028445
|  | 821.1859 | 0.013482 | 820.988 | -0.056419 | 639.6671 | 0.015762 | 821.1859 | -0.017438 | 820.988 | 0.021479 | 811.9651 | 0 | 820.988 | -0.033048 | 821.1859 | 0 | 821.1859 | -0.0045096 | 639.6671 | 0.010532 | 821.1859 | 0 | 821.1859 | 0.0011575 | 815.72 | -0.00056109 | 821.1859 | 0 | 642.2012 | 0.44969 | 821.1859 | 0 | 821.1858 | 0 | 820.988 | -0.024776 | 952.8142 | 0.026286 | 820.988 | 4.4866 | 952.4726 | 0.00034783 | 952.8142 | 5.0657 | 809.8678 | 0.021694
|  | 821.4242 | 0.0028518 | 821.2264 | 0.0079435 | 639.7882 | 0 | 821.4242 | 0.0048104 | 821.2264 | -0.090399 | 812.2013 | 0 | 821.2264 | 0.019654 | 821.4242 | 0.020835 | 821.4242 | 0.036534 | 639.7882 | 0.0030256 | 821.4242 | 0.0059909 | 821.4242 | 0 | 815.95 | -0.00010202 | 821.4242 | 0.0019069 | 642.3213 | 0.38089 | 821.4242 | 0.019732 | 821.4242 | 0.0087057 | 821.2264 | 0.0090447 | 952.9825 | 0.030082 | 821.2264 | 4.3391 | 952.6417 | 7.7296e-05 | 952.9825 | 5.0538 | 810.1002 | 0.015009
|  | 821.6626 | -0.013346 | 821.4647 | -0.053884 | 639.9094 | 0.0080475 | 821.6626 | -0.025815 | 821.4647 | 0.035367 | 812.4374 | 0 | 821.4647 | -0.030448 | 821.6626 | 0 | 821.6626 | -0.010264 | 639.9094 | 0.01387 | 821.6626 | 0 | 821.6626 | 0.0011585 | 816.19 | 0.0021933 | 821.6626 | 0 | 642.4414 | 0.38089 | 821.6626 | 0 | 821.6626 | 0 | 821.4647 | -0.021523 | 953.1508 | 0.017828 | 821.4647 | 4.2807 | 952.8108 | 0.00034783 | 953.1508 | 5.0469 | 810.3325 | 0.019204
|  | 821.9009 | 0.00014892 | 821.7031 | -0.0051281 | 640.0305 | 0 | 821.9009 | 0.0016406 | 821.7031 | -0.079568 | 812.6735 | 0 | 821.7031 | 0.026432 | 821.901 | 0.011286 | 821.901 | 0.023558 | 640.0305 | 0.0044939 | 821.901 | 0.0018139 | 821.9009 | 0 | 816.43 | 0.0035706 | 821.901 | 0.0025038 | 642.5615 | 0.37922 | 821.901 | 0.01047 | 821.9009 | 0.012085 | 821.7032 | 0.01171 | 953.3191 | 0.023306 | 821.7031 | 4.1405 | 952.9799 | 0 | 953.3191 | 5.0406 | 810.5648 | 0.020318
|  | 822.1393 | 0.0075028 | 821.9416 | -0.040492 | 640.1517 | 0.0065292 | 822.1393 | -0.025728 | 821.9416 | 0.026252 | 812.9096 | 0 | 821.9416 | -0.035725 | 822.1394 | 0 | 822.1394 | 0.0025288 | 640.1517 | 0.0013123 | 822.1394 | 0 | 822.1393 | 0.0028518 | 816.67 | 0.0078554 | 822.1394 | 0 | 642.6816 | 0.39502 | 822.1394 | 0 | 822.1393 | 0 | 821.9416 | -0.019314 | 953.4873 | 0.012062 | 821.9416 | 4.0254 | 953.149 | 0.00011594 | 953.4873 | 5.0404 | 810.7971 | 0.0097001
|  | 822.3777 | 0.028892 | 822.18 | 0.035401 | 640.2729 | 0 | 822.3777 | -0.013289 | 822.18 | -0.068104 | 813.1458 | 0 | 822.18 | 0.020102 | 822.3777 | 0.023296 | 822.3777 | 0.01602 | 640.2729 | 0 | 822.3777 | 0.0068706 | 822.3777 | 0 | 816.91 | 0.00051009 | 822.3777 | 0.0055353 | 642.8017 | 0.39866 | 822.3777 | 0.021199 | 822.3777 | 0.01089 | 822.18 | 0.019526 | 953.6557 | 0.024171 | 822.18 | 3.9236 | 953.3181 | 0.00054107 | 953.6557 | 5.0341 | 811.0295 | 0.025627
|  | 822.6161 | -0.010981 | 822.4184 | -0.051076 | 640.3941 | 0.009282 | 822.6161 | -0.050733 | 822.4184 | 0.052046 | 813.3818 | 0 | 822.4184 | -0.028904 | 822.6161 | 0 | 822.6161 | -0.0033748 | 640.3941 | 0.0093094 | 822.6161 | 0 | 822.6161 | 0.0028279 | 817.15 | -0.0091305 | 822.6161 | 0 | 642.9218 | 0.37922 | 822.6161 | 0 | 822.6161 | 0 | 822.4184 | -0.0098959 | 953.8239 | 0.026766 | 822.4184 | 3.8891 | 953.4872 | 0.00034783 | 953.8239 | 5.0287 | 811.2618 | 0.021694
|  | 822.8546 | 0.012127 | 822.6568 | 0.026955 | 640.5153 | 0 | 822.8546 | 0.0074431 | 822.6568 | -0.044566 | 813.618 | 0 | 822.6568 | 0.019168 | 822.8546 | 0.013714 | 822.8546 | -0.0030858 | 640.5153 | 0.016503 | 822.8546 | 0.0041569 | 822.8546 | 0 | 817.38 | -0.010202 | 822.8546 | 0.0054785 | 643.0419 | 0.38196 | 822.8546 | 0.019382 | 822.8546 | 0.0097751 | 822.6568 | 0.015796 | 953.9922 | 0.024988 | 822.6568 | 3.7626 | 953.6563 | 0 | 953.9922 | 5.0177 | 811.4942 | 0.039718
|  | 823.093 | -0.0056404 | 822.8953 | -0.044976 | 640.6364 | 0.011734 | 823.093 | -0.025241 | 822.8953 | -0.012756 | 813.8541 | 0 | 822.8953 | -0.034384 | 823.093 | 0 | 823.093 | -0.044297 | 640.6364 | 0.0085101 | 823.093 | 0 | 823.093 | 0.003149 | 817.62 | 0.0054069 | 823.093 | 0 | 643.1621 | 0.36039 | 823.093 | 0 | 823.093 | 0 | 822.8953 | -0.0031922 | 954.1605 | 0.024652 | 822.8953 | 3.6825 | 953.8254 | 0.00011594 | 954.1605 | 5.0108 | 811.7266 | 0.021235
|  | 823.3314 | 0.014476 | 823.1337 | -0.00068161 | 640.7577 | 0 | 823.3314 | 0.036366 | 823.1337 | -0.056112 | 814.0903 | 0 | 823.1337 | 0.021517 | 823.3314 | 0.026252 | 823.3314 | 0.015395 | 640.7577 | 0.005548 | 823.3314 | 0.0044249 | 823.3314 | 0 | 817.86 | -0.0053048 | 823.3314 | 0.010136 | 643.2822 | 0.37239 | 823.3314 | 0.024621 | 823.3314 | 0.0079092 | 823.1337 | 0.020413 | 954.3288 | 0.024075 | 823.1337 | 3.5883 | 953.9945 | 7.7296e-05 | 954.3288 | 4.9974 | 811.9589 | 0.030083
|  | 823.5698 | -0.019353 | 823.3722 | -0.044037 | 640.8789 | 0.00091103 | 823.5698 | -0.027034 | 823.3722 | 0.02717 | 814.3265 | 0 | 823.3722 | -0.034866 | 823.5698 | 0 | 823.5698 | -0.0137 | 640.8789 | 0.010767 | 823.5698 | 0 | 823.5698 | 0.0015724 | 818.1 | -0.01112 | 823.5698 | 0 | 643.4023 | 0.36297 | 823.5698 | 0 | 823.5698 | 0 | 823.3722 | -0.024999 | 954.4971 | 0.021192 | 823.3722 | 3.4902 | 954.1637 | 0.00034783 | 954.4971 | 4.9848 | 812.1914 | 0.018679
|  | 823.8083 | 0.014635 | 823.6106 | -0.003587 | 641.0001 | 0 | 823.8083 | 0.023096 | 823.6106 | -0.040057 | 814.5627 | 0 | 823.6106 | 0.020719 | 823.8083 | 0.024182 | 823.8083 | 0.017333 | 641.0001 | 0.0063473 | 823.8083 | 0.0041804 | 823.8083 | 0 | 818.34 | 0.0063253 | 823.8083 | 0.0028709 | 643.5224 | 0.35796 | 823.8083 | 0.020729 | 823.8083 | 0.0091859 | 823.6106 | 0.021955 | 954.6654 | 0.034888 | 823.6106 | 3.434 | 954.3328 | 0 | 954.6654 | 4.9695 | 812.4237 | 0.031198
|  | 824.0468 | -0.0019325 | 823.8491 | -0.050296 | 641.1213 | 0.0081994 | 824.0468 | -0.05253 | 823.8491 | -0.0064939 | 814.7988 | 0 | 823.8491 | -0.037622 | 824.0467 | 0 | 824.0467 | 0.0086893 | 641.1213 | 0.0074287 | 824.0467 | 0 | 824.0468 | 0.005572 | 818.58 | -0.0010202 | 824.0467 | 0 | 643.6425 | 0.34399 | 824.0467 | 0 | 824.0467 | 0 | 823.8491 | -0.036829 | 954.8337 | 0.017492 | 823.8491 | 3.3052 | 954.5019 | 0.00011594 | 954.8337 | 4.9583 | 812.6561 | 0.015533
|  | 824.2852 | 0.062919 | 824.0876 | 0.042119 | 641.2426 | 0 | 824.2852 | 0.0036828 | 824.0876 | -0.071251 | 815.035 | 0 | 824.0876 | 0.026279 | 824.2852 | 0.015905 | 824.2852 | -0.012496 | 641.2426 | 0.0086512 | 824.2852 | 0.007047 | 824.2852 | 0 | 818.81 | -0.0040807 | 824.2852 | 0.009273 | 643.7626 | 0.32288 | 824.2852 | 0.027691 | 824.2852 | 0.013794 | 824.0876 | 0.015267 | 955.002 | 0.028208 | 824.0876 | 3.1613 | 954.671 | 7.7296e-05 | 955.002 | 4.9452 | 812.8886 | 0.016975
|  | 824.5237 | -0.019858 | 824.326 | -0.0081909 | 641.3638 | 0.0091069 | 824.5237 | -0.031192 | 824.326 | -0.013634 | 815.2712 | 0 | 824.326 | -0.033848 | 824.5237 | 0 | 824.5237 | -0.042951 | 641.3638 | 0.0059712 | 824.5237 | 0 | 824.5237 | 0.0028238 | 819.05 | -0.010355 | 824.5237 | 0 | 643.8827 | 0.30648 | 824.5237 | 0 | 824.5237 | 0 | 824.326 | -0.015975 | 955.1703 | 0.021625 | 824.326 | 3.0828 | 954.8401 | 0.00034783 | 955.1703 | 4.9325 | 813.121 | 0.021039
|  | 824.7621 | 0.0070326 | 824.5645 | 0.020661 | 641.4851 | 0 | 824.7621 | 0.0099692 | 824.5645 | -0.032765 | 815.5074 | 0 | 824.5645 | 0.020229 | 824.7621 | 0.026289 | 824.7621 | 0.0051172 | 641.4851 | 0.0086512 | 824.7621 | 0.00553 | 824.7621 | 0 | 819.29 | 0.0069371 | 824.7621 | 0.0043224 | 644.0029 | 0.26927 | 824.7621 | 0.01335 | 824.7622 | 0.010399 | 824.5645 | 0.023213 | 955.3386 | 0.027968 | 824.5645 | 2.9791 | 955.0093 | 0 | 955.3386 | 4.9138 | 813.3534 | 0.019662
|  | 825.0006 | 0.0014889 | 824.803 | -0.028136 | 641.6064 | 0.0059217 | 825.0006 | -0.027396 | 824.803 | 0.063916 | 815.7437 | 0 | 824.803 | -0.031382 | 825.0006 | 0 | 825.0006 | -0.027045 | 641.6064 | 0.0045151 | 825.0006 | 0 | 825.0006 | 0.0018455 | 819.53 | 0.0011222 | 825.0006 | 0 | 644.123 | 0.24482 | 825.0006 | 0 | 825.0006 | 0 | 824.803 | -0.019671 | 955.5069 | 0.021048 | 824.803 | 2.9323 | 955.1784 | 0.00011594 | 955.5069 | 4.8983 | 813.5858 | 0.0026291
|  | 825.2391 | 0.036958 | 825.0415 | 0.0050096 | 641.7276 | 0 | 825.2391 | 0.0026559 | 825.0415 | -0.055856 | 815.9799 | 0 | 825.0415 | 0.020757 | 825.2391 | 0.012233 | 825.2391 | 0.0024796 | 641.7276 | 0.0022247 | 825.2391 | 0.0031777 | 825.2391 | 0 | 819.77 | 0.0043357 | 825.2391 | 0.005616 | 644.2431 | 0.21277 | 825.2391 | 0.015655 | 825.2391 | 0.006085 | 825.0415 | 0.0019559 | 955.6753 | 0.022874 | 825.0415 | 2.8001 | 955.3475 | 7.7296e-05 | 955.6753 | 4.8823 | 813.8182 | 0.022743
|  | 825.4776 | -0.01856 | 825.2801 | -0.046604 | 641.8489 | 0.010946 | 825.4776 | -0.0067137 | 825.2801 | 0.029684 | 816.2161 | 0 | 825.2801 | -0.036575 | 825.4776 | 0 | 825.4776 | -0.02873 | 641.8489 | 0.012789 | 825.4776 | 0 | 825.4776 | 0.00069123 | 820 | -0.0048458 | 825.4776 | 0 | 644.3632 | 0.20746 | 825.4776 | 0 | 825.4776 | 0 | 825.28 | -0.013741 | 955.8436 | 0.0173 | 825.2801 | 2.7133 | 955.5167 | 0.00034783 | 955.8436 | 4.8729 | 814.0507 | 0.011994
|  | 825.7161 | 0.034163 | 825.5186 | -0.014752 | 641.9702 | 0 | 825.7161 | -0.013636 | 825.5186 | -0.081039 | 816.4523 | 0 | 825.5186 | 0.024311 | 825.7161 | 0.019252 | 825.7161 | 0.073967 | 641.9702 | 0.008228 | 825.7161 | 0.0055333 | 825.7161 | 0 | 820.24 | -0.0027035 | 825.7161 | 0.002647 | 644.4834 | 0.18179 | 825.7161 | 0.018279 | 825.7161 | 0.0071818 | 825.5186 | 0.0093281 | 956.0119 | 0.030226 | 825.5186 | 2.6298 | 955.6858 | 0 | 956.0119 | 4.8663 | 814.2831 | 0.019924
|  | 825.9547 | -0.0025204 | 825.7571 | -0.021838 | 642.0915 | 0.012872 | 825.9547 | -0.032399 | 825.7571 | 0.033546 | 816.6886 | 0 | 825.7571 | -0.033635 | 825.9547 | 0 | 825.9547 | -0.0085397 | 642.0915 | 0.012507 | 825.9547 | 0 | 825.9547 | 0.0021664 | 820.48 | -0.0042337 | 825.9547 | 0 | 644.6035 | 0.17663 | 825.9547 | 0 | 825.9547 | 0 | 825.7571 | -0.017891 | 956.1802 | 0.021528 | 825.7571 | 2.5661 | 955.855 | 0.00011594 | 956.1802 | 4.8641 | 814.5156 | 0.027134
|  | 826.1932 | 0.02241 | 825.9956 | 0.0064847 | 642.2128 | 0 | 826.1932 | -0.018369 | 825.9956 | -0.032184 | 816.9249 | 0 | 825.9956 | 0.02549 | 826.1932 | 0.0035679 | 826.1932 | 0.047475 | 642.2128 | 0.012083 | 826.1932 | 0.0049054 | 826.1932 | 0 | 820.72 | 0.0052539 | 826.1932 | 0.0045726 | 644.7236 | 0.15263 | 826.1932 | 0.028485 | 826.1932 | 0.011565 | 825.9956 | 0.012774 | 956.3485 | 0.026863 | 825.9956 | 2.4917 | 956.0241 | 7.7296e-05 | 956.3485 | 4.8632 | 814.7481 | 0.028379
|  | 826.4317 | 0.017143 | 826.2342 | -0.042924 | 642.3341 | 0.011997 | 826.4317 | -0.027147 | 826.2342 | 0.037071 | 817.1611 | 0 | 826.2342 | -0.039486 | 826.4317 | 0 | 826.4317 | -0.022766 | 642.3341 | 0.010109 | 826.4317 | 0 | 826.4317 | 0.00048354 | 820.96 | 0.00096913 | 826.4317 | 0 | 644.8438 | 0.14944 | 826.4317 | 0 | 826.4317 | 0 | 826.2342 | -0.014499 | 956.5168 | 0.02297 | 826.2342 | 2.4272 | 956.1933 | 0 | 956.5168 | 4.8604 | 814.9805 | 0.018614
|  | 826.6703 | 0.010556 | 826.4727 | -0.007787 | 642.4555 | 0 | 826.6703 | 0.013369 | 826.4727 | -0.094679 | 817.3974 | 0 | 826.4727 | 0.019747 | 826.6703 | 0.0046203 | 826.6703 | 0.021515 | 642.4555 | 0.0083691 | 826.6703 | 0.0047533 | 826.6703 | 0 | 821.2 | -0.0025504 | 826.6703 | 0.0011638 | 644.9639 | 0.12788 | 826.6703 | 0.010919 | 826.6703 | 0.0068343 | 826.4727 | 0.024329 | 956.6851 | 0.025325 | 826.4727 | 2.3373 | 956.3624 | 0 | 956.6851 | 4.8464 | 815.213 | 0.031918
|  | 826.9088 | -0.016332 | 826.7113 | -0.068849 | 642.5768 | 0.010771 | 826.9088 | -0.016189 | 826.7113 | -0.0032979 | 817.6337 | 0 | 826.7113 | -0.034373 | 826.9088 | 0 | 826.9088 | -0.031606 | 642.5768 | 0.0047957 | 826.9088 | 0 | 826.9088 | 0.0027891 | 821.43 | 0.0098449 | 826.9088 | 0 | 645.084 | 0.12469 | 826.9088 | 0 | 826.9088 | 0 | 826.7113 | -0.010877 | 956.8534 | 0.022826 | 826.7113 | 2.2906 | 956.5316 | 0.00034783 | 956.8534 | 4.8259 | 815.4455 | 0.016844
|  | 827.1474 | -0.0017235 | 826.9499 | 0.02399 | 642.6982 | 0 | 827.1474 | -0.015231 | 826.9499 | -0.060235 | 817.87 | 0 | 826.9499 | 0.022631 | 827.1474 | 0.012694 | 827.1474 | 0.035303 | 642.6982 | 0.0012903 | 827.1474 | 0.0049013 | 827.1474 | 0 | 821.67 | 0.0090795 | 827.1474 | 0.0046374 | 645.2042 | 0.1016 | 827.1474 | 0.0092129 | 827.1474 | 0.011314 | 826.9499 | 0.0070706 | 957.0217 | 0.020183 | 826.9499 | 2.1426 | 956.7007 | 0.00030918 | 957.0217 | 4.7979 | 815.678 | 0.023726
|  | 827.3859 | -0.0028192 | 827.1884 | -0.010361 | 642.8195 | 0.0077439 | 827.3859 | -0.015585 | 827.1884 | -0.0044033 | 818.1063 | 0 | 827.1884 | -0.029763 | 827.386 | 0 | 827.386 | -0.015524 | 642.8195 | 0.0063943 | 827.386 | 0 | 827.3859 | 0.0025334 | 821.91 | 0.0077024 | 827.386 | 0 | 645.3243 | 0.10175 | 827.386 | 0 | 827.3859 | 0 | 827.1884 | -0.0099019 | 957.1901 | 0.035224 | 827.1884 | 2.1034 | 956.8699 | 0 | 957.1901 | 4.7728 | 815.9105 | 0.019072
|  | 827.6245 | 0.0055737 | 827.427 | 0.023095 | 642.9409 | 0 | 827.6245 | -0.0017015 | 827.427 | -0.062529 | 818.3426 | 0 | 827.427 | 0.016218 | 827.6245 | 0.012418 | 827.6245 | 0.092475 | 642.9409 | 0.0066294 | 827.6245 | 0.0047849 | 827.6245 | 0 | 822.15 | -0.0023974 | 827.6245 | 0.0010593 | 645.4445 | 0.080947 | 827.6245 | 0.013141 | 827.6245 | 0.0078742 | 827.427 | 0.0068094 | 957.3584 | 0.025181 | 827.427 | 2.0509 | 957.039 | 0.00030918 | 957.3584 | 4.7469 | 816.143 | 0.027265
|  | 827.8631 | -0.039598 | 827.6656 | -0.03592 | 643.0622 | 0.019877 | 827.8631 | -0.033153 | 827.6656 | 0.0039638 | 818.5789 | 0 | 827.6656 | -0.032473 | 827.8631 | 0 | 827.8631 | -0.0033028 | 643.0622 | 0.0066294 | 827.8631 | 0 | 827.8631 | 0 | 822.39 | -0.0092835 | 827.8631 | 0 | 645.5646 | 0.081555 | 827.8631 | 0 | 827.8631 | 0 | 827.6656 | -0.01304 | 957.5267 | 0.018693 | 827.6656 | 1.9674 | 957.2082 | 0.00011594 | 957.5267 | 4.7251 | 816.3755 | 0.022612
|  | 828.1017 | 0.024899 | 827.9042 | -0.064422 | 643.1836 | 0 | 828.1017 | 0.027272 | 827.9042 | -0.017849 | 818.8152 | 0 | 827.9042 | 0.022119 | 828.1017 | 0.025539 | 828.1017 | 0.012754 | 643.1836 | 0.0071466 | 828.1017 | 0 | 828.1017 | 0 | 822.63 | -0.005917 | 828.1017 | 0.0043451 | 645.6848 | 0.059382 | 828.1017 | 0.016022 | 828.1017 | 0.0065444 | 827.9042 | -0.0018224 | 957.695 | 0.025853 | 827.9042 | 1.9062 | 957.3773 | 7.7296e-05 | 957.695 | 4.702 | 816.608 | 0.036572
|  | 828.3403 | -0.018049 | 828.1428 | -0.0090069 | 643.305 | 0.0085031 | 828.3403 | -0.026561 | 828.1428 | 0.0067775 | 819.0516 | 0 | 828.1428 | -0.032504 | 828.3403 | 0 | 828.3403 | 0.0036597 | 643.305 | 0.0038478 | 828.3403 | 0 | 828.3403 | 0.00068538 | 822.86 | 0.00709 | 828.3403 | 0 | 645.8049 | 0.056496 | 828.3403 | 0 | 828.3403 | 0 | 828.1428 | -0.0074631 | 957.8634 | 0.02297 | 828.1428 | 1.8378 | 957.5465 | 0 | 957.8634 | 4.682 | 816.8406 | 0.0032783
|  | 828.5789 | -0.0029505 | 828.3814 | -0.00048808 | 643.4264 | 0 | 828.5789 | 0.0080405 | 828.3814 | -0.030656 | 819.2879 | 0 | 828.3814 | 0.015803 | 828.5789 | 0.01047 | 828.5789 | -0.007456 | 643.4264 | 0.0063473 | 828.5789 | 0.0045762 | 828.5789 | 0 | 823.1 | -0.00040807 | 828.5789 | 0.003803 | 645.9251 | 0.037968 | 828.5789 | 0.019103 | 828.5789 | 0.0073177 | 828.3814 | 0.007723 | 958.0317 | 0.027776 | 828.3814 | 1.7814 | 957.7157 | 0 | 958.0317 | 4.6561 | 817.0731 | 0.034081
|  | 828.8176 | -0.019326 | 828.62 | -0.032302 | 643.5478 | 0.0083512 | 828.8176 | -0.050676 | 828.62 | 0.0079636 | 819.5242 | 0 | 828.62 | -0.03416 | 828.8175 | 0 | 828.8175 | 0.0076313 | 643.5478 | 0.0062533 | 828.8175 | 0 | 828.8176 | 0.0024425 | 823.34 | -0.0010202 | 828.8175 | 0 | 646.0452 | 0.037512 | 828.8175 | 0 | 828.8176 | 0 | 828.62 | -0.01078 | 958.2 | 0.020856 | 828.62 | 1.7083 | 957.8849 | 0 | 958.2 | 4.6355 | 817.3057 | 0.020318
|  | 829.0562 | 0.033505 | 828.8587 | 0.00071027 | 643.6692 | 0 | 829.0562 | 0.0084201 | 828.8587 | -0.031438 | 819.7606 | 0 | 828.8587 | 0.020549 | 829.0562 | 0.0068016 | 829.0562 | 0.034103 | 643.6692 | 0.0010234 | 829.0562 | 0.0028167 | 829.0562 | 0 | 823.58 | -0.0020913 | 829.0562 | 0.00093963 | 646.1654 | 0.021718 | 829.0562 | 0.012052 | 829.0562 | 0.0034876 | 828.8587 | 0.0051295 | 958.3683 | 0.024604 | 828.8587 | 1.6551 | 958.054 | 0 | 958.3683 | 4.6123 | 817.5383 | 0.012584
|  | 829.2948 | -0.016657 | 829.0973 | 0.0075861 | 643.7907 | 0.0016702 | 829.2948 | -0.040151 | 829.0973 | 0.0067097 | 819.9969 | 0 | 829.0973 | -0.032604 | 829.2948 | 0 | 829.2948 | -0.020012 | 643.7907 | 0 | 829.2948 | 0 | 829.2948 | 0.00056743 | 823.82 | -0.00010202 | 829.2948 | 0 | 646.2855 | 0.026426 | 829.2948 | 0 | 829.2948 | 0 | 829.0973 | -0.011158 | 958.5367 | 0.025949 | 829.0973 | 1.5941 | 958.2232 | 0.00011594 | 958.5367 | 4.5922 | 817.7708 | 0.024709
|  | 829.5334 | 0.019161 | 829.3359 | -0.0085779 | 643.9121 | 0 | 829.5334 | 0.02283 | 829.3359 | -0.059642 | 820.2333 | 0 | 829.3359 | 0.015755 | 829.5335 | 0.031403 | 829.5335 | 0.042521 | 643.9121 | 0 | 829.5335 | 0.00099394 | 829.5334 | 0 | 824.06 | -0.0031625 | 829.5335 | 0.0025839 | 646.4057 | 0.014011 | 829.5335 | 0.017979 | 829.5335 | 0.0077816 | 829.3359 | 0.005833 | 958.705 | 0.030082 | 829.3359 | 1.5212 | 958.3924 | 0 | 958.705 | 4.5686 | 818.0034 | 0.016647
|  | 829.7721 | -0.010139 | 829.5746 | -0.057612 | 644.0335 | 0.0086549 | 829.7721 | -0.017255 | 829.5746 | 0.047437 | 820.4697 | 0 | 829.5746 | -0.036439 | 829.7721 | 0 | 829.7721 | -0.012503 | 644.0335 | 0.0086512 | 829.7721 | 0 | 829.7721 | 0.0007715 | 824.3 | 0.0087736 | 829.7721 | 0 | 646.5259 | 0.015339 | 829.7721 | 0 | 829.7721 | 0 | 829.5746 | -0.0089769 | 958.8733 | 0.017924 | 829.5746 | 1.4429 | 958.5616 | 0.00034783 | 958.8733 | 4.5506 | 818.236 | 0.021825
|  | 830.0107 | 0.016684 | 829.8132 | -0.0086775 | 644.155 | 0 | 830.0107 | -0.0013282 | 829.8132 | -0.048278 | 820.7061 | 0 | 829.8132 | 0.025994 | 830.0108 | 0.019739 | 830.0108 | 0.010599 | 644.155 | 0.00048945 | 830.0108 | 0.003846 | 830.0107 | 0 | 824.53 | -0.00056109 | 830.0108 | 0.0031325 | 646.646 | 0.003485 | 830.0108 | 0.01055 | 830.0107 | 0.0019479 | 829.8132 | 0.010489 | 959.0417 | 0.026622 | 829.8132 | 1.4019 | 958.7307 | 7.7296e-05 | 959.0417 | 4.5316 | 818.4686 | 0.0291
|  | 830.2495 | -0.019572 | 830.0519 | -0.023381 | 644.2764 | 0.0069846 | 830.2495 | -0.018824 | 830.0519 | 0.035479 | 820.9425 | 0 | 830.0519 | -0.027814 | 830.2494 | 0 | 830.2494 | -0.017869 | 644.2764 | 0.0045151 | 830.2494 | 0 | 830.2495 | 0.0011046 | 824.77 | -0.0028565 | 830.2494 | 0 | 646.7662 | 0.0034295 | 830.2494 | 0 | 830.2495 | 0 | 830.0519 | -0.030579 | 959.21 | 0.016819 | 830.0519 | 1.3699 | 958.8999 | 0.00034783 | 959.21 | 4.5181 | 818.7011 | 0.015795
|  | 830.4881 | 0.0224 | 830.2906 | -0.020019 | 644.3979 | 0 | 830.4881 | 0.022188 | 830.2906 | -0.050273 | 821.1789 | 0 | 830.2906 | 0.022349 | 830.4881 | 0.017554 | 830.4881 | 0.030502 | 644.3979 | 0.012224 | 830.4881 | 0.0062673 | 830.4881 | 0 | 825.01 | -0.0011732 | 830.4881 | 0.0045905 | 646.8863 | 0.00020791 | 830.4881 | 0.021342 | 830.4881 | 0.0046518 | 830.2906 | 0.014085 | 959.3783 | 0.025613 | 830.2906 | 1.3524 | 959.0691 | 0.00030918 | 959.3783 | 4.4978 | 818.9337 | 0.018351
|  | 830.7268 | -0.028091 | 830.5293 | -0.0428 | 644.5194 | 0.0078957 | 830.7268 | -0.026155 | 830.5293 | 0.050117 | 821.4153 | 0 | 830.5293 | -0.033627 | 830.7268 | 0 | 830.7268 | 0.04307 | 644.5194 | 0.0063943 | 830.7268 | 0 | 830.7268 | 0.0019251 | 825.25 | -0.0046928 | 830.7268 | 0 | 647.0065 | 0.00021413 | 830.7268 | 0 | 830.7268 | 0 | 830.5293 | -0.025892 | 959.5466 | 0.024075 | 830.5293 | 1.2625 | 959.2383 | 0.00011594 | 959.5466 | 4.4801 | 819.1663 | 0.015533
|  | 830.9655 | -0.006298 | 830.7679 | -0.042208 | 644.6409 | 0 | 830.9655 | 0.007994 | 830.7679 | -0.049429 | 821.6517 | 0 | 830.7679 | 0.017217 | 830.9655 | 0.01923 | 830.9655 | 0.02755 | 644.6409 | 0.0051719 | 830.9655 | 0.0013878 | 830.9655 | 0 | 825.49 | 0.00051009 | 830.9655 | 0.0061223 | 647.1267 | 6.2248e-06 | 830.9655 | 0.018524 | 830.9655 | 0.007259 | 830.768 | 0.0044009 | 959.715 | 0.034311 | 830.7679 | 1.2622 | 959.4075 | 7.7296e-05 | 959.715 | 4.4557 | 819.399 | 0.035196
|  | 831.2042 | -0.021935 | 831.0066 | 0.034534 | 644.7624 | 0.010771 | 831.2042 | -0.036378 | 831.0066 | 0.017123 | 821.8882 | 0 | 831.0066 | -0.027929 | 831.2042 | 0 | 831.2042 | -0.0052405 | 644.7624 | 0.014904 | 831.2042 | 0 | 831.2042 | 0.00083848 | 825.73 | -0.0051518 | 831.2042 | 0 | 647.2469 | 8.1812e-06 | 831.2042 | 0 | 831.2042 | 0 | 831.0066 | -0.0082221 | 959.8833 | 0.029842 | 831.0066 | 1.2084 | 959.5767 | 0.00011594 | 959.8833 | 4.4413 | 819.6316 | 0.0094379
|  | 831.4429 | 0.035659 | 831.2453 | 0.017526 | 644.8839 | 0 | 831.4429 | -0.010899 | 831.2453 | -0.054492 | 822.1246 | 0 | 831.2453 | 0.016485 | 831.4429 | 0.016863 | 831.4429 | 0.0036328 | 644.8839 | 0.0043605 | 831.4429 | 0.0056096 | 831.4429 | 0 | 825.96 | 0.0034176 | 831.4429 | 0.00393 | 647.367 | 1.9564e-06 | 831.4429 | 0.020202 | 831.4429 | 0.0085312 | 831.2453 | 0.017211 | 960.0517 | 0.033206 | 831.2453 | 1.1621 | 959.7459 | 7.7296e-05 | 960.0517 | 4.4252 | 819.8642 | 0.033164
|  | 831.6816 | 0.0081413 | 831.4841 | -0.040792 | 645.0054 | 0.0095447 | 831.6816 | -0.012212 | 831.4841 | 0.036972 | 822.3611 | 0 | 831.4841 | -0.037932 | 831.6816 | 0 | 831.6816 | -0.01607 | 645.0054 | 0.0039813 | 831.6816 | 0 | 831.6816 | 0.0027594 | 826.2 | -0.0040807 | 831.6816 | 0 | 647.4872 | 6.5805e-06 | 831.6816 | 0 | 831.6816 | 0 | 831.4841 | -0.027231 | 960.22 | 0.028064 | 831.4841 | 1.1251 | 959.9151 | 0.00011594 | 960.22 | 4.411 | 820.0969 | 0.0035135
|  | 831.9203 | 0.034991 | 831.7228 | 0.02881 | 645.1269 | 0 | 831.9203 | -0.0010702 | 831.7228 | -0.07189 | 822.5975 | 0 | 831.7228 | 0.016785 | 831.9204 | 0.033075 | 831.9204 | -0.03213 | 645.1269 | 0.0087452 | 831.9204 | 0.0043868 | 831.9203 | 0 | 826.44 | 0.0044887 | 831.9204 | 0.0019056 | 647.6074 | 4.6242e-06 | 831.9204 | 0.028122 | 831.9203 | 0.0094836 | 831.7228 | 0.012053 | 960.3883 | 0.028544 | 831.7228 | 1.0848 | 960.0843 | 7.7296e-05 | 960.3883 | 4.3816 | 820.3295 | 0.021891
|  | 832.1591 | 0.016286 | 831.9615 | -0.015783 | 645.2484 | 0.0033405 | 832.1591 | -0.026504 | 831.9615 | 0.0055324 | 822.834 | 0 | 831.9615 | -0.034077 | 832.1591 | 0 | 832.1591 | -0.039907 | 645.2484 | 0.0077108 | 832.1591 | 0 | 832.1591 | 0.0031339 | 826.68 | 0.0054069 | 832.1591 | 0 | 647.7276 | 4.6242e-06 | 832.1591 | 0 | 832.1591 | 0 | 831.9615 | -0.0083394 | 960.5567 | 0.029554 | 831.9615 | 1.0275 | 960.2535 | 0 | 960.5567 | 4.3507 | 820.5621 | 0.024906
|  | 832.3978 | 0.011413 | 832.2002 | 0.0034171 | 645.37 | 0 | 832.3978 | -0.009671 | 832.2002 | -0.059242 | 823.0705 | 0 | 832.2002 | 0.015455 | 832.3978 | 0.030571 | 832.3978 | 0.02905 | 645.37 | 0.0026252 | 832.3978 | 0.0034637 | 832.3978 | 0 | 826.92 | -0.0016323 | 832.3978 | 0.0045587 | 647.8478 | 0 | 832.3978 | 0.013535 | 832.3978 | 0.0077877 | 832.2002 | 0.027677 | 960.725 | 0.02667 | 832.2002 | 1.0193 | 960.4227 | 0.00030918 | 960.725 | 4.3183 | 820.7948 | 0.029952
|  | 832.6366 | -0.0024348 | 832.439 | -0.050548 | 645.4915 | 0.0088442 | 832.6366 | -0.012346 | 832.439 | -0.036328 | 823.3069 | 0 | 832.439 | -0.031611 | 832.6366 | 0 | 832.6366 | -0.0056483 | 645.4915 | 0.0034475 | 832.6366 | 0 | 832.6366 | 0.0019673 | 827.16 | -0.0079064 | 832.6366 | 0 | 647.9679 | 0 | 832.6366 | 0 | 832.6366 | 0 | 832.439 | -0.01311 | 960.8934 | 0.026766 | 832.439 | 0.97554 | 960.5919 | 0.00034783 | 960.8934 | 4.2935 | 821.0275 | 0.018024
|  | 832.8754 | 0.0097679 | 832.6777 | -0.0012759 | 645.6131 | 0 | 832.8754 | -0.0023937 | 832.6777 | -0.088329 | 823.5435 | 0 | 832.6777 | 0.015192 | 832.8753 | 0.021281 | 832.8753 | 0.027497 | 645.6131 | 0.010109 | 832.8753 | 0.0029481 | 832.8754 | 0 | 827.4 | 0.00066312 | 832.8753 | 0.0042215 | 648.0881 | 3.5571e-07 | 832.8753 | 0.01818 | 832.8754 | 0.0098089 | 832.6777 | 0.011431 | 961.0617 | 0.037098 | 832.6777 | 0.95212 | 960.7612 | 0 | 961.0617 | 4.2668 | 821.2601 | 0.03336
|  | 833.1141 | -0.025505 | 832.9165 | -0.037272 | 645.7346 | 0.017338 | 833.1141 | -0.029032 | 832.9165 | 0.021247 | 823.7799 | 0 | 832.9165 | -0.03857 | 833.1141 | 0 | 833.1141 | 0.0028499 | 645.7346 | 0.014387 | 833.1141 | 0 | 833.1141 | 0.0010259 | 827.63 | 0.0018873 | 833.1141 | 0 | 648.2083 | 2.1342e-06 | 833.1141 | 0 | 833.1141 | 0 | 832.9165 | -0.014319 | 961.2301 | 0.01802 | 832.9165 | 0.90334 | 960.9304 | 0.00011594 | 961.2301 | 4.2414 | 821.4928 | 0.016844
|  | 833.3529 | 0.0039453 | 833.1552 | 0.024465 | 645.8562 | 0 | 833.3529 | -0.0046973 | 833.1552 | -0.053842 | 824.0164 | 0 | 833.1552 | 0.021273 | 833.3529 | 0.0302 | 833.3529 | 0.00072414 | 645.8562 | 0.0090273 | 833.3529 | 0.0037462 | 833.3529 | 0 | 827.87 | -0.0068351 | 833.3529 | 0.0078456 | 648.3285 | 2.1342e-06 | 833.3529 | 0.019687 | 833.3529 | 0.0066588 | 833.1552 | 0.013913 | 961.3984 | 0.030755 | 833.1552 | 0.88459 | 961.0996 | 7.7296e-05 | 961.3984 | 4.2116 | 821.7255 | -0.0050513
|  | 833.5917 | -0.051178 | 833.394 | -0.021965 | 645.9778 | 0.017163 | 833.5917 | 0.018966 | 833.394 | 0.015775 | 824.2529 | 0 | 833.394 | -0.031695 | 833.5917 | 0 | 833.5917 | -0.032656 | 645.9778 | 0.0021129 | 833.5917 | 0 | 833.5917 | 0.0013003 | 828.11 | 0.0012752 | 833.5917 | 0 | 648.4487 | 1.9564e-06 | 833.5917 | 0 | 833.5917 | 0 | 833.394 | -0.023883 | 961.5668 | 0.020471 | 833.394 | 0.82937 | 961.2688 | 0.00011594 | 961.5668 | 4.1816 | 821.9582 | 0.018876
|  | 833.8304 | 0.026878 | 833.6328 | 0.013469 | 646.0994 | 0.00060875 | 833.8304 | 0.014148 | 833.6328 | -0.060199 | 824.4894 | 0 | 833.6328 | 0.023941 | 833.8305 | 0.012878 | 833.8305 | -0.00013 | 646.0994 | 0.005548 | 833.8305 | 0.0049916 | 833.8304 | 0 | 828.35 | 0.0075495 | 833.8305 | 0.0030006 | 648.5689 | 0 | 833.8305 | 0.014648 | 833.8304 | 0.0072145 | 833.6328 | 0.014305 | 961.7351 | 0.029506 | 833.6328 | 0.82486 | 961.438 | 7.7296e-05 | 961.7351 | 4.1434 | 822.1909 | 0.015664
|  | 834.0693 | -0.0012515 | 833.8716 | -0.083648 | 646.221 | 0.013398 | 834.0693 | -0.014784 | 833.8716 | -0.0035721 | 824.726 | 0 | 833.8716 | -0.029359 | 834.0693 | 0 | 834.0693 | -0.03117 | 646.221 | 0.0027803 | 834.0693 | 0 | 834.0693 | 0.0010151 | 828.59 | -0.00086717 | 834.0693 | 0 | 648.6891 | 2.1342e-06 | 834.0693 | 0 | 834.0693 | 0 | 833.8716 | -0.017522 | 961.9035 | 0.028641 | 833.8716 | 0.79439 | 961.6073 | 0.00011594 | 961.9035 | 4.1062 | 822.4236 | 0.012781
|  | 834.3081 | 0.026525 | 834.1103 | 0.00259 | 646.3426 | 0 | 834.3081 | 0.0003815 | 834.1103 | -0.049283 | 824.9625 | 0 | 834.1103 | 0.019404 | 834.3081 | 0.021025 | 834.3081 | 0.0048115 | 646.3426 | 0.0040935 | 834.3081 | 0.0050142 | 834.3081 | 0 | 828.83 | 0.00051009 | 834.3081 | 0 | 648.8093 | 2.1342e-06 | 834.3081 | 0.016047 | 834.3081 | 0.0041338 | 834.1104 | 0.0011448 | 962.0718 | 0.028881 | 834.1103 | 0.76682 | 961.7765 | 0 | 962.0718 | 4.0685 | 822.6564 | 0.010093
|  | 834.5469 | 0.0080813 | 834.3491 | -0.050149 | 646.4642 | 0.017426 | 834.5469 | -0.029934 | 834.3491 | 0.022475 | 825.1991 | 0 | 834.3491 | -0.034552 | 834.5469 | 0 | 834.5469 | -0.019506 | 646.4642 | 0.011707 | 834.5469 | 0 | 834.5469 | 0.0011901 | 829.07 | 0.0018873 | 834.5469 | 0 | 648.9295 | 2.8456e-06 | 834.5469 | 0 | 834.5469 | 0 | 834.3492 | -0.0066378 | 962.2402 | 0.012686 | 834.3491 | 0.71186 | 961.9457 | 0 | 962.2402 | 4.0375 | 822.8891 | 0.02235
|  | 834.7857 | 0.046478 | 834.588 | 0.018712 | 646.5858 | 0 | 834.7857 | 0.010824 | 834.588 | -0.051755 | 825.4356 | 0 | 834.588 | 0.014067 | 834.7857 | 0.004206 | 834.7857 | 0.030113 | 646.5858 | 0.0077108 | 834.7857 | 0.0034316 | 834.7857 | 0 | 829.3 | 0.00051009 | 834.7857 | 0.0025972 | 649.0497 | 2.1342e-06 | 834.7857 | 0.017206 | 834.7857 | 0.0101 | 834.588 | 0.014055 | 962.4085 | 0.030322 | 834.588 | 0.71593 | 962.115 | 0 | 962.4085 | 4.0027 | 823.1218 | 0.022939
|  | 835.0245 | -0.00817 | 834.8268 | -0.00096174 | 646.7075 | 0.0078957 | 835.0245 | -0.04117 | 834.8268 | -0.0092978 | 825.6722 | 0 | 834.8268 | -0.032966 | 835.0246 | 0 | 835.0246 | -0.043584 | 646.7075 | 0.0030471 | 835.0246 | 0 | 835.0245 | 0.0030079 | 829.54 | 5.1009e-05 | 835.0246 | 0 | 649.1699 | 5.6913e-06 | 835.0246 | 0 | 835.0245 | 0 | 834.8268 | -0.0076198 | 962.5769 | 0.020279 | 834.8268 | 0.66288 | 962.2842 | 0.00034783 | 962.5769 | 3.9674 | 823.3546 | 0.0080616
|  | 835.2634 | 0.0277 | 835.0656 | -0.0071505 | 646.8291 | 0 | 835.2634 | -0.022747 | 835.0656 | -0.084712 | 825.9088 | 0 | 835.0656 | 0.016706 | 835.2634 | 0.031842 | 835.2634 | 0.028915 | 646.8291 | 0.011707 | 835.2634 | 0.0055618 | 835.2634 | 0 | 829.78 | 0.0086207 | 835.2634 | 2.1303e-05 | 649.2901 | 5.3356e-06 | 835.2634 | 0.0094303 | 835.2634 | 0.0054179 | 835.0656 | 0.023883 | 962.7453 | 0.025277 | 835.0656 | 0.66579 | 962.4534 | 0 | 962.7453 | 3.9198 | 823.5873 | 0.018876
|  | 835.5023 | 0.0036615 | 835.3044 | -0.034051 | 646.9508 | 0.0069846 | 835.5023 | -0.028462 | 835.3044 | 0.010268 | 826.1453 | 0 | 835.3044 | -0.038122 | 835.5023 | 0 | 835.5023 | -0.019506 | 646.9508 | 0.0073347 | 835.5023 | 0 | 835.5023 | 0.002142 | 830.02 | -0.0074475 | 835.5023 | 0 | 649.4103 | 5.3356e-06 | 835.5023 | 0 | 835.5023 | 0 | 835.3044 | -0.0092846 | 962.9136 | 0.02297 | 835.3044 | 0.65025 | 962.6227 | 0 | 962.9136 | 3.8729 | 823.8201 | 0.010814
|  | 835.7411 | 0.029887 | 835.5433 | 0.0024399 | 647.0724 | 0 | 835.7411 | 0.011498 | 835.5433 | -0.030434 | 826.382 | 0 | 835.5433 | 0.015739 | 835.7411 | 0.027322 | 835.7411 | 0.019643 | 647.0724 | 0.003693 | 835.7411 | 0.0033203 | 835.7411 | 0 | 830.26 | -0.0016323 | 835.7411 | 0.0044385 | 649.5305 | 2.1342e-06 | 835.7411 | 0.018644 | 835.7411 | 0.0079245 | 835.5433 | 0.027231 | 963.082 | 0.028208 | 835.5433 | 0.62098 | 962.7919 | 0 | 963.082 | 3.8228 | 824.0528 | 0.03028
|  | 835.98 | -0.014064 | 835.7821 | 0.0070372 | 647.1941 | 0.020053 | 835.98 | -0.029066 | 835.7821 | 0.072353 | 826.6185 | 0 | 835.7821 | -0.029452 | 835.98 | 0 | 835.98 | 0.017379 | 647.1941 | 0.0046486 | 835.98 | 0 | 835.98 | 0.0034112 | 830.5 | -0.0068351 | 835.98 | 0 | 649.6507 | 3.2013e-06 | 835.98 | 0 | 835.98 | 0 | 835.7821 | -0.0086291 | 963.2503 | 0.021817 | 835.7821 | 0.59294 | 962.9611 | 0.00011594 | 963.2503 | 3.784 | 824.2856 | 0.028904
|  | 836.2189 | 0.011455 | 836.021 | 0.025221 | 647.3158 | 0 | 836.2189 | -0.011551 | 836.021 | -0.067528 | 826.8551 | 0 | 836.021 | 0.020215 | 836.2189 | 0.023704 | 836.2189 | 0.014441 | 647.3158 | 0.0085101 | 836.2189 | 0.0039779 | 836.2189 | 0 | 830.74 | -0.00010202 | 836.2189 | 0.0029571 | 649.7709 | 4.9799e-06 | 836.2189 | 0.015347 | 836.2189 | 0.011409 | 836.0209 | 0.026338 | 963.4187 | 0.025613 | 836.021 | 0.59149 | 963.1304 | 0 | 963.4187 | 3.7463 | 824.5184 | 0.022546
|  | 836.4578 | -0.010904 | 836.2598 | -0.018929 | 647.4375 | 0.010771 | 836.4578 | -0.018777 | 836.2598 | 0.03004 | 827.0917 | 0 | 836.2598 | -0.032698 | 836.4577 | 0 | 836.4577 | -0.05545 | 647.4375 | 0.016268 | 836.4577 | 0 | 836.4578 | 0.00071218 | 830.97 | -0.0028565 | 836.4577 | 0 | 649.8911 | 9.0705e-06 | 836.4577 | 0 | 836.4578 | 0 | 836.2598 | -0.01507 | 963.587 | 0.034551 | 836.2598 | 0.54664 | 963.2997 | 0.00011594 | 963.587 | 3.7184 | 824.7512 | 0.010749
|  | 836.6967 | 0.013525 | 836.4987 | -0.030307 | 647.5592 | 0 | 836.6967 | -0.0011303 | 836.4987 | -0.053893 | 827.3284 | 0 | 836.4987 | 0.020665 | 836.6966 | 0.028847 | 836.6966 | 0.030776 | 647.5592 | 0.010344 | 836.6966 | 0.0041424 | 836.6967 | 0 | 831.21 | 0.0029585 | 836.6966 | 0.0017214 | 650.0113 | 9.9598e-06 | 836.6966 | 0.025922 | 836.6967 | 0.010936 | 836.4987 | 0.0075929 | 963.7554 | 0.023979 | 836.4987 | 0.53799 | 963.4689 | 7.7296e-05 | 963.7554 | 3.6849 | 824.984 | 0.021104
|  | 836.9355 | -0.016729 | 836.7375 | -0.031303 | 647.6809 | 0.0050107 | 836.9355 | -0.021775 | 836.7375 | 0.0076457 | 827.565 | 0 | 836.7375 | -0.031952 | 836.9355 | 0 | 836.9355 | -0.01874 | 647.6809 | 0.01119 | 836.9355 | 0 | 836.9355 | 0.0038379 | 831.45 | -0.0013262 | 836.9355 | 0 | 650.1316 | 9.4262e-06 | 836.9355 | 0 | 836.9356 | 0 | 836.7376 | -0.033258 | 963.9238 | 0.021817 | 836.7375 | 0.50932 | 963.6382 | 0.00034783 | 963.9238 | 3.6513 | 825.2167 | 0.021891
|  | 837.1744 | 0.02998 | 836.9764 | 0.029362 | 647.8026 | 0 | 837.1744 | -0.01313 | 836.9764 | -0.065115 | 827.8016 | 0 | 836.9764 | 0.028175 | 837.1745 | 0.016094 | 837.1745 | 0.021005 | 647.8026 | 0.0026252 | 837.1745 | 0.0046138 | 837.1744 | 0 | 831.69 | -0.0046928 | 837.1745 | 0.0068221 | 650.2518 | 5.3356e-06 | 837.1745 | 0.02464 | 837.1744 | 0.010046 | 836.9764 | 0.019095 | 964.0921 | 0.031332 | 836.9764 | 0.513 | 963.8074 | 0 | 964.0921 | 3.6091 | 825.4495 | 0.027527
|  | 837.4134 | 0.03291 | 837.2153 | -0.0179 | 647.9243 | 0.013835 | 837.4134 | -0.004953 | 837.2153 | 0.025128 | 828.0383 | 0 | 837.2153 | -0.027103 | 837.4134 | 0 | 837.4134 | 0.0010691 | 647.9243 | 0.005454 | 837.4134 | 0 | 837.4134 | 0.0014228 | 831.93 | -0.0088246 | 837.4134 | 0 | 650.372 | 1.0315e-05 | 837.4134 | 0 | 837.4134 | 0 | 837.2153 | -0.014829 | 964.2605 | 0.025517 | 837.2153 | 0.48008 | 963.9767 | 0.00011594 | 964.2605 | 3.5725 | 825.6824 | 0.0032909
|  | 837.6523 | 0.0040292 | 837.4542 | 0.0013915 | 648.0461 | 0 | 837.6523 | 0.026502 | 837.4542 | -0.071613 | 828.2749 | 0 | 837.4542 | 0.022005 | 837.6523 | 0.0081469 | 837.6523 | 0.020859 | 648.0461 | 0.008228 | 837.6523 | 0.002334 | 837.6523 | 0 | 832.17 | 0.0084671 | 837.6523 | 0.005004 | 650.4922 | 9.604e-06 | 837.6523 | 0.016606 | 837.6523 | 0.0057011 | 837.4542 | 0.0093619 | 964.4289 | 0.029217 | 837.4542 | 0.4671 | 964.1459 | 0 | 964.4289 | 3.5326 | 825.9152 | 0.017041
|  | 837.8912 | 0.0029294 | 837.6931 | -0.054081 | 648.1678 | 0.0060736 | 837.8912 | -0.032954 | 837.6931 | 0.028356 | 828.5116 | 0 | 837.6931 | -0.032273 | 837.8912 | 0 | 837.8912 | -0.017527 | 648.1678 | 0.0071936 | 837.8912 | 0 | 837.8912 | 0.0023507 | 832.41 | -0.0028565 | 837.8912 | 0 | 650.6125 | 2.0275e-05 | 837.8912 | 0 | 837.8912 | 0 | 837.6931 | -0.015166 | 964.5973 | 0.026094 | 837.6931 | 0.45405 | 964.3152 | 0.00034783 | 964.5973 | 3.4953 | 826.148 | 0.0037372
|  | 838.1302 | 0.016965 | 837.932 | 0.011806 | 648.2895 | 0 | 838.1302 | -0.013332 | 837.932 | -0.06636 | 828.7482 | 0 | 837.932 | 0.021839 | 838.1302 | 0.033551 | 838.1302 | 0.010746 | 648.2895 | 0.0095445 | 838.1302 | 0.0030405 | 838.1302 | 0 | 832.64 | -0.0028565 | 838.1302 | 0.0053673 | 650.7327 | 2.0275e-05 | 838.1302 | 0.014782 | 838.1302 | 0.0091823 | 837.932 | 0.016404 | 964.7656 | 0.03335 | 837.932 | 0.4468 | 964.4845 | 0 | 964.7656 | 3.4516 | 826.3809 | 0.043192
|  | 838.3691 | -0.0052609 | 838.1709 | -0.0019602 | 648.4113 | 0.011559 | 838.3691 | 0.01433 | 838.1709 | 0.013642 | 828.9849 | 0 | 838.1709 | -0.028634 | 838.3691 | 0 | 838.3691 | -0.022111 | 648.4113 | 0.013447 | 838.3691 | 0 | 838.3691 | 0.00273 | 832.88 | -0.0031625 | 838.3691 | 0 | 650.8529 | 2.5255e-05 | 838.3691 | 0 | 838.3691 | 0 | 838.1709 | -0.028124 | 964.934 | 0.020952 | 838.1709 | 0.40976 | 964.6537 | 0.00011594 | 964.934 | 3.4146 | 826.6137 | 0.022743
|  | 838.6081 | 0.042564 | 838.4099 | 0.020862 | 648.5331 | 0 | 838.6081 | 0.0086504 | 838.4099 | -0.044164 | 829.2216 | 0 | 838.4099 | 0.01709 | 838.6081 | 0.029698 | 838.6081 | 0.022012 | 648.5331 | 0.0072877 | 838.6081 | 0.0026793 | 838.6081 | 0 | 833.12 | 0.0040296 | 838.6081 | 0.0048294 | 650.9731 | 1.9386e-05 | 838.6081 | 0.022921 | 838.6081 | 0.0073776 | 838.4099 | 0.012861 | 965.1024 | 0.020519 | 838.4099 | 0.41829 | 964.823 | 7.7296e-05 | 965.1024 | 3.3768 | 826.8466 | 0.024054
|  | 838.847 | -0.025041 | 838.6488 | -0.049772 | 648.6549 | 0.00577 | 838.847 | -0.0047263 | 838.6488 | 0.033516 | 829.4583 | 0 | 838.6488 | -0.033304 | 838.847 | 0 | 838.847 | -0.0063745 | 648.6549 | 0.011989 | 838.847 | 0 | 838.847 | 0.0035672 | 833.36 | -0.0010202 | 838.847 | 0 | 651.0934 | 2.3654e-05 | 838.847 | 0 | 838.847 | 0 | 838.6488 | -0.019794 | 965.2707 | 0.027872 | 838.6488 | 0.39563 | 964.9923 | 0.00011594 | 965.2707 | 3.3478 | 827.0794 | 0.023791
|  | 839.086 | 0.01612 | 838.8877 | 0.026493 | 648.7766 | 0 | 839.086 | 0.015087 | 838.8877 | -0.062997 | 829.695 | 0 | 838.8877 | 0.019178 | 839.086 | 0.020586 | 839.086 | 0.017631 | 648.7766 | 0.0069115 | 839.086 | 0.0011175 | 839.086 | 0 | 833.6 | 0.00096913 | 839.086 | 0.010863 | 651.2136 | 2.1164e-05 | 839.086 | 0.023685 | 839.086 | 0.013877 | 838.8877 | 0.032365 | 965.4391 | 0.044018 | 838.8877 | 0.37571 | 965.1616 | 7.7296e-05 | 965.4391 | 3.3158 | 827.3123 | 0.033295
|  | 839.325 | -0.011136 | 839.1267 | -0.041117 | 648.8984 | 0.014448 | 839.325 | -0.022296 | 839.1267 | -0.020054 | 829.9317 | 0 | 839.1267 | -0.038478 | 839.325 | 0 | 839.325 | -0.030763 | 648.8984 | 0.013071 | 839.325 | 0 | 839.325 | 0.0022861 | 833.84 | -0.0062227 | 839.325 | 0 | 651.3338 | 2.2765e-05 | 839.325 | 0 | 839.325 | 0 | 839.1267 | -0.0068524 | 965.6075 | 0.016579 | 839.1267 | 0.38931 | 965.3308 | 0.00011594 | 965.6075 | 3.2841 | 827.5452 | 0.020449
|  | 839.564 | 0.004189 | 839.3656 | 0.0029449 | 649.0202 | 0 | 839.564 | -0.031409 | 839.3656 | -0.081435 | 830.1684 | 0 | 839.3656 | 0.016309 | 839.564 | 0.014544 | 839.564 | 0.012107 | 649.0202 | 0.0022247 | 839.564 | 0.0054529 | 839.564 | 0 | 834.08 | 0.010916 | 839.564 | 0.0058484 | 651.4541 | 1.9564e-05 | 839.564 | 0.017612 | 839.564 | 0.0093791 | 839.3656 | 0.0085692 | 965.7759 | 0.029121 | 839.3656 | 0.37563 | 965.5001 | 0 | 965.7759 | 3.2451 | 827.778 | 0.014419
|  | 839.803 | -0.011521 | 839.6046 | -0.040478 | 649.1421 | 0.00577 | 839.803 | -0.033747 | 839.6046 | 0.024904 | 830.4052 | 0 | 839.6046 | -0.034351 | 839.803 | 0 | 839.803 | 0.03092 | 649.1421 | 0.0034475 | 839.803 | 0 | 839.803 | 0.0020118 | 834.32 | -0.0083652 | 839.803 | 0 | 651.5743 | 2.7211e-05 | 839.803 | 0 | 839.803 | 0 | 839.6046 | -0.020848 | 965.9443 | 0.027872 | 839.6046 | 0.35688 | 965.6694 | 0.00011594 | 965.9443 | 3.2032 | 828.0109 | 0.035917
|  | 840.042 | 0.020265 | 839.8436 | -0.0069309 | 649.2639 | 0 | 840.042 | -0.010171 | 839.8436 | -0.074795 | 830.6419 | 0 | 839.8436 | 0.010949 | 840.042 | 0.00054516 | 840.042 | 0.015238 | 649.2639 | 0.0043605 | 840.042 | 0.0015975 | 840.042 | 0 | 834.55 | -0.0011732 | 840.042 | 0.0015223 | 651.6946 | 2.899e-05 | 840.042 | 0.012951 | 840.042 | 0.010067 | 839.8436 | 0.016263 | 966.1126 | 0.025084 | 839.8436 | 0.35052 | 965.8387 | 0 | 966.1126 | 3.1499 | 828.2438 | 0.018417
|  | 840.281 | -0.0070584 | 840.0825 | -0.035554 | 649.3857 | 0.011734 | 840.281 | -0.016992 | 840.0825 | 0.010894 | 830.8786 | 0 | 840.0825 | -0.038301 | 840.281 | 0 | 840.281 | -0.034719 | 649.3857 | 0.0010454 | 840.281 | 0 | 840.281 | 0.00070889 | 834.79 | 0.00051009 | 840.281 | 0 | 651.8148 | 3.895e-05 | 840.281 | 0 | 840.281 | 0 | 840.0825 | -0.023883 | 966.281 | 0.01975 | 840.0825 | 0.30529 | 966.008 | 0.00011594 | 966.281 | 3.0948 | 828.4767 | 0.0024269
|  | 840.52 | -0.013762 | 840.3215 | 0.010155 | 649.5076 | 0 | 840.52 | 0.0089661 | 840.3215 | -0.045314 | 831.1154 | 0 | 840.3215 | 0.018549 | 840.52 | 0.018498 | 840.52 | 0.022902 | 649.5076 | 0.0023582 | 840.52 | 0.0026098 | 840.52 | 0 | 835.03 | 0.0015813 | 840.52 | 0.0038748 | 651.9351 | 4.055e-05 | 840.52 | 0.022599 | 840.52 | 0.0071542 | 840.3215 | 0.012799 | 966.4494 | 0.027727 | 840.3215 | 0.33191 | 966.1773 | 7.7296e-05 | 966.4494 | 3.0356 | 828.7096 | 0.029035
|  | 840.7591 | -0.031407 | 840.5605 | -0.065301 | 649.6294 | 0.012172 | 840.7591 | -0.02905 | 840.5605 | -0.024949 | 831.3521 | 0 | 840.5605 | -0.040648 | 840.7591 | 0 | 840.7591 | -0.022399 | 649.6294 | 0.0034475 | 840.7591 | 0 | 840.7591 | 0.00054107 | 835.27 | -0.0030095 | 840.7591 | 0 | 652.0553 | 4.2685e-05 | 840.7591 | 0 | 840.7591 | 0 | 840.5605 | -0.021618 | 966.6178 | 0.024748 | 840.5605 | 0.30375 | 966.3466 | 0.00034783 | 966.6178 | 2.9882 | 828.9425 | 0.019859
|  | 840.9981 | 0.010135 | 840.7995 | 0.01677 | 649.7513 | 0 | 840.9981 | -0.0020209 | 840.7995 | -0.076955 | 831.5889 | 0 | 840.7995 | 0.018247 | 840.9981 | 0.024758 | 840.9981 | 0.045373 | 649.7513 | 0.00062295 | 840.9981 | 0.0042707 | 840.9981 | 0 | 835.51 | 0.0051009 | 840.9981 | 0.0062118 | 652.1756 | 3.3436e-05 | 840.9981 | 0.023197 | 840.9981 | 0.0077212 | 840.7995 | 0.0056608 | 966.7862 | 0.029409 | 840.7995 | 0.29291 | 966.5159 | 0 | 966.7862 | 2.9416 | 829.1755 | 0.042929
|  | 841.2372 | 0.004839 | 841.0385 | -0.022604 | 649.8731 | 0.011121 | 841.2372 | -0.0077376 | 841.0385 | 0.0063473 | 831.8257 | 0 | 841.0385 | -0.030255 | 841.2372 | 0 | 841.2372 | -0.046553 | 649.8731 | 0.0098736 | 841.2372 | 0 | 841.2372 | 0.0018776 | 835.75 | -0.0063763 | 841.2372 | 0 | 652.2958 | 3.7349e-05 | 841.2372 | 0 | 841.2372 | 0 | 841.0385 | -0.026561 | 966.9546 | 0.020712 | 841.0385 | 0.28592 | 966.6852 | 0 | 966.9546 | 2.9026 | 829.4084 | 0.024643
|  | 841.4762 | 0.020311 | 841.2775 | -0.0053421 | 649.995 | 0 | 841.4762 | -0.017435 | 841.2775 | -0.054484 | 832.0624 | 0 | 841.2775 | 0.016304 | 841.4762 | 0.013246 | 841.4762 | 0.031721 | 649.995 | 0.013964 | 841.4762 | 0.0010793 | 841.4762 | 0 | 835.99 | -0.012038 | 841.4762 | 0.0053702 | 652.4161 | 3.8416e-05 | 841.4762 | 0.013516 | 841.4762 | 0.0089226 | 841.2775 | 0.015917 | 967.1229 | 0.024316 | 841.2775 | 0.28442 | 966.8545 | 0 | 967.1229 | 2.8581 | 829.6413 | 0.011863
|  | 841.7153 | 0.006099 | 841.5166 | -0.028952 | 650.1169 | 0.0089317 | 841.7153 | -0.024431 | 841.5166 | 0.036333 | 832.2993 | 0 | 841.5166 | -0.031293 | 841.7153 | 0 | 841.7153 | -0.019504 | 650.1169 | 0.0093094 | 841.7153 | 0 | 841.7153 | 0.0034046 | 836.23 | -0.0037746 | 841.7153 | 0 | 652.5363 | 5.1755e-05 | 841.7153 | 0 | 841.7153 | 0 | 841.5166 | -0.016774 | 967.2913 | 0.023258 | 841.5166 | 0.2704 | 967.0238 | 0.00034783 | 967.2913 | 2.8168 | 829.8743 | 0.022612
|  | 841.9543 | 0.02841 | 841.7556 | 0.028446 | 650.2388 | 0 | 841.9543 | -0.036508 | 841.7556 | -0.059792 | 832.536 | 0 | 841.7556 | 0.012285 | 841.9544 | 0.0042982 | 841.9544 | 0.011772 | 650.2388 | 0.0061122 | 841.9544 | 0.0046335 | 841.9543 | 0 | 836.46 | 0.0063253 | 841.9544 | 0.0047063 | 652.6566 | 5.8869e-05 | 841.9544 | 0.0146 | 841.9543 | 0.0072544 | 841.7556 | 0.022767 | 967.4597 | 0.020856 | 841.7556 | 0.27689 | 967.1931 | 0.00030918 | 967.4597 | 2.7704 | 830.1072 | 0.023005
|  | 842.1934 | -0.013673 | 841.9946 | -0.0081052 | 650.3607 | 0.0081994 | 842.1934 | -0.0089314 | 841.9946 | -0.016969 | 832.7728 | 0 | 841.9946 | -0.03292 | 842.1934 | 0 | 842.1934 | -0.021357 | 650.3607 | 0.0097326 | 842.1934 | 0 | 842.1934 | 0.0034386 | 836.7 | 0.00081613 | 842.1934 | 0 | 652.7768 | 6.794e-05 | 842.1934 | 0 | 842.1934 | 0 | 841.9946 | -0.022544 | 967.6281 | 0.030082 | 841.9946 | 0.26342 | 967.3624 | 0.00034783 | 967.6281 | 2.7275 | 830.3402 | 0.018286
|  | 842.4325 | 0.021164 | 842.2337 | 0.016418 | 650.4826 | 0 | 842.4325 | -0.0038617 | 842.2337 | -0.045919 | 833.0096 | 0 | 842.2337 | 0.025188 | 842.4325 | 0.023511 | 842.4325 | 0.0080333 | 650.4826 | 0.0058301 | 842.4325 | 0.0062251 | 842.4325 | 0 | 836.94 | -0.0088246 | 842.4325 | 0.0072684 | 652.8971 | 5.7091e-05 | 842.4325 | 0.021187 | 842.4325 | 0.0068322 | 842.2337 | 0.030133 | 967.7965 | 0.02643 | 842.2337 | 0.25235 | 967.5317 | 7.7296e-05 | 967.7965 | 2.6792 | 830.5732 | 0.017762
|  | 842.6716 | -0.062436 | 842.4727 | -0.027041 | 650.6045 | 0.0036442 | 842.6716 | -0.022051 | 842.4727 | 0.047805 | 833.2465 | 0 | 842.4727 | -0.034112 | 842.6716 | 0 | 842.6716 | -0.0043694 | 650.6045 | 0.0074287 | 842.6716 | 0 | 842.6716 | 0.0027295 | 837.18 | -0.0022444 | 842.6716 | 0 | 653.0173 | 5.6201e-05 | 842.6716 | 0 | 842.6716 | 0 | 842.4727 | -0.014672 | 967.9649 | 0.027872 | 842.4727 | 0.25426 | 967.701 | 0 | 967.9649 | 2.6345 | 830.8062 | 0.018745
|  | 842.9107 | 0.010951 | 842.7118 | -0.015922 | 650.7264 | 0 | 842.9107 | -0.014207 | 842.7118 | -0.05342 | 833.4833 | 0 | 842.7118 | 0.016923 | 842.9107 | 0.026297 | 842.9107 | -0.012226 | 650.7264 | 0.0048898 | 842.9107 | 0.0033867 | 842.9107 | 0 | 837.42 | 0.0012752 | 842.9107 | 0.006121 | 653.1376 | 4.5886e-05 | 842.9107 | 0.021483 | 842.9107 | 0.0072211 | 842.7118 | 0.012278 | 968.1333 | 0.02273 | 842.7118 | 0.24658 | 967.8703 | 0 | 968.1333 | 2.5865 | 831.0391 | 0.040504
|  | 843.1498 | -0.024567 | 842.9508 | -0.01969 | 650.8484 | 0.0036442 | 843.1498 | -0.0082092 | 842.9508 | 0.045275 | 833.7202 | 0 | 842.9508 | -0.025499 | 843.1498 | 0 | 843.1498 | -0.028822 | 650.8484 | 0.0043816 | 843.1498 | 0 | 843.1498 | 0.00013982 | 837.66 | 0.00096913 | 843.1498 | 0 | 653.2579 | 5.9581e-05 | 843.1498 | 0 | 843.1498 | 0 | 842.9508 | -0.021155 | 968.3017 | 0.018069 | 842.9508 | 0.22886 | 968.0396 | 0.00034783 | 968.3017 | 2.5435 | 831.2721 | 0.014812
|  | 843.389 | 0.013082 | 843.1899 | -0.027089 | 650.9703 | 0 | 843.389 | 0.010556 | 843.1899 | -0.066732 | 833.957 | 0 | 843.1899 | 0.010268 | 843.389 | 0.0078084 | 843.389 | 0.015417 | 650.9703 | 0.0062063 | 843.389 | 0.002942 | 843.389 | 0 | 837.9 | -0.0040807 | 843.389 | 0.0026929 | 653.3781 | 5.7446e-05 | 843.389 | 0.012352 | 843.389 | 0.005046 | 843.1899 | 0.017335 | 968.4701 | 0.039261 | 843.1899 | 0.22727 | 968.209 | 7.7296e-05 | 968.4701 | 2.4987 | 831.5051 | 0.041029
|  | 843.6281 | -0.0080869 | 843.429 | -0.02677 | 651.0923 | 0.007592 | 843.6281 | -0.019138 | 843.429 | -0.019966 | 834.1938 | 0 | 843.429 | -0.03441 | 843.6281 | 0 | 843.6281 | -0.075557 | 651.0923 | 0.0058301 | 843.6281 | 0 | 843.6281 | 0.0033083 | 838.14 | 0.0084671 | 843.6281 | 0 | 653.4984 | 7.2564e-05 | 843.6281 | 0 | 843.6281 | 0 | 843.429 | -0.025669 | 968.6385 | 0.026959 | 843.429 | 0.22325 | 968.3783 | 0.00011594 | 968.6385 | 2.4586 | 831.7381 | 0.01029
|  | 843.8672 | 0.038401 | 843.6681 | 0.017369 | 651.2143 | 0 | 843.8672 | 0.0093133 | 843.6681 | -0.068541 | 834.4307 | 0 | 843.6681 | 0.018598 | 843.8672 | 0.021086 | 843.8672 | 0.025409 | 651.2143 | 0.0050308 | 843.8672 | 0.0030095 | 843.8672 | 0 | 838.38 | -0.0028565 | 843.8672 | 0.0050781 | 653.6187 | 6.0826e-05 | 843.8672 | 0.013998 | 843.8673 | 0.0090287 | 843.6681 | 0.021518 | 968.8069 | 0.034455 | 843.6681 | 0.21459 | 968.5476 | 0 | 968.8069 | 2.4185 | 831.9711 | 0.022612
|  | 844.1064 | -0.01173 | 843.9072 | 0.021382 | 651.3362 | 0.0027331 | 844.1064 | -0.030065 | 843.9072 | -0.0048595 | 834.6676 | 0 | 843.9072 | -0.032596 | 844.1064 | 0 | 844.1064 | -0.026647 | 651.3362 | 0.0041147 | 844.1064 | 0 | 844.1064 | 0 | 838.61 | -0.0030095 | 844.1064 | 0 | 653.7389 | 8.0745e-05 | 844.1064 | 0 | 844.1064 | 0 | 843.9072 | 0.0038638 | 968.9752 | 0.026766 | 843.9072 | 0.20047 | 968.7169 | 0.00011594 | 968.9752 | 2.3815 | 832.2042 | 0.012649
|  | 844.3455 | 0.012108 | 844.1463 | -0.028868 | 651.4582 | 0 | 844.3455 | 0.010618 | 844.1463 | -0.042382 | 834.9045 | 0 | 844.1463 | 0.015987 | 844.3455 | 0.0055467 | 844.3455 | 0.037381 | 651.4582 | 0.0062063 | 844.3455 | 0.002319 | 844.3455 | 0 | 838.85 | -0.0016323 | 844.3455 | 0.00031624 | 653.8592 | 8.2701e-05 | 844.3455 | 0.01822 | 844.3455 | 0.0023122 | 844.1463 | 0.017233 | 969.1436 | 0.032004 | 844.1463 | 0.19867 | 968.8863 | 0 | 969.1436 | 2.3412 | 832.4371 | 0.024316
|  | 844.5847 | -0.0010101 | 844.3854 | 0.0067899 | 651.5802 | 0.0048589 | 844.5847 | -0.00016431 | 844.3854 | 0.01329 | 835.1414 | 0 | 844.3854 | -0.031549 | 844.5847 | 0 | 844.5847 | -0.03232 | 651.5802 | 0.0083691 | 844.5847 | 0 | 844.5847 | 0.0019077 | 839.09 | -0.0028565 | 844.5847 | 0 | 653.9795 | 9.7641e-05 | 844.5847 | 0 | 844.5847 | 0 | 844.3854 | -0.008412 | 969.312 | 0.028064 | 844.3854 | 0.19665 | 969.0556 | 0.00034783 | 969.312 | 2.3 | 832.6702 | 0.017958
|  | 844.8239 | 0.013775 | 844.6245 | 0.01815 | 651.7022 | 0 | 844.8239 | -0.0030318 | 844.6245 | -0.052469 | 835.3782 | 0 | 844.6245 | 0.018401 | 844.8239 | 0.021055 | 844.8239 | 0.028291 | 651.7022 | 0.010344 | 844.8239 | 0.0045493 | 844.8239 | 0 | 839.33 | -0.00086717 | 844.8239 | 0.0034343 | 654.0998 | 8.1101e-05 | 844.8239 | 0.015364 | 844.8238 | 0.0052957 | 844.6245 | 0.018899 | 969.4805 | 0.030851 | 844.6245 | 0.20062 | 969.2249 | 0.00030918 | 969.4805 | 2.2558 | 832.9033 | 0.010945
|  | 845.063 | -0.0066458 | 844.8636 | -0.0050835 | 651.8242 | 0.0083512 | 845.063 | -0.0061728 | 844.8636 | 0.0039502 | 835.6151 | 0 | 844.8636 | -0.031125 | 845.063 | 0 | 845.063 | -0.020187 | 651.8242 | 0.0071936 | 845.063 | 0 | 845.063 | 0.0023342 | 839.57 | 0.0028055 | 845.063 | 0 | 654.22 | 8.8571e-05 | 845.063 | 0 | 845.063 | 0 | 844.8636 | -0.020313 | 969.6489 | 0.01038 | 844.8636 | 0.18419 | 969.3943 | 0.00011594 | 969.6489 | 2.2187 | 833.1363 | 0.012322
|  | 845.3022 | -0.0017577 | 845.1027 | 0.0024723 | 651.9462 | 0 | 845.3022 | 0.010787 | 845.1027 | -0.081341 | 835.8521 | 0 | 845.1027 | 0.017817 | 845.3022 | 0.033234 | 845.3022 | 0.041574 | 651.9462 | 0.0047487 | 845.3022 | 0.0028652 | 845.3022 | 0 | 839.81 | -0.00040807 | 845.3022 | 0.0072616 | 654.3403 | 8.199e-05 | 845.3022 | 0.01359 | 845.3022 | 0.012031 | 845.1027 | 0.0065662 | 969.8172 | 0.029554 | 845.1027 | 0.17814 | 969.5636 | 7.7296e-05 | 969.8172 | 2.1819 | 833.3693 | 0.040701
|  | 845.5414 | -0.011557 | 845.3419 | 0.0054294 | 652.0683 | 0.0053144 | 845.5414 | -0.028004 | 845.3419 | 0.0077386 | 836.089 | 0 | 845.3419 | -0.030584 | 845.5414 | 0 | 845.5414 | -0.049019 | 652.0683 | 0.0029137 | 845.5414 | 0 | 845.5414 | 0.0027621 | 840.05 | 0.0054069 | 845.5414 | 0 | 654.4606 | 9.2839e-05 | 845.5414 | 0 | 845.5414 | 0 | 845.3419 | -0.0059743 | 969.9856 | 0.022393 | 845.3419 | 0.17983 | 969.7329 | 0.00011594 | 969.9856 | 2.1484 | 833.6024 | 0.018089
|  | 845.7806 | 0.023314 | 845.581 | 0.0095612 | 652.1903 | 0 | 845.7806 | 0.00043593 | 845.581 | -0.020321 | 836.3259 | 0 | 845.581 | 0.011952 | 845.7806 | 0.0089453 | 845.7806 | 0.016245 | 652.1903 | 0.0027586 | 845.7806 | 0.0046284 | 845.7806 | 0 | 840.29 | -0.0022444 | 845.7806 | 0.0081607 | 654.5809 | 7.7899e-05 | 845.7806 | 0.010858 | 845.7806 | 0.014127 | 845.581 | 0.02924 | 970.1541 | 0.028881 | 845.581 | 0.17709 | 969.9023 | 7.7296e-05 | 970.1541 | 2.1085 | 833.8355 | 0.015533
|  | 846.0198 | -0.016119 | 845.8202 | -0.033722 | 652.3124 | 0.0069846 | 846.0198 | -0.028269 | 845.8202 | -0.0087518 | 836.5628 | 0 | 845.8202 | -0.027149 | 846.0198 | 0 | 846.0198 | -0.0068401 | 652.3124 | 0.0053129 | 846.0198 | 0 | 846.0198 | 0.0029626 | 840.52 | -0.013568 | 846.0198 | 0 | 654.7012 | 7.7544e-05 | 846.0198 | 0 | 846.0198 | 0 | 845.8202 | -0.015153 | 970.3225 | 0.025517 | 845.8202 | 0.16384 | 970.0716 | 0.00011594 | 970.3225 | 2.0686 | 834.0685 | 0.029625
|  | 846.259 | 0.044931 | 846.0593 | -0.023802 | 652.4344 | 0 | 846.259 | 0.011144 | 846.0593 | -0.045234 | 836.7998 | 0 | 846.0593 | 0.018637 | 846.2591 | 0.02902 | 846.2591 | 0.029208 | 652.4344 | 0.014387 | 846.2591 | 0.0038504 | 846.259 | 0 | 840.76 | -0.0030095 | 846.2591 | 0.0052182 | 654.8215 | 6.5805e-05 | 846.2591 | 0.019732 | 846.259 | 0.006118 | 846.0593 | 0.009986 | 970.4909 | 0.027535 | 846.0593 | 0.15854 | 970.241 | 7.7296e-05 | 970.4909 | 2.0257 | 834.3016 | 0.016516
|  | 846.4983 | -0.011506 | 846.2985 | 0.040336 | 652.5565 | 0.0095447 | 846.4983 | -0.037 | 846.2985 | 0.0032901 | 837.0367 | 0 | 846.2985 | -0.029981 | 846.4983 | 0 | 846.4983 | 0.0085829 | 652.5565 | 0.0059712 | 846.4983 | 0 | 846.4983 | 0.0039386 | 841 | 0.0038766 | 846.4983 | 0 | 654.9417 | 8.2701e-05 | 846.4983 | 0 | 846.4983 | 0 | 846.2985 | -0.0090474 | 970.6593 | 0.026286 | 846.2985 | 0.15536 | 970.4103 | 0.00034783 | 970.6593 | 1.9884 | 834.5347 | 0.0092413
|  | 846.7375 | 0.024814 | 846.5377 | 0.031672 | 652.6786 | 0 | 846.7375 | -0.0095334 | 846.5377 | -0.039054 | 837.2737 | 0 | 846.5377 | 0.018711 | 846.7375 | 0.0091087 | 846.7375 | 0.037074 | 652.6786 | 0.005407 | 846.7375 | 0.0099501 | 846.7375 | 0 | 841.24 | 0.0081613 | 846.7375 | 0.0049096 | 655.062 | 8.4836e-05 | 846.7375 | 0.022096 | 846.7375 | 0.0082733 | 846.5377 | 0.018422 | 970.8277 | 0.024604 | 846.5377 | 0.1455 | 970.5797 | 7.7296e-05 | 970.8277 | 1.9499 | 834.7678 | 0.032508
|  | 846.9767 | 0.0086855 | 846.7769 | -0.054013 | 652.8007 | 0.015061 | 846.9767 | -0.027944 | 846.7769 | 0.021512 | 837.5107 | 0 | 846.7769 | -0.03429 | 846.9768 | 0 | 846.9768 | 0.027386 | 652.8007 | 0.0094504 | 846.9768 | 0 | 846.9767 | 0.0045037 | 841.48 | -0.010661 | 846.9768 | 0 | 655.1823 | 9.9064e-05 | 846.9768 | 0 | 846.9768 | 0 | 846.7768 | -0.02857 | 970.9961 | 0.037002 | 846.7769 | 0.14306 | 970.7491 | 0.00034783 | 970.9961 | 1.916 | 835.0009 | 0.022415
|  | 847.216 | 0.031679 | 847.016 | 0.022698 | 652.9227 | 0 | 847.216 | 0.043697 | 847.016 | -0.080076 | 837.7476 | 0 | 847.016 | 0.0197 | 847.216 | 0.043045 | 847.216 | 0.052715 | 652.9227 | 0.0034261 | 847.216 | 0.0058597 | 847.216 | 0 | 841.72 | 0.0020403 | 847.216 | 0.0091705 | 655.3026 | 8.6436e-05 | 847.216 | 0.010137 | 847.216 | 0.0082544 | 847.016 | 0.018165 | 971.1645 | 0.038251 | 847.016 | 0.1399 | 970.9184 | 0 | 971.1645 | 1.8785 | 835.234 | 0.032115
|  | 847.4553 | -0.024115 | 847.2552 | -0.069222 | 653.0448 | 0.011208 | 847.4553 | -0.042824 | 847.2552 | 0.030251 | 837.9846 | 0 | 847.2552 | -0.041454 | 847.4553 | 0 | 847.4553 | 0.016265 | 653.0448 | 0.0053129 | 847.4553 | 0 | 847.4553 | 0.0019391 | 841.96 | 0.0020403 | 847.4553 | 0 | 655.4229 | 9.853e-05 | 847.4553 | 0 | 847.4553 | 0 | 847.2552 | -0.01204 | 971.3329 | 0.016242 | 847.2552 | 0.12587 | 971.0878 | 0.00034783 | 971.3329 | 1.8472 | 835.4672 | -0.0014067
|  | 847.6945 | 0.0089572 | 847.4944 | -0.017092 | 653.167 | 0 | 847.6945 | 0.0098626 | 847.4944 | -0.053321 | 838.2216 | 0 | 847.4944 | 0.018608 | 847.6945 | 0.016645 | 847.6945 | -0.0058117 | 653.167 | 0.003693 | 847.6945 | 0.0013838 | 847.6945 | 0 | 842.2 | -0.0027035 | 847.6945 | 0.0038917 | 655.5432 | 8.2879e-05 | 847.6945 | 0.019528 | 847.6945 | 0.010089 | 847.4944 | 0.013876 | 971.5013 | 0.034647 | 847.4944 | 0.1401 | 971.2571 | 0 | 971.5013 | 1.8163 | 835.7003 | 0.026151
|  | 847.9338 | -0.0039858 | 847.7336 | -0.018874 | 653.2891 | 0.012172 | 847.9338 | -0.037813 | 847.7336 | 0.0019528 | 838.4586 | 0 | 847.7336 | -0.035886 | 847.9338 | 0 | 847.9338 | -0.029303 | 653.2891 | 0.0091683 | 847.9338 | 0 | 847.9338 | 0.00083172 | 842.44 | -0.0079064 | 847.9338 | 0 | 655.6635 | 9.5151e-05 | 847.9338 | 0 | 847.9338 | 0 | 847.7337 | -0.029463 | 971.6698 | 0.027631 | 847.7336 | 0.13241 | 971.4265 | 0.00057972 | 971.6698 | 1.7899 | 835.9334 | 0.01337
|  | 848.1731 | 0.024216 | 847.9729 | 0.004557 | 653.4112 | 0 | 848.1731 | 0.01639 | 847.9729 | -0.054482 | 838.6956 | 0 | 847.9729 | 0.016265 | 848.1731 | 0.028411 | 848.1731 | -0.0025675 | 653.4112 | 0.0090273 | 848.1731 | 0.006242 | 848.1731 | 0 | 842.68 | -0.00010202 | 848.1731 | 0.0056054 | 655.7838 | 7.5765e-05 | 848.1731 | 0.022935 | 848.1731 | 0.009776 | 847.9729 | 0.010665 | 971.8382 | 0.026094 | 847.9729 | 0.12456 | 971.5959 | 7.7296e-05 | 971.8382 | 1.7609 | 836.1666 | 0.025037
|  | 848.4124 | -0.0035642 | 848.2121 | -0.012778 | 653.5333 | 0.011559 | 848.4124 | -0.02294 | 848.2121 | 0.024275 | 838.9326 | 0 | 848.2121 | -0.029758 | 848.4124 | 0 | 848.4124 | -0.032073 | 653.5333 | 0.0053129 | 848.4124 | 0 | 848.4124 | 0.0023734 | 842.91 | -0.00025504 | 848.4124 | 0 | 655.9041 | 8.9816e-05 | 848.4124 | 0 | 848.4124 | 0 | 848.2121 | -0.011407 | 972.0066 | 0.020808 | 848.2121 | 0.13474 | 971.7652 | 0.00011594 | 972.0066 | 1.734 | 836.3997 | 0.021563
|  | 848.6517 | 0.00081428 | 848.4513 | -0.0043608 | 653.6555 | 0 | 848.6517 | -0.012337 | 848.4513 | -0.070662 | 839.1697 | 0 | 848.4513 | 0.018074 | 848.6517 | 0.017153 | 848.6517 | 0.01691 | 653.6555 | 0.0028921 | 848.6517 | 0.0030626 | 848.6517 | 0 | 843.15 | -0.0033155 | 848.6517 | 0.0048514 | 656.0244 | 7.8255e-05 | 848.6517 | 0.025255 | 848.6517 | 0.007422 | 848.4513 | 0.024553 | 972.175 | 0.033542 | 848.4513 | 0.12846 | 971.9346 | 0 | 972.175 | 1.7027 | 836.6329 | 0.033426
|  | 848.891 | 0.0013742 | 848.6906 | 0.016302 | 653.7776 | 0.0095447 | 848.891 | -0.039065 | 848.6906 | 0.025509 | 839.4067 | 0 | 848.6906 | -0.029396 | 848.891 | 0 | 848.891 | -0.024475 | 653.7776 | 0.0059712 | 848.891 | 0 | 848.891 | 0.0013272 | 843.39 | -0.014792 | 848.891 | 0 | 656.1447 | 8.6081e-05 | 848.891 | 0 | 848.891 | 0 | 848.6906 | 0.0042478 | 972.3434 | 0.021192 | 848.6906 | 0.12958 | 972.104 | 0.00011594 | 972.3434 | 1.6754 | 836.866 | 0.019924
|  | 849.1303 | 0.024933 | 848.9298 | -0.019711 | 653.8998 | 0 | 849.1303 | 0.013448 | 848.9298 | -0.049549 | 839.6437 | 0 | 848.9298 | 0.016737 | 849.1303 | 0.018844 | 849.1303 | 0.037772 | 653.8998 | 0.0047487 | 849.1303 | 0.0042012 | 849.1303 | 0 | 843.63 | 5.1009e-05 | 849.1303 | 0.0022298 | 656.265 | 9.2839e-05 | 849.1303 | 0.0060429 | 849.1303 | 0.0041873 | 848.9298 | 0.021942 | 972.5118 | 0.029746 | 848.9298 | 0.10274 | 972.2734 | 7.7296e-05 | 972.5118 | 1.6457 | 837.0992 | 0.024054
|  | 849.3696 | 0.0018998 | 849.1691 | -0.042491 | 654.022 | 0.010771 | 849.3696 | -0.035545 | 849.1691 | 0.060122 | 839.8808 | 0 | 849.1691 | -0.030485 | 849.3696 | 0 | 849.3696 | -0.0012581 | 654.022 | 0.0046486 | 849.3696 | 0 | 849.3696 | 0.0028372 | 843.87 | 0.0078554 | 849.3696 | 0 | 656.3854 | 9.6396e-05 | 849.3696 | 0 | 849.3696 | 0 | 849.1691 | -0.0071434 | 972.6803 | 0.024316 | 849.1691 | 0.094338 | 972.4427 | 0.00034783 | 972.6803 | 1.6207 | 837.3324 | 0.0272
|  | 849.6089 | 0.032292 | 849.4083 | -0.00040009 | 654.1442 | 0 | 849.6089 | -0.0035454 | 849.4083 | -0.059606 | 840.1179 | 0 | 849.4083 | 0.024384 | 849.609 | 0.028321 | 849.609 | 0.052804 | 654.1442 | 0.0010234 | 849.609 | 0.0046142 | 849.6089 | 0 | 844.11 | 0.0021933 | 849.609 | 0.0069172 | 656.5057 | 0.00011471 | 849.609 | 0.015419 | 849.609 | 0.012526 | 849.4083 | 0.012737 | 972.8487 | 0.026526 | 849.4083 | 0.11782 | 972.6121 | 0 | 972.8487 | 1.591 | 837.5656 | 0.030935
|  | 849.8483 | -0.01771 | 849.6476 | -0.011622 | 654.2664 | 0.0077439 | 849.8483 | -0.072135 | 849.6476 | -0.026637 | 840.3549 | 0 | 849.6476 | -0.035482 | 849.8483 | 0 | 849.8483 | -0.013258 | 654.2664 | 0.0093094 | 849.8483 | 0 | 849.8483 | 0.0017284 | 844.35 | -0.0086717 | 849.8483 | 0 | 656.626 | 0.00010227 | 849.8483 | 0 | 849.8483 | 0 | 849.6476 | -0.010222 | 973.0171 | 0.022538 | 849.6476 | 0.11666 | 972.7815 | 0.00034783 | 973.0171 | 1.5641 | 837.7988 | 0.016647
|  | 850.0876 | 0.0057443 | 849.8869 | -0.013189 | 654.3886 | 0 | 850.0876 | 0.0021938 | 849.8869 | -0.076605 | 840.592 | 0 | 849.8869 | 0.014999 | 850.0877 | 0.02947 | 850.0877 | 0.023716 | 654.3886 | 0 | 850.0877 | 0.0025249 | 850.0876 | 0 | 844.59 | 0.0026524 | 850.0877 | 0.0062932 | 656.7463 | 0.00010689 | 850.0877 | 0.013551 | 850.0877 | 0.010622 | 849.8869 | 0.015184 | 973.1855 | 0.029506 | 849.8869 | 0.10512 | 972.9509 | 0 | 973.1855 | 1.5358 | 838.032 | 0.012912
|  | 850.327 | -0.021559 | 850.1261 | -0.0093898 | 654.5108 | 0.009895 | 850.327 | -0.026669 | 850.1261 | 0.040839 | 840.829 | 0 | 850.1261 | -0.035756 | 850.327 | 0 | 850.327 | 0.0020069 | 654.5108 | 0.0038478 | 850.327 | 0 | 850.327 | 0.0019334 | 844.83 | -0.0048458 | 850.327 | 0 | 656.8666 | 0.00010066 | 850.327 | 0 | 850.327 | 0 | 850.1261 | -0.031695 | 973.3539 | 0.022297 | 850.1261 | 0.087511 | 973.1203 | 0.00034783 | 973.3539 | 1.5121 | 838.2651 | 0.032705
|  | 850.5664 | 0.0048961 | 850.3654 | -0.00048803 | 654.633 | 0 | 850.5664 | 0.0018644 | 850.3654 | -0.066214 | 841.0662 | 0 | 850.3654 | 0.020978 | 850.5664 | 0.018848 | 850.5664 | 0.021664 | 654.633 | 0.0023582 | 850.5664 | 0.0041762 | 850.5664 | 0 | 845.07 | 0.0023464 | 850.5664 | 0.0057915 | 656.9869 | 9.7285e-05 | 850.5664 | 0.018722 | 850.5664 | 0.0076116 | 850.3654 | 0.012829 | 973.5224 | 0.021865 | 850.3654 | 0.085522 | 973.2897 | 7.7296e-05 | 973.5224 | 1.4862 | 838.4983 | 0.024316
|  | 850.8057 | -0.0099923 | 850.6047 | -0.0014064 | 654.7552 | 0.010771 | 850.8057 | 0.011003 | 850.6047 | 0.041022 | 841.3032 | 0 | 850.6047 | -0.031601 | 850.8057 | 0 | 850.8057 | -0.033214 | 654.7552 | 0.003314 | 850.8057 | 0 | 850.8057 | 0.00089872 | 845.3 | 0.0029585 | 850.8057 | 0 | 657.1073 | 0.00010511 | 850.8057 | 0 | 850.8057 | 0 | 850.6047 | -0.013781 | 973.6908 | 0.020135 | 850.6047 | 0.094579 | 973.4591 | 0.00034783 | 973.6908 | 1.4626 | 838.7316 | 0.0077338
|  | 851.0451 | -0.00015821 | 850.844 | 0.0049232 | 654.8775 | 0 | 851.0451 | -0.018214 | 850.844 | -0.075752 | 841.5403 | 0 | 850.844 | 0.015175 | 851.0451 | 0.01694 | 851.0451 | 0.032483 | 654.8775 | 0.0053129 | 851.0451 | 0.0050286 | 851.0451 | 0 | 845.54 | 0.0032646 | 851.0451 | 0.0072554 | 657.2276 | 0.00010013 | 851.0451 | 0.027814 | 851.0451 | 0.0060597 | 850.844 | 0.017641 | 973.8592 | 0.029746 | 850.844 | 0.086136 | 973.6285 | 0 | 973.8592 | 1.4358 | 838.9648 | 0.02484
|  | 851.2845 | 0.012976 | 851.0833 | -0.01486 | 654.9997 | 0.013047 | 851.2845 | -0.021554 | 851.0833 | 0.026575 | 841.7775 | 0 | 851.0833 | -0.03633 | 851.2845 | 0 | 851.2845 | -0.016067 | 654.9997 | 0.0039813 | 851.2845 | 0 | 851.2845 | 0.00108 | 845.78 | 0.0028055 | 851.2845 | 0 | 657.3479 | 0.00010636 | 851.2845 | 0 | 851.2845 | 0 | 851.0833 | -0.019595 | 974.0276 | 0.025709 | 851.0833 | 0.077577 | 973.7979 | 0.00034783 | 974.0276 | 1.4111 | 839.1981 | 0.015206
|  | 851.5239 | -0.012532 | 851.3227 | -0.033584 | 655.122 | 0 | 851.5239 | -0.00020256 | 851.3227 | -0.059086 | 842.0146 | 0 | 851.3227 | 0.016789 | 851.5239 | 0.0048474 | 851.5239 | -0.0064212 | 655.122 | 0 | 851.5239 | 0.0016995 | 851.5239 | 0 | 846.02 | -0.0014792 | 851.5239 | 0.00084846 | 657.4682 | 8.697e-05 | 851.5239 | 0.018727 | 851.5239 | 0.002903 | 851.3226 | 0.0048984 | 974.1961 | 0.030226 | 851.3227 | 0.074904 | 973.9673 | 7.7296e-05 | 974.1961 | 1.3827 | 839.4313 | 0.0072095
|  | 851.7633 | 0.0038061 | 851.562 | -0.026434 | 655.2442 | 0.010946 | 851.7633 | -0.046438 | 851.562 | -0.01025 | 842.2517 | 0 | 851.562 | -0.039819 | 851.7633 | 0 | 851.7633 | -0.036891 | 655.2442 | 0.0037144 | 851.7633 | 0 | 851.7633 | 0.0014692 | 846.26 | -0.0097429 | 851.7633 | 0 | 657.5886 | 9.6396e-05 | 851.7633 | 0 | 851.7633 | 0 | 851.562 | -0.018093 | 974.3645 | 0.025181 | 851.562 | 0.090833 | 974.1367 | 0 | 974.3645 | 1.3558 | 839.6645 | 0.022218
|  | 852.0027 | 0.016608 | 851.8013 | 4.4418e-05 | 655.3665 | 0 | 852.0027 | -0.0061171 | 851.8013 | -0.074237 | 842.4888 | 0 | 851.8013 | 0.021277 | 852.0027 | 0.013126 | 852.0027 | 0.048502 | 655.3665 | 0.0074287 | 852.0027 | 0.0049468 | 852.0027 | 0 | 846.5 | 0.00020403 | 852.0027 | 0.0059385 | 657.7089 | 0.0001028 | 852.0027 | 0.012603 | 852.0027 | 0.011538 | 851.8013 | 0.012449 | 974.5329 | 0.03657 | 851.8013 | 0.10081 | 974.3061 | 0 | 974.5329 | 1.3249 | 839.8978 | 0.026282
|  | 852.2421 | -0.013646 | 852.0406 | -0.032366 | 655.4888 | 0.0012147 | 852.2421 | -0.038372 | 852.0406 | 0.056685 | 842.726 | 0 | 852.0406 | -0.030017 | 852.2422 | 0 | 852.2422 | -0.0069135 | 655.4888 | 0.0035809 | 852.2422 | 0 | 852.2421 | 0.00054852 | 846.74 | -0.0042337 | 852.2422 | 0 | 657.8292 | 0.00014655 | 852.2422 | 0 | 852.2421 | 0 | 852.0407 | -0.025222 | 974.7014 | 0.029746 | 852.0406 | 0.078457 | 974.4755 | 0.00034783 | 974.7014 | 1.2965 | 840.1311 | 0.013829
|  | 852.4816 | 0.010877 | 852.28 | -0.015401 | 655.6111 | 0 | 852.4816 | -0.012417 | 852.28 | -0.069007 | 842.9631 | 0 | 852.28 | 0.015088 | 852.4816 | 0.035143 | 852.4816 | 0.0094823 | 655.6111 | 0.0023582 | 852.4816 | 0 | 852.4816 | 0 | 846.98 | 0.0037236 | 852.4816 | 0.00099514 | 657.9496 | 0.00013214 | 852.4816 | 0.014035 | 852.4816 | 0.0084051 | 852.28 | 0.0054578 | 974.8698 | 0.029746 | 852.28 | 0.089878 | 974.6449 | 7.7296e-05 | 974.8698 | 1.2695 | 840.3644 | 0.040832
|  | 852.721 | -0.020702 | 852.5193 | -0.038983 | 655.7334 | 0.007592 | 852.721 | -0.020759 | 852.5193 | 0.013026 | 843.2003 | 0 | 852.5193 | -0.037602 | 852.721 | 0 | 852.721 | -0.04366 | 655.7334 | 0.0042482 | 852.721 | 0 | 852.721 | 0.0018571 | 847.22 | 0.0024994 | 852.721 | 0 | 658.0699 | 0.00011809 | 852.721 | 0 | 852.721 | 0 | 852.5194 | -0.02924 | 975.0382 | 0.03162 | 852.5193 | 0.058818 | 974.8143 | 0.00034783 | 975.0382 | 1.2473 | 840.5977 | 0.0040959
|  | 852.9604 | 0.0037 | 852.7587 | 0.0050731 | 655.8557 | 0 | 852.9604 | -0.0049193 | 852.7587 | -0.075821 | 843.4374 | 0 | 852.7587 | 0.018382 | 852.9605 | 0.01529 | 852.9605 | -0.0075796 | 655.8557 | 0.0095445 | 852.9605 | 0.0039631 | 852.9604 | 0 | 847.46 | -0.0031625 | 852.9605 | 0.0050659 | 658.1902 | 9.9064e-05 | 852.9605 | 0.015166 | 852.9605 | 0.011016 | 852.7587 | 0.013991 | 975.2066 | 0.030995 | 852.7587 | 0.072324 | 974.9837 | 7.7296e-05 | 975.2066 | 1.226 | 840.8309 | 0.017631
|  | 853.1999 | -0.020415 | 852.9981 | 0.0056722 | 655.978 | 0.010771 | 853.1999 | -0.040328 | 852.9981 | 0.031277 | 843.6746 | 0 | 852.9981 | -0.03903 | 853.1999 | 0 | 853.1999 | 0.003996 | 655.978 | 0.0074287 | 853.1999 | 0 | 853.1999 | 0.0029698 | 847.7 | 0.0018873 | 853.1999 | 0 | 658.3106 | 0.00012414 | 853.1999 | 0 | 853.1999 | 0 | 852.9981 | -0.012565 | 975.3751 | 0.023499 | 852.9981 | 0.089378 | 975.1531 | 0.00034783 | 975.3751 | 1.2064 | 841.0642 | 0.022022
|  | 853.4394 | 0.029493 | 853.2374 | 0.048125 | 656.1004 | 0 | 853.4394 | -0.0018448 | 853.2374 | -0.069758 | 843.9118 | 0 | 853.2374 | 0.030511 | 853.4394 | 0.036968 | 853.4394 | 0.013355 | 656.1004 | 0.012366 | 853.4394 | 0.0098635 | 853.4394 | 0 | 847.93 | 0.0046418 | 853.4394 | 0.0084494 | 658.4309 | 0.00013695 | 853.4394 | 0.015044 | 853.4394 | 0.010694 | 853.2374 | 0.020092 | 975.5435 | 0.03681 | 853.2374 | 0.084228 | 975.3225 | 0.00030918 | 975.5435 | 1.1848 | 841.2975 | 0.016779
|  | 853.6788 | -0.0074245 | 853.4768 | -0.044374 | 656.2227 | 0.0019739 | 853.6788 | -0.039159 | 853.4768 | 0.0187 | 844.149 | 0 | 853.4768 | -0.041929 | 853.6788 | 0 | 853.6788 | -0.03923 | 656.2227 | 0.0065354 | 853.6788 | 0 | 853.6788 | 0.0029444 | 848.17 | -0.0023974 | 853.6788 | 0 | 658.5512 | 0.00014157 | 853.6788 | 0 | 853.6788 | 0 | 853.4768 | -0.02857 | 975.712 | 0.020712 | 853.4768 | 0.069408 | 975.492 | 0 | 975.712 | 1.1647 | 841.5308 | 0.0095035
|  | 853.9183 | -0.0049747 | 853.7162 | -0.011278 | 656.3451 | 0.00030442 | 853.9183 | 0.012275 | 853.7162 | -0.067847 | 844.3862 | 0 | 853.7162 | 0.022411 | 853.9183 | 0.006369 | 853.9183 | 0.0028024 | 656.3451 | 0.0058301 | 853.9183 | 0.0034723 | 853.9183 | 0 | 848.41 | 0.00051009 | 853.9183 | 0.0028258 | 658.6716 | 0.00014068 | 853.9183 | 0.019808 | 853.9183 | 0.0083988 | 853.7162 | 0.028347 | 975.8804 | 0.030563 | 853.7162 | 0.069741 | 975.6614 | 7.7296e-05 | 975.8804 | 1.1437 | 841.7641 | 0.031918
|  | 854.1578 | -0.015768 | 853.9556 | -0.04917 | 656.4674 | 0.010595 | 854.1578 | -0.0084112 | 853.9556 | 0.036475 | 844.6234 | 0 | 853.9556 | -0.038611 | 854.1578 | 0 | 854.1578 | -0.025832 | 656.4674 | 0.0073347 | 854.1578 | 0 | 854.1578 | 0.0033943 | 848.65 | -0.0053048 | 854.1578 | 0 | 658.7919 | 0.00012841 | 854.1578 | 0 | 854.1578 | 0 | 853.9556 | -0.017874 | 976.0488 | 0.025084 | 853.9556 | 0.054074 | 975.8308 | 0.00011594 | 976.0488 | 1.1233 | 841.9974 | 0.0058879
|  | 854.3973 | 0.019114 | 854.195 | -0.0013508 | 656.5898 | 0 | 854.3973 | 0.039165 | 854.195 | -0.077361 | 844.8607 | 0 | 854.195 | 0.022254 | 854.3973 | 0.0011315 | 854.3973 | 0.046464 | 656.5898 | 0.0087452 | 854.3973 | 0.0044271 | 854.3973 | 0 | 848.89 | 0.00051009 | 854.3973 | 0.0060114 | 658.9123 | 0.00011507 | 854.3973 | 0.013732 | 854.3973 | 0.011123 | 854.195 | 0.032588 | 976.2173 | 0.023835 | 854.195 | 0.063055 | 976.0002 | 0 | 976.2173 | 1.0998 | 842.2308 | 0.027134
|  | 854.6368 | -0.011806 | 854.4344 | -0.033038 | 656.7122 | 0.0069846 | 854.6368 | -0.045835 | 854.4344 | -0.0064149 | 845.0978 | 0 | 854.4344 | -0.035356 | 854.6368 | 0 | 854.6368 | 0.029639 | 656.7122 | 0.008275 | 854.6368 | 0 | 854.6368 | 0.0030663 | 849.13 | -0.0043867 | 854.6368 | 0 | 659.0326 | 0.00011418 | 854.6368 | 0 | 854.6368 | 0 | 854.4344 | -0.019285 | 976.3857 | 0.023258 | 854.4344 | 0.055561 | 976.1697 | 0 | 976.3857 | 1.0757 | 842.4641 | 0.0053079
|  | 854.8763 | 0.024807 | 854.6738 | 0.0044577 | 656.8346 | 0 | 854.8763 | -0.0045748 | 854.6738 | -0.061047 | 845.3351 | 0 | 854.6738 | 0.01756 | 854.8763 | 0.015323 | 854.8763 | 0.019942 | 656.8346 | 0.0095445 | 854.8763 | 0.0068554 | 854.8763 | 0 | 849.37 | 0.0035706 | 854.8763 | 0.0058006 | 659.153 | 0.00012041 | 854.8763 | 0.012873 | 854.8763 | 0.0086508 | 854.6738 | 0.022124 | 976.5542 | 0.026863 | 854.6738 | 0.067164 | 976.3391 | 0.00030918 | 976.5542 | 1.0506 | 842.6975 | 0.02969
|  | 855.1158 | -0.0035084 | 854.9133 | 0.0014779 | 656.9569 | 0.0078957 | 855.1158 | -0.0082864 | 854.9133 | 0.012202 | 845.5723 | 0 | 854.9133 | -0.046537 | 855.1158 | 0 | 855.1158 | -0.011756 | 656.9569 | 0.0030471 | 855.1158 | 0 | 855.1158 | 0.0030423 | 849.61 | 0.011987 | 855.1158 | 0 | 659.2733 | 0.0001357 | 855.1158 | 0 | 855.1158 | 0 | 854.9133 | -0.0089439 | 976.7226 | 0.020375 | 854.9133 | 0.058982 | 976.5085 | 0.00011594 | 976.7226 | 1.0297 | 842.9308 | 0.016844
|  | 855.3553 | 0.017328 | 855.1527 | 0.014995 | 657.0793 | 0 | 855.3553 | 0.0028108 | 855.1527 | -0.093077 | 845.8096 | 0 | 855.1527 | 0.018053 | 855.3553 | 0.015325 | 855.3553 | 0.0013612 | 657.0793 | 0.0091683 | 855.3553 | 0.0067579 | 855.3553 | 0 | 849.85 | -0.0049988 | 855.3553 | 0.0072544 | 659.3937 | 0.00012379 | 855.3553 | 0.022881 | 855.3554 | 0.0097342 | 855.1527 | 0.0050045 | 976.891 | 0.032437 | 855.1527 | 0.06642 | 976.678 | 0 | 976.891 | 1.0077 | 843.1642 | 0.024971
|  | 855.5948 | -0.017186 | 855.3921 | -0.039504 | 657.2018 | 0.0024295 | 855.5948 | -0.018408 | 855.3921 | 0.040467 | 846.0468 | 0 | 855.3921 | -0.037565 | 855.5949 | 0 | 855.5949 | -0.018731 | 657.2018 | 0.013729 | 855.5949 | 0 | 855.5948 | 0.0027862 | 850.09 | -0.0091305 | 855.5949 | 0 | 659.514 | 0.00013695 | 855.5949 | 0 | 855.5948 | 0 | 855.3921 | -0.022278 | 977.0595 | 0.02619 | 855.3921 | 0.053134 | 976.8474 | 0 | 977.0595 | 0.98846 | 843.3975 | 0.0092413
|  | 855.8344 | 0.0077702 | 855.6316 | 0.022321 | 657.3242 | 0 | 855.8344 | -0.0054088 | 855.6316 | -0.068185 | 846.2841 | 0 | 855.6316 | 0.028906 | 855.8344 | 0.034695 | 855.8344 | 0.0032526 | 657.3242 | 0.0050308 | 855.8344 | 0.0066893 | 855.8344 | 0 | 850.33 | -0.0037746 | 855.8344 | 0.0039871 | 659.6344 | 0.0001325 | 855.8344 | 0.022559 | 855.8344 | 0.010795 | 855.6316 | 0.019888 | 977.2279 | 0.025421 | 855.6316 | 0.06448 | 977.0168 | 0 | 977.2279 | 0.9665 | 843.6309 | 0.032574
|  | 856.074 | -0.010441 | 855.871 | -0.0023003 | 657.4466 | 0.0095447 | 856.074 | -0.024565 | 855.871 | 0.028389 | 846.5214 | 0 | 855.871 | -0.040139 | 856.074 | 0 | 856.074 | 0.00090441 | 657.4466 | 0.0010454 | 856.074 | 0 | 856.074 | 0.0025467 | 850.57 | -0.00040807 | 856.074 | 0 | 659.7548 | 0.00014868 | 856.074 | 0 | 856.074 | 0 | 855.871 | -0.022544 | 977.3964 | 0.025373 | 855.871 | 0.055386 | 977.1863 | 0.00034783 | 977.3964 | 0.94801 | 843.8643 | 0.010945
|  | 856.3135 | 0.019039 | 856.1105 | 0.0042024 | 657.5691 | 0 | 856.3135 | 0.0072241 | 856.1105 | -0.032456 | 846.7587 | 0 | 856.1105 | 0.018274 | 856.3135 | 0.040138 | 856.3135 | -0.030295 | 657.5691 | 0.0047487 | 856.3135 | 0.007229 | 856.3135 | 0 | 850.8 | 0.011222 | 856.3135 | 0.0075097 | 659.8751 | 0.00014068 | 856.3135 | 0.011467 | 856.3135 | 0.00313 | 856.1105 | 0.035266 | 977.5648 | 0.030755 | 856.1105 | 0.052437 | 977.3557 | 0 | 977.5648 | 0.92906 | 844.0977 | 0.033885
|  | 856.5531 | -0.0091004 | 856.35 | -0.011864 | 657.6915 | 0.013222 | 856.5531 | -0.041826 | 856.35 | -0.0030219 | 846.996 | 0 | 856.35 | -0.029134 | 856.5531 | 0 | 856.5531 | -0.0071741 | 657.6915 | 0.0017126 | 856.5531 | 0 | 856.5531 | 0.00070632 | 851.04 | -0.0033155 | 856.5531 | 0 | 659.9955 | 0.0001293 | 856.5531 | 0 | 856.5531 | 0 | 856.35 | -0.014424 | 977.7333 | 0.023835 | 856.35 | 0.047082 | 977.5252 | 0.00011594 | 977.7333 | 0.91167 | 844.3311 | 0.012912
|  | 856.7927 | 0.019831 | 856.5894 | -0.045754 | 657.814 | 0 | 856.7927 | 0.019171 | 856.5894 | -0.090518 | 847.2333 | 0 | 856.5894 | 0.020644 | 856.7927 | 0.014741 | 856.7927 | -0.019333 | 657.814 | 0.0011568 | 856.7927 | 0.0057447 | 856.7927 | 0 | 851.28 | -0.0048458 | 856.7927 | 0.002928 | 660.1159 | 0.00010511 | 856.7927 | 0.016474 | 856.7927 | 0.010694 | 856.5894 | 0.013209 | 977.9017 | 0.027968 | 856.5894 | 0.032915 | 977.6946 | 0.00030918 | 977.9017 | 0.8948 | 844.5644 | 0.020514
|  | 857.0322 | -0.0091821 | 856.8289 | -0.050633 | 657.9364 | 0.010333 | 857.0322 | -0.034089 | 856.8289 | 0.02994 | 847.4706 | 0 | 856.8289 | -0.042968 | 857.0322 | 0 | 857.0322 | -0.026701 | 657.9364 | 0.0015792 | 857.0322 | 0 | 857.0322 | 0.0026345 | 851.52 | 0.0012752 | 857.0322 | 0 | 660.2362 | 0.00010938 | 857.0322 | 0 | 857.0322 | 0 | 856.8289 | -0.021803 | 978.0702 | 0.029506 | 856.8289 | 0.037695 | 977.8641 | 0.00011594 | 978.0702 | 0.88104 | 844.7979 | 0.011208
|  | 857.2719 | 0.021322 | 857.0684 | -0.028375 | 658.0589 | 0 | 857.2719 | -0.012762 | 857.0684 | -0.055087 | 847.7079 | 0 | 857.0684 | 0.023367 | 857.2718 | 0.017025 | 857.2718 | -0.0034297 | 658.0589 | 0.0069115 | 857.2718 | 0.0052631 | 857.2719 | 0 | 851.76 | 0.0055599 | 857.2718 | 0.0053691 | 660.3566 | 0.00011792 | 857.2718 | 0.024959 | 857.2718 | 0.0090171 | 857.0684 | 0.011504 | 978.2386 | 0.032677 | 857.0684 | 0.034876 | 978.0335 | 7.7296e-05 | 978.2386 | 0.86827 | 845.0313 | 0.035785
|  | 857.5114 | -0.0061468 | 857.3079 | -0.030196 | 658.1814 | 0.014886 | 857.5114 | -0.0098848 | 857.3079 | 0.022193 | 847.9452 | 0 | 857.3079 | -0.038987 | 857.5114 | 0 | 857.5114 | 0.0047928 | 658.1814 | 0.0021129 | 857.5114 | 0 | 857.5114 | 0.0025369 | 852 | 0.0018873 | 857.5114 | 0 | 660.477 | 0.00012432 | 857.5114 | 0 | 857.5114 | 0 | 857.3079 | -0.012666 | 978.4071 | 0.016819 | 857.3079 | 0.0385 | 978.203 | 0.00034783 | 978.4071 | 0.85757 | 845.2647 | 0.011797
|  | 857.751 | 0.020564 | 857.5474 | 0.015914 | 658.3039 | 0 | 857.751 | 0.030198 | 857.5474 | -0.039843 | 848.1825 | 0 | 857.5474 | 0.018306 | 857.751 | 0.022788 | 857.751 | 0.020652 | 658.3039 | 0.0095445 | 857.751 | 0.0051195 | 857.751 | 0 | 852.24 | 0.0020403 | 857.751 | 0.0040744 | 660.5973 | 0.00012254 | 857.751 | 0.019835 | 857.751 | 0.0084984 | 857.5474 | 0.025222 | 978.5755 | 0.028112 | 857.5474 | 0.054923 | 978.3725 | 0 | 978.5755 | 0.8434 | 845.4981 | 0.011994
|  | 857.9907 | -0.033751 | 857.7869 | 0.00040351 | 658.4264 | 0.0030368 | 857.9907 | -0.03048 | 857.7869 | 0.024688 | 848.4199 | 0 | 857.7869 | -0.039102 | 857.9906 | 0 | 857.9906 | -0.011554 | 658.4264 | 0.01119 | 857.9906 | 0 | 857.9907 | 0.0047087 | 852.48 | -0.0057639 | 857.9906 | 0 | 660.7177 | 0.00010885 | 857.9906 | 0 | 857.9907 | 0 | 857.7869 | -0.023883 | 978.744 | 0.023595 | 857.7869 | 0.042674 | 978.5419 | 0.00011594 | 978.744 | 0.8298 | 845.7316 | 0.027265
|  | 858.2303 | 0.024895 | 858.0264 | 0.031169 | 658.5489 | 0 | 858.2303 | 0.0052384 | 858.0264 | -0.080016 | 848.6572 | 0 | 858.0264 | 0.02695 | 858.2303 | 0.042702 | 858.2303 | 0.039276 | 658.5489 | 0.0034261 | 858.2303 | 0.0066239 | 858.2303 | 0 | 852.72 | -0.0028565 | 858.2303 | 0.0069347 | 660.8381 | 0.00012503 | 858.2303 | 0.022493 | 858.2303 | 0.0090311 | 858.0264 | 0.035043 | 978.9124 | 0.025181 | 858.0264 | 0.059725 | 978.7114 | 0 | 978.9124 | 0.81329 | 845.965 | 0.023136
|  | 858.4699 | 0.00022996 | 858.2659 | -0.025803 | 658.6715 | 0.010595 | 858.4699 | 0.0037696 | 858.2659 | 0.05263 | 848.8945 | 0 | 858.2659 | -0.044724 | 858.4699 | 0 | 858.4699 | 0.01686 | 658.6715 | 0.0085101 | 858.4699 | 0 | 858.4699 | 0.0013988 | 852.96 | 0.0063253 | 858.4699 | 0 | 660.9584 | 0.00011916 | 858.4699 | 0 | 858.4699 | 0 | 858.2659 | 0.0048321 | 979.0809 | 0.021721 | 858.2659 | 0.033333 | 978.8809 | 0.00011594 | 979.0809 | 0.79859 | 846.1985 | 0.024971
|  | 858.7095 | 0.0059766 | 858.5055 | 0.0017666 | 658.794 | 0 | 858.7095 | -0.028286 | 858.5055 | -0.11472 | 849.1319 | 0 | 858.5055 | 0.022459 | 858.7095 | 0.024576 | 858.7095 | 0.05709 | 658.794 | 0.0016908 | 858.7095 | 0.0052291 | 858.7095 | 0 | 853.2 | 0.0051009 | 858.7095 | 0.0053085 | 661.0788 | 0.00011756 | 858.7095 | 0.022818 | 858.7095 | 0.010382 | 858.5055 | 0.012662 | 979.2493 | 0.027968 | 858.5055 | 0.050826 | 979.0503 | 0 | 979.2493 | 0.78183 | 846.432 | 0.017499
|  | 858.9492 | -0.018689 | 858.745 | -0.01826 | 658.9165 | 0.013047 | 858.9492 | -0.032251 | 858.745 | 0.031788 | 849.3693 | 0 | 858.745 | -0.044391 | 858.9492 | 0 | 858.9492 | -0.036074 | 658.9165 | 0.0074287 | 858.9492 | 0 | 858.9492 | 0.0043004 | 853.44 | -0.0031625 | 858.9492 | 0 | 661.1992 | 0.00011685 | 858.9492 | 0 | 858.9492 | 0 | 858.745 | -0.021196 | 979.4178 | 0.024171 | 858.745 | 0.034483 | 979.2198 | 0.00034783 | 979.4178 | 0.76589 | 846.6654 | 0.023595
|  | 859.1888 | 0.041146 | 858.9846 | 9.2251e-05 | 659.0391 | 0 | 859.1888 | 0.02469 | 858.9846 | -0.073768 | 849.6066 | 0 | 858.9846 | 0.021357 | 859.1888 | 0.032009 | 859.1888 | 0.029392 | 659.0391 | 0.0095445 | 859.1888 | 0.0060177 | 859.1888 | 0 | 853.68 | 0.006172 | 859.1888 | 0.0082319 | 661.3196 | 0.00011881 | 859.1888 | 0.018262 | 859.1888 | 0.010027 | 858.9846 | 0.013845 | 979.5862 | 0.037338 | 858.9846 | 0.04177 | 979.3893 | 0 | 979.5862 | 0.74813 | 846.8989 | 0.01691
|  | 859.4285 | -0.024222 | 859.2241 | -0.052474 | 659.1617 | 0.0080475 | 859.4285 | -0.041173 | 859.2241 | -0.017898 | 849.8441 | 0 | 859.2241 | -0.040345 | 859.4285 | 0 | 859.4285 | 0.0084835 | 659.1617 | 0.0027803 | 859.4285 | 0 | 859.4285 | 0.0015176 | 853.91 | -0.011885 | 859.4285 | 0 | 661.44 | 0.0001357 | 859.4285 | 0 | 859.4285 | 0 | 859.2241 | -0.032142 | 979.7547 | 0.026382 | 859.2241 | 0.042824 | 979.5587 | 0 | 979.7547 | 0.7338 | 847.1323 | 0.0073406
|  | 859.6682 | 0.04494 | 859.4637 | -0.015632 | 659.2842 | 0 | 859.6682 | -0.0056316 | 859.4637 | -0.076122 | 850.0814 | 0 | 859.4637 | 0.023672 | 859.6681 | 0.031452 | 859.6681 | -0.0083853 | 659.2842 | 0 | 859.6681 | 0.0047148 | 859.6682 | 0 | 854.15 | -0.0031625 | 859.6681 | 0.0045747 | 661.5604 | 0.00011934 | 859.6681 | 0.023897 | 859.6681 | 0.008814 | 859.4637 | 0.033258 | 979.9232 | 0.027391 | 859.4637 | 0.039925 | 979.7282 | 0 | 979.9232 | 0.71745 | 847.3658 | 0.0084548
|  | 859.9078 | 0.018564 | 859.7032 | -0.026377 | 659.4068 | 0.0083512 | 859.9078 | -0.025257 | 859.7032 | 0.0063082 | 850.3188 | 0 | 859.7032 | -0.045366 | 859.9078 | 0 | 859.9078 | -0.0048424 | 659.4068 | 0.0027803 | 859.9078 | 0 | 859.9078 | 0.003372 | 854.39 | -0.0028565 | 859.9078 | 0 | 661.6807 | 0.00013179 | 859.9078 | 0 | 859.9078 | 0 | 859.7032 | -0.0090551 | 980.0916 | 0.024652 | 859.7032 | 0.042992 | 979.8977 | 0.00011594 | 980.0916 | 0.70535 | 847.5993 | 0.0036006
|  | 860.1475 | 0.023305 | 859.9428 | -0.0048654 | 659.5294 | 0 | 860.1475 | 0.027037 | 859.9428 | -0.10463 | 850.5562 | 0 | 859.9428 | 0.025725 | 860.1475 | 0.022945 | 860.1475 | 0.02922 | 659.5294 | 0.004227 | 860.1475 | 0.0039767 | 860.1475 | 0 | 854.63 | 0.0041827 | 860.1475 | 0.00094204 | 661.8011 | 0.00013659 | 860.1475 | 0.021628 | 860.1475 | 0.010305 | 859.9428 | 0.030802 | 980.2601 | 0.021865 | 859.9428 | 0.047272 | 980.0672 | 0 | 980.2601 | 0.69076 | 847.8328 | 0.019466
|  | 860.3872 | -0.00075328 | 860.1824 | 0.0027245 | 659.652 | 0.015762 | 860.3872 | -0.037748 | 860.1824 | 0.033466 | 850.7936 | 0 | 860.1824 | -0.033718 | 860.3872 | 0 | 860.3872 | -0.004025 | 659.652 | 0 | 860.3872 | 0 | 860.3872 | 0.0042216 | 854.87 | 0.0049478 | 860.3872 | 0 | 661.9215 | 0.00015029 | 860.3872 | 0 | 860.3872 | 0 | 860.1824 | -0.014958 | 980.4285 | 0.026286 | 860.1824 | 0.035836 | 980.2367 | 0.00034783 | 980.4285 | 0.67877 | 848.0664 | 0.02058
|  | 860.6269 | 0.0151 | 860.422 | 0.028992 | 659.7746 | 0 | 860.6269 | -0.0091852 | 860.422 | -0.066043 | 851.0311 | 0 | 860.422 | 0.022127 | 860.6269 | 0.03374 | 860.6269 | -0.0029548 | 659.7746 | 0.0085101 | 860.6269 | 0.0045983 | 860.6269 | 0 | 855.11 | 0.010457 | 860.6269 | 0.0099194 | 662.0419 | 0.00014531 | 860.6269 | 0.026223 | 860.6269 | 0.0099049 | 860.422 | 0.011833 | 980.597 | 0.029746 | 860.422 | 0.053743 | 980.4062 | 0 | 980.597 | 0.66377 | 848.2999 | 0.015861
|  | 860.8666 | 0.0008939 | 860.6616 | -0.0041614 | 659.8972 | 0.010771 | 860.8666 | -0.014511 | 860.6616 | 0.011022 | 851.2685 | 0 | 860.6616 | -0.039471 | 860.8666 | 0 | 860.8666 | -0.036943 | 659.8972 | 0.0043816 | 860.8666 | 0 | 860.8666 | 0.00439 | 855.35 | -0.0016323 | 860.8666 | 0 | 662.1623 | 0.00013286 | 860.8666 | 0 | 860.8666 | 0 | 860.6616 | -0.0092648 | 980.7655 | 0.022393 | 860.6616 | 0.022422 | 980.5756 | 0.00011594 | 980.7655 | 0.65203 | 848.5334 | 0.0077338
|  | 861.1063 | 0.03358 | 860.9012 | 0.001147 | 660.0198 | 0 | 861.1063 | 0.0080391 | 860.9012 | -0.054168 | 851.5059 | 0 | 860.9012 | 0.022242 | 861.1063 | 0.027919 | 861.1063 | 0.030918 | 660.0198 | 0.0087452 | 861.1063 | 0.0074837 | 861.1063 | 0 | 855.59 | 0.0018873 | 861.1063 | 0.0046905 | 662.2827 | 0.0001437 | 861.1063 | 0.021764 | 861.1063 | 0.0037353 | 860.9012 | 0.0073064 | 980.9339 | 0.031235 | 860.9012 | 0.059032 | 980.7451 | 7.7296e-05 | 980.9339 | 0.63869 | 848.7669 | 0.024906
|  | 861.3461 | 0.0080341 | 861.1408 | -0.021665 | 660.1425 | 0.013835 | 861.3461 | -0.0039303 | 861.1408 | -0.005453 | 851.7434 | 0 | 861.1408 | -0.03811 | 861.346 | 0 | 861.346 | -0.03959 | 660.1425 | 0.0017126 | 861.346 | 0 | 861.3461 | 0.0023482 | 855.83 | -0.00086717 | 861.346 | 0 | 662.4031 | 0.00014833 | 861.346 | 0 | 861.3461 | 0 | 861.1408 | -0.015004 | 981.1024 | 0.018693 | 861.1408 | 0.042636 | 980.9146 | 0.00011594 | 981.1024 | 0.6269 | 849.0004 | 0.024775
|  | 861.5858 | 0.020564 | 861.3804 | 0.0159 | 660.2651 | 0 | 861.5858 | 0.009944 | 861.3804 | -0.064641 | 851.9808 | 0 | 861.3804 | 0.02467 | 861.5858 | 0.031545 | 861.5858 | 0.02967 | 660.2651 | 0.0078519 | 861.5858 | 0.0049294 | 861.5858 | 0 | 856.07 | 0.007243 | 861.5858 | 0.0056773 | 662.5235 | 0.00016718 | 861.5858 | 0.014776 | 861.5857 | 0.0098133 | 861.3804 | 0.025669 | 981.2709 | 0.030563 | 861.3804 | 0.048402 | 981.0841 | 0.00030918 | 981.2709 | 0.61252 | 849.234 | 0.019924
|  | 861.8255 | -0.019385 | 861.62 | -0.024364 | 660.3878 | 0.0054663 | 861.8255 | -0.0046106 | 861.62 | 0.026719 | 852.2183 | 0 | 861.62 | -0.035019 | 861.8255 | 0 | 861.8255 | -0.0374 | 660.3878 | 0.0047957 | 861.8255 | 0 | 861.8255 | 0.0014894 | 856.31 | -0.0013262 | 861.8255 | 0 | 662.6439 | 0.00015527 | 861.8255 | 0 | 861.8255 | 0 | 861.62 | -0.023883 | 981.4393 | 0.018741 | 861.62 | 0.017961 | 981.2536 | 0.00034783 | 981.4393 | 0.60001 | 849.4675 | 0.0036811
|  | 862.0652 | 0.019108 | 861.8596 | -0.0072906 | 660.5104 | 0 | 862.0652 | -0.0014291 | 861.8596 | -0.067104 | 852.4558 | 0 | 861.8596 | 0.017241 | 862.0653 | 0.03576 | 862.0653 | 0.012247 | 660.5104 | 0.0048898 | 862.0653 | 0.0040989 | 862.0652 | 0 | 856.55 | 0.0086207 | 862.0653 | 0.0065466 | 662.7643 | 0.00015953 | 862.0653 | 0.015373 | 862.0652 | 0.0083001 | 861.8596 | 0.01087 | 981.6078 | 0.030082 | 861.8596 | 0.042322 | 981.4231 | 7.7296e-05 | 981.6078 | 0.5876 | 849.7011 | 0.042602
|  | 862.305 | 0.0016395 | 862.0993 | -0.01241 | 660.6331 | 0.0036442 | 862.305 | -0.017134 | 862.0993 | 0.052962 | 852.6932 | 0 | 862.0993 | -0.040906 | 862.305 | 0 | 862.305 | -0.047053 | 660.6331 | 0.010673 | 862.305 | 0 | 862.305 | 0.0039332 | 856.79 | -0.0034686 | 862.305 | 0 | 662.8847 | 0.00014122 | 862.305 | 0 | 862.305 | 0 | 862.0993 | -0.010663 | 981.7763 | 0.023258 | 862.0993 | 0.028702 | 981.5926 | 0.00057972 | 981.7763 | 0.57691 | 849.9346 | 0.017303
|  | 862.5448 | 0.028048 | 862.3389 | 0.011822 | 660.7558 | 0 | 862.5448 | -0.013744 | 862.3389 | -0.094655 | 852.9307 | 0 | 862.3389 | 0.027491 | 862.5448 | 0.010141 | 862.5448 | 0.033583 | 660.7558 | 0 | 862.5448 | 0.0034266 | 862.5448 | 0 | 857.03 | 0.0037236 | 862.5448 | 0.01201 | 663.0051 | 0.00014833 | 862.5448 | 0.024842 | 862.5448 | 0.0042907 | 862.3389 | 0.019853 | 981.9447 | 0.028208 | 862.3389 | 0.051342 | 981.7621 | 7.7296e-05 | 981.9447 | 0.56465 | 850.1682 | 0.011928
|  | 862.7845 | 0.001785 | 862.5786 | -0.076366 | 660.8785 | 0.0085031 | 862.7845 | -0.037558 | 862.5786 | 0.030836 | 853.1683 | 0 | 862.5786 | -0.049028 | 862.7845 | 0 | 862.7845 | -0.056158 | 660.8785 | 0.0047957 | 862.7845 | 0 | 862.7845 | 0.003783 | 857.27 | -0.0062227 | 862.7845 | 0 | 663.1255 | 0.00013499 | 862.7845 | 0 | 862.7845 | 0 | 862.5786 | -0.022233 | 982.1132 | 0.023643 | 862.5786 | 0.0050752 | 981.9316 | 0.00011594 | 982.1132 | 0.55375 | 850.4018 | 0.012191
|  | 863.0243 | 0.029013 | 862.8182 | 0.024543 | 661.0012 | 0 | 863.0243 | 0.019155 | 862.8182 | -0.067257 | 853.4058 | 0 | 862.8182 | 0.019428 | 863.0243 | 0.02662 | 863.0243 | -0.0064842 | 661.0012 | 0.0056891 | 863.0243 | 0.005709 | 863.0243 | 0 | 857.5 | 0.0081613 | 863.0243 | 0.0086963 | 663.2459 | 0.00014531 | 863.0243 | 0.012822 | 863.0243 | 0.0093401 | 862.8182 | 0.023213 | 982.2817 | 0.028112 | 862.8182 | 0.046308 | 982.1011 | 0 | 982.2817 | 0.54114 | 850.6354 | 0.0194
|  | 863.2641 | -0.019922 | 863.0579 | -0.027196 | 661.1239 | 0.012259 | 863.2641 | -0.030687 | 863.0579 | -0.03647 | 853.6432 | 0 | 863.0579 | -0.048025 | 863.2641 | 0 | 863.2641 | -0.039799 | 661.1239 | 0.0053129 | 863.2641 | 0 | 863.2641 | 0.0010829 | 857.74 | -0.0065293 | 863.2641 | 0 | 663.3663 | 0.00013712 | 863.2641 | 0 | 863.2641 | 0 | 863.0579 | -0.031026 | 982.4501 | 0.028833 | 863.0579 | 0.01707 | 982.2707 | 0.00011594 | 982.4501 | 0.53195 | 850.869 | 0.029952
|  | 863.5039 | 0.022108 | 863.2976 | -0.02479 | 661.2466 | 0 | 863.5039 | -0.015358 | 863.2976 | -0.060718 | 853.8808 | 0 | 863.2976 | 0.024297 | 863.5039 | 0.028447 | 863.5039 | 0.019783 | 661.2466 | 0.0046274 | 863.5039 | 0.0029992 | 863.5039 | 0 | 857.98 | 0.0041827 | 863.5039 | 0.0044195 | 663.4867 | 0.00012912 | 863.5039 | 0.014612 | 863.5039 | 0.0066972 | 863.2976 | 0.009461 | 982.6186 | 0.026959 | 863.2976 | 0.045927 | 982.4402 | 7.7296e-05 | 982.6186 | 0.52125 | 851.1025 | 0.016385
|  | 863.7437 | 0.0098571 | 863.5372 | -0.014667 | 661.3694 | 0.0063773 | 863.7437 | -0.0094374 | 863.5372 | -0.044184 | 854.1183 | 0 | 863.5372 | -0.037541 | 863.7437 | 0 | 863.7437 | -0.035394 | 661.3694 | 0.013212 | 863.7437 | 0 | 863.7437 | 0.0043658 | 858.22 | -0.0065293 | 863.7437 | 0 | 663.6072 | 0.0001341 | 863.7437 | 0 | 863.7437 | 0 | 863.5372 | -0.013344 | 982.7871 | 0.025709 | 863.5372 | 0.010103 | 982.6097 | 0.00011594 | 982.7871 | 0.5132 | 851.3362 | 0.015599
|  | 863.9835 | 0.030888 | 863.7769 | 0.029227 | 661.4921 | 0 | 863.9835 | 0.016562 | 863.7769 | -0.088856 | 854.3558 | 0 | 863.7769 | 0.02966 | 863.9835 | 0.056786 | 863.9835 | 0.0040113 | 661.4921 | 0.0023582 | 863.9835 | 0.0054205 | 863.9835 | 0 | 858.46 | -0.0017853 | 863.9835 | 0.011317 | 663.7276 | 0.00011792 | 863.9835 | 0.020671 | 863.9835 | 0.0085223 | 863.7769 | 0.017499 | 982.9556 | 0.032533 | 863.7769 | 0.032189 | 982.7792 | 7.7296e-05 | 982.9556 | 0.50298 | 851.5698 | 0.025299
|  | 864.2233 | -0.0095333 | 864.0166 | -0.03629 | 661.6149 | 0.0063773 | 864.2233 | -0.032894 | 864.0166 | 0.025391 | 854.5934 | 0 | 864.0166 | -0.038 | 864.2233 | 0 | 864.2233 | 0.01095 | 661.6149 | 0.012789 | 864.2233 | 0 | 864.2233 | 0.0028681 | 858.7 | -0.014792 | 864.2233 | 0 | 663.848 | 0.00014691 | 864.2233 | 0 | 864.2233 | 0 | 864.0166 | -0.031695 | 983.124 | 0.027103 | 864.0166 | 0.02425 | 982.9487 | 0.00011594 | 983.124 | 0.49415 | 851.8034 | 0.029625
|  | 864.4631 | 0.013961 | 864.2563 | -0.024744 | 661.7376 | 0 | 864.4631 | -0.0057378 | 864.2563 | -0.058469 | 854.8309 | 0 | 864.2563 | 0.032251 | 864.4632 | 0.015324 | 864.4632 | 0.041273 | 661.7376 | 0.00062295 | 864.4632 | 3.7415e-05 | 864.4631 | 0 | 858.94 | 0.0034176 | 864.4632 | 0.013029 | 663.9684 | 0.00013659 | 864.4632 | 0.021467 | 864.4631 | 0.012041 | 864.2563 | 0.019213 | 983.2925 | 0.026526 | 864.2563 | 0.029564 | 983.1182 | 0.00030918 | 983.2925 | 0.48309 | 852.0371 | 0.023857
|  | 864.703 | -0.015366 | 864.496 | -0.049023 | 661.8604 | 0.0078957 | 864.703 | -0.040587 | 864.496 | -0.0013806 | 855.0685 | 0 | 864.496 | -0.045818 | 864.703 | 0 | 864.703 | -0.020856 | 661.8604 | 0.0045151 | 864.703 | 0 | 864.703 | 0.0014747 | 859.18 | -0.0040807 | 864.703 | 0 | 664.0888 | 0.00017092 | 864.703 | 0 | 864.703 | 0 | 864.496 | -0.041963 | 983.461 | 0.025277 | 864.496 | 0.017229 | 983.2878 | 0.00011594 | 983.461 | 0.47344 | 852.2707 | -0.0054375
|  | 864.9428 | 0.052755 | 864.7357 | 0.020106 | 661.9832 | 0 | 864.9428 | -0.00192 | 864.7357 | -0.098657 | 855.306 | 0 | 864.7357 | 0.029994 | 864.9428 | 0.048134 | 864.9428 | 0.037294 | 661.9832 | 0.0066294 | 864.9428 | 0.0023758 | 864.9428 | 0 | 859.42 | 0.0078554 | 864.9428 | 0.0031616 | 664.2092 | 0.00016398 | 864.9428 | 0.035809 | 864.9428 | 0.0083721 | 864.7357 | 0.025892 | 983.6295 | 0.02273 | 864.7357 | 0.028649 | 983.4573 | 7.7296e-05 | 983.6295 | 0.46222 | 852.5043 | 0.029952
|  | 865.1827 | -0.019745 | 864.9754 | -0.015917 | 662.106 | 0.016375 | 865.1827 | -0.036854 | 864.9754 | 0.054659 | 855.5436 | 0 | 864.9754 | -0.037335 | 865.1827 | 0 | 865.1827 | 0.0011011 | 662.106 | 0.016409 | 865.1827 | 0 | 865.1827 | 0.00023788 | 859.66 | 0.0047948 | 865.1827 | 0 | 664.3297 | 0.00016113 | 865.1827 | 0 | 865.1827 | 0 | 864.9754 | -0.020587 | 983.7979 | 0.028544 | 864.9754 | -0.00032287 | 983.6268 | 0.00011594 | 983.7979 | 0.4536 | 852.738 | 0.017762
|  | 865.4225 | 0.033828 | 865.2152 | -0.0077607 | 662.2287 | 0 | 865.4225 | 0.0063538 | 865.2152 | -0.096832 | 855.7812 | 0 | 865.2152 | 0.018226 | 865.4225 | 0.020057 | 865.4225 | 0.004772 | 662.2287 | 0.0058301 | 865.4225 | 0 | 865.4225 | 0 | 859.9 | 0.00081613 | 865.4225 | 0.002513 | 664.4501 | 0.00013873 | 865.4225 | 0.013272 | 865.4226 | 0.0037031 | 865.2152 | 0.0054745 | 983.9664 | 0.021961 | 865.2152 | 0.02171 | 983.7964 | 7.7296e-05 | 983.9664 | 0.44379 | 852.9716 | 0.0098967
|  | 865.6624 | -0.0087594 | 865.4549 | -0.0011926 | 662.3515 | 0.0051626 | 865.6624 | -0.0048524 | 865.4549 | -0.0076976 | 856.0188 | 0 | 865.4549 | -0.051287 | 865.6624 | 0 | 865.6624 | -0.023276 | 662.3515 | 0.01293 | 865.6624 | 0 | 865.6624 | 0.0059965 | 860.14 | -0.01617 | 865.6624 | 0 | 664.5705 | 0.00012965 | 865.6624 | 0 | 865.6624 | 0 | 865.4549 | -0.03482 | 984.1349 | 0.020808 | 865.4549 | 0.013154 | 983.9659 | 0.00034783 | 984.1349 | 0.43605 | 853.2053 | 0.013567
|  | 865.9023 | 0.022842 | 865.6946 | 0.042966 | 662.4744 | 0 | 865.9023 | -0.019946 | 865.6946 | -0.07766 | 856.2564 | 0 | 865.6946 | 0.031281 | 865.9023 | 0.032639 | 865.9023 | 0.087084 | 662.4744 | 0.016644 | 865.9023 | 0.0087036 | 865.9023 | 0 | 860.38 | -0.0030095 | 865.9023 | 0.0089345 | 664.691 | 0.00013748 | 865.9023 | 0.023516 | 865.9023 | 0.0083276 | 865.6946 | 0.025445 | 984.3034 | 0.029746 | 865.6946 | 0.034822 | 984.1354 | 7.7296e-05 | 984.3034 | 0.42624 | 853.439 | 0.017762
|  | 866.1422 | -0.0039823 | 865.9344 | -0.032337 | 662.5972 | 0.0054663 | 866.1422 | -0.03059 | 865.9344 | 0.025523 | 856.494 | 0 | 865.9344 | -0.036229 | 866.1422 | 0 | 866.1422 | -0.030237 | 662.5972 | 0.01025 | 866.1422 | 0 | 866.1422 | 0.00013405 | 860.62 | -0.0036216 | 866.1422 | 0 | 664.8114 | 0.0001437 | 866.1422 | 0 | 866.1422 | 0 | 865.9344 | -0.0052183 | 984.4719 | 0.030851 | 865.9344 | 0.018052 | 984.305 | 0.00034783 | 984.4719 | 0.4182 | 853.6726 | 0.0066852
|  | 866.382 | 0.019645 | 866.1741 | 0.0032092 | 662.72 | 0 | 866.382 | -0.012452 | 866.1741 | -0.07335 | 856.7316 | 0 | 866.1741 | 0.018535 | 866.382 | 0.029143 | 866.382 | 0.018597 | 662.72 | 0.0044939 | 866.382 | 0.0089961 | 866.382 | 0 | 860.86 | -0.0013262 | 866.382 | 0.0052049 | 664.9318 | 0.00015936 | 866.382 | 0.015522 | 866.382 | 0.0067044 | 866.1741 | 0.01726 | 984.6403 | 0.027872 | 866.1741 | 0.033374 | 984.4745 | 7.7296e-05 | 984.6403 | 0.40828 | 853.9063 | 0.02176
|  | 866.6219 | -0.017506 | 866.4139 | -0.018289 | 662.8429 | 0.0027331 | 866.6219 | -0.037189 | 866.4139 | 0.022156 | 856.9692 | 0 | 866.4139 | -0.048694 | 866.6219 | 0 | 866.6219 | 0.016865 | 662.8429 | 0.0069115 | 866.6219 | 0 | 866.6219 | 0.0022731 | 861.1 | -0.0028565 | 866.6219 | 0 | 665.0522 | 0.0001622 | 866.6219 | 0 | 866.6219 | 0 | 866.4139 | -0.011594 | 984.8088 | 0.02965 | 866.4139 | 0.014007 | 984.644 | 0.00034783 | 984.8088 | 0.40117 | 854.14 | 0.014878
|  | 866.8618 | 0.033289 | 866.6537 | -0.0084721 | 662.9657 | 0 | 866.8618 | 0.010218 | 866.6537 | -0.10216 | 857.2068 | 0 | 866.6537 | 0.030671 | 866.8618 | 0.025005 | 866.8618 | 0.010161 | 662.9657 | 0.0079459 | 866.8618 | 0.0017155 | 866.8618 | 0 | 861.34 | -0.0048458 | 866.8618 | 0.0098007 | 665.1727 | 0.00015278 | 866.8618 | 0.028178 | 866.8618 | 0.0093582 | 866.6537 | 0.0061005 | 984.9773 | 0.027631 | 866.6537 | 0.026756 | 984.8136 | 7.7296e-05 | 984.9773 | 0.39218 | 854.3737 | 0.022218
|  | 867.1017 | 0.02062 | 866.8934 | -0.040597 | 663.0886 | 0.0085031 | 867.1017 | -0.0051781 | 866.8934 | 0.039813 | 857.4445 | 0 | 866.8934 | -0.046158 | 867.1018 | 0 | 867.1018 | -0.022112 | 663.0886 | 0.012789 | 867.1018 | 0 | 867.1017 | 0.0017176 | 861.58 | 0.0029585 | 867.1018 | 0 | 665.2931 | 0.00014833 | 867.1018 | 0 | 867.1018 | 0 | 866.8934 | -0.024999 | 985.1458 | 0.023306 | 866.8934 | 0.0079184 | 984.9831 | 0.00011594 | 985.1458 | 0.38523 | 854.6074 | 0.0057793
|  | 867.3417 | 0.01577 | 867.1332 | 0.017192 | 663.2115 | 0 | 867.3417 | 0.0156 | 867.1332 | -0.093008 | 857.6821 | 0 | 867.1332 | 0.021355 | 867.3417 | 0.019731 | 867.3417 | 0.037921 | 663.2115 | 0.0032926 | 867.3417 | 0.0032193 | 867.3417 | 0 | 861.81 | 0.0018873 | 867.3417 | 0.0043975 | 665.4135 | 0.00012628 | 867.3417 | 0.018159 | 867.3417 | 0.011384 | 867.1332 | 0.015662 | 985.3143 | 0.028881 | 867.1332 | 0.024663 | 985.1527 | 7.7296e-05 | 985.3143 | 0.37583 | 854.8411 | 0.023529
|  | 867.5816 | -0.011764 | 867.373 | -0.041152 | 663.3343 | 0.012872 | 867.5816 | -0.017986 | 867.373 | -0.0073066 | 857.9198 | 0 | 867.373 | -0.044932 | 867.5816 | 0 | 867.5816 | 0.024235 | 663.3343 | 0.0073347 | 867.5816 | 0 | 867.5816 | 0.0025692 | 862.05 | -0.0068351 | 867.5816 | 0 | 665.534 | 0.00012877 | 867.5816 | 0 | 867.5816 | 0 | 867.373 | -0.036382 | 985.4828 | 0.024412 | 867.373 | 0.026153 | 985.3222 | 0.00034783 | 985.4828 | 0.36872 | 855.0748 | 0.0053783
|  | 867.8215 | -0.0054559 | 867.6128 | 0.0001909 | 663.4572 | 0 | 867.8215 | -0.028811 | 867.6128 | -0.049428 | 858.1575 | 0 | 867.6128 | 0.024338 | 867.8215 | 0.014032 | 867.8215 | 0.010218 | 663.4572 | 0 | 867.8215 | 0.0060494 | 867.8215 | 0 | 862.29 | 0.0044887 | 867.8215 | 0.0013827 | 665.6544 | 0.00011685 | 867.8215 | 0.018245 | 867.8215 | 0.0052927 | 867.6128 | 0.012997 | 985.6512 | 0.016627 | 867.6128 | 0.028084 | 985.4918 | 7.7296e-05 | 985.6512 | 0.36026 | 855.3085 | 0.027134
|  | 868.0615 | 0.0059129 | 867.8526 | -0.013163 | 663.5801 | 0.015149 | 868.0615 | -0.0061707 | 867.8526 | 0.030302 | 858.3951 | 0 | 867.8526 | -0.040422 | 868.0615 | 0 | 868.0615 | -0.017662 | 663.5801 | 0.0015792 | 868.0615 | 0 | 868.0615 | 0.0036925 | 862.53 | -0.0079064 | 868.0615 | 0 | 665.7749 | 0.00013535 | 868.0615 | 0 | 868.0615 | 0 | 867.8526 | -0.022544 | 985.8197 | 0.018837 | 867.8526 | 0.0098165 | 985.6613 | 0.00011594 | 985.8197 | 0.35366 | 855.5423 | 0.028707
|  | 868.3015 | 0.012657 | 868.0924 | -0.033643 | 663.703 | 0 | 868.3015 | -0.0053084 | 868.0924 | -0.11769 | 858.6328 | 0 | 868.0924 | 0.025549 | 868.3014 | 0.0019526 | 868.3014 | 0.0032174 | 663.703 | 0.010109 | 868.3014 | 0.0010893 | 868.3015 | 0 | 862.77 | 0.0023464 | 868.3014 | 0.010613 | 665.8953 | 0.00014068 | 868.3014 | 0.010818 | 868.3015 | 0.0079522 | 868.0924 | 0.005552 | 985.9882 | 0.036762 | 868.0924 | 0.019661 | 985.8309 | 7.7296e-05 | 985.9882 | 0.34515 | 855.776 | 0.039456
|  | 868.5414 | -0.034102 | 868.3322 | -0.056299 | 663.826 | 0.0072883 | 868.5414 | -0.031453 | 868.3322 | 0.0051241 | 858.8705 | 0 | 868.3322 | -0.052663 | 868.5414 | 0 | 868.5414 | -0.059747 | 663.826 | 0.0041147 | 868.5414 | 0 | 868.5414 | 0.0043424 | 863.01 | 0.006019 | 868.5414 | 0 | 666.0158 | 0.00014495 | 868.5414 | 0 | 868.5414 | 0 | 868.3322 | -0.02857 | 986.1567 | 0.038876 | 868.3322 | 0.0086567 | 986.0005 | 0.00034783 | 986.1567 | 0.33876 | 856.0098 | 0.012846
|  | 868.7814 | 0.029477 | 868.572 | -0.010824 | 663.9489 | 0 | 868.7814 | -0.0044197 | 868.572 | -0.093926 | 859.1082 | 0 | 868.572 | 0.028118 | 868.7814 | 0.031049 | 868.7814 | 0.0059038 | 663.9489 | 0.0061122 | 868.7814 | 0.0095814 | 868.7814 | 0 | 863.25 | -0.00086717 | 868.7814 | 0.0096692 | 666.1362 | 0.00013784 | 868.7814 | 0.030317 | 868.7814 | 0.0081728 | 868.572 | 0.045534 | 986.3252 | 0.036666 | 868.572 | 0.040454 | 986.17 | 0 | 986.3252 | 0.33134 | 856.2435 | 0.012715
|  | 869.0213 | -0.024887 | 868.8119 | -0.02036 | 664.0718 | 0.016813 | 869.0213 | -0.021126 | 868.8119 | 0.016331 | 859.3459 | 0 | 868.8119 | -0.051006 | 869.0213 | 0 | 869.0213 | -0.042856 | 664.0718 | 0.012507 | 869.0213 | 0 | 869.0213 | 0.0061889 | 863.49 | -0.0036216 | 869.0213 | 0 | 666.2567 | 0.00014495 | 869.0213 | 0 | 869.0213 | 0 | 868.8119 | -0.017428 | 986.4937 | 0.029409 | 868.8119 | 0.026841 | 986.3396 | 0.00011594 | 986.4937 | 0.3248 | 856.4773 | 0.00013683
|  | 869.2613 | 0.025114 | 869.0517 | 0.031653 | 664.1948 | 0 | 869.2613 | 0.013027 | 869.0517 | -0.07175 | 859.5836 | 0 | 869.0517 | 0.040203 | 869.2613 | 0.011507 | 869.2613 | 0.011264 | 664.1948 | 0.0050308 | 869.2613 | 0.0061205 | 869.2613 | 0 | 863.73 | -0.0034686 | 869.2613 | 0.001958 | 666.3771 | 0.00012912 | 869.2613 | 0.029652 | 869.2613 | 0.0099075 | 869.0517 | 0.025222 | 986.6622 | 0.023739 | 869.0517 | 0.031914 | 986.5092 | 7.7296e-05 | 986.6622 | 0.31722 | 856.7111 | 0.021825
|  | 869.5013 | -0.0038863 | 869.2916 | -0.058143 | 664.3177 | 0.019702 | 869.5013 | -0.034166 | 869.2916 | 0.031104 | 859.8214 | 0 | 869.2916 | -0.052506 | 869.5013 | 0 | 869.5013 | -0.036755 | 664.3177 | 0.001846 | 869.5013 | 0 | 869.5013 | 0.0040307 | 863.97 | -0.015251 | 869.5013 | 0 | 666.4976 | 0.00012788 | 869.5013 | 0 | 869.5013 | 0 | 869.2916 | -0.040177 | 986.8306 | 0.024316 | 869.2916 | 0.0095258 | 986.6787 | 0.00034783 | 986.8306 | 0.31109 | 856.9448 | -0.0050153
|  | 869.7413 | 0.032115 | 869.5314 | -0.0038654 | 664.4407 | 0 | 869.7413 | -0.0047331 | 869.5314 | -0.11243 | 860.059 | 0 | 869.5314 | 0.035848 | 869.7413 | 0.0183 | 869.7413 | 0.011768 | 664.4407 | 0.005548 | 869.7413 | 0.0079851 | 869.7413 | 0 | 864.21 | 0.0098449 | 869.7413 | 0.0086608 | 666.618 | 0.00011418 | 869.7413 | 0.018646 | 869.7413 | 0.0067697 | 869.5314 | 0.020511 | 986.9991 | 0.032533 | 869.5314 | 0.030018 | 986.8483 | 0 | 986.9991 | 0.3046 | 857.1786 | 0.0291
|  | 869.9813 | -0.011904 | 869.7713 | -0.017083 | 664.5637 | 0.0060736 | 869.9813 | -0.02491 | 869.7713 | -0.025044 | 860.2968 | 0 | 869.7713 | -0.040473 | 869.9813 | 0 | 869.9813 | 0.0020843 | 664.5637 | 0.0015792 | 869.9813 | 0 | 869.9813 | 0.0037076 | 864.45 | -0.007141 | 869.9813 | 0 | 666.7385 | 0.00013446 | 869.9813 | 0 | 869.9813 | 0 | 869.7713 | -0.020819 | 987.1676 | 0.034984 | 869.7713 | 0.012144 | 987.0179 | 0.00034783 | 987.1676 | 0.29816 | 857.4124 | 0.0023048
|  | 870.2213 | 0.033778 | 870.0111 | -0.0057693 | 664.6867 | 0 | 870.2213 | -0.0024084 | 870.0111 | -0.087981 | 860.5345 | 0 | 870.0111 | 0.032533 | 870.2213 | 0.027703 | 870.2213 | 0.024275 | 664.6867 | 0.0083691 | 870.2213 | 0.008976 | 870.2213 | 0 | 864.69 | 0.006172 | 870.2213 | 0.0062487 | 666.8589 | 0.000159 | 870.2213 | 0.019361 | 870.2213 | 0.010711 | 870.0111 | 0.031472 | 987.3361 | 0.033013 | 870.0111 | 0.011016 | 987.1875 | 0 | 987.3361 | 0.29126 | 857.6462 | 0.029362
|  | 870.4613 | -0.0059919 | 870.251 | -0.0071296 | 664.8097 | 0.011559 | 870.4613 | -0.016382 | 870.251 | 0.020278 | 860.7723 | 0 | 870.251 | -0.049377 | 870.4613 | 0 | 870.4613 | -0.0033733 | 664.8097 | 0.0074287 | 870.4613 | 0 | 870.4613 | 0 | 864.93 | -0.0036216 | 870.4613 | 0 | 666.9794 | 0.00015971 | 870.4613 | 0 | 870.4613 | 0 | 870.251 | -0.024106 | 987.5046 | 0.026286 | 870.251 | 0.02855 | 987.357 | 0.00034783 | 987.5046 | 0.28632 | 857.88 | -0.0032961
|  | 870.7014 | 0.028568 | 870.4909 | -0.02871 | 664.9327 | 0 | 870.7014 | -0.0061817 | 870.4909 | -0.057215 | 861.01 | 0 | 870.4909 | 0.025568 | 870.7014 | 0 | 870.7014 | 0.058465 | 664.9327 | 0.0077108 | 870.7014 | 0.0050716 | 870.7014 | 0 | 865.17 | -0.01112 | 870.7014 | 0.0060724 | 667.0998 | 0.00014619 | 870.7014 | 0.0098388 | 870.7014 | 0.0057416 | 870.4909 | 0.0094256 | 987.6731 | 0.023835 | 870.4909 | 0.013338 | 987.5266 | 0.00030918 | 987.6731 | 0.28082 | 858.1138 | 0.003323
|  | 870.9414 | -0.015721 | 870.7308 | 0.0017044 | 665.0557 | 0.014011 | 870.9414 | -0.034461 | 870.7308 | 0.040392 | 861.2478 | 0 | 870.7308 | -0.035434 | 870.9414 | 0 | 870.9414 | -0.058799 | 665.0557 | 0.011049 | 870.9414 | 0 | 870.9414 | 0.002355 | 865.41 | -0.0069881 | 870.9414 | 0 | 667.2203 | 0.00013588 | 870.9414 | 0 | 870.9414 | 0 | 870.7307 | -0.027901 | 987.8416 | 0.02643 | 870.7308 | -0.0033832 | 987.6962 | 0.00057972 | 987.8416 | 0.27636 | 858.3477 | 0.0093724
|  | 871.1815 | 0.0064084 | 870.9706 | 0.012672 | 665.1787 | 0 | 871.1815 | -0.0075105 | 870.9706 | -0.11261 | 861.4855 | 0 | 870.9706 | 0.031333 | 871.1814 | 0.044775 | 871.1814 | -0.014381 | 665.1787 | 0.0030256 | 871.1814 | 0.006137 | 871.1815 | 0 | 865.65 | -0.0043867 | 871.1814 | 0.010708 | 667.3408 | 0.00013214 | 871.1814 | 0.026213 | 871.1815 | 0.0052911 | 870.9706 | 0.020902 | 988.0101 | 0.030755 | 870.9706 | 0.042312 | 987.8658 | 0 | 988.0101 | 0.2708 | 858.5814 | 0.024447
|  | 871.4215 | -0.019757 | 871.2105 | -0.034236 | 665.3017 | 0.017951 | 871.4215 | -0.033746 | 871.2105 | 0.019129 | 861.7233 | 0 | 871.2105 | -0.047184 | 871.4215 | 0 | 871.4215 | -0.01092 | 665.3017 | 0.0038478 | 871.4215 | 0 | 871.4215 | 0.0048953 | 865.89 | -0.0034686 | 871.4215 | 0 | 667.4612 | 0.00014317 | 871.4215 | 0 | 871.4215 | 0 | 871.2105 | -0.033481 | 988.1786 | 0.018069 | 871.2105 | 0.010793 | 988.0354 | 0.00034783 | 988.1786 | 0.26603 | 858.8153 | 0.016058
|  | 871.6616 | -0.0011005 | 871.4504 | -0.0016444 | 665.4248 | 0 | 871.6616 | 0.020741 | 871.4504 | -0.075374 | 861.9611 | 0 | 871.4504 | 0.029238 | 871.6616 | 0.026581 | 871.6616 | -0.0048764 | 665.4248 | 0.00396 | 871.6616 | 0.0033363 | 871.6616 | 0 | 866.13 | -0.00607 | 871.6616 | 0.0054963 | 667.5817 | 0.00012788 | 871.6616 | 0.013687 | 871.6616 | 0.0097221 | 871.4504 | 0.017591 | 988.3471 | 0.032677 | 871.4504 | 0.0019817 | 988.2049 | 0 | 988.3471 | 0.26063 | 859.0491 | 0.031918
|  | 871.9016 | -0.029586 | 871.6904 | -0.069017 | 665.5478 | 0.015324 | 871.9016 | -0.044401 | 871.6904 | 0.017345 | 862.1989 | 0 | 871.6904 | -0.043358 | 871.9016 | 0 | 871.9016 | 0.02414 | 665.5478 | 0.0046486 | 871.9016 | 0 | 871.9016 | 0.0031878 | 866.37 | -0.0028565 | 871.9016 | 0 | 667.7022 | 0.0001478 | 871.9016 | 0 | 871.9016 | 0 | 871.6903 | -0.041963 | 988.5156 | 0.021865 | 871.6904 | 0.0012972 | 988.3745 | 0.00011594 | 988.5156 | 0.25575 | 859.283 | 0.0089136
|  | 872.1417 | 0.025662 | 871.9303 | 0.013481 | 665.6709 | 0 | 872.1417 | -0.0075743 | 871.9303 | -0.068773 | 862.4367 | 0 | 871.9303 | 0.033107 | 872.1417 | 0.0077175 | 872.1417 | 0.047761 | 665.6709 | 0.0085101 | 872.1417 | 0.0082602 | 872.1417 | 0 | 866.61 | 0.0152 | 872.1417 | 0.0038243 | 667.8226 | 0.00015064 | 872.1417 | 0.027466 | 872.1417 | 0.0053994 | 871.9303 | 0.040177 | 988.6841 | 0.031187 | 871.9303 | 0.018509 | 988.5441 | 7.7296e-05 | 988.6841 | 0.24972 | 859.5168 | 0.01337
|  | 872.3818 | 0.0071824 | 872.1702 | -0.0063181 | 665.794 | 0.011734 | 872.3818 | -0.022749 | 872.1702 | -0.062629 | 862.6746 | 0 | 872.1702 | -0.046732 | 872.3818 | 0 | 872.3818 | -0.025302 | 665.794 | 0.0057361 | 872.3818 | 0 | 872.3818 | 0.0013168 | 866.85 | -0.0036216 | 872.3818 | 0 | 667.9431 | 0.00017109 | 872.3818 | 0 | 872.3818 | 0 | 872.1702 | -0.024329 | 988.8526 | 0.028641 | 872.1702 | -0.010647 | 988.7137 | 0.00034783 | 988.8526 | 0.24313 | 859.7507 | 0.018876
|  | 872.6219 | 0.013917 | 872.4101 | -0.010362 | 665.917 | 0 | 872.6219 | 0.034082 | 872.4101 | -0.13903 | 862.9124 | 0 | 872.4101 | 0.02979 | 872.6219 | 0.028213 | 872.6219 | 0.026968 | 665.917 | 0.01119 | 872.6219 | 0.0053624 | 872.6219 | 0 | 867.09 | -0.0007141 | 872.6219 | 0.0065935 | 668.0636 | 0.00015989 | 872.6219 | 0.010113 | 872.6219 | 0.0098398 | 872.4101 | -0.0062813 | 989.0211 | 0.027968 | 872.4101 | 0.028015 | 988.8833 | 0.00030918 | 989.0211 | 0.23565 | 859.9846 | 0.026806
|  | 872.862 | -0.017776 | 872.6501 | -0.073599 | 666.0401 | 0.0025813 | 872.862 | -0.019002 | 872.6501 | 0.044699 | 863.1501 | 0 | 872.6501 | -0.05264 | 872.862 | 0 | 872.862 | -0.0081477 | 666.0401 | 0.003314 | 872.862 | 0 | 872.862 | 0.0022989 | 867.32 | -0.0062227 | 872.862 | 0 | 668.1841 | 0.000159 | 872.862 | 0 | 872.862 | 0 | 872.6501 | -0.02366 | 989.1896 | 0.023066 | 872.6501 | 0.0085037 | 989.0529 | 0.00034783 | 989.1896 | 0.22828 | 860.2184 | 0.00066231
|  | 873.1021 | -0.002448 | 872.89 | -0.011829 | 666.1632 | 0 | 873.1021 | 0.010711 | 872.89 | -0.080012 | 863.388 | 0 | 872.89 | 0.02551 | 873.1021 | 0.018479 | 873.1021 | 0.038494 | 666.1632 | 0.0079459 | 873.1021 | 0.0069556 | 873.1021 | 0 | 867.56 | -0.015711 | 873.1021 | 0.003645 | 668.3045 | 0.00015704 | 873.1021 | 0.019382 | 873.102 | 0.0095177 | 872.89 | 0.027454 | 989.3581 | 0.025853 | 872.89 | 0.02135 | 989.2225 | 0 | 989.3581 | 0.22086 | 860.4523 | 0.033557
|  | 873.3422 | -0.013357 | 873.13 | -0.021191 | 666.2863 | 0.009895 | 873.3422 | -0.037686 | 873.13 | -0.03755 | 863.6259 | 0 | 873.13 | -0.047707 | 873.3422 | 0 | 873.3422 | -0.038698 | 666.2863 | 0.0010454 | 873.3422 | 0 | 873.3422 | 0.0018993 | 867.8 | 0.006172 | 873.3422 | 0 | 668.425 | 0.00015864 | 873.3422 | 0 | 873.3422 | 0 | 873.13 | 0.0019929 | 989.5266 | 0.020471 | 873.13 | -0.01633 | 989.3921 | 0.00034783 | 989.5266 | 0.21385 | 860.6862 | 0.00065697
|  | 873.5823 | 0.02198 | 873.3699 | -0.0095234 | 666.4095 | 0 | 873.5823 | -0.022236 | 873.3699 | -0.016933 | 863.8637 | 0 | 873.3699 | 0.023704 | 873.5823 | 0.014446 | 873.5823 | -0.01391 | 666.4095 | 0.0026252 | 873.5823 | 0.0051204 | 873.5823 | 0 | 868.04 | 0.0017343 | 873.5823 | 0.004172 | 668.5455 | 0.0001478 | 873.5823 | 0.017793 | 873.5823 | 0.0060051 | 873.3699 | 0.00048414 | 989.6951 | 0.028112 | 873.3699 | 0.016986 | 989.5617 | 7.7296e-05 | 989.6951 | 0.20554 | 860.92 | 0.023988
|  | 873.8224 | 0.00032794 | 873.6099 | -0.048705 | 666.5326 | 0.022504 | 873.8224 | -0.0081009 | 873.6099 | 0.081654 | 864.1016 | 0 | 873.6099 | -0.051926 | 873.8224 | 0 | 873.8224 | -0.020864 | 666.5326 | 0.010908 | 873.8224 | 0 | 873.8224 | 0.0072839 | 868.28 | -0.0097429 | 873.8224 | 0 | 668.666 | 0.00014086 | 873.8224 | 0 | 873.8225 | 0 | 873.6099 | -0.037722 | 989.8636 | 0.027391 | 873.6099 | -0.010814 | 989.7313 | 0 | 989.8636 | 0.20097 | 861.154 | 0.0044583
|  | 874.0626 | 0.0055349 | 873.8499 | 0.063573 | 666.6557 | 0 | 874.0626 | -0.031631 | 873.8499 | -0.10302 | 864.3394 | 0 | 873.8499 | 0.021234 | 874.0626 | 0.052095 | 874.0626 | 0.026474 | 666.6557 | 0.0034261 | 874.0626 | 0.013334 | 874.0626 | 0 | 868.52 | -0.0040807 | 874.0626 | 0.0082121 | 668.7865 | 0.00014406 | 874.0626 | 0.034073 | 874.0626 | 0.015166 | 873.8499 | 0.027677 | 990.0321 | 0.025421 | 873.8499 | 0.019508 | 989.9009 | 0 | 990.0321 | 0.19329 | 861.3879 | 0.013895
|  | 874.3027 | -0.041932 | 874.0898 | -0.041538 | 666.7789 | 0.0042515 | 874.3027 | -0.030177 | 874.0898 | -0.0069732 | 864.5773 | 0 | 874.0898 | -0.041281 | 874.3027 | 0 | 874.3027 | -0.013235 | 666.7789 | 0.005454 | 874.3027 | 0 | 874.3027 | 0.0049347 | 868.76 | -0.010355 | 874.3027 | 0 | 668.907 | 0.00016932 | 874.3027 | 0 | 874.3027 | 0 | 874.0898 | -0.02155 | 990.2006 | 0.026094 | 874.0898 | -0.00036399 | 990.0706 | 0.00011594 | 990.2006 | 0.19194 | 861.6218 | 0.0063476
|  | 874.5428 | 0.017396 | 874.3298 | -0.018029 | 666.902 | 0 | 874.5428 | 0.0092719 | 874.3298 | -0.053366 | 864.8152 | 0 | 874.3298 | 0.023103 | 874.5429 | 0.04227 | 874.5429 | 0.014644 | 666.902 | 0.0034261 | 874.5429 | 0.0085459 | 874.5428 | 0 | 869 | 0.006172 | 874.5429 | 0.0092812 | 669.0274 | 0.00015206 | 874.5429 | 0.038507 | 874.5429 | 0.0097419 | 874.3298 | 0.030356 | 990.3691 | 0.034215 | 874.3298 | 0.016226 | 990.2402 | 7.7296e-05 | 990.3691 | 0.18379 | 861.8557 | 0.024447
|  | 874.783 | -0.032196 | 874.5698 | -0.069579 | 667.0252 | 0.010595 | 874.783 | -0.029872 | 874.5698 | -0.0014118 | 865.053 | 0 | 874.5698 | -0.054677 | 874.783 | 0 | 874.783 | 0.011332 | 667.0252 | 0.0078519 | 874.783 | 0 | 874.783 | 0.0019541 | 869.24 | -0.0045398 | 874.783 | 0 | 669.1479 | 0.00016985 | 874.783 | 0 | 874.783 | 0 | 874.5698 | -0.0072244 | 990.5376 | 0.021721 | 874.5698 | 0.01522 | 990.4098 | 0.00034783 | 990.5376 | 0.1828 | 862.0897 | 0.019138
|  | 875.0232 | 0.0065729 | 874.8098 | -0.028971 | 667.1484 | 0 | 875.0232 | 0.0050785 | 874.8098 | -0.10285 | 865.291 | 0 | 874.8098 | 0.022978 | 875.0232 | 0.012509 | 875.0232 | 0.046072 | 667.1484 | 0.014246 | 875.0232 | 0.0025885 | 875.0232 | 0 | 869.48 | 0.0011222 | 875.0232 | 0.0038113 | 669.2684 | 0.00014495 | 875.0232 | 0.030363 | 875.0232 | 0.011202 | 874.8098 | 0.014224 | 990.7061 | 0.02619 | 874.8098 | -0.012075 | 990.5794 | 0 | 990.7061 | 0.17558 | 862.3236 | 0.035851
|  | 875.2634 | -0.020617 | 875.0498 | -0.0066864 | 667.2716 | 0.015674 | 875.2634 | -0.022084 | 875.0498 | 0.012292 | 865.5289 | 0 | 875.0498 | -0.04697 | 875.2634 | 0 | 875.2634 | 0.049855 | 667.2716 | 0.015986 | 875.2634 | 0 | 875.2634 | 0 | 869.72 | -0.0048458 | 875.2634 | 0 | 669.3889 | 0.00016772 | 875.2634 | 0 | 875.2634 | 0 | 875.0498 | -0.0097397 | 990.8746 | 0.025709 | 875.0498 | 0.015441 | 990.749 | 0.00011594 | 990.8746 | 0.17501 | 862.5575 | 0.0033426
|  | 875.5035 | 0.022074 | 875.2898 | -0.02134 | 667.3948 | 0 | 875.5035 | -0.032479 | 875.2898 | -0.14196 | 865.7668 | 0 | 875.2898 | 0.026832 | 875.5036 | 0.044375 | 875.5036 | 0.012741 | 667.3948 | 0.0066294 | 875.5036 | 0.0037469 | 875.5035 | 0 | 869.96 | 0.0029585 | 875.5036 | 0.0012646 | 669.5094 | 0.00014459 | 875.5036 | 0.015862 | 875.5035 | 0.007091 | 875.2898 | 0.018408 | 991.0431 | 0.028544 | 875.2898 | 0.0042842 | 990.9186 | 7.7296e-05 | 991.0431 | 0.17019 | 862.7914 | 0.023791
|  | 875.7438 | 0.031142 | 875.5299 | -0.04573 | 667.518 | 0.012259 | 875.7438 | -0.014537 | 875.5299 | -0.01416 | 866.0047 | 0 | 875.5299 | -0.057011 | 875.7438 | 0 | 875.7438 | 0.0022289 | 667.518 | 0.011848 | 875.7438 | 0 | 875.7438 | 0.0029091 | 870.2 | -0.005917 | 875.7438 | 0 | 669.6299 | 0.00015153 | 875.7438 | 0 | 875.7438 | 0 | 875.5299 | -0.030579 | 991.2117 | 0.028881 | 875.5299 | -0.028555 | 991.0883 | 0.00011594 | 991.2117 | 0.1706 | 863.0254 | 0.011339
|  | 875.9839 | 0.02504 | 875.7699 | 0.016943 | 667.6412 | 0 | 875.9839 | -0.0096776 | 875.7699 | -0.11585 | 866.2426 | 0 | 875.7699 | 0.027392 | 875.984 | 0.062909 | 875.984 | 0.051289 | 667.6412 | 0.0074287 | 875.984 | 0.0033764 | 875.9839 | 0 | 870.44 | 0.00051009 | 875.984 | 0.0083614 | 669.7504 | 0.00013961 | 875.984 | 0.022753 | 875.984 | 0.0081386 | 875.7699 | 0.014343 | 991.3802 | 0.027727 | 875.7699 | 0.031686 | 991.2579 | 7.7296e-05 | 991.3802 | 0.16915 | 863.2594 | 0.030673
|  | 876.2242 | -0.028637 | 876.0099 | -0.040416 | 667.7644 | 0.015324 | 876.2242 | -0.036079 | 876.0099 | 0.042523 | 866.4806 | 0 | 876.0099 | -0.063703 | 876.2242 | 0 | 876.2242 | -0.022936 | 667.7644 | 0.0094504 | 876.2242 | 0 | 876.2242 | 0.0024245 | 870.68 | -0.0074475 | 876.2242 | 0 | 669.8709 | 0.00014744 | 876.2242 | 0 | 876.2242 | 0 | 876.0099 | -0.028793 | 991.5487 | 0.034551 | 876.0099 | 0.0020409 | 991.4275 | 0.00034783 | 991.5487 | 0.17179 | 863.4933 | 0.021301
|  | 876.4644 | 0.034464 | 876.25 | -0.015211 | 667.8877 | 0 | 876.4644 | -0.0052267 | 876.25 | -0.053236 | 866.7185 | 0 | 876.25 | 0.030109 | 876.4644 | 0.018885 | 876.4644 | 0.032474 | 667.8877 | 0.0046274 | 876.4644 | 0.0017992 | 876.4644 | 0 | 870.92 | 0.0044887 | 876.4644 | 0.0075914 | 669.9914 | 0.00014317 | 876.4644 | 0.023242 | 876.4644 | 0.0097864 | 876.25 | 0.018679 | 991.7172 | 0.029073 | 876.25 | -0.00011255 | 991.5972 | 7.7296e-05 | 991.7172 | 0.1734 | 863.7274 | 0.024447
|  | 876.7046 | -0.002126 | 876.49 | -0.055005 | 668.0109 | 0.015061 | 876.7046 | -0.031105 | 876.49 | 0.068276 | 866.9565 | 0 | 876.49 | -0.050677 | 876.7046 | 0 | 876.7046 | -0.016337 | 668.0109 | 0.008275 | 876.7046 | 0 | 876.7046 | 0.0012236 | 871.16 | -0.0097429 | 876.7046 | 0 | 670.1119 | 0.000159 | 876.7046 | 0 | 876.7046 | 0 | 876.49 | -0.028124 | 991.8857 | 0.028064 | 876.49 | -0.007122 | 991.7668 | 0.00011594 | 991.8857 | 0.17766 | 863.9613 | 0.020711
|  | 876.9448 | 0.032059 | 876.7301 | -0.010858 | 668.1341 | 0 | 876.9448 | -0.0025109 | 876.7301 | -0.094461 | 867.1944 | 0 | 876.7301 | 0.020284 | 876.9448 | 0.021307 | 876.9448 | -0.0073491 | 668.1341 | 0.010344 | 876.9448 | 0.0056869 | 876.9448 | 0 | 871.4 | 0.0028055 | 876.9448 | 0.0035746 | 670.2324 | 0.00014833 | 876.9448 | 0.013581 | 876.9448 | 0.0077556 | 876.7301 | 0.0071215 | 992.0542 | 0.029746 | 876.7301 | 0.0076974 | 991.9364 | 7.7296e-05 | 992.0542 | 0.18088 | 864.1953 | 0.04424
|  | 877.1851 | 0.0094054 | 876.9701 | -0.050749 | 668.2574 | 0.0095447 | 877.1851 | -0.021503 | 876.9701 | 0.010986 | 867.4324 | 0 | 876.9701 | -0.049461 | 877.1851 | 0 | 877.1851 | 0.014863 | 668.2574 | 0.0090743 | 877.1851 | 0 | 877.1851 | 0.0037328 | 871.64 | -0.00086717 | 877.1851 | 0 | 670.3529 | 0.00015438 | 877.1851 | 0 | 877.1851 | 0 | 876.9701 | -0.032365 | 992.2227 | 0.02619 | 876.9701 | 0.0025221 | 992.1061 | 0.00034783 | 992.2227 | 0.18135 | 864.4293 | 0.019072
|  | 877.4253 | 0.022108 | 877.2102 | 0.0058624 | 668.3807 | 0.0016741 | 877.4253 | -0.0047588 | 877.2102 | -0.096639 | 867.6703 | 0 | 877.2102 | 0.03656 | 877.4253 | 0.045666 | 877.4253 | 0.026385 | 668.3807 | 0.0078519 | 877.4253 | 0.0051587 | 877.4253 | 0 | 871.88 | -0.0036216 | 877.4253 | 0.0056332 | 670.4734 | 0.00014033 | 877.4253 | 0.020118 | 877.4253 | 0.0061812 | 877.2102 | 0.013421 | 992.3912 | 0.034119 | 877.2102 | 0.022255 | 992.2757 | 0 | 992.3912 | 0.18285 | 864.6633 | 0.0077994
|  | 877.6656 | -0.00078691 | 877.4503 | -0.034205 | 668.504 | 0.0024295 | 877.6656 | -0.043022 | 877.4503 | 0.0021411 | 867.9083 | 0 | 877.4503 | -0.046817 | 877.6656 | 0 | 877.6656 | -0.015591 | 668.504 | 0.0015792 | 877.6656 | 0 | 877.6656 | 0.0044917 | 872.12 | -0.0079064 | 877.6656 | 0 | 670.5939 | 0.00014193 | 877.6656 | 0 | 877.6656 | 0 | 877.4502 | -0.011001 | 992.5598 | 0.028737 | 877.4503 | -0.0089584 | 992.4453 | 0.00034783 | 992.5598 | 0.17673 | 864.8973 | 0.024447
|  | 877.9058 | 0.021216 | 877.6903 | -0.019316 | 668.6273 | 0 | 877.9058 | 0.022598 | 877.6903 | -0.050626 | 868.1464 | 0 | 877.6903 | 0.026188 | 877.9058 | 0.034872 | 877.9058 | -0.00032182 | 668.6273 | 0.0072877 | 877.9058 | 0.0043251 | 877.9058 | 0 | 872.36 | 0.0052539 | 877.9058 | 0.0094084 | 670.7144 | 0.00014833 | 877.9058 | 0.021903 | 877.9058 | 0.0062707 | 877.6903 | 0.0011697 | 992.7283 | 0.027631 | 877.6903 | 0.036547 | 992.615 | 7.7296e-05 | 992.7283 | 0.17626 | 865.1313 | 0.019859
|  | 878.1461 | -0.003463 | 877.9304 | 0.0015223 | 668.7506 | 0.0080475 | 878.1461 | -0.03545 | 877.9304 | 0.014014 | 868.3843 | 0 | 877.9304 | -0.057055 | 878.1461 | 0 | 878.1461 | -0.0050412 | 668.7506 | 0.0070526 | 878.1461 | 0 | 878.1461 | 0.0056997 | 872.6 | -0.015711 | 878.1461 | 0 | 670.8349 | 0.00014033 | 878.1461 | 0 | 878.1461 | 0 | 877.9304 | -0.042409 | 992.8968 | 0.025853 | 877.9304 | -0.016277 | 992.7846 | 0.00057972 | 992.8968 | 0.16261 | 865.3654 | 0.030346
|  | 878.3864 | 0.019257 | 878.1705 | 0.026009 | 668.8739 | 0 | 878.3864 | -0.0027583 | 878.1705 | -0.099735 | 868.6223 | 0 | 878.1705 | 0.045826 | 878.3864 | 0.022053 | 878.3864 | 0.079499 | 668.8739 | 0.0028921 | 878.3864 | 0.011265 | 878.3864 | 0 | 872.84 | 0.0035706 | 878.3864 | 0.009173 | 670.9554 | 0.00014566 | 878.3864 | 0.038346 | 878.3863 | 0.011629 | 878.1705 | 0.0404 | 993.0653 | 0.02619 | 878.1705 | 0.014277 | 992.9543 | 7.7296e-05 | 993.0653 | 0.1598 | 865.5994 | 0.046272
|  | 878.6266 | 0.0035938 | 878.4106 | -0.02587 | 668.9972 | 0.009282 | 878.6266 | -0.020919 | 878.4106 | -0.023971 | 868.8604 | 0 | 878.4106 | -0.063395 | 878.6267 | 0 | 878.6267 | 0.0052467 | 668.9972 | 0.010109 | 878.6267 | 0 | 878.6266 | 0 | 873.08 | -0.0046928 | 878.6267 | 0 | 671.076 | 0.0001325 | 878.6267 | 0 | 878.6267 | 0 | 878.4106 | -0.02366 | 993.2338 | 0.024412 | 878.4106 | -0.0058561 | 993.1239 | 0 | 993.2338 | 0.14895 | 865.8334 | 0.017237
|  | 878.8669 | 0.019884 | 878.6507 | -0.033634 | 669.1205 | 0 | 878.8669 | 0.013459 | 878.6507 | -0.084942 | 869.0984 | 0 | 878.6507 | 0.03026 | 878.8669 | 0.013018 | 878.8669 | 0.001531 | 669.1205 | 0.0015573 | 878.8669 | 0.0052452 | 878.8669 | 0 | 873.32 | 0.0035706 | 878.8669 | 7.2608e-05 | 671.1965 | 0.00012539 | 878.8669 | 0.025523 | 878.8669 | 0.0074881 | 878.6507 | 0.038168 | 993.4023 | 0.034551 | 878.6507 | 0.01536 | 993.2936 | 7.7296e-05 | 993.4023 | 0.14687 | 866.0675 | 0.037621
|  | 879.1072 | -0.028824 | 878.8908 | -0.054805 | 669.2439 | 0.010771 | 879.1072 | -0.016503 | 878.8908 | -0.028648 | 869.3364 | 0 | 878.8908 | -0.060059 | 879.1072 | 0 | 879.1072 | 0.0015046 | 669.2439 | 0.0059712 | 879.1072 | 0 | 879.1072 | 0.001086 | 873.56 | -0.0046928 | 879.1072 | 0 | 671.317 | 0.00011169 | 879.1072 | 0 | 879.1072 | 0 | 878.8908 | -0.037275 | 993.5708 | 0.031091 | 878.8908 | 0.0024939 | 993.4633 | 0.00011594 | 993.5708 | 0.14168 | 866.3015 | 0.01029
|  | 879.3475 | -0.01093 | 879.131 | -0.023302 | 669.3672 | 0 | 879.3475 | -0.018122 | 879.131 | -0.1313 | 869.5745 | 0 | 879.131 | 0.027148 | 879.3475 | 0.024878 | 879.3475 | -0.025229 | 669.3672 | 0.0095445 | 879.3475 | 0.0045481 | 879.3475 | 0 | 873.8 | 0.0054069 | 879.3475 | 0.0026583 | 671.4375 | 0.00010689 | 879.3475 | 0.02395 | 879.3475 | 0.0073943 | 879.131 | 0.016176 | 993.7394 | 0.022874 | 879.131 | 0.01384 | 993.6329 | 7.7296e-05 | 993.7394 | 0.13815 | 866.5356 | 0.023464
|  | 879.5879 | -0.026808 | 879.3711 | -0.042555 | 669.4906 | 0.006681 | 879.5879 | -0.027719 | 879.3711 | -0.043902 | 869.8125 | 0 | 879.3711 | -0.061792 | 879.5879 | 0 | 879.5879 | 0.010168 | 669.4906 | 0.0090743 | 879.5879 | 0 | 879.5879 | 0.0014994 | 874.04 | 0.00051009 | 879.5879 | 0 | 671.558 | 0.00013001 | 879.5879 | 0 | 879.5879 | 0 | 879.3711 | -0.0085871 | 993.9079 | 0.020039 | 879.3711 | -0.023733 | 993.8026 | 0.00011594 | 993.9079 | 0.14101 | 866.7696 | 0.016713
|  | 879.8282 | 0.051098 | 879.6112 | -0.03834 | 669.614 | 0 | 879.8282 | -0.016027 | 879.6112 | -0.052048 | 870.0505 | 0 | 879.6112 | 0.041113 | 879.8282 | 0.033504 | 879.8282 | -0.0096999 | 669.614 | 0.00396 | 879.8282 | 0.0021533 | 879.8282 | 0 | 874.28 | 0.0081613 | 879.8282 | 0.0047342 | 671.6785 | 0.00013339 | 879.8282 | 0.027463 | 879.8282 | 0.0073657 | 879.6112 | 0.036829 | 994.0764 | 0.031091 | 879.6112 | 0.034047 | 993.9722 | 7.7296e-05 | 994.0764 | 0.13794 | 867.0037 | 0.019662
|  | 880.0685 | -0.0046785 | 879.8514 | -0.0067479 | 669.7373 | 0.0074402 | 880.0685 | -0.0040967 | 879.8514 | -0.014427 | 870.2886 | 0 | 879.8514 | -0.0605 | 880.0685 | 0 | 880.0685 | -0.049034 | 669.7373 | 0.0062533 | 880.0685 | 0 | 880.0685 | 0.0031258 | 874.52 | 0.0012752 | 880.0685 | 0 | 671.7991 | 0.00013944 | 880.0685 | 0 | 880.0685 | 0 | 879.8514 | -0.016902 | 994.2449 | 0.025949 | 879.8514 | 0.0066658 | 994.1419 | 0.00011594 | 994.2449 | 0.14438 | 867.2378 | 0.016451
|  | 880.3088 | 0.017906 | 880.0915 | 0.018241 | 669.8607 | 0 | 880.3088 | 0.005209 | 880.0915 | -0.12134 | 870.5267 | 0 | 880.0915 | 0.030228 | 880.3089 | 0.036618 | 880.3089 | 0.053327 | 669.8607 | 0.0093094 | 880.3089 | 0.010727 | 880.3088 | 0 | 874.76 | 0.0012752 | 880.3089 | 0.011757 | 671.9196 | 0.00013037 | 880.3089 | 0.01931 | 880.3088 | 0.0061117 | 880.0915 | 0.039061 | 994.4134 | 0.038444 | 880.0915 | 0.025773 | 994.3116 | 0 | 994.4134 | 0.13955 | 867.4719 | 0.035654
|  | 880.5492 | 0.0055532 | 880.3317 | -0.04908 | 669.9841 | 0.00577 | 880.5492 | -0.021918 | 880.3317 | 0.035903 | 870.7648 | 0 | 880.3317 | -0.061217 | 880.5492 | 0 | 880.5492 | -0.030746 | 669.9841 | 0.0031806 | 880.5492 | 0 | 880.5492 | 0 | 875 | -0.0077534 | 880.5492 | 0 | 672.0401 | 9.0705e-05 | 880.5492 | 0 | 880.5492 | 0 | 880.3317 | -0.05223 | 994.582 | 0.026046 | 880.3317 | 0.0020585 | 994.4812 | 0.00011594 | 994.582 | 0.13639 | 867.706 | -0.011339
|  | 880.7896 | 0.0016198 | 880.5718 | -0.036666 | 670.1075 | 0 | 880.7896 | -0.0054 | 880.5718 | -0.12291 | 871.0028 | 0 | 880.5718 | -0.051986 | 880.7895 | 0 | 880.7895 | -0.014139 | 670.1075 | 0.0048898 | 880.7895 | 0 | 880.7896 | 0.0034239 | 875.24 | -0.0028565 | 880.7895 | 0 | 672.1606 | 0.00026126 | 880.7895 | 0 | 880.7895 | 0 | 880.5718 | -0.014448 | 994.7505 | 0.02989 | 880.5718 | 0.0027071 | 994.6509 | 0 | 994.7505 | 0.13452 | 867.9401 | 0.01029
|  | 881.0299 | 0.042733 | 880.812 | 0.0096776 | 670.2309 | 0.010946 | 881.0299 | 0.0063411 | 880.812 | -0.12206 | 871.2409 | 0 | 880.812 | 0.039281 | 881.0299 | 0.015825 | 881.0299 | 0.039908 | 670.2309 | 0.012271 | 881.0299 | 0.0061196 | 881.0299 | 0 | 875.48 | -0.0028565 | 881.0299 | 0.0024119 | 672.2812 | 0.00021645 | 881.0299 | 0.031862 | 881.0299 | 0.0089838 | 880.812 | -0.0023261 | 994.919 | 0.030851 | 880.812 | 0.014663 | 994.8206 | 0.00057972 | 994.919 | 0.12782 | 868.1742 | 0.020777
|  | 881.2703 | 0.016407 | 881.0522 | -0.052666 | 670.3544 | 0 | 881.2703 | -0.011258 | 881.0522 | 0.064988 | 871.479 | 0 | 881.0522 | -0.062129 | 881.2703 | 0 | 881.2703 | -0.0074982 | 670.3544 | 0.0088862 | 881.2703 | 0 | 881.2703 | 0.0038273 | 875.72 | 0.0051009 | 881.2703 | 0 | 672.4017 | 0.00043183 | 881.2703 | 0 | 881.2703 | 0 | 881.0522 | -0.025445 | 995.0875 | 0.037002 | 881.0522 | 0.014283 | 994.9902 | 0 | 995.0875 | 0.13161 | 868.4083 | 0.024316
|  | 881.5107 | 0.035927 | 881.2923 | -0.017274 | 670.4778 | 0.012609 | 881.5107 | 0.014624 | 881.2923 | -0.14234 | 871.7171 | 0 | 881.2923 | 0.036244 | 881.5107 | 0.022545 | 881.5107 | 0.0066933 | 670.4778 | 0.01119 | 881.5107 | 0.0028421 | 881.5107 | 0 | 875.96 | -0.00025504 | 881.5107 | 0.0082238 | 672.5222 | 0.00021698 | 881.5107 | 0.036567 | 881.5107 | 0.0063263 | 881.2923 | 0.022174 | 995.256 | 0.027439 | 881.2923 | 0.002995 | 995.1599 | 0.00057972 | 995.256 | 0.11593 | 868.6425 | 0.039587
|  | 881.751 | 0.0061954 | 881.5325 | -0.027149 | 670.6013 | 0 | 881.751 | -0.032057 | 881.5325 | -0.0476 | 871.9553 | 0 | 881.5325 | -0.063594 | 881.751 | 0 | 881.751 | 0.024451 | 670.6013 | 0.0063473 | 881.751 | 0 | 881.751 | 0.0076109 | 876.2 | -0.0007141 | 881.751 | 0 | 672.6428 | 0.00044356 | 881.751 | 0 | 881.751 | 0 | 881.5325 | -0.051784 | 995.4246 | 0.025998 | 881.5325 | 0.00064893 | 995.3296 | 0 | 995.4246 | 0.11614 | 868.8766 | 0.024643
|  | 881.9915 | 0.033175 | 881.7727 | 0.025958 | 670.7247 | 0.0083512 | 881.9915 | 0.027642 | 881.7727 | -0.15415 | 872.1934 | 0 | 881.7727 | 0.04367 | 881.9914 | 0.018948 | 881.9914 | 0.030918 | 670.7247 | 0.0049368 | 881.9914 | 0.010282 | 881.9915 | 0 | 876.44 | -0.0030095 | 881.9914 | 0.0055584 | 672.7633 | 0.00022783 | 881.9914 | 0.026016 | 881.9915 | 0.012641 | 881.7727 | 0.049552 | 995.5931 | 0.031284 | 881.7727 | -0.0078252 | 995.4993 | 0.00057972 | 995.5931 | 0.10114 | 869.1107 | 0.036703
|  | 882.2318 | -0.014007 | 882.0129 | -0.061332 | 670.8482 | 0 | 882.2318 | -0.03003 | 882.0129 | 0.022924 | 872.4315 | 0 | 882.0129 | -0.061615 | 882.2318 | 0 | 882.2318 | 0.021571 | 670.8482 | 0.008228 | 882.2318 | 0 | 882.2318 | 0.0044803 | 876.68 | 0.010763 | 882.2318 | 0 | 672.8838 | 0.00046882 | 882.2318 | 0 | 882.2318 | 0 | 882.0129 | -0.034597 | 995.7616 | 0.025181 | 882.0129 | -0.01726 | 995.6689 | 0 | 995.7616 | 0.10238 | 869.3448 | 0.0079305
|  | 882.4722 | 0.021005 | 882.2531 | 0.01885 | 670.9716 | 0.0074402 | 882.4722 | 0.008257 | 882.2531 | -0.074627 | 872.6696 | 0 | 882.2531 | 0.039009 | 882.4722 | 0.05495 | 882.4722 | 0.050786 | 670.9716 | 0.013306 | 882.4722 | 0.0096471 | 882.4722 | 0 | 876.92 | -0.0048458 | 882.4722 | 0.015697 | 673.0044 | 0.00024384 | 882.4722 | 0.018848 | 882.4722 | 0.008607 | 882.2531 | 0.048882 | 995.9302 | 0.029506 | 882.2531 | 0.03478 | 995.8386 | 0.00081146 | 995.9302 | 0.091531 | 869.579 | 0.034016
|  | 882.7126 | 0.00087339 | 882.4933 | -0.032111 | 671.0951 | 0 | 882.7126 | -0.048835 | 882.4933 | 0.047221 | 872.9078 | 0 | 882.4933 | -0.058845 | 882.7126 | 0 | 882.7126 | -0.020641 | 671.0951 | 0.0058301 | 882.7126 | 0 | 882.7126 | 0 | 877.16 | -0.0037746 | 882.7126 | 0 | 673.1249 | 0.00048571 | 882.7126 | 0 | 882.7127 | 0 | 882.4933 | -0.024553 | 996.0987 | 0.024844 | 882.4933 | -0.030769 | 996.0083 | 0 | 996.0987 | 0.091219 | 869.8132 | 0.02543
|  | 882.9531 | 0.010677 | 882.7336 | -0.026451 | 671.2186 | 0.011121 | 882.9531 | 0.0022268 | 882.7336 | -0.12312 | 873.1459 | 0 | 882.7336 | 0.0082326 | 882.9531 | 0.042486 | 882.9531 | 0.020749 | 671.2186 | 0.010908 | 882.9531 | 0 | 882.9531 | 0 | 877.4 | -0.0034686 | 882.9531 | 0.011676 | 673.2455 | 0.00024686 | 882.9531 | 0.036488 | 882.9531 | 0.0060704 | 882.7336 | 0.015924 | 996.2672 | 0.019702 | 882.7336 | -0.0069012 | 996.178 | 0.00034783 | 996.2672 | 0.081251 | 870.0473 | 0.024906
|  | 883.1935 | -0.034329 | 882.9738 | -0.032749 | 671.3421 | 0 | 883.1935 | -0.024278 | 882.9738 | 0.025795 | 873.3841 | 0 | 882.9738 | -0.066267 | 883.1935 | 0 | 883.1935 | 0.0079032 | 671.3421 | 0.0059712 | 883.1935 | 0 | 883.1935 | 0.0017983 | 877.64 | -0.0031625 | 883.1935 | 0 | 673.366 | 0.00046384 | 883.1935 | 0 | 883.1935 | 0 | 882.9738 | -0.02156 | 996.4357 | 0.030226 | 882.9738 | -0.0021191 | 996.3477 | 0 | 996.4357 | 0.081614 | 870.2815 | 0.014353
|  | 883.4339 | -0.0003335 | 883.214 | -0.0029618 | 671.4657 | 0.015149 | 883.4339 | 0.0061505 | 883.214 | -0.068873 | 873.6223 | 0 | 883.214 | 0.032012 | 883.4339 | 0.037721 | 883.4339 | 0.017408 | 671.4657 | 0.0017126 | 883.4339 | 0.0047439 | 883.4339 | 0 | 877.88 | -0.0028565 | 883.4339 | 0.015825 | 673.4865 | 0.00022232 | 883.4339 | 0.038211 | 883.4339 | 0.0079847 | 883.214 | 0.0042842 | 996.6043 | 0.022922 | 883.214 | 0.0067817 | 996.5174 | 0.00081146 | 996.6043 | 0.075955 | 870.5157 | 0.025627
|  | 883.6744 | -0.018768 | 883.4543 | -0.075593 | 671.5892 | 0 | 883.6744 | -0.040237 | 883.4543 | 0.12002 | 873.8604 | 0 | 883.4543 | -0.055129 | 883.6744 | 0 | 883.6744 | -0.050484 | 671.5892 | 0.00396 | 883.6744 | 0 | 883.6744 | 0.0040247 | 878.12 | 0.0096913 | 883.6744 | 0 | 673.6071 | 0.00044979 | 883.6744 | 0 | 883.6744 | 0 | 883.4543 | -0.034374 | 996.7728 | 0.033446 | 883.4543 | 0.0014769 | 996.6871 | 0 | 996.7728 | 0.077149 | 870.7499 | 0.014616
|  | 883.9148 | 0.018783 | 883.6945 | 0.021903 | 671.7127 | 0.011208 | 883.9148 | -0.0019794 | 883.6945 | -0.04978 | 874.0986 | 0 | 883.6945 | 0.046254 | 883.9148 | 0.056705 | 883.9148 | 0.037295 | 671.7127 | 0.0069115 | 883.9148 | 0.010624 | 883.9148 | 0 | 878.36 | 0.00066312 | 883.9148 | 0.00046556 | 673.7276 | 0.00023103 | 883.9148 | 0.045007 | 883.9148 | 0.0073999 | 883.6945 | 0.027008 | 996.9413 | 0.031187 | 883.6945 | 0.014808 | 996.8568 | 0.00057972 | 996.9413 | 0.072373 | 870.9841 | 0.029428
|  | 884.1553 | -0.01938 | 883.9348 | -0.026597 | 671.8363 | 0 | 884.1553 | -0.014175 | 883.9348 | 0.038165 | 874.3368 | 0 | 883.9348 | -0.062443 | 884.1553 | 0 | 884.1553 | 0.011173 | 671.8363 | 0.010767 | 884.1553 | 0 | 884.1553 | 0.0058953 | 878.6 | -0.0094364 | 884.1553 | 0 | 673.8482 | 0.00046882 | 884.1553 | 0 | 884.1553 | 0 | 883.9348 | -0.026785 | 997.1099 | 0.026094 | 883.9348 | 0.00038935 | 997.0265 | 0 | 997.1099 | 0.073879 | 871.2183 | -0.01206
|  | 884.3958 | 0.015818 | 884.175 | -0.0054522 | 671.9598 | 0.0044034 | 884.3958 | 0.0004932 | 884.175 | -0.10604 | 874.575 | 0 | 884.175 | 0.034082 | 884.3958 | 0.056284 | 884.3958 | 0.034559 | 671.9598 | 0.011566 | 884.3958 | 0.010226 | 884.3958 | 0 | 878.84 | -0.0043867 | 884.3958 | 0.0050436 | 673.9687 | 0.00023814 | 884.3958 | 0.023413 | 884.3958 | 0.0052947 | 884.175 | 0.034597 | 997.2784 | 0.029217 | 884.175 | 0.021316 | 997.1962 | 0.00081146 | 997.2784 | 0.071023 | 871.4524 | 0.02602
|  | 884.6362 | -0.0096669 | 884.4153 | -0.036886 | 672.0834 | 0 | 884.6362 | -0.014668 | 884.4153 | 0.012767 | 874.8132 | 0 | 884.4153 | -0.066705 | 884.6362 | 0 | 884.6362 | -0.030799 | 672.0834 | 0.00062295 | 884.6362 | 0 | 884.6362 | 0.0040605 | 879.08 | -0.00040807 | 884.6362 | 0 | 674.0893 | 0.00047255 | 884.6362 | 0 | 884.6362 | 0 | 884.4153 | -0.042409 | 997.4469 | 0.027631 | 884.4153 | -0.014829 | 997.3659 | 0 | 997.4469 | 0.075073 | 871.6866 | 0.034081
|  | 884.8767 | -0.01111 | 884.6556 | 0.016912 | 672.207 | 0.010946 | 884.8767 | 0.0034826 | 884.6556 | -0.11929 | 875.0515 | 0 | 884.6556 | 0.04647 | 884.8767 | 0.071938 | 884.8767 | -0.012895 | 672.207 | 0.014904 | 884.8767 | 0.0062401 | 884.8767 | 0 | 879.32 | 0.011528 | 884.8767 | 0.0067957 | 674.2098 | 0.00023939 | 884.8767 | 0.034177 | 884.8767 | 0.0076675 | 884.6556 | 0.024329 | 997.6154 | 0.026718 | 884.6556 | 0.015015 | 997.5356 | 0.00057972 | 997.6154 | 0.073411 | 871.9209 | 0.021366
|  | 885.1172 | -0.013338 | 884.8958 | -0.019421 | 672.3305 | 0 | 885.1172 | -0.027186 | 884.8958 | 0.077732 | 875.2897 | 0 | 884.8958 | -0.060063 | 885.1172 | 0 | 885.1172 | -0.028735 | 672.3305 | 0.0053129 | 885.1172 | 0 | 885.1172 | 0.0093617 | 879.56 | 0.0014282 | 885.1172 | 0 | 674.3304 | 0.00043467 | 885.1172 | 0 | 885.1172 | 0 | 884.8958 | -0.039731 | 997.784 | 0.025517 | 884.8958 | -0.0041239 | 997.7053 | 0 | 997.784 | 0.07907 | 872.1551 | 0.0085203
|  | 885.3577 | 0.045046 | 885.1361 | 0.037316 | 672.4541 | 0.01366 | 885.3577 | -0.033084 | 885.1361 | -0.13389 | 875.5279 | 0 | 885.1361 | 0.030953 | 885.3577 | 0.036177 | 885.3577 | 0.049861 | 672.4541 | 0.012648 | 885.3577 | 0.019563 | 885.3577 | 0 | 879.8 | -0.0011732 | 885.3577 | 0.020551 | 674.451 | 0.00020293 | 885.3577 | 0.043781 | 885.3577 | 0.0079178 | 885.1361 | 0.015135 | 997.9525 | 0.028496 | 885.1361 | -0.011722 | 997.875 | 0.00081146 | 997.9525 | 0.077461 | 872.3893 | 0.019597
|  | 885.5982 | -0.01138 | 885.3764 | -0.035368 | 672.5777 | 0 | 885.5982 | -0.0034549 | 885.3764 | 0.024048 | 875.7661 | 0 | 885.3764 | -0.056905 | 885.5982 | 0 | 885.5982 | -0.03447 | 672.5777 | 0.0012903 | 885.5982 | 0 | 885.5982 | 0.0048502 | 880.04 | 0.0040296 | 885.5982 | 0 | 674.5715 | 0.00041564 | 885.5982 | 0 | 885.5982 | 0 | 885.3764 | -0.016938 | 998.121 | 0.023643 | 885.3764 | -0.0054663 | 998.0447 | 0 | 998.121 | 0.08286 | 872.6236 | 0.0054335
|  | 885.8387 | 0.0024273 | 885.6167 | 0.033444 | 672.7014 | 0.012785 | 885.8387 | -0.016761 | 885.6167 | -0.071575 | 876.0044 | 0 | 885.6167 | 0.039101 | 885.8387 | 0.056173 | 885.8387 | 0.011237 | 672.7014 | 0.013729 | 885.8387 | 0.010606 | 885.8387 | 0 | 880.28 | -0.0022444 | 885.8387 | 0.012138 | 674.6921 | 0.00022267 | 885.8387 | 0.027725 | 885.8387 | 0.0049516 | 885.6167 | 0.032811 | 998.2896 | 0.031187 | 885.6167 | 0.01429 | 998.2144 | 0.0010433 | 998.2896 | 0.080784 | 872.8578 | 0.037358
|  | 886.0792 | -0.015073 | 885.857 | 0.012167 | 672.825 | 0 | 886.0792 | -0.039726 | 885.857 | 0.036936 | 876.2426 | 0 | 885.857 | -0.062699 | 886.0792 | 0 | 886.0792 | -0.011296 | 672.825 | 0.0023582 | 886.0792 | 0 | 886.0792 | 0.0028577 | 880.52 | -0.00040807 | 886.0792 | 0 | 674.8126 | 0.00043556 | 886.0792 | 0 | 886.0792 | 0 | 885.857 | -0.045311 | 998.4581 | 0.02989 | 885.857 | -0.0062437 | 998.3841 | 0 | 998.4581 | 0.084729 | 873.0921 | 0.013698
|  | 886.3198 | 0.019158 | 886.0973 | -0.020447 | 672.9486 | 0.015674 | 886.3198 | -0.022036 | 886.0973 | -0.17764 | 876.4809 | 0 | 886.0973 | 0.024024 | 886.3198 | 0.022653 | 886.3198 | 0.0070674 | 672.9486 | 0.0093094 | 886.3198 | 0.0037577 | 886.3198 | 0 | 880.76 | -0.0033155 | 886.3198 | 0.0083821 | 674.9332 | 0.00021858 | 886.3198 | 0.036932 | 886.3198 | 0.0048373 | 886.0973 | 0.019251 | 998.6266 | 0.037963 | 886.0973 | 0.0023692 | 998.5539 | 0.00081146 | 998.6266 | 0.083431 | 873.3264 | 0.016647
|  | 886.5603 | 0.013284 | 886.3377 | -0.067326 | 673.0723 | 0 | 886.5603 | -0.052085 | 886.3377 | 0.017571 | 876.7192 | 0 | 886.3377 | -0.075239 | 886.5603 | 0 | 886.5603 | -0.036094 | 673.0723 | 0.0010234 | 886.5603 | 0 | 886.5603 | 0.0024805 | 881 | -0.010202 | 886.5603 | 0 | 675.0538 | 0.00045086 | 886.5603 | 0 | 886.5603 | 0 | 886.3377 | -0.029686 | 998.7952 | 0.025277 | 886.3377 | -0.025971 | 998.7236 | 0 | 998.7952 | 0.085612 | 873.5606 | 0.018155
|  | 886.8008 | 0.011952 | 886.578 | -0.023872 | 673.1959 | 0.010946 | 886.8008 | 0.021276 | 886.578 | -0.12177 | 876.9575 | 0 | 886.578 | 0.030366 | 886.8008 | 0.029515 | 886.8008 | 0.0077719 | 673.1959 | 0.013071 | 886.8008 | 0.010514 | 886.8008 | 0 | 881.24 | -0.0033155 | 886.8008 | 0.0066111 | 675.1743 | 0.00023512 | 886.8008 | 0.025213 | 886.8008 | 0.0071843 | 886.578 | -0.00034586 | 998.9637 | 0.022297 | 886.578 | -0.0031494 | 998.8933 | 0.00034783 | 998.9637 | 0.085404 | 873.7949 | 0.027724
|  | 887.0414 | 0.0064769 | 886.8183 | -0.047292 | 673.3196 | 0 | 887.0414 | -0.028604 | 886.8183 | -0.001925 | 877.1957 | 0 | 886.8183 | -0.064503 | 887.0414 | 0 | 887.0414 | 0.007094 | 673.3196 | 0.0058301 | 887.0414 | 0 | 887.0414 | 0.0041451 | 881.48 | -0.00025504 | 887.0414 | 0 | 675.2949 | 0.00046508 | 887.0414 | 0 | 887.0414 | 0 | 886.8183 | -0.048436 | 999.1322 | 0.028737 | 886.8183 | -0.016084 | 999.063 | 0 | 999.1322 | 0.085093 | 874.0292 | -0.01147
|  | 887.2819 | 0.035687 | 887.0587 | 0.0069066 | 673.4432 | 0.010595 | 887.2819 | -0.016802 | 887.0587 | -0.22156 | 877.434 | 0 | 887.0587 | 0.031792 | 887.2819 | 0.045617 | 887.2819 | 0.08039 | 673.4432 | 0.0078519 | 887.2819 | 0.0065304 | 887.2819 | 0 | 881.72 | 0.0026524 | 887.2819 | 0.015378 | 675.4155 | 0.00023103 | 887.2819 | 0.036328 | 887.2819 | 0.0055718 | 887.0587 | 0.027677 | 999.3008 | 0.027055 | 887.0587 | 0.0075763 | 999.2327 | 0.00081146 | 999.3008 | 0.08582 | 874.2634 | 0.016582
|  | 887.5225 | -0.0070892 | 887.299 | -0.052505 | 673.5669 | 0 | 887.5225 | -0.050862 | 887.299 | 0.084011 | 877.6723 | 0 | 887.299 | -0.057081 | 887.5225 | 0 | 887.5225 | -0.018724 | 673.5669 | 0.0051719 | 887.5225 | 0 | 887.5225 | 0.004459 | 881.96 | -0.0031625 | 887.5225 | 0 | 675.536 | 0.0004786 | 887.5225 | 0 | 887.5225 | 0 | 887.299 | -0.015802 | 999.4693 | 0.019606 | 887.299 | -0.028422 | 999.4025 | 0 | 999.4693 | 0.083639 | 874.4977 | -0.0093724
|  | 887.7631 | 0.025373 | 887.5394 | -0.023614 | 673.6906 | 0.0072883 | 887.7631 | -0.0047624 | 887.5394 | -0.13123 | 877.9106 | 0 | 887.5394 | 0.044782 | 887.7631 | 0.033193 | 887.7631 | -0.028329 | 673.6906 | 0.0037144 | 887.7631 | 0.0093418 | 887.7631 | 0 | 882.2 | 0.0035706 | 887.7631 | 0.0059898 | 675.6566 | 0.00024846 | 887.7631 | 0.031326 | 887.7631 | 0.0041921 | 887.5394 | 0.027231 | 999.6379 | 0.027295 | 887.5394 | 0.028447 | 999.5722 | 0.00081146 | 999.6379 | 0.084989 | 874.7321 | 0.040504
|  | 888.0037 | -0.003589 | 887.7797 | -0.022989 | 673.8143 | 0 | 888.0037 | -0.014305 | 887.7797 | -0.026803 | 878.1489 | 0 | 887.7797 | -0.062995 | 888.0037 | 0 | 888.0037 | -0.08845 | 673.8143 | 0.0012903 | 888.0037 | 0 | 888.0037 | 0 | 882.44 | -0.0013262 | 888.0037 | 0 | 675.7772 | 0.00048643 | 888.0037 | 0 | 888.0037 | 0 | 887.7797 | -0.027454 | 999.8064 | 0.025613 | 887.7797 | -0.024041 | 999.7419 | 0 | 999.8064 | 0.081095 | 874.9663 | 0.0033659
|  | 888.2443 | 0.02822 | 888.0201 | -0.077408 | 673.938 | 0.015149 | 888.2443 | -0.020625 | 888.0201 | -0.15095 | 878.3873 | 0 | 888.0201 | 0.033767 | 888.2443 | 0.047619 | 888.2443 | -0.02266 | 673.938 | 0.0098736 | 888.2443 | 0.008031 | 888.2443 | 0 | 882.68 | -0.00010202 | 888.2443 | 0.0043279 | 675.8977 | 0.00023886 | 888.2443 | 0.037153 | 888.2443 | 0.0095267 | 888.0201 | 0.030356 | 999.9749 | 0.021865 | 888.0201 | 0.019648 | 999.9117 | 0.00081146 | 999.9749 | 0.083691 | 875.2006 | 0.010093
|  | 888.4849 | -0.017907 | 888.2605 | -0.016462 | 674.0617 | 0 | 888.4849 | -0.022777 | 888.2605 | 0.10135 | 878.6256 | 0 | 888.2605 | -0.058771 | 888.4848 | 0 | 888.4848 | -0.042415 | 674.0617 | 0.0061122 | 888.4848 | 0 | 888.4849 | 0.0034372 | 882.92 | -0.0088246 | 888.4848 | 0 | 676.0183 | 0.00046882 | 888.4848 | 0 | 888.4849 | 0 | 888.2604 | -0.033481 | 1000.1435 | 0.027103 | 888.2605 | 0.0070742 | 1000.0814 | 0 | 1000.1435 | 0.079797 | 875.435 | -0.0066196
|  | 888.7255 | 0.030452 | 888.5008 | -0.010454 | 674.1855 | 0.0027331 | 888.7255 | -0.0037221 | 888.5008 | -0.11422 | 878.864 | 0 | 888.5008 | 0.027843 | 888.7255 | 0.049199 | 888.7255 | 0.083326 | 674.1855 | 0.0047957 | 888.7255 | 0.0014915 | 888.7255 | 0 | 883.16 | 0.0035706 | 888.7255 | 0.009166 | 676.1389 | 0.00023228 | 888.7255 | 0.024049 | 888.7255 | 0.0077797 | 888.5008 | 0.0058582 | 1000.312 | 0.032629 | 888.5008 | 0.03694 | 1000.2511 | 0.0010433 | 1000.312 | 0.08312 | 875.6693 | 0.029952
|  | 888.9661 | 0.019295 | 888.7412 | -0.048155 | 674.3092 | 0 | 888.9661 | -0.021207 | 888.7412 | 0.062595 | 879.1023 | 0 | 888.7412 | -0.073638 | 888.9661 | 0 | 888.9661 | -0.053246 | 674.3092 | 0.0046274 | 888.9661 | 0 | 888.9661 | 0.0025714 | 883.4 | -0.0010202 | 888.9661 | 0 | 676.2595 | 0.00045548 | 888.9661 | 0 | 888.9661 | 0 | 888.7412 | -0.054909 | 1000.4806 | 0.033878 | 888.7412 | -0.012987 | 1000.4209 | 0 | 1000.4806 | 0.078292 | 875.9036 | 0.011142
|  | 889.2067 | 0.029803 | 888.9816 | -0.032087 | 674.433 | 0.014886 | 889.2067 | 0.04127 | 888.9816 | -0.16846 | 879.3406 | 0 | 888.9816 | 0.025958 | 889.2067 | 0.032023 | 889.2067 | 0.082789 | 674.433 | 0.01025 | 889.2067 | 0.0073311 | 889.2067 | 0 | 883.64 | 0.0012752 | 889.2067 | 0.0037108 | 676.3801 | 0.00022534 | 889.2067 | 0.049734 | 889.2067 | 0.0053559 | 888.9816 | -0.0036384 | 1000.6491 | 0.030851 | 888.9816 | 0.0099343 | 1000.5906 | 0.00057972 | 1000.6491 | 0.081407 | 876.138 | 0.040963
|  | 889.4473 | -0.015872 | 889.222 | -0.016096 | 674.5567 | 0 | 889.4473 | -0.050788 | 889.222 | -0.013159 | 879.579 | 0 | 889.222 | -0.066943 | 889.4473 | 0 | 889.4473 | 0.018257 | 674.5567 | 0.0095445 | 889.4473 | 0 | 889.4473 | 0.0037041 | 883.88 | -0.0031625 | 889.4473 | 0 | 676.5006 | 0.0004489 | 889.4473 | 0 | 889.4473 | 0 | 889.222 | -0.020849 | 1000.8176 | 0.027199 | 889.222 | -0.0076762 | 1000.7604 | 0 | 1000.8176 | 0.076007 | 876.3723 | 0.017106
|  | 889.6879 | 0.00051792 | 889.4624 | 0.004673 | 674.6805 | 0.009895 | 889.6879 | -0.0077789 | 889.4624 | -0.12825 | 879.8174 | 0 | 889.4624 | 0.029012 | 889.6879 | 0.019478 | 889.6879 | 0.09307 | 674.6805 | 0.0014457 | 889.6879 | 0.011325 | 889.6879 | 0 | 884.12 | 0.00035706 | 889.6879 | 0.0067463 | 676.6212 | 0.00022658 | 889.6879 | 0.031956 | 889.6879 | 0.009967 | 889.4624 | 0.043748 | 1000.9862 | 0.026718 | 889.4624 | 0.0037287 | 1000.9301 | 0.00057972 | 1000.9862 | 0.07907 | 876.6067 | 0.029559
|  | 889.9286 | -0.014005 | 889.7028 | -0.026687 | 674.8043 | 0 | 889.9286 | -0.010318 | 889.7028 | 0.0038243 | 880.0557 | 0 | 889.7028 | -0.056575 | 889.9286 | 0 | 889.9286 | -0.025545 | 674.8043 | 0.0031591 | 889.9286 | 0 | 889.9286 | 0.0013623 | 884.36 | -0.0091305 | 889.9286 | 0 | 676.7418 | 0.00046419 | 889.9286 | 0 | 889.9286 | 0 | 889.7028 | -0.046203 | 1001.1547 | 0.034888 | 889.7028 | 0.0076212 | 1001.0998 | 0 | 1001.1547 | 0.07419 | 876.8411 | 0.017762
|  | 890.1693 | -0.012431 | 889.9432 | -0.033262 | 674.9281 | 0.010946 | 890.1693 | -0.02836 | 889.9432 | -0.13937 | 880.2941 | 0 | 889.9432 | 0.039882 | 890.1692 | 0.055226 | 890.1692 | 0.079112 | 674.9281 | 0.010673 | 890.1692 | 0.0051573 | 890.1693 | 0 | 884.6 | -0.0043867 | 890.1692 | 0.009803 | 676.8624 | 0.00023939 | 890.1692 | 0.014307 | 890.1693 | 0.0076129 | 889.9432 | 0.039284 | 1001.3233 | 0.029986 | 889.9432 | 0.0038907 | 1001.2696 | 0.00057972 | 1001.3233 | 0.077772 | 877.0754 | 0.028379
|  | 890.4099 | -0.027608 | 890.1837 | -0.0073888 | 675.0519 | 0 | 890.4099 | -0.035658 | 890.1837 | 0.0020619 | 880.5325 | 0 | 890.1837 | -0.068819 | 890.4099 | 0 | 890.4099 | 0.011259 | 675.0519 | 0.0056891 | 890.4099 | 0 | 890.4099 | 0.0036372 | 884.84 | -0.005917 | 890.4099 | 0 | 676.983 | 0.0004505 | 890.4099 | 0 | 890.4099 | 0 | 890.1837 | -0.014249 | 1001.4918 | 0.024268 | 890.1837 | 0.0014525 | 1001.4393 | 0 | 1001.4918 | 0.073567 | 877.3098 | 0.0098312
|  | 890.6506 | 0.016049 | 890.4241 | -0.0062336 | 675.1757 | 0.0053144 | 890.6506 | -0.004354 | 890.4241 | -0.055368 | 880.7709 | 0 | 890.4241 | 0.027673 | 890.6505 | 0.014155 | 890.6505 | 0.0047486 | 675.1757 | 0.0095915 | 890.6505 | 0.012221 | 890.6506 | 0 | 885.08 | -0.00010202 | 890.6505 | 0.0057629 | 677.1036 | 0.00021378 | 890.6505 | 0.018919 | 890.6506 | 0.0098408 | 890.4241 | 0.04107 | 1001.6603 | 0.028881 | 890.4241 | 0.0025616 | 1001.6091 | 0.0010433 | 1001.6603 | 0.076838 | 877.5442 | 0.0291
|  | 890.8912 | -0.013291 | 890.6645 | -0.031047 | 675.2995 | 0 | 890.8912 | -0.035661 | 890.6645 | 0.0041283 | 881.0093 | 0 | 890.6645 | -0.072604 | 890.8912 | 0 | 890.8912 | 0.021394 | 675.2995 | 0.003693 | 890.8912 | 0 | 890.8912 | 0.0059869 | 885.32 | -0.013874 | 890.8912 | 0 | 677.2242 | 0.00044232 | 890.8912 | 0 | 890.8912 | 0 | 890.6645 | -0.038838 | 1001.8289 | 0.026766 | 890.6645 | 0.0055224 | 1001.7789 | 0 | 1001.8289 | 0.072892 | 877.7786 | 0.022874
|  | 891.1319 | 0.029087 | 890.905 | -0.044289 | 675.4233 | 0.013398 | 891.1319 | 0.0049265 | 890.905 | -0.17039 | 881.2477 | 0 | 890.905 | 0.024881 | 891.1319 | 0.022339 | 891.1319 | 0.059077 | 675.4233 | 0.0037144 | 891.1319 | 0.0054702 | 891.1319 | 0 | 885.56 | -0.0016323 | 891.1319 | 0.010625 | 677.3448 | 0.00023388 | 891.1319 | 0.054262 | 891.1319 | 0.0061316 | 890.905 | 0.039731 | 1001.9974 | 0.029506 | 890.905 | 0.01926 | 1001.9486 | 0.00081146 | 1001.9974 | 0.076319 | 878.0129 | 0.036834
|  | 891.3726 | 0.0055577 | 891.1454 | -0.030018 | 675.5472 | 0 | 891.3726 | -0.0035805 | 891.1454 | -0.033403 | 881.4861 | 0 | 891.1454 | -0.053624 | 891.3726 | 0 | 891.3726 | -0.038474 | 675.5472 | 0.0061122 | 891.3726 | 0 | 891.3726 | 0.003385 | 885.8 | -0.0023974 | 891.3726 | 0 | 677.4654 | 0.00046117 | 891.3726 | 0 | 891.3726 | 0 | 891.1454 | -0.035043 | 1002.166 | 0.028448 | 891.1454 | 0.030559 | 1002.1184 | 0 | 1002.166 | 0.07284 | 878.2473 | -0.014812
|  | 891.6133 | 0.05687 | 891.3859 | 0.0086644 | 675.671 | 0.0071365 | 891.6133 | -0.010031 | 891.3859 | -0.19261 | 881.7246 | 0 | 891.3859 | 0.039109 | 891.6133 | 0.046401 | 891.6133 | 0.030376 | 675.671 | 0.0089333 | 891.6133 | 0.010692 | 891.6133 | 0 | 886.04 | 0.0051009 | 891.6133 | 0.011627 | 677.586 | 0.00023281 | 891.6133 | 0.029267 | 891.6133 | 0.009833 | 891.3859 | 0.017971 | 1002.3345 | 0.029073 | 891.3859 | -0.0037463 | 1002.2881 | 0.00034783 | 1002.3345 | 0.076215 | 878.4818 | 0.024512
|  | 891.854 | 0.0030261 | 891.6263 | -0.055052 | 675.7949 | 0 | 891.854 | -0.021789 | 891.6263 | 0.030197 | 881.963 | 0 | 891.6263 | -0.076148 | 891.854 | 0 | 891.854 | -0.0055967 | 675.7949 | 0.005407 | 891.854 | 0 | 891.854 | 0.0024928 | 886.28 | -0.0069881 | 891.854 | 0 | 677.7065 | 0.00046455 | 891.854 | 0 | 891.854 | 0 | 891.6263 | -0.030802 | 1002.5031 | 0.025853 | 891.6263 | -0.031927 | 1002.4579 | 0 | 1002.5031 | 0.072944 | 878.7162 | 0.0083893
|  | 892.0947 | 0.0059661 | 891.8668 | 0.0070052 | 675.9188 | 0.015324 | 892.0947 | 0.007866 | 891.8668 | -0.22846 | 882.2015 | 0 | 891.8668 | 0.035578 | 892.0947 | 0.027859 | 892.0947 | 0.064933 | 675.9188 | 0.015469 | 892.0947 | 0.0086954 | 892.0947 | 0 | 886.52 | 0.0047948 | 892.0947 | 0.0015605 | 677.8271 | 0.00023565 | 892.0947 | 0.034463 | 892.0947 | 0.0087233 | 891.8668 | 0.035266 | 1002.6716 | 0.034888 | 891.8668 | 0.035064 | 1002.6277 | 0.00057972 | 1002.6716 | 0.076371 | 878.9506 | 0.025758
|  | 892.3354 | -0.014487 | 892.1073 | -0.086176 | 676.0426 | 0 | 892.3354 | -0.020707 | 892.1073 | 0.044428 | 882.4399 | 0 | 892.1073 | -0.082089 | 892.3354 | 0 | 892.3354 | 0.019084 | 676.0426 | 0.0066294 | 892.3354 | 0 | 892.3354 | 0.0040676 | 886.76 | 0.0058659 | 892.3354 | 0 | 677.9478 | 0.00047327 | 892.3354 | 0 | 892.3354 | 0 | 892.1073 | -0.049105 | 1002.8402 | 0.022634 | 892.1073 | -0.02833 | 1002.7974 | 0 | 1002.8402 | 0.073463 | 879.185 | 0.024119
|  | 892.5761 | 0.032399 | 892.3478 | -0.017422 | 676.1665 | 0.0042515 | 892.5761 | -0.0096079 | 892.3478 | -0.09131 | 882.6784 | 0 | 892.3478 | 0.029846 | 892.5761 | 0.011493 | 892.5761 | 0.064277 | 676.1665 | 0.0049368 | 892.5761 | 0.0087981 | 892.5761 | 0 | 887 | -0.010661 | 892.5761 | 0.0044854 | 678.0684 | 0.00023814 | 892.5761 | 0.043982 | 892.5761 | 0.0062644 | 892.3478 | 0.049328 | 1003.0087 | 0.026718 | 892.3478 | 0.026116 | 1002.9672 | 0.00057972 | 1003.0087 | 0.07689 | 879.4194 | 0.05997
|  | 892.8168 | -0.005172 | 892.5883 | -0.030592 | 676.2904 | 0 | 892.8168 | -0.015292 | 892.5883 | 0.064009 | 882.9169 | 0 | 892.5883 | -0.058624 | 892.8169 | 0 | 892.8169 | -0.0064311 | 676.2904 | 0.0061122 | 892.8169 | 0 | 892.8168 | 0.004586 | 887.24 | -0.00086717 | 892.8169 | 0 | 678.1889 | 0.00045761 | 892.8169 | 0 | 892.8168 | 0 | 892.5883 | -0.018604 | 1003.1773 | 0.030226 | 892.5883 | 0.018623 | 1003.137 | 0 | 1003.1773 | 0.073879 | 879.6539 | -0.0070129
|  | 893.0576 | 0.0064387 | 892.8288 | 0.0046201 | 676.4143 | 0.0091069 | 893.0576 | 0.012111 | 892.8288 | -0.12252 | 883.1553 | 0 | 892.8288 | 0.04319 | 893.0576 | 0.030538 | 893.0576 | 0.033228 | 676.4143 | 0.0057361 | 893.0576 | 0.012187 | 893.0576 | 0 | 887.48 | -0.0017853 | 893.0576 | 0.0074739 | 678.3096 | 0.00022516 | 893.0576 | 0.033554 | 893.0576 | 0.010135 | 892.8288 | 0.01621 | 1003.3458 | 0.026766 | 892.8288 | 0.0064286 | 1003.3067 | 0.00057972 | 1003.3458 | 0.077046 | 879.8884 | 0.018089
|  | 893.2983 | -0.018479 | 893.0693 | -0.013893 | 676.5382 | 0 | 893.2983 | -0.030178 | 893.0693 | 0.025623 | 883.3939 | 0 | 893.0693 | -0.075823 | 893.2983 | 0 | 893.2983 | 0.0051432 | 676.5382 | 0.0062063 | 893.2983 | 0 | 893.2983 | 0.0055301 | 887.72 | 0.0021933 | 893.2983 | 0 | 678.4302 | 0.00044267 | 893.2983 | 0 | 893.2983 | 0 | 893.0693 | -0.014964 | 1003.5144 | 0.02297 | 893.0693 | -0.0098139 | 1003.4765 | 0 | 1003.5144 | 0.074138 | 880.1228 | 0.014878
|  | 893.5391 | 0.0042355 | 893.3098 | 0.00052248 | 676.6622 | 0.016725 | 893.5391 | -0.0040517 | 893.3098 | -0.17742 | 883.6323 | 0 | 893.3098 | 0.03906 | 893.5391 | 0.025203 | 893.5391 | 0.038362 | 676.6622 | 0.008134 | 893.5391 | 0.0066501 | 893.5391 | 0 | 887.96 | 0.01061 | 893.5391 | 0.004911 | 678.5508 | 0.00022445 | 893.5391 | 0.022187 | 893.5391 | 0.01206 | 893.3098 | 0.030579 | 1003.6829 | 0.032725 | 893.3098 | 0.027612 | 1003.6463 | 0.00081146 | 1003.6829 | 0.077357 | 880.3572 | 0.032312
|  | 893.7798 | -0.039181 | 893.5503 | -0.025555 | 676.7861 | 0 | 893.7798 | -0.0057961 | 893.5503 | 0.054987 | 883.8708 | 0 | 893.5503 | -0.059748 | 893.7799 | 0 | 893.7799 | 0.012755 | 676.7861 | 0.0024917 | 893.7799 | 0 | 893.7798 | 0.0056803 | 888.2 | -0.010049 | 893.7799 | 0 | 678.6714 | 0.00043272 | 893.7799 | 0 | 893.7799 | 0 | 893.5503 | -0.02857 | 1003.8515 | 0.035993 | 893.5503 | -0.028604 | 1003.8161 | 0 | 1003.8515 | 0.074761 | 880.5917 | 0.03205
|  | 894.0206 | 0.0039504 | 893.7908 | -0.0071581 | 676.9101 | 0.010946 | 894.0206 | 0.012561 | 893.7908 | -0.11869 | 884.1093 | 0 | 893.7908 | 0.036086 | 894.0206 | 0.048697 | 894.0206 | 0.048406 | 676.9101 | 0.0085101 | 894.0206 | 0.0010698 | 894.0206 | 0 | 888.44 | 0.011069 | 894.0206 | 0.0064807 | 678.792 | 0.00021734 | 894.0206 | 0.059037 | 894.0206 | 0.0089849 | 893.7908 | 0.031695 | 1004.02 | 0.024652 | 893.7908 | 0.00063834 | 1003.9859 | 0.00081146 | 1004.02 | 0.077876 | 880.8262 | 0.028773
|  | 894.2614 | -0.02885 | 894.0313 | -0.009133 | 677.034 | 0 | 894.2614 | -0.013061 | 894.0313 | 0.043502 | 884.3478 | 0 | 894.0313 | -0.06496 | 894.2614 | 0 | 894.2614 | 0.026285 | 677.034 | 0.0094504 | 894.2614 | 0 | 894.2614 | 0.0050129 | 888.68 | 0.0014282 | 894.2614 | 0 | 678.9126 | 0.00041617 | 894.2614 | 0 | 894.2614 | 0 | 894.0313 | -0.025892 | 1004.1886 | 0.027872 | 894.0313 | -0.0063453 | 1004.1557 | 0 | 1004.1886 | 0.075384 | 881.0607 | 0.014747
|  | 894.5022 | 0.011151 | 894.2719 | 0.011719 | 677.158 | 0.0036442 | 894.5022 | -0.0024903 | 894.2719 | -0.14341 | 884.5864 | 0 | 894.2719 | 0.040399 | 894.5022 | 0.064725 | 894.5022 | 0.11792 | 677.158 | 0.0087922 | 894.5022 | 0.014626 | 894.5022 | 0 | 888.92 | 0.0015813 | 894.5022 | 0.010104 | 679.0332 | 0.00020506 | 894.5022 | 0.050654 | 894.5022 | 0.011455 | 894.2719 | 0.013998 | 1004.3571 | 0.033302 | 894.2719 | 0.021464 | 1004.3254 | 0.00081146 | 1004.3571 | 0.07824 | 881.2952 | 0.013633
|  | 894.743 | -0.030482 | 894.5124 | -0.051634 | 677.282 | 0 | 894.743 | -0.043227 | 894.5124 | 0.048714 | 884.8249 | 0 | 894.5124 | -0.072281 | 894.743 | 0 | 894.743 | 0.029223 | 677.282 | 0.0048898 | 894.743 | 0 | 894.743 | 0.0038869 | 889.16 | -0.0094364 | 894.743 | 0 | 679.1538 | 0.00042613 | 894.743 | 0 | 894.743 | 0 | 894.5124 | -0.029686 | 1004.5257 | 0.02965 | 894.5124 | 0.0033135 | 1004.4952 | 0 | 1004.5257 | 0.075748 | 881.5297 | -0.00038495
|  | 894.9838 | 0.021703 | 894.753 | -0.047672 | 677.406 | 0.0089317 | 894.9838 | -0.00098063 | 894.753 | -0.13707 | 885.0634 | 0 | 894.753 | 0.028959 | 894.9838 | 0.033685 | 894.9838 | 0.075603 | 677.406 | 0.017349 | 894.9838 | 0.0091534 | 894.9838 | 0 | 889.4 | -0.00010202 | 894.9838 | 0.0069463 | 679.2745 | 0.00022694 | 894.9838 | 0.02853 | 894.9838 | 0.0064783 | 894.753 | 0.018369 | 1004.6942 | 0.036233 | 894.753 | 0.039896 | 1004.665 | 0.00057972 | 1004.6942 | 0.078395 | 881.7642 | 0.029559
|  | 895.2246 | -0.020633 | 894.9935 | -0.00305 | 677.53 | 0 | 895.2246 | -0.050897 | 894.9935 | 0.048278 | 885.302 | 0 | 894.9935 | -0.06314 | 895.2246 | 0 | 895.2246 | -0.0073031 | 677.53 | 0.01025 | 895.2246 | 0 | 895.2246 | 0.0069398 | 889.64 | 0.0018873 | 895.2246 | 0 | 679.3951 | 0.00046989 | 895.2246 | 0 | 895.2246 | 0 | 894.9935 | -0.0404 | 1004.8628 | 0.033013 | 894.9935 | 0.0043135 | 1004.8348 | 0 | 1004.8628 | 0.076059 | 881.9987 | 0.0025221
|  | 895.4654 | 0.012104 | 895.2341 | 0.013908 | 677.654 | 0.012609 | 895.4654 | 0.017867 | 895.2341 | -0.10306 | 885.5405 | 0 | 895.2341 | 0.032387 | 895.4654 | 0.031013 | 895.4654 | 0.038944 | 677.654 | 0.0077108 | 895.4654 | 0.0070259 | 895.4654 | 0 | 889.88 | 0.0093854 | 895.4654 | 0.011312 | 679.5157 | 0.00024722 | 895.4654 | 0.036769 | 895.4654 | 0.0074577 | 895.2341 | 0.018191 | 1005.0313 | 0.040462 | 895.2341 | 0.027463 | 1005.0046 | 0.00057972 | 1005.0313 | 0.078603 | 882.2332 | 0.015468
|  | 895.7062 | -0.0023917 | 895.4746 | -0.056344 | 677.778 | 0 | 895.7062 | -0.044832 | 895.4746 | -0.031187 | 885.7791 | 0 | 895.4746 | -0.084694 | 895.7062 | 0 | 895.7062 | -0.067134 | 677.778 | 0 | 895.7062 | 0 | 895.7062 | 0.0044231 | 890.12 | 0.00035706 | 895.7062 | 0 | 679.6363 | 0.00046206 | 895.7062 | 0 | 895.7062 | 0 | 895.4746 | -0.026338 | 1005.1999 | 0.029121 | 895.4746 | -0.01444 | 1005.1744 | 7.7296e-05 | 1005.1999 | 0.076578 | 882.4677 | 0.0049479
|  | 895.947 | 0.028883 | 895.7152 | 0.009369 | 677.902 | 0.014448 | 895.947 | -0.0073844 | 895.7152 | -0.10459 | 886.0177 | 0 | 895.7152 | 0.043546 | 895.947 | 0.033049 | 895.947 | 0.039515 | 677.902 | 0.0095915 | 895.947 | 0.0086689 | 895.947 | 0 | 890.36 | -0.0025504 | 895.947 | 0.015136 | 679.7569 | 0.00021734 | 895.947 | 0.043749 | 895.947 | 0.0070631 | 895.7152 | 0.012075 | 1005.3684 | 0.031428 | 895.7152 | 0.035028 | 1005.3442 | 0.00057972 | 1005.3684 | 0.078811 | 882.7023 | 0.020056
|  | 896.1879 | 0.0098274 | 895.9558 | -0.066135 | 678.0261 | 0 | 896.1879 | -0.039828 | 895.9558 | 0.06733 | 886.2562 | 0 | 895.9558 | -0.073829 | 896.1879 | 0 | 896.1879 | -0.055642 | 678.0261 | 0.0095445 | 896.1879 | 0 | 896.1879 | 0.0015758 | 890.6 | -0.0010202 | 896.1879 | 0 | 679.8776 | 0.00046793 | 896.1879 | 0 | 896.1879 | 0 | 895.9558 | -0.052676 | 1005.537 | 0.020087 | 895.9558 | 0.036042 | 1005.514 | 0 | 1005.537 | 0.076682 | 882.9368 | 0.017237
|  | 896.4287 | -0.00024848 | 896.1964 | -0.013236 | 678.1501 | 0.018039 | 896.4287 | 0.013477 | 896.1964 | -0.088285 | 886.4948 | 0 | 896.1964 | 0.025868 | 896.4287 | 0.033404 | 896.4287 | 0.065534 | 678.1501 | 0.0017126 | 896.4287 | 0.0052656 | 896.4287 | 0 | 890.84 | 0.0054069 | 896.4287 | 0.003158 | 679.9982 | 0.0002522 | 896.4287 | 0.010201 | 896.4287 | 0.0069899 | 896.1964 | 0.032142 | 1005.7055 | 0.037963 | 896.1964 | 0.029903 | 1005.6838 | 0.00011594 | 1005.7055 | 0.078551 | 883.1713 | 0.033623
|  | 896.6696 | -0.035487 | 896.437 | -0.020377 | 678.2742 | 0 | 896.6696 | -0.032159 | 896.437 | 0.062335 | 886.7334 | 0 | 896.437 | -0.062855 | 896.6696 | 0 | 896.6696 | 0.01384 | 678.2742 | 0.0038265 | 896.6696 | 0 | 896.6696 | 0.01256 | 891.08 | -0.00086717 | 896.6696 | 0 | 680.1188 | 0.00047078 | 896.6696 | 0 | 896.6696 | 0 | 896.437 | -0.031472 | 1005.8741 | 0.02965 | 896.437 | -0.014332 | 1005.8536 | 0 | 1005.8741 | 0.076838 | 883.4059 | 0.010618
|  | 896.9104 | 0.010191 | 896.6776 | 0.002949 | 678.3982 | 0.0056181 | 896.9104 | -0.012344 | 896.6776 | -0.089351 | 886.972 | 0 | 896.6776 | 0.048115 | 896.9104 | 0.051476 | 896.9104 | 0.029915 | 678.3982 | 0.008275 | 896.9104 | 0.0063236 | 896.9104 | 0 | 891.32 | -0.00056109 | 896.9104 | 0.013423 | 680.2394 | 0.00022196 | 896.9104 | 0.035425 | 896.9104 | 0.010441 | 896.6776 | 0.033034 | 1006.0426 | 0.02816 | 896.6776 | 0.033342 | 1006.0234 | 0.00034783 | 1006.0426 | 0.078655 | 883.6404 | 0.029952
|  | 897.1513 | -0.022995 | 896.9182 | -0.040997 | 678.5223 | 0 | 897.1513 | -0.035611 | 896.9182 | 0.069633 | 887.2106 | 0 | 896.9182 | -0.074785 | 897.1513 | 0 | 897.1513 | 0.0022471 | 678.5223 | 0.0064884 | 897.1513 | 0 | 897.1513 | 0.0024821 | 891.56 | -0.0017853 | 897.1513 | 0 | 680.3601 | 0.00044339 | 897.1513 | 0 | 897.1513 | 0 | 896.9182 | -0.036606 | 1006.2112 | 0.032004 | 896.9182 | -0.0097484 | 1006.1932 | 0 | 1006.2112 | 0.076942 | 883.875 | 0.038931
|  | 897.3922 | 0.015566 | 897.1588 | -0.015116 | 678.6464 | 0.020841 | 897.3922 | 0.00037598 | 897.1588 | -0.074175 | 887.4492 | 0 | 897.1588 | 0.041927 | 897.3922 | 0.026799 | 897.3922 | 0.025153 | 678.6464 | 0.013588 | 897.3922 | 0.0053093 | 897.3922 | 0 | 891.8 | 0.0023464 | 897.3922 | 0.010261 | 680.4807 | 0.00022481 | 897.3922 | 0.030167 | 897.3922 | 0.0038648 | 897.1588 | 0.043525 | 1006.3798 | 0.030515 | 897.1588 | 0.011778 | 1006.363 | 0.00081146 | 1006.3798 | 0.078343 | 884.1096 | 0.017303
|  | 897.6331 | -0.029572 | 897.3994 | -0.064246 | 678.7705 | 0 | 897.6331 | -0.033626 | 897.3994 | 0.01247 | 887.6879 | 0 | 897.3994 | -0.087754 | 897.633 | 0 | 897.633 | -0.067559 | 678.7705 | 0.00062295 | 897.633 | 0 | 897.6331 | 0.0052536 | 892.04 | 0.00051009 | 897.633 | 0 | 680.6013 | 0.00044356 | 897.633 | 0 | 897.6331 | 0 | 897.3994 | -0.03415 | 1006.5483 | 0.029313 | 897.3994 | 0.0010324 | 1006.5328 | 0 | 1006.5483 | 0.076786 | 884.3442 | -0.0079305
|  | 897.874 | -0.0077142 | 897.64 | 0.0093961 | 678.8946 | 0.0083512 | 897.874 | -9.0133e-05 | 897.64 | -0.18445 | 887.9265 | 0 | 897.64 | 0.039574 | 897.8739 | 0.043624 | 897.8739 | -0.0064504 | 678.8946 | 0.0093094 | 897.8739 | 0.013373 | 897.874 | 0 | 892.28 | 0.0054069 | 897.8739 | 0.0086903 | 680.7219 | 0.00022232 | 897.8739 | 0.028167 | 897.874 | 0.010932 | 897.64 | 0.062721 | 1006.7169 | 0.029073 | 897.64 | 0.0085787 | 1006.7026 | 0.00057972 | 1006.7169 | 0.077617 | 884.5787 | 0.035196
|  | 898.1148 | -0.026098 | 897.8806 | -0.035727 | 679.0187 | 0 | 898.1148 | -0.02393 | 897.8806 | -0.030791 | 888.1652 | 0 | 897.8806 | -0.07343 | 898.1148 | 0 | 898.1148 | 0.007864 | 679.0187 | 0 | 898.1148 | 0 | 898.1148 | 0.0036351 | 892.52 | 0.01061 | 898.1148 | 0 | 680.8426 | 0.00043521 | 898.1148 | 0 | 898.1148 | 0 | 897.8806 | -0.034597 | 1006.8854 | 0.025661 | 897.8806 | -0.012881 | 1006.8725 | 0 | 1006.8854 | 0.076371 | 884.8134 | 0.0097656
|  | 898.3557 | -0.016479 | 898.1213 | -0.0073973 | 679.1429 | 0.014711 | 898.3557 | -0.020727 | 898.1213 | -0.10835 | 888.4038 | 0 | 898.1213 | 0.025639 | 898.3557 | 0.0276 | 898.3557 | -0.031592 | 679.1429 | 0.012271 | 898.3557 | 0.0075999 | 898.3557 | 0 | 892.76 | -0.0025504 | 898.3557 | 0.014314 | 680.9632 | 0.00021698 | 898.3557 | 0.043307 | 898.3557 | 0.0060028 | 898.1213 | 0.032588 | 1007.054 | 0.035993 | 898.1213 | -0.0011464 | 1007.0423 | 0.00057972 | 1007.054 | 0.077513 | 885.0479 | 0.04365
|  | 898.5966 | -0.014429 | 898.3619 | -0.0064737 | 679.267 | 0 | 898.5966 | -0.016881 | 898.3619 | 0.018888 | 888.6425 | 0 | 898.3619 | -0.070583 | 898.5966 | 0 | 898.5966 | -0.028956 | 679.267 | 0 | 898.5966 | 0 | 898.5966 | 0 | 893 | -0.0020913 | 898.5966 | 0 | 681.0839 | 0.00043645 | 898.5966 | 0 | 898.5966 | 0 | 898.3619 | -0.026115 | 1007.2225 | 0.021528 | 898.3619 | 0.01034 | 1007.2121 | 0 | 1007.2225 | 0.076734 | 885.2825 | 0.039718
|  | 898.8376 | 0.027046 | 898.6026 | -0.039705 | 679.3912 | 0.010946 | 898.8376 | 0.027192 | 898.6026 | -0.16893 | 888.8811 | 0 | 898.6026 | 0.039237 | 898.8376 | 0.026607 | 898.8376 | 0.0049795 | 679.3912 | 0.003314 | 898.8376 | 0.0096465 | 898.8376 | 0 | 893.24 | -0.0022444 | 898.8376 | 0.0052719 | 681.2045 | 0.00022267 | 898.8376 | 0.068366 | 898.8376 | 0.0031631 | 898.6026 | 0.027901 | 1007.3911 | 0.026094 | 898.6026 | 0.021749 | 1007.3819 | 0.00057972 | 1007.3911 | 0.077461 | 885.5172 | 0.036965
|  | 899.0785 | -0.018122 | 898.8432 | -0.060972 | 679.5153 | 0 | 899.0785 | -0.021206 | 898.8432 | -0.068057 | 889.1198 | 0 | 898.8432 | -0.081993 | 899.0785 | 0 | 899.0785 | -0.0121 | 679.5153 | 0.0012903 | 899.0785 | 0 | 899.0785 | 0.0038076 | 893.48 | -0.0028565 | 899.0785 | 0 | 681.3251 | 0.00041902 | 899.0785 | 0 | 899.0785 | 0 | 898.8432 | -0.077229 | 1007.5597 | 0.020375 | 898.8432 | -0.0087572 | 1007.5517 | 0 | 1007.5597 | 0.076059 | 885.7518 | 0.040963
|  | 899.3194 | 0.049513 | 899.0839 | -0.0015104 | 679.6395 | 0.0086549 | 899.3194 | 0.016565 | 899.0839 | -0.12707 | 889.3585 | 0 | 899.0839 | 0.04288 | 899.3194 | 0.055099 | 899.3194 | 0.055506 | 679.6395 | 0.011331 | 899.3194 | 0.0069065 | 899.3194 | 0 | 893.73 | -0.0011732 | 899.3194 | 0.015861 | 681.4458 | 0.00020115 | 899.3194 | 0.035289 | 899.3194 | 0.0091694 | 899.0839 | 0.02157 | 1007.7282 | 0.043441 | 899.0839 | -0.01327 | 1007.7216 | 0.00057972 | 1007.7282 | 0.076371 | 885.9864 | 0.023922
|  | 899.5604 | -0.024262 | 899.3246 | -0.044627 | 679.7637 | 0 | 899.5604 | -0.028613 | 899.3246 | -0.016548 | 889.5971 | 0 | 899.3246 | -0.072614 | 899.5604 | 0 | 899.5604 | -0.050468 | 679.7637 | 0.005407 | 899.5604 | 0 | 899.5604 | 0.0049209 | 893.97 | -0.0028565 | 899.5604 | 0 | 681.5664 | 0.00042809 | 899.5604 | 0 | 899.5604 | 0 | 899.3246 | -0.032588 | 1007.8968 | 0.024604 | 899.3246 | 0.014082 | 1007.8914 | 0 | 1007.8968 | 0.075436 | 886.221 | 0.02307
|  | 899.8013 | 0.039582 | 899.5652 | 0.0099202 | 679.8878 | 0.016725 | 899.8013 | 0.022995 | 899.5652 | -0.12172 | 889.8358 | 0 | 899.5652 | 0.037254 | 899.8013 | 0.018164 | 899.8013 | 0.025281 | 679.8878 | 0.0062533 | 899.8013 | 0.0076532 | 899.8013 | 0 | 894.21 | -0.00010202 | 899.8013 | 0.013398 | 681.6871 | 0.00022943 | 899.8013 | 0.019962 | 899.8013 | 0.0078648 | 899.5652 | 0.022321 | 1008.0653 | 0.031091 | 899.5652 | 0.020416 | 1008.0612 | 0.00057972 | 1008.0653 | 0.075592 | 886.4556 | 0.048042
|  | 900.0422 | -0.016808 | 899.8059 | -0.03791 | 680.012 | 0 | 900.0422 | -0.034488 | 899.8059 | -0.0013651 | 890.0745 | 0 | 899.8059 | -0.070492 | 900.0423 | 0 | 900.0423 | -0.077982 | 680.012 | 0.00396 | 900.0423 | 0 | 900.0422 | 0.0040169 | 894.45 | -0.0043867 | 900.0423 | 0 | 681.8077 | 0.00047913 | 900.0423 | 0 | 900.0422 | 0 | 899.8059 | -0.054462 | 1008.2339 | 0.025998 | 899.8059 | 0.0025468 | 1008.2311 | 0 | 1008.2339 | 0.074969 | 886.6903 | 0.0083893
|  | 900.2832 | 0.022399 | 900.0466 | -0.0071341 | 680.1363 | 0.012434 | 900.2832 | -0.0033711 | 900.0466 | -0.1347 | 890.3132 | 0 | 900.0466 | 0.045555 | 900.2832 | 0.054728 | 900.2832 | 0.03935 | 680.1363 | 0.008134 | 900.2832 | 0.010892 | 900.2832 | 0 | 894.69 | -0.0027035 | 900.2832 | 0.0094732 | 681.9284 | 0.00025468 | 900.2832 | 0.040581 | 900.2832 | 0.0034664 | 900.0466 | 0.019696 | 1008.4025 | 0.028833 | 900.0466 | 0.0049525 | 1008.4009 | 0.00081146 | 1008.4025 | 0.075177 | 886.9249 | 0.024185
|  | 900.5242 | -0.014003 | 900.2873 | -0.018165 | 680.2605 | 0 | 900.5242 | -0.035232 | 900.2873 | 0.087958 | 890.5519 | 0 | 900.2873 | -0.074167 | 900.5242 | 0 | 900.5242 | -0.055071 | 680.2605 | 0 | 900.5242 | 0 | 900.5242 | 0.0014508 | 894.93 | 0.0023464 | 900.5242 | 0 | 682.049 | 0.00048447 | 900.5242 | 0 | 900.5242 | 0 | 900.2873 | -0.046427 | 1008.571 | 0.028785 | 900.2873 | -0.022215 | 1008.5707 | 0 | 1008.571 | 0.074657 | 887.1596 | 0.014747
|  | 900.7651 | -0.0048367 | 900.528 | -0.0093151 | 680.3847 | 0.014011 | 900.7651 | -0.0085173 | 900.528 | -0.15927 | 890.7906 | 0 | 900.528 | 0.033706 | 900.7652 | 0.02588 | 900.7652 | 0.10166 | 680.3847 | 0.0071936 | 900.7652 | 0.0068962 | 900.7651 | 0 | 895.17 | -0.00025504 | 900.7652 | 0.01114 | 682.1697 | 0.00023388 | 900.7652 | 0.031187 | 900.7651 | 0.011557 | 900.528 | 0.016511 | 1008.7396 | 0.036666 | 900.528 | 0.021777 | 1008.7406 | 0.00081146 | 1008.7396 | 0.074657 | 887.3943 | 0.045158
|  | 901.0062 | -0.013506 | 900.7687 | -0.071777 | 680.5089 | 0 | 901.0062 | -0.030406 | 900.7687 | 0.037275 | 891.0294 | 0 | 900.7687 | -0.080357 | 901.0061 | 0 | 901.0061 | -0.042496 | 680.5089 | 0.0015573 | 901.0061 | 0 | 901.0062 | 0.0032779 | 895.41 | -0.0043867 | 901.0061 | 0 | 682.2903 | 0.00046206 | 901.0061 | 0 | 901.0062 | 0 | 900.7687 | -0.059596 | 1008.9081 | 0.034792 | 900.7687 | -0.043174 | 1008.9104 | 0 | 1008.9081 | 0.074034 | 887.629 | 0.025823
|  | 901.2471 | 0.028248 | 901.0094 | 0.017989 | 680.6332 | 0.010508 | 901.2471 | 0.02254 | 901.0094 | -0.22154 | 891.2681 | 0 | 901.0094 | 0.051653 | 901.2471 | 0.041524 | 901.2471 | -0.010615 | 680.6332 | 0.0050308 | 901.2471 | 0.011888 | 901.2471 | 0 | 895.65 | -0.0094364 | 901.2471 | 0.0071131 | 682.411 | 0.00023139 | 901.2471 | 0.024631 | 901.2471 | 0.0099656 | 901.0094 | 0.047766 | 1009.0767 | 0.027727 | 901.0094 | 0.028179 | 1009.0802 | 0.00057972 | 1009.0767 | 0.073827 | 887.8637 | 0.018745
|  | 901.4882 | 0.0052041 | 901.2501 | -0.043942 | 680.7574 | 0 | 901.4882 | -0.01163 | 901.2501 | -0.025519 | 891.5068 | 0 | 901.2501 | -0.061086 | 901.4881 | 0 | 901.4881 | -0.039938 | 680.7574 | 0.0047487 | 901.4881 | 0 | 901.4882 | 0.0028937 | 895.89 | -0.0023974 | 901.4881 | 0 | 682.5316 | 0.00045584 | 901.4881 | 0 | 901.4882 | 0 | 901.2501 | -0.0404 | 1009.2453 | 0.029217 | 901.2501 | 0.011476 | 1009.2501 | 0 | 1009.2453 | 0.073307 | 888.0983 | 0.024971
|  | 901.7291 | -0.011297 | 901.4909 | -0.00049674 | 680.8817 | 0.011997 | 901.7291 | 0.0065621 | 901.4909 | -0.11222 | 891.7456 | 0 | 901.4909 | 0.041865 | 901.7291 | 0.044502 | 901.7291 | -0.050427 | 680.8817 | 0.014105 | 901.7291 | 0.0065974 | 901.7291 | 0 | 896.13 | 0.0032646 | 901.7291 | 0.0084805 | 682.6523 | 0.00022534 | 901.7291 | 0.041968 | 901.7291 | 0.0094874 | 901.4909 | 0.027901 | 1009.4138 | 0.03657 | 901.4909 | -0.015177 | 1009.4199 | 0.00081146 | 1009.4138 | 0.07284 | 888.333 | 0.047058
|  | 901.9702 | -0.017004 | 901.7316 | -0.014329 | 681.006 | 0 | 901.9702 | -0.025351 | 901.7316 | -0.010815 | 891.9844 | 0 | 901.7316 | -0.083969 | 901.9702 | 0 | 901.9702 | 0.0075031 | 681.006 | 0.0071466 | 901.9702 | 0 | 901.9702 | 0.0021997 | 896.37 | -0.0042337 | 901.9702 | 0 | 682.773 | 0.00045619 | 901.9702 | 0 | 901.9701 | 0 | 901.7316 | -0.038615 | 1009.5824 | 0.033878 | 901.7316 | -0.008706 | 1009.5898 | 0 | 1009.5824 | 0.072529 | 888.5677 | 0.014026
|  | 902.2112 | 0.020338 | 901.9723 | -0.029705 | 681.1303 | 0.012259 | 902.2112 | -0.0077695 | 901.9723 | -0.089553 | 892.2231 | 0 | 901.9723 | 0.03534 | 902.2112 | 0.0088962 | 902.2112 | 0.0093572 | 681.1303 | 0.015328 | 902.2112 | 0.0018972 | 902.2112 | 0 | 896.61 | -0.0079064 | 902.2112 | 0.0094175 | 682.8936 | 0.00023139 | 902.2112 | 0.03458 | 902.2112 | 0.008861 | 901.9723 | 0.02924 | 1009.7509 | 0.031091 | 901.9723 | -0.01504 | 1009.7596 | 0.00057972 | 1009.7509 | 0.071594 | 888.8024 | 0.034344
|  | 902.4522 | 0.01616 | 902.2131 | -0.0014491 | 681.2546 | 0 | 902.4522 | -0.017731 | 902.2131 | -0.0096025 | 892.4619 | 0 | 902.2131 | -0.07169 | 902.4522 | 0 | 902.4522 | -0.030333 | 681.2546 | 0.0061122 | 902.4522 | 0 | 902.4522 | 0.0040265 | 896.85 | -0.0048458 | 902.4522 | 0 | 683.0143 | 0.00045993 | 902.4522 | 0 | 902.4522 | 0 | 902.2131 | -0.037052 | 1009.9195 | 0.0321 | 902.2131 | 0.00043115 | 1009.9295 | 0 | 1009.9195 | 0.071438 | 889.0371 | 0.036113
|  | 902.6932 | 0.0098 | 902.4538 | -0.01235 | 681.3789 | 0.0077439 | 902.6932 | 0.0061359 | 902.4538 | -0.21633 | 892.7007 | 0 | 902.4538 | 0.026686 | 902.6932 | 0.042197 | 902.6932 | 0.058441 | 681.3789 | 0.0091683 | 902.6932 | 0.01122 | 902.6932 | 0 | 897.09 | 0.0080083 | 902.6932 | 0.00457 | 683.1349 | 0.00023032 | 902.6932 | 0.060211 | 902.6932 | 0.0032258 | 902.4538 | 0.063167 | 1010.0881 | 0.033302 | 902.4538 | 0.0063705 | 1010.0993 | 0.00057972 | 1010.0881 | 0.070348 | 889.2718 | 0.031984
|  | 902.9343 | -0.0087568 | 902.6946 | -0.035734 | 681.5032 | 0 | 902.9343 | -0.015147 | 902.6946 | 0.085984 | 892.9395 | 0 | 902.6946 | -0.063529 | 902.9343 | 0 | 902.9343 | -0.049115 | 681.5032 | 0.0066294 | 902.9343 | 0 | 902.9343 | 0.004541 | 897.33 | -0.0007141 | 902.9343 | 0 | 683.2556 | 0.00046295 | 902.9343 | 0 | 902.9343 | 0 | 902.6946 | -0.044641 | 1010.2566 | 0.031908 | 902.6946 | -0.026482 | 1010.2692 | 0 | 1010.2566 | 0.071023 | 889.5065 | -0.00015467
|  | 903.1754 | 0.024003 | 902.9354 | -0.0072102 | 681.6276 | 0.011997 | 903.1754 | -0.047874 | 902.9354 | -0.14477 | 893.1783 | 0 | 902.9354 | 0.039939 | 903.1753 | 0.039796 | 903.1753 | 0.030629 | 681.6276 | 0.0047957 | 903.1753 | 0.0051313 | 903.1754 | 0 | 897.57 | 0.00709 | 903.1753 | 0.0011885 | 683.3763 | 0.00023441 | 903.1753 | 0.022125 | 903.1753 | 0.0078182 | 902.9353 | 0.022767 | 1010.4252 | 0.023931 | 902.9354 | 0.0097073 | 1010.439 | 0.00081146 | 1010.4252 | 0.070192 | 889.7413 | 0.033754
|  | 903.4164 | -0.010481 | 903.1761 | -0.064908 | 681.7519 | 0 | 903.4164 | -0.026901 | 903.1761 | 0.068555 | 893.4171 | 0 | 903.1761 | -0.093182 | 903.4164 | 0 | 903.4164 | 0.016071 | 681.7519 | 0.0071466 | 903.4164 | 0 | 903.4164 | 0.0032118 | 897.81 | -0.007141 | 903.4164 | 0 | 683.4969 | 0.00041529 | 903.4164 | 0 | 903.4164 | 0 | 903.1761 | -0.056248 | 1010.5938 | 0.040798 | 903.1761 | 0.010076 | 1010.6089 | 0 | 1010.5938 | 0.070504 | 889.976 | 0.010552
|  | 903.6575 | 0.036147 | 903.4169 | -0.0044249 | 681.8762 | 0.011821 | 903.6575 | 0.0096134 | 903.4169 | -0.19313 | 893.6559 | 0 | 903.4169 | 0.034489 | 903.6575 | 0.025549 | 903.6575 | 0.051519 | 681.8762 | 0.0067705 | 903.6575 | 0.012434 | 903.6575 | 0 | 898.05 | -0.00025504 | 903.6575 | 0.0092846 | 683.6176 | 0.0001855 | 903.6575 | 0.027311 | 903.6575 | 0.0087222 | 903.4169 | 0.058926 | 1010.7623 | 0.022538 | 903.4169 | 0.020212 | 1010.7788 | 0.00057972 | 1010.7623 | 0.068946 | 890.2107 | 0.019531
|  | 903.8986 | -0.010447 | 903.6577 | -0.045782 | 682.0006 | 0 | 903.8986 | -0.025944 | 903.6577 | 0.051696 | 893.8947 | 0 | 903.6577 | -0.066718 | 903.8985 | 0 | 903.8985 | -0.066229 | 682.0006 | 0.010109 | 903.8985 | 0 | 903.8986 | 0.0040439 | 898.29 | -0.0049988 | 903.8985 | 0 | 683.7383 | 0.0003975 | 903.8985 | 0 | 903.8986 | 0 | 903.6577 | -0.037275 | 1010.9309 | 0.030082 | 903.6577 | 0.010584 | 1010.9486 | 0 | 1010.9309 | 0.068583 | 890.4455 | 0.013633
|  | 904.1396 | 0.021099 | 903.8985 | -0.021307 | 682.125 | 0.0099825 | 904.1396 | 0.0076913 | 903.8985 | -0.10758 | 894.1335 | 0 | 903.8985 | 0.039481 | 904.1396 | 0.01529 | 904.1396 | 0.024807 | 682.125 | 0.014105 | 904.1396 | 0.0041227 | 904.1396 | 0 | 898.53 | 0.0017343 | 904.1396 | 0.0028897 | 683.8589 | 0.00021538 | 904.1396 | 0.044334 | 904.1396 | 0.0097134 | 903.8985 | 0.00040742 | 1011.0995 | 0.023499 | 903.8985 | 0.042649 | 1011.1185 | 0.00057972 | 1011.0995 | 0.067648 | 890.6803 | 0.037424
|  | 904.3807 | 0.012918 | 904.1393 | -0.0077924 | 682.2494 | 0 | 904.3807 | -0.025376 | 904.1393 | 0.099475 | 894.3724 | 0 | 904.1393 | -0.074951 | 904.3807 | 0 | 904.3807 | 0.001538 | 682.2494 | 0.0010234 | 904.3807 | 0 | 904.3807 | 0.0014495 | 898.77 | 0.0040296 | 904.3807 | 0 | 683.9796 | 0.00046366 | 904.3807 | 0 | 904.3807 | 0 | 904.1393 | -0.052676 | 1011.268 | 0.049256 | 904.1393 | -0.013165 | 1011.2884 | 0 | 1011.268 | 0.067597 | 890.915 | 0.027068
|  | 904.6218 | -0.0011936 | 904.3801 | -0.021129 | 682.3737 | 0.014273 | 904.6218 | 0.01839 | 904.3801 | -0.19865 | 894.6112 | 0 | 904.3801 | 0.037406 | 904.6218 | 0.058111 | 904.6218 | 0.069038 | 682.3737 | 0.0041147 | 904.6218 | 0.0042945 | 904.6218 | 0 | 899.01 | -0.0013262 | 904.6218 | 0.01504 | 684.1003 | 0.0002522 | 904.6218 | 0.058447 | 904.6218 | 0.0094316 | 904.3801 | 0.0039414 | 1011.4366 | 0.030659 | 904.3801 | 0.0069669 | 1011.4582 | 0.00034783 | 1011.4366 | 0.066974 | 891.1498 | 0.0091757
|  | 904.8629 | 0.0081032 | 904.6209 | -0.015044 | 682.4982 | 0 | 904.8629 | -0.036132 | 904.6209 | 0.009724 | 894.8501 | 0 | 904.6209 | -0.070333 | 904.8629 | 0 | 904.8629 | -0.076297 | 682.4982 | 0.0018242 | 904.8629 | 0 | 904.8629 | 0.0046472 | 899.25 | -0.0014792 | 904.8629 | 0 | 684.221 | 0.00050919 | 904.8629 | 0 | 904.8629 | 0 | 904.6209 | -0.030579 | 1011.6052 | 0.023835 | 904.6209 | -0.013511 | 1011.6281 | 0 | 1011.6052 | 0.067129 | 891.3846 | 0.01396
|  | 905.104 | 0.024907 | 904.8617 | 8.6928e-05 | 682.6226 | 0.010158 | 905.104 | -0.0075546 | 904.8617 | -0.17983 | 895.0889 | 0 | 904.8617 | 0.038681 | 905.104 | 0.0079085 | 905.104 | -0.029542 | 682.6226 | 0.0023799 | 905.104 | 0.007479 | 905.104 | 0 | 899.5 | 0.0018873 | 905.104 | 0.013705 | 684.3416 | 0.00025878 | 905.104 | 0.02048 | 905.104 | 0.0081187 | 904.8617 | 0.012686 | 1011.7737 | 0.028496 | 904.8617 | -0.0022068 | 1011.798 | 0.00034783 | 1011.7737 | 0.066506 | 891.6194 | 0.055972
|  | 905.3451 | 0.0049387 | 905.1025 | -0.051776 | 682.747 | 0 | 905.3451 | -0.038788 | 905.1025 | 0.019506 | 895.3278 | 0 | 905.1025 | -0.091091 | 905.3451 | 0 | 905.3451 | -0.013946 | 682.747 | 0.0032926 | 905.3451 | 0 | 905.3451 | 0.0046761 | 899.74 | 0.0043357 | 905.3451 | 0 | 684.4623 | 0.00047913 | 905.3451 | 0 | 905.3451 | 0 | 905.1025 | -0.056694 | 1011.9423 | 0.028737 | 905.1025 | -0.0134 | 1011.9678 | 0 | 1011.9423 | 0.06687 | 891.8542 | 0.008848
|  | 905.5862 | 0.029856 | 905.3433 | 0.012785 | 682.8714 | 0.016988 | 905.5862 | 0.0086066 | 905.3433 | -0.17357 | 895.5667 | 0 | 905.3433 | 0.027806 | 905.5862 | 0.042096 | 905.5862 | 0.054339 | 682.8714 | 0.0053129 | 905.5862 | 0.010491 | 905.5862 | 0 | 899.98 | 0.0078554 | 905.5862 | 0.013125 | 684.583 | 0.00022267 | 905.5862 | 0.046607 | 905.5862 | 0.011187 | 905.3433 | 0.039954 | 1012.1109 | 0.029217 | 905.3433 | 0.025652 | 1012.1377 | 0.00057972 | 1012.1109 | 0.066247 | 892.0889 | 0.034802
|  | 905.8274 | -0.02065 | 905.5842 | -0.0024069 | 682.9959 | 0 | 905.8274 | -0.028194 | 905.5842 | -0.0044681 | 895.8055 | 0 | 905.5842 | -0.067567 | 905.8274 | 0 | 905.8274 | -0.027965 | 682.9959 | 0.00062295 | 905.8274 | 0 | 905.8274 | 0.0042323 | 900.22 | 0.00066312 | 905.8274 | 0 | 684.7037 | 0.00045619 | 905.8274 | 0 | 905.8274 | 0 | 905.5842 | -0.031472 | 1012.2794 | 0.03532 | 905.5842 | -0.050965 | 1012.3076 | 0 | 1012.2794 | 0.065935 | 892.3237 | -0.0040297
|  | 906.0685 | 0.00032812 | 905.825 | -0.01047 | 683.1203 | 0.013047 | 906.0685 | 0.022835 | 905.825 | -0.065877 | 896.0444 | 0 | 905.825 | 0.050161 | 906.0685 | 0.044271 | 906.0685 | 0.018229 | 683.1203 | 0.0093094 | 906.0685 | 0.0063109 | 906.0685 | 0 | 900.46 | 0.0055599 | 906.0685 | 0.0006248 | 684.8243 | 0.00023601 | 906.0685 | 0.029106 | 906.0685 | 0.00584 | 905.825 | 0.053346 | 1012.448 | 0.033398 | 905.825 | -0.030753 | 1012.4775 | 0.00057972 | 1012.448 | 0.06417 | 892.5586 | 0.036965
|  | 906.3096 | -0.002854 | 906.0658 | -0.016041 | 683.2448 | 0 | 906.3096 | -0.014676 | 906.0658 | 0.049939 | 896.2833 | 0 | 906.0658 | -0.073059 | 906.3097 | 0 | 906.3097 | -0.034653 | 683.2448 | 0.0047487 | 906.3097 | 0 | 906.3096 | 0.0058103 | 900.7 | -0.0045398 | 906.3097 | 0 | 684.945 | 0.00048394 | 906.3097 | 0 | 906.3096 | 0 | 906.0658 | -0.02115 | 1012.6166 | 0.028112 | 906.0658 | -0.0043523 | 1012.6473 | 0 | 1012.6166 | 0.063599 | 892.7934 | 0.014353
|  | 906.5508 | 0.021057 | 906.3067 | -0.00026889 | 683.3692 | 0.0071365 | 906.5508 | 0.015501 | 906.3067 | -0.098239 | 896.5222 | 0 | 906.3067 | 0.03685 | 906.5508 | 0.0027279 | 906.5508 | 0.039375 | 683.3692 | 0.0090743 | 906.5508 | 0.0088847 | 906.5508 | 0 | 900.94 | 0.0024994 | 906.5508 | 0.0053191 | 685.0657 | 0.00025095 | 906.5508 | 0.04108 | 906.5508 | 0.0090449 | 906.3067 | 0.057364 | 1012.7852 | 0.035656 | 906.3067 | -0.002329 | 1012.8172 | 0.0010433 | 1012.7852 | 0.062509 | 893.0282 | 0.038473
|  | 906.792 | -0.030287 | 906.5476 | -0.045498 | 683.4937 | 0 | 906.792 | -0.038529 | 906.5476 | 0.047618 | 896.7612 | 0 | 906.5476 | -0.066194 | 906.792 | 0 | 906.792 | -0.039283 | 683.4937 | 0.00088986 | 906.792 | 0 | 906.792 | 0.00053389 | 901.18 | -0.0063763 | 906.792 | 0 | 685.1864 | 0.00048038 | 906.792 | 0 | 906.792 | 0 | 906.5476 | -0.055801 | 1012.9537 | 0.02989 | 906.5476 | -0.039365 | 1012.9871 | 0 | 1012.9537 | 0.063028 | 893.2631 | 0.025495
|  | 907.0331 | 0.024931 | 906.7884 | -0.0090808 | 683.6182 | 0.011734 | 907.0331 | 0.019237 | 906.7884 | -0.17969 | 897.0001 | 0 | 906.7884 | 0.044269 | 907.0331 | 0.038149 | 907.0331 | -0.014207 | 683.6182 | 0 | 907.0331 | 0 | 907.0331 | 0 | 901.42 | -0.0091305 | 907.0331 | 0.0065406 | 685.3071 | 0.00023388 | 907.0331 | 0.036087 | 907.0331 | 0.0060159 | 906.7884 | 0.061158 | 1013.1223 | 0.028833 | 906.7884 | 0.020483 | 1013.157 | 0.00081146 | 1013.1223 | 0.062041 | 893.4979 | 0.036637
|  | 907.2743 | -0.0081456 | 907.0293 | -0.04226 | 683.7427 | 0 | 907.2743 | -0.020932 | 907.0293 | 0.047053 | 897.239 | 0 | 907.0293 | -0.073832 | 907.2743 | 0 | 907.2743 | -0.011047 | 683.7427 | 0.0034261 | 907.2743 | 0 | 907.2743 | 0.0064867 | 901.66 | -0.0025504 | 907.2743 | 0 | 685.4278 | 0.00046295 | 907.2743 | 0 | 907.2743 | 0 | 907.0293 | -0.056025 | 1013.2908 | 0.027631 | 907.0293 | -0.034955 | 1013.3269 | 0 | 1013.2908 | 0.062093 | 893.7327 | 0.013698
|  | 907.5155 | 0.018453 | 907.2702 | 0.0090316 | 683.8672 | 0.0086549 | 907.5155 | -0.0047468 | 907.2702 | -0.15858 | 897.4779 | 0 | 907.2702 | 0.061031 | 907.5155 | 0.047165 | 907.5155 | 0.038281 | 683.8672 | 0.0029137 | 907.5155 | 0.024438 | 907.5155 | 0 | 901.9 | 0.006172 | 907.5155 | 0.011861 | 685.5485 | 0.00023281 | 907.5155 | 0.033871 | 907.5155 | 0.0074791 | 907.2702 | 0.027677 | 1013.4594 | 0.028544 | 907.2702 | 0.019069 | 1013.4968 | 0.00057972 | 1013.4594 | 0.060743 | 893.9676 | 0.038145
|  | 907.7567 | -0.02349 | 907.511 | -0.023502 | 683.9918 | 0 | 907.7567 | -0.0061686 | 907.511 | 0.0069874 | 897.7169 | 0 | 907.511 | -0.074732 | 907.7567 | 0 | 907.7567 | 0.083674 | 683.9918 | 0.010767 | 907.7567 | 0 | 907.7567 | 0.0043743 | 902.14 | -0.0086717 | 907.7567 | 0 | 685.6692 | 0.00049016 | 907.7567 | 0 | 907.7567 | 0 | 907.511 | -0.050891 | 1013.628 | 0.0284 | 907.511 | -0.027839 | 1013.6667 | 0 | 1013.628 | 0.061263 | 894.2024 | 0.012781
|  | 907.9979 | -0.0083977 | 907.7519 | -0.027929 | 684.1163 | 0.013222 | 907.9979 | -0.014098 | 907.7519 | -0.075511 | 897.9558 | 0 | 907.7519 | 0.050439 | 907.9979 | 0.063803 | 907.9979 | -0.00602 | 684.1163 | 0.005454 | 907.9979 | 0.014073 | 907.9979 | 0 | 902.38 | -0.0083652 | 907.9979 | 0.013739 | 685.7899 | 0.00026126 | 907.9979 | 0.046437 | 907.9979 | 0.0084831 | 907.7519 | 0.050221 | 1013.7966 | 0.033206 | 907.7519 | 0.00015391 | 1013.8366 | 0.00034783 | 1013.7966 | 0.060017 | 894.4373 | 0.048631
|  | 908.2391 | -0.006581 | 907.9928 | -0.032927 | 684.2408 | 0 | 908.2391 | -0.027137 | 907.9928 | 0.0025825 | 898.1948 | 0 | 907.9928 | -0.092442 | 908.2391 | 0 | 908.2391 | -0.010525 | 684.2408 | 0.0087452 | 908.2391 | 0 | 908.2391 | 0.0052666 | 902.62 | -0.0080593 | 908.2391 | 0 | 685.9105 | 0.00049888 | 908.2391 | 0 | 908.2391 | 0 | 907.9928 | -0.057141 | 1013.9651 | 0.036762 | 907.9928 | 0.015215 | 1014.0065 | 0 | 1013.9651 | 0.060795 | 894.6722 | 0.032902
|  | 908.4803 | 0.022345 | 908.2337 | 0.0012511 | 684.3654 | 0.0086549 | 908.4803 | 0.0086372 | 908.2337 | -0.029521 | 898.4337 | 0 | 908.2337 | 0.04566 | 908.4803 | 0.046373 | 908.4803 | 0.014647 | 684.3654 | 0.0034475 | 908.4803 | 0.018429 | 908.4803 | 0 | 902.86 | -0.0017853 | 908.4803 | 0.0090075 | 686.0312 | 0.00024028 | 908.4803 | 0.049596 | 908.4803 | 0.011107 | 908.2337 | 0.021592 | 1014.1337 | 0.025084 | 908.2337 | 0.024737 | 1014.1764 | 0.00081146 | 1014.1337 | 0.058978 | 894.907 | 0.027462
|  | 908.7215 | -0.0003936 | 908.4746 | -0.034121 | 684.49 | 0 | 908.7215 | -0.026445 | 908.4746 | -0.0093935 | 898.6727 | 0 | 908.4746 | -0.087901 | 908.7215 | 0 | 908.7215 | -0.023403 | 684.49 | 0.016221 | 908.7215 | 0 | 908.7215 | 0.010466 | 903.1 | 0.0032646 | 908.7215 | 0 | 686.1519 | 0.00048038 | 908.7215 | 0 | 908.7215 | 0 | 908.4746 | -0.031249 | 1014.3023 | 0.030082 | 908.4746 | -0.012057 | 1014.3463 | 0 | 1014.3023 | 0.059653 | 895.1419 | 0.0272
|  | 908.9628 | 0.016846 | 908.7156 | 0.027031 | 684.6145 | 0.00045556 | 908.9628 | -0.020264 | 908.7156 | -0.16178 | 898.9117 | 0 | 908.7156 | 0.048829 | 908.9627 | 0.0092967 | 908.9627 | 0.071785 | 684.6145 | 0.0069115 | 908.9627 | 0.011172 | 908.9628 | 0 | 903.34 | -0.005917 | 908.9627 | 0.017947 | 686.2726 | 0.00024544 | 908.9627 | 0.054766 | 908.9628 | 0.0084982 | 908.7156 | 0.029686 | 1014.4709 | 0.029313 | 908.7156 | 0.024708 | 1014.5162 | 0.00081146 | 1014.4709 | 0.057576 | 895.3768 | 0.023857
|  | 909.204 | -0.0010322 | 908.9565 | -0.048411 | 684.7391 | 0 | 909.204 | -0.017149 | 908.9565 | 0.0027966 | 899.1506 | 0 | 908.9565 | -0.095335 | 909.204 | 0 | 909.204 | -0.02679 | 684.7391 | 0.0059712 | 909.204 | 0 | 909.204 | 0.0036921 | 903.58 | 0.010763 | 909.204 | 0 | 686.3933 | 0.00048518 | 909.204 | 0 | 909.204 | 0 | 908.9565 | -0.073881 | 1014.6394 | 0.027103 | 908.9565 | -0.029596 | 1014.6861 | 0 | 1014.6394 | 0.057525 | 895.6117 | 0.014812
|  | 909.4452 | 0.015162 | 909.1974 | -0.034961 | 684.8637 | 0.022154 | 909.4452 | 0.0021131 | 909.1974 | -0.17221 | 899.3896 | 0 | 909.1974 | 0.038392 | 909.4452 | 0.061084 | 909.4452 | 0.11906 | 684.8637 | 0.0057361 | 909.4452 | 0.0076903 | 909.4452 | 0 | 903.82 | 0.0044887 | 909.4452 | 0.0049037 | 686.514 | 0.00024668 | 909.4452 | 0.033609 | 909.4452 | 0.0067659 | 909.1974 | 0.02991 | 1014.808 | 0.033878 | 909.1974 | 0.02923 | 1014.856 | 0.00081146 | 1014.808 | 0.057109 | 895.8466 | 0.043257
|  | 909.6865 | 0.0026881 | 909.4383 | -0.032809 | 684.9883 | 0 | 909.6865 | -0.022329 | 909.4383 | 0.074916 | 899.6287 | 0 | 909.4383 | -0.08482 | 909.6865 | 0 | 909.6865 | -0.017555 | 684.9883 | 0.00396 | 909.6865 | 0 | 909.6865 | 0.0066003 | 904.07 | -0.0057639 | 909.6865 | 0 | 686.6347 | 0.00045744 | 909.6865 | 0 | 909.6865 | 0 | 909.4383 | -0.054685 | 1014.9766 | 0.027968 | 909.4383 | -0.030713 | 1015.0259 | 0 | 1014.9766 | 0.057888 | 896.0815 | -0.0006579
|  | 909.9277 | 0.036521 | 909.6793 | -0.00016939 | 685.1129 | 0.0042515 | 909.9277 | -0.0071679 | 909.6793 | -0.19666 | 899.8677 | 0 | 909.6793 | 0.063748 | 909.9277 | 0.031775 | 909.9277 | -0.035005 | 685.1129 | 0.023085 | 909.9277 | 0.014966 | 909.9277 | 0 | 904.31 | 0.0021933 | 909.9277 | 0.018299 | 686.7554 | 0.0002216 | 909.9277 | 0.054554 | 909.9277 | 0.010303 | 909.6793 | 0.029686 | 1015.1451 | 0.028737 | 909.6793 | 0.013895 | 1015.1958 | 0.00081146 | 1015.1451 | 0.058148 | 896.3164 | 0.039915
|  | 910.169 | 0.007524 | 909.9202 | -0.042822 | 685.2376 | 0 | 910.169 | -0.052048 | 909.9202 | -0.013895 | 900.1067 | 0 | 909.9202 | -0.091493 | 910.169 | 0 | 910.169 | 0.035034 | 685.2376 | 0.0070526 | 910.169 | 0 | 910.169 | 0.0028523 | 904.55 | -0.0007141 | 910.169 | 0 | 686.8762 | 0.00047327 | 910.169 | 0 | 910.169 | 0 | 909.9202 | -0.047766 | 1015.3137 | 0.030899 | 909.9202 | -0.045437 | 1015.3657 | 0 | 1015.3137 | 0.0582 | 896.5513 | 0.022808
|  | 910.4103 | 0.018375 | 910.1612 | -0.01973 | 685.3622 | 0.011384 | 910.4103 | -0.0050676 | 910.1612 | -0.11689 | 900.3457 | 0 | 910.1612 | 0.03894 | 910.4102 | 0.024488 | 910.4102 | 0.08434 | 685.3622 | 0.012271 | 910.4102 | 0.0067175 | 910.4103 | 0 | 904.79 | -0.00010202 | 910.4102 | 0.01653 | 686.9968 | 0.00026091 | 910.4102 | 0.033112 | 910.4103 | 0.0071375 | 910.1612 | 0.013505 | 1015.4823 | 0.0321 | 910.1612 | 0.009385 | 1015.5356 | 0.00057972 | 1015.4823 | 0.056642 | 896.7863 | 0.030542
|  | 910.6516 | 0.014105 | 910.4021 | -0.0034603 | 685.4868 | 0 | 910.6516 | -0.031345 | 910.4021 | -0.020912 | 900.5847 | 0 | 910.4021 | -0.076858 | 910.6515 | 0 | 910.6515 | -0.088255 | 685.4868 | 0.0023582 | 910.6515 | 0 | 910.6516 | 0.0079418 | 905.03 | -0.0014792 | 910.6515 | 0 | 687.1176 | 0.00045352 | 910.6515 | 0 | 910.6516 | 0 | 910.4021 | -0.020183 | 1015.6509 | 0.027391 | 910.4021 | 0.017888 | 1015.7055 | 0 | 1015.6509 | 0.056746 | 897.0212 | 0.016254
|  | 910.8928 | 0.050899 | 910.6431 | 0.013993 | 685.6115 | 0.014098 | 910.8928 | 0.0040182 | 910.6431 | -0.097372 | 900.8238 | 0 | 910.6431 | 0.049258 | 910.8928 | 0.076265 | 910.8928 | 0.027438 | 685.6115 | 0.001846 | 910.8928 | 0.019511 | 910.8928 | 0 | 905.27 | -0.0036216 | 910.8928 | 0.00055069 | 687.2383 | 0.00019991 | 910.8928 | 0.047765 | 910.8928 | 0.0092355 | 910.6431 | 0.04665 | 1015.8194 | 0.026094 | 910.6431 | 0.036274 | 1015.8755 | 0.00081146 | 1015.8194 | 0.054877 | 897.2562 | 0.017696
|  | 911.1341 | 0.0012933 | 910.8841 | -0.012085 | 685.7362 | 0 | 911.1341 | -0.012092 | 910.8841 | 0.043473 | 901.0628 | 0 | 910.8841 | -0.086763 | 911.1341 | 0 | 911.1341 | -0.045258 | 685.7362 | 0.0066294 | 911.1341 | 0 | 911.1341 | 0.0015329 | 905.51 | -0.0089776 | 911.1341 | 0 | 687.359 | 0.00041031 | 911.1341 | 0 | 911.1341 | 0 | 910.8841 | -0.053123 | 1015.988 | 0.027055 | 910.8841 | -0.047294 | 1016.0454 | 0 | 1015.988 | 0.056227 | 897.4911 | 0.0070129
|  | 911.3754 | 0.011411 | 911.125 | -0.037685 | 685.8608 | 0.022767 | 911.3754 | -0.015318 | 911.125 | -0.18856 | 901.3019 | 0 | 911.125 | 0.038896 | 911.3754 | 0.048463 | 911.3754 | 0.014552 | 685.8608 | 0.0030471 | 911.3754 | 0.012054 | 911.3754 | 0 | 905.75 | -0.0011732 | 911.3754 | 0.019619 | 687.4797 | 0.0002136 | 911.3754 | 0.030038 | 911.3754 | 0.0072341 | 911.125 | 0.037052 | 1016.1566 | 0.029986 | 911.125 | 0.028719 | 1016.2153 | 0.00081146 | 1016.1566 | 0.054098 | 897.7261 | 0.027724
|  | 911.6167 | -0.019979 | 911.366 | -0.034828 | 685.9855 | 0 | 911.6167 | -0.014509 | 911.366 | 0.09247 | 901.541 | 0 | 911.366 | -0.087526 | 911.6167 | 0 | 911.6167 | 0.033213 | 685.9855 | 0.0088862 | 911.6167 | 0 | 911.6167 | 0.0063365 | 905.99 | -0.010202 | 911.6167 | 0 | 687.6004 | 0.00043983 | 911.6167 | 0 | 911.6167 | 0 | 911.366 | -0.037275 | 1016.3252 | 0.021817 | 911.366 | -0.02263 | 1016.3852 | 0 | 1016.3252 | 0.054721 | 897.9611 | 0.023202
|  | 911.858 | 0.00047749 | 911.607 | -0.046467 | 686.1102 | 0.0065292 | 911.858 | -0.01991 | 911.607 | -0.22933 | 901.78 | 0 | 911.607 | 0.035792 | 911.858 | 0.031385 | 911.858 | 0.032199 | 686.1102 | 0.010391 | 911.858 | 0.014526 | 911.858 | 0 | 906.23 | 0.006172 | 911.858 | 0.014196 | 687.7211 | 0.00022783 | 911.858 | 0.03235 | 911.858 | 0.010046 | 911.607 | 0.027677 | 1016.4937 | 0.036858 | 911.607 | 0.011989 | 1016.5551 | 0.00081146 | 1016.4937 | 0.052437 | 898.196 | 0.021432
|  | 912.0994 | -0.019853 | 911.848 | 0.008127 | 686.2349 | 0 | 912.0994 | -0.02801 | 911.848 | 0.040328 | 902.0191 | 0 | 911.848 | -0.061768 | 912.0993 | 0 | 912.0993 | 0.030547 | 686.2349 | 0.011989 | 912.0993 | 0.0012604 | 912.0994 | 0.0032518 | 906.47 | 0.0018873 | 912.0993 | 0 | 687.8418 | 0.00047878 | 912.0993 | 0 | 912.0994 | 0 | 911.848 | -0.030356 | 1016.6623 | 0.024412 | 911.848 | 0.0010824 | 1016.7251 | 0 | 1016.6623 | 0.053735 | 898.431 | 0.0074061
|  | 912.3406 | 0.023548 | 912.089 | 0.005862 | 686.3596 | 0.021716 | 912.3406 | 0.005531 | 912.089 | -0.10789 | 902.2582 | 0 | 912.089 | 0.051034 | 912.3407 | 0.056425 | 912.3407 | 0.031602 | 686.3596 | 0 | 912.3407 | 0.0064351 | 912.3406 | 0 | 906.71 | 0.0083142 | 912.3407 | 0.013226 | 687.9626 | 0.00025131 | 912.3407 | 0.036348 | 912.3406 | 0.011907 | 912.089 | 0.045311 | 1016.8309 | 0.021384 | 912.089 | 0.0061418 | 1016.895 | 0.0010433 | 1016.8309 | 0.052904 | 898.6659 | 0.042667
|  | 912.582 | -0.014459 | 912.33 | -0.080981 | 686.4844 | 0 | 912.582 | -0.034807 | 912.33 | 0.063541 | 902.4973 | 0 | 912.33 | -0.080721 | 912.582 | 0 | 912.582 | -0.02217 | 686.4844 | 0.0058301 | 912.582 | 0 | 912.582 | 0.0077944 | 906.95 | -0.016782 | 912.582 | 0 | 688.0833 | 0.00050813 | 912.582 | 0 | 912.582 | 0 | 912.33 | -0.041293 | 1016.9995 | 0.033302 | 912.33 | 0.0015142 | 1017.0649 | 0 | 1016.9995 | 0.054825 | 898.9009 | 0.017106
|  | 912.8234 | 0.020691 | 912.571 | 0.044583 | 686.6091 | 0.014711 | 912.8234 | -0.0014877 | 912.571 | -0.20832 | 902.7363 | 0 | 912.571 | 0.061249 | 912.8233 | 0.057112 | 912.8233 | 0.026813 | 686.6091 | 0.0065354 | 912.8233 | 0.016239 | 912.8234 | 0 | 907.19 | 0.0024994 | 912.8233 | 0.025623 | 688.204 | 0.00025878 | 912.8233 | 0.030312 | 912.8234 | 0.0069656 | 912.571 | 0.09821 | 1017.168 | 0.027631 | 912.571 | 0.030327 | 1017.2349 | 0.0010433 | 1017.168 | 0.053008 | 899.1359 | 0.034016
|  | 913.0647 | -0.017895 | 912.812 | -0.039156 | 686.7339 | 0 | 913.0647 | -0.064917 | 912.812 | 0.055874 | 902.9755 | 0 | 912.812 | -0.093674 | 913.0647 | 0 | 913.0647 | -0.035159 | 686.7339 | 0.0040935 | 913.0647 | 0 | 913.0647 | 0 | 907.43 | -0.010967 | 913.0647 | 0 | 688.3247 | 0.00048394 | 913.0647 | 0 | 913.0647 | 0 | 912.812 | -0.047766 | 1017.3366 | 0.036137 | 912.812 | -0.018047 | 1017.4048 | 0 | 1017.3366 | 0.053371 | 899.3709 | 0.030411
|  | 913.306 | 0.019255 | 913.0531 | -0.013216 | 686.8586 | 0.016112 | 913.306 | -0.0043068 | 913.0531 | -0.17956 | 903.2146 | 0 | 913.0531 | 0.040448 | 913.306 | 0.045034 | 913.306 | 0.078759 | 686.8586 | 0 | 913.306 | 0.017821 | 913.306 | 0 | 907.68 | 0.013976 | 913.306 | 0.0017079 | 688.4454 | 0.00022783 | 913.306 | 0.047834 | 913.306 | 0.007733 | 913.053 | 0.032365 | 1017.5052 | 0.026959 | 913.0531 | -0.0080954 | 1017.5747 | 0.00034783 | 1017.5052 | 0.051762 | 899.606 | 0.026806
|  | 913.5474 | -0.017208 | 913.2941 | -0.065752 | 686.9834 | 0 | 913.5474 | -0.056364 | 913.2941 | -0.060457 | 903.4537 | 0 | 913.2941 | -0.099031 | 913.5474 | 0 | 913.5474 | -0.11721 | 686.9834 | 0.010485 | 913.5474 | 0 | 913.5474 | 0.0075227 | 907.92 | -0.0031625 | 913.5474 | 0 | 688.5662 | 0.00044552 | 913.5474 | 0 | 913.5474 | 0 | 913.2941 | -0.053569 | 1017.6738 | 0.0321 | 913.2941 | -0.030493 | 1017.7446 | 0 | 1017.6738 | 0.053164 | 899.8409 | 0.020645
|  | 913.7888 | 0.043824 | 913.5351 | 0.018584 | 687.1082 | 0.0069846 | 913.7888 | 0.014146 | 913.5351 | -0.11199 | 903.6928 | 0 | 913.5351 | 0.051562 | 913.7888 | 0.078729 | 913.7888 | -0.003559 | 687.1082 | 0.0027803 | 913.7888 | 0.010114 | 913.7888 | 0 | 908.16 | 0.0043357 | 913.7888 | 0.019296 | 688.6869 | 0.00022036 | 913.7888 | 0.035164 | 913.7888 | 0.0074185 | 913.5351 | 0.037722 | 1017.8423 | 0.033062 | 913.5351 | -0.020604 | 1017.9146 | 0.00057972 | 1017.8423 | 0.051191 | 900.076 | 0.029362
|  | 914.0302 | -0.032345 | 913.7762 | -0.0042418 | 687.233 | 0 | 914.0302 | -0.069884 | 913.7762 | 0.028459 | 903.9319 | 0 | 913.7762 | -0.087463 | 914.0302 | 0 | 914.0302 | 0 | 687.233 | 0.0026252 | 914.0302 | 0 | 914.0302 | 0.0096902 | 908.4 | -0.01265 | 914.0302 | 0 | 688.8076 | 0.00044837 | 914.0302 | 0 | 914.0302 | 0 | 913.7762 | -0.043748 | 1018.0109 | 0.022634 | 913.7762 | -0.03397 | 1018.0845 | 0 | 1018.0109 | 0.051502 | 900.311 | 0
|  | 914.2715 | 0.030788 | 914.0172 | 0.026732 | 687.3578 | 0.014711 | 914.2715 | 0.011026 | 914.0172 | -0.11437 | 904.1711 | 0 | 914.0172 | 0.057667 | 914.2715 | 0.046324 | 914.2715 | 0 | 687.3578 | 0.0087922 | 914.2715 | 0.011507 | 914.2715 | 0 | 908.64 | 0.007243 | 914.2715 | 0.023805 | 688.9283 | 0.0002289 | 914.2715 | 0.046809 | 914.2716 | 0.01362 | 914.0172 | 0.060489 | 1018.1795 | 0.035224 | 914.0172 | 0.0080392 | 1018.2545 | 0.00081146 | 1018.1795 | 0.049477 | 900.546 | 0
|  | 914.5129 | 0.0021409 | 914.2583 | -0.031525 | 687.4826 | 0 | 914.5129 | -0.023971 | 914.2583 | 0.046825 | 904.4103 | 0 | 914.2583 | -0.084509 | 914.5129 | 0 | 914.5129 | 0 | 687.4826 | 0.0019577 | 914.5129 | 0 | 914.5129 | 0.0075241 | 908.88 | 0.00035706 | 914.5129 | 0 | 689.0491 | 0.00046882 | 914.5129 | 0 | 914.5129 | 0 | 914.2583 | -0.084818 | 1018.3481 | 0.027199 | 914.2583 | -0.010249 | 1018.4244 | 0 | 1018.3481 | 0.050464 | 900.7811 | 0
|  | 914.7543 | 0.035609 | 914.4993 | 0.00083689 | 687.6074 | 0.023205 | 914.7543 | -0.0048925 | 914.4993 | -0.17526 | 904.6494 | 0 | 914.4993 | 0.049038 | 914.7543 | 0.025506 | 914.7543 | 0 | 687.6074 | 0 | 914.7543 | 0.014427 | 914.7543 | 0 | 909.12 | -0.0077534 | 914.7543 | 0.0059759 | 689.1698 | 0.00024028 | 914.7543 | 0.041077 | 914.7543 | 0.0070763 | 914.4993 | 0.085934 | 1018.5166 | 0.029506 | 914.4993 | 0.056096 | 1018.5944 | 0.00057972 | 1018.5166 | 0.048491 | 901.0161 | 0
|  | 914.9957 | -0.020753 | 914.7404 | -0.027351 | 687.7322 | 0 | 914.9957 | -0.025027 | 914.7404 | 0.012154 | 904.8885 | 0 | 914.7404 | -0.093395 | 914.9957 | 0 | 914.9957 | 0 | 687.7322 | 0 | 914.9957 | 0 | 914.9957 | 0.0057163 | 909.36 | 0.0047948 | 914.9957 | 0 | 689.2905 | 0.00045797 | 914.9957 | 0.0065072 | 914.9957 | 0 | 914.7404 | -0.001194 | 1018.6852 | 0.022538 | 914.7404 | 0.0049925 | 1018.7643 | 0 | 1018.6852 | 0.050308 | 901.2512 | 0
|  | 915.2372 | 0.013403 | 914.9815 | -0.0020753 | 687.8571 | 0.011559 | 915.2372 | 0.0047314 | 914.9815 | -0.13093 | 905.1277 | 0 | 914.9815 | 0.036929 | 915.2372 | 0.048582 | 915.2372 | 0 | 687.8571 | 0.0053129 | 915.2372 | 0.018167 | 915.2372 | 0 | 909.6 | -0.014945 | 915.2372 | 0.016741 | 689.4113 | 0.00021822 | 915.2372 | 0.043711 | 915.2372 | 0.0095072 | 914.9815 | 0.056248 | 1018.8538 | 0.032725 | 914.9815 | 0.014814 | 1018.9343 | 0.00057972 | 1018.8538 | 0.048854 | 901.4863 | 0
|  | 915.4786 | 0.011058 | 915.2225 | 0.0043432 | 687.9819 | 0 | 915.4786 | -0.037723 | 915.2225 | 0.040304 | 905.3669 | 0 | 915.2225 | -0.073872 | 915.4786 | 0 | 915.4786 | 0 | 687.9819 | 0.010908 | 915.4786 | 0 | 915.4786 | 0.008026 | 909.84 | -0.0037746 | 915.4786 | 0 | 689.532 | 0.00044107 | 915.4786 | 0 | 915.4786 | 0 | 915.2225 | -0.047543 | 1019.0224 | 0.024316 | 915.2225 | 0.0012853 | 1019.1042 | 0 | 1019.0224 | 0.050412 | 901.7213 | 0
|  | 915.72 | -0.00041367 | 915.4636 | 0.014955 | 688.1068 | 0.015674 | 915.72 | 0.029948 | 915.4636 | -0.07997 | 905.6061 | 0 | 915.4636 | 0.048975 | 915.72 | 0.079913 | 915.72 | 0 | 688.1068 | 0.0066294 | 915.72 | 0.01199 | 915.72 | 0 | 910.08 | -0.00056109 | 915.72 | 0.010728 | 689.6527 | 0.00022356 | 915.72 | 0.051988 | 915.72 | 0.012562 | 915.4636 | 0.051114 | 1019.191 | 0.030755 | 915.4636 | 0.022366 | 1019.2742 | 0.00057972 | 1019.191 | 0.048491 | 901.9564 | 0
|  | 915.9614 | -0.019685 | 915.7047 | -0.051352 | 688.2316 | 0 | 915.9614 | -0.029215 | 915.7047 | 0.047257 | 905.8453 | 0 | 915.7047 | -0.094094 | 915.9614 | 0 | 915.9614 | 0 | 688.2316 | 0.0051719 | 915.9614 | 0 | 915.9614 | 0.0062626 | 910.32 | -0.0013262 | 915.9614 | 0 | 689.7735 | 0.00046508 | 915.9614 | 0 | 915.9614 | 0 | 915.7047 | -0.061381 | 1019.3595 | 0.028304 | 915.7047 | 0.017767 | 1019.4441 | 0 | 1019.3595 | 0.049633 | 902.1915 | 0
|  | 916.2029 | 0.031493 | 915.9458 | 0.0045505 | 688.3565 | 0.00075918 | 916.2029 | -0.0014303 | 915.9458 | -0.17616 | 906.0845 | 0 | 915.9458 | 0.044454 | 916.2029 | 0.025126 | 916.2029 | 0 | 688.3565 | 0.016409 | 916.2029 | 0.0015068 | 916.2029 | 0 | 910.56 | 0.0018873 | 916.2029 | 0.012225 | 689.8942 | 0.00024348 | 916.2029 | 0.075403 | 916.2029 | 0.0079233 | 915.9458 | 0.020283 | 1019.5281 | 0.026382 | 915.9458 | 0.032177 | 1019.6141 | 0.00057972 | 1019.5281 | 0.047089 | 902.4266 | 0
|  | 916.4443 | -0.0023502 | 916.1869 | -0.055228 | 688.4814 | 0 | 916.4443 | -0.024857 | 916.1869 | 0.022657 | 906.3237 | 0 | 916.1869 | -0.10334 | 916.4443 | 0 | 916.4443 | 0 | 688.4814 | 0.010344 | 916.4443 | 0 | 916.4443 | 0.0014366 | 910.8 | -0.011732 | 916.4443 | 0 | 690.015 | 0.00048038 | 916.4443 | 0 | 916.4443 | 0 | 916.1869 | -0.068524 | 1019.6967 | 0.022201 | 916.1869 | 0.02148 | 1019.784 | 0 | 1019.6967 | 0.048231 | 902.6616 | 0
|  | 916.6858 | 0.053312 | 916.428 | -0.037358 | 688.6063 | 0.0078957 | 916.6858 | -0.0050355 | 916.428 | -0.16622 | 906.5629 | 0 | 916.428 | 0.030519 | 916.6858 | 0.066051 | 916.6858 | 0 | 688.6063 | 0.0058301 | 916.6858 | 0.0033983 | 916.6858 | 0 | 911.05 | -0.0086717 | 916.6858 | 0.0032203 | 690.1357 | 0.00023974 | 916.6858 | 0.056921 | 916.6858 | 0.01078 | 916.428 | 0.0091769 | 1019.8653 | 0.02273 | 916.428 | 0.001837 | 1019.954 | 0.00081146 | 1019.8653 | 0.046726 | 902.8967 | 0
|  | 916.9272 | -0.022806 | 916.6692 | -0.021703 | 688.7313 | 0 | 916.9272 | -0.020476 | 916.6692 | 0.044813 | 906.8022 | 0 | 916.6692 | -0.072482 | 916.9273 | 0 | 916.9273 | 0 | 688.7313 | 0 | 916.9273 | 0 | 916.9272 | 0.0060021 | 911.29 | 0.00020403 | 916.9273 | 0 | 690.2564 | 0.00048394 | 916.9273 | 0 | 916.9272 | 0 | 916.6691 | -0.042186 | 1020.0338 | 0.026526 | 916.6692 | -0.028401 | 1020.124 | 0 | 1020.0338 | 0.048128 | 903.1318 | 0
|  | 917.1688 | 0.0012608 | 916.9103 | 0.0029184 | 688.8562 | 0.0085031 | 917.1688 | 0.0083423 | 916.9103 | -0.20183 | 907.0414 | 0 | 916.9103 | 0.042211 | 917.1687 | 0.072967 | 917.1687 | 0 | 688.8562 | 0.0034475 | 917.1687 | 0.013558 | 917.1688 | 0 | 911.53 | 0.0044887 | 917.1687 | 0.016809 | 690.3772 | 0.00024793 | 917.1687 | 0.053184 | 917.1688 | 0.0063771 | 916.9103 | 0.024553 | 1020.2024 | 0.028641 | 916.9103 | 0.017792 | 1020.2939 | 0.0012752 | 1020.2024 | 0.045376 | 903.3669 | 0
|  | 917.4102 | -0.022363 | 917.1514 | -0.037558 | 688.9811 | 0 | 917.4102 | -0.032967 | 917.1514 | 0.071576 | 907.2806 | 0 | 917.1514 | -0.086565 | 917.4102 | 0 | 917.4102 | 0 | 688.9811 | 0.0012903 | 917.4102 | 0 | 917.4102 | 0.012222 | 911.77 | -0.0098958 | 917.4102 | 0 | 690.4979 | 0.00049034 | 917.4102 | 0 | 917.4102 | 0 | 917.1514 | -0.090398 | 1020.371 | 0.028304 | 917.1514 | 0.0031857 | 1020.4639 | 0 | 1020.371 | 0.044909 | 903.6021 | 0
|  | 917.6517 | 0.015867 | 917.3925 | 0.039463 | 689.106 | 0.012259 | 917.6517 | 0.024464 | 917.3925 | -0.13909 | 907.5199 | 0 | 917.3925 | 0.053719 | 917.6517 | 0.044111 | 917.6517 | 0 | 689.106 | 0.0085101 | 917.6517 | 0.016031 | 917.6517 | 0 | 912.01 | -0.010049 | 917.6517 | 0.02131 | 690.6187 | 0.00024686 | 917.6517 | 0.037026 | 917.6517 | 0.017071 | 917.3925 | 0.063614 | 1020.5396 | 0.036762 | 917.3925 | 0.037506 | 1020.6339 | 0.00034783 | 1020.5396 | 0.043715 | 903.8372 | 0
|  | 917.8932 | 0.0085704 | 917.6337 | -0.046539 | 689.231 | 0 | 917.8932 | -0.013136 | 917.6337 | 0.025556 | 907.7592 | 0 | 917.6337 | -0.10709 | 917.8932 | 0 | 917.8932 | 0 | 689.231 | 0.0019577 | 917.8932 | 0 | 917.8932 | 0 | 912.25 | 0.011834 | 917.8932 | 0 | 690.7394 | 0.00046953 | 917.8932 | 0 | 917.8932 | 0 | 917.6337 | -0.040623 | 1020.7082 | 0.032677 | 917.6337 | -0.020201 | 1020.8038 | 0 | 1020.7082 | 0.044961 | 904.0723 | 0
|  | 918.1347 | 0.019183 | 917.8748 | -0.030681 | 689.356 | 0.017426 | 918.1347 | 0.0029341 | 917.8748 | -0.24166 | 907.9984 | 0 | 917.8748 | 0.036036 | 918.1347 | 0.00030018 | 918.1347 | 0 | 689.356 | 0.0097326 | 918.1347 | 0.0034565 | 918.1347 | 0 | 912.49 | 0.0011222 | 918.1347 | 0.0026758 | 690.8602 | 0.0002273 | 918.1347 | 0.047079 | 918.1347 | 0.0054443 | 917.8748 | 0.0006537 | 1020.8767 | 0.039645 | 917.8748 | -0.032367 | 1020.9738 | 0.0010433 | 1020.8767 | 0.044961 | 904.3075 | 0
|  | 918.3762 | -0.0022039 | 918.116 | -0.046285 | 689.481 | 0 | 918.3762 | -0.014961 | 918.116 | 0.02255 | 908.2377 | 0 | 918.116 | -0.11232 | 918.3762 | 0 | 918.3762 | 0 | 689.481 | 0.0062063 | 918.3762 | 0 | 918.3762 | 0.0077172 | 912.73 | 0.0073959 | 918.3762 | 0 | 690.9809 | 0.00046295 | 918.3762 | 0 | 918.3762 | 0 | 918.116 | -0.020542 | 1021.0453 | 0.031764 | 918.116 | -0.024144 | 1021.1438 | 0 | 1021.0453 | 0.046155 | 904.5426 | 0
|  | 918.6177 | 0.011577 | 918.3571 | 0.04763 | 689.6059 | 0.0051626 | 918.6177 | 0.024619 | 918.3571 | -0.15216 | 908.4769 | 0 | 918.3571 | 0.056201 | 918.6177 | 0.10379 | 918.6177 | 0 | 689.6059 | 0.012271 | 918.6177 | 0.0079943 | 918.6177 | 0 | 912.97 | 0.011069 | 918.6177 | 0.024402 | 691.1017 | 0.00024063 | 918.6177 | 0.055796 | 918.6177 | 0.01101 | 918.3571 | 0.043525 | 1021.2139 | 0.024988 | 918.3571 | 0.02222 | 1021.3138 | 0.00057972 | 1021.2139 | 0.044805 | 904.7778 | 0
|  | 918.8593 | 0.0069708 | 918.5983 | -0.054519 | 689.7309 | 0 | 918.8593 | -0.031458 | 918.5983 | 0.021426 | 908.7162 | 0 | 918.5983 | -0.098281 | 918.8592 | 0 | 918.8592 | 0 | 689.7309 | 0.01025 | 918.8592 | 0 | 918.8593 | 0.0044193 | 913.21 | -0.007141 | 918.8592 | 0 | 691.2224 | 0.00047362 | 918.8592 | 0 | 918.8592 | 0 | 918.5983 | -0.045757 | 1021.3825 | 0.024316 | 918.5983 | -0.029124 | 1021.4837 | 0 | 1021.3825 | 0.045687 | 905.0129 | 0
|  | 919.1008 | 0.015677 | 918.8395 | -0.021546 | 689.8559 | 0.0077439 | 919.1008 | 0.013325 | 918.8395 | -0.19076 | 908.9555 | 0 | 918.8395 | 0.048334 | 919.1008 | 0.059758 | 919.1008 | 0 | 689.8559 | 0.0069115 | 919.1008 | 0.0072661 | 919.1008 | 0 | 913.45 | 0.0018873 | 919.1008 | 0.010554 | 691.3432 | 0.00023565 | 919.1008 | 0.021457 | 919.1008 | 0.011914 | 918.8395 | 0.016386 | 1021.5511 | 0.022634 | 918.8395 | 0.003317 | 1021.6537 | 0.00081146 | 1021.5511 | 0.043766 | 905.2481 | 0
|  | 919.3423 | -0.023924 | 919.0806 | -0.04177 | 689.981 | 0 | 919.3423 | -0.042315 | 919.0806 | 0.13524 | 909.1948 | 0 | 919.0806 | -0.082254 | 919.3423 | 0 | 919.3423 | 0 | 689.981 | 0.0012903 | 919.3423 | 0 | 919.3423 | 0.0046158 | 913.69 | -0.010661 | 919.3423 | 0 | 691.4639 | 0.00045761 | 919.3423 | 0 | 919.3423 | 0 | 919.0806 | -0.071426 | 1021.7196 | 0.038348 | 919.0806 | -0.030894 | 1021.8237 | 0 | 1021.7196 | 0.045376 | 905.4833 | 0
|  | 919.5839 | 0.025536 | 919.3218 | 0.01008 | 690.106 | 0.015674 | 919.5839 | 0.0043873 | 919.3218 | -0.24685 | 909.4341 | 0 | 919.3218 | 0.052398 | 919.5838 | 0.025998 | 919.5838 | 0 | 690.106 | 0.0031806 | 919.5838 | 0.0084422 | 919.5839 | 0 | 913.93 | 0.0020403 | 919.5838 | 0.0099903 | 691.5847 | 0.0002232 | 919.5838 | 0.02594 | 919.5839 | 0.0060144 | 919.3218 | 0.049328 | 1021.8882 | 0.030274 | 919.3218 | -0.002948 | 1021.9937 | 0.00057972 | 1021.8882 | 0.043507 | 905.7184 | 0
|  | 919.8254 | 0.0030446 | 919.563 | -0.0046354 | 690.231 | 0 | 919.8254 | -0.026338 | 919.563 | -0.024359 | 909.6735 | 0 | 919.563 | -0.090233 | 919.8254 | 0 | 919.8254 | 0 | 690.231 | 0.0075698 | 919.8254 | 0 | 919.8254 | 0.0061622 | 914.18 | -0.0074475 | 919.8254 | 0 | 691.7055 | 0.00043716 | 919.8254 | 0.00099803 | 919.8254 | 0 | 919.563 | -0.024553 | 1022.0568 | 0.02619 | 919.563 | 0.028578 | 1022.1637 | 0 | 1022.0568 | 0.044545 | 905.9536 | 0
|  | 920.067 | 0.019225 | 919.8042 | -0.00082308 | 690.3561 | 0.011208 | 920.067 | 0.032766 | 919.8042 | -0.17986 | 909.9128 | 0 | 919.8042 | 0.046774 | 920.067 | 0.043015 | 920.067 | 0 | 690.3561 | 0.0026468 | 920.067 | 0.012674 | 920.067 | 0 | 914.42 | 0.012905 | 920.067 | 0.0060919 | 691.8262 | 0.00021485 | 920.067 | 0.056009 | 920.067 | 0.0063341 | 919.8042 | 0.062051 | 1022.2254 | 0.032004 | 919.8042 | 0.014592 | 1022.3337 | 0.00057972 | 1022.2254 | 0.042988 | 906.1888 | 0
|  | 920.3085 | -0.018005 | 920.0454 | -0.035315 | 690.4811 | 0 | 920.3085 | -0.030895 | 920.0454 | 0.066118 | 910.1521 | 0 | 920.0454 | -0.078308 | 920.3085 | 0 | 920.3085 | 0 | 690.4811 | 0.005548 | 920.3085 | 0 | 920.3085 | 0.0054498 | 914.66 | 0.0084671 | 920.3085 | 0 | 691.947 | 0.00045335 | 920.3085 | 0 | 920.3085 | 0 | 920.0454 | -0.063837 | 1022.394 | 0.031524 | 920.0454 | 0.00025477 | 1022.5036 | 0 | 1022.394 | 0.044078 | 906.424 | 0
|  | 920.5501 | 0.025476 | 920.2866 | 0.0063692 | 690.6062 | 0.014448 | 920.5501 | 0.016281 | 920.2866 | -0.098911 | 910.3914 | 0 | 920.2866 | 0.047564 | 920.5501 | 0.0077493 | 920.5501 | 0 | 690.6062 | 0.0042482 | 920.5501 | 0.00028213 | 920.5501 | 0 | 914.9 | -0.0054579 | 920.5501 | 0.0021547 | 692.0677 | 0.00023939 | 920.5501 | 0.070346 | 920.5501 | 0.0085325 | 920.2866 | 0.042855 | 1022.5625 | 0.036089 | 920.2866 | 0.036027 | 1022.6736 | 0.00081146 | 1022.5625 | 0.04252 | 906.6592 | 0
|  | 920.7917 | -0.024025 | 920.5278 | -0.023163 | 690.7313 | 0 | 920.7917 | -0.028704 | 920.5278 | 0.092416 | 910.6308 | 0 | 920.5278 | -0.099179 | 920.7917 | 0 | 920.7917 | 0 | 690.7313 | 0.013823 | 920.7917 | 0 | 920.7917 | 0.0047918 | 915.14 | -0.0051518 | 920.7917 | 0 | 692.1885 | 0.00046419 | 920.7917 | 0 | 920.7917 | 0 | 920.5278 | -0.053346 | 1022.7311 | 0.02643 | 920.5278 | 0.0044408 | 1022.8436 | 0 | 1022.7311 | 0.043507 | 906.8944 | 0
|  | 921.0333 | 0.027297 | 920.769 | -0.016222 | 690.8564 | 0.0022776 | 921.0333 | -0.019742 | 920.769 | -0.13694 | 910.8701 | 0 | 920.769 | 0.028767 | 921.0333 | 0.04744 | 921.0333 | 0 | 690.8564 | 0.01119 | 921.0333 | 0.013607 | 921.0333 | 0 | 915.38 | 0.014129 | 921.0333 | 0.0055143 | 692.3093 | 0.00022694 | 921.0333 | 0.022897 | 921.0333 | 0.0098176 | 920.769 | 0.025445 | 1022.8997 | 0.028544 | 920.769 | 0.032124 | 1023.0136 | 0.00081146 | 1022.8997 | 0.042209 | 907.1296 | 0
|  | 921.2748 | -0.028254 | 921.0103 | -0.034611 | 690.9815 | 0 | 921.2748 | -0.044399 | 921.0103 | -0.04132 | 911.1095 | 0 | 921.0103 | -0.094614 | 921.2748 | 0 | 921.2748 | 0 | 690.9815 | 0.01025 | 921.2748 | 0 | 921.2748 | 0.0074324 | 915.62 | -0.0077534 | 921.2748 | 0 | 692.43 | 0.0004409 | 921.2748 | 0 | 921.2748 | 0 | 921.0103 | -0.051784 | 1023.0683 | 0.028737 | 921.0103 | 0.0071454 | 1023.1836 | 0 | 1023.0683 | 0.042728 | 907.3649 | 0
|  | 921.5164 | 0.0090521 | 921.2515 | -0.019838 | 691.1066 | 0.0071365 | 921.5164 | -0.0062421 | 921.2515 | -0.13913 | 911.3489 | 0 | 921.2515 | 0.053528 | 921.5164 | 0.019272 | 921.5164 | 0 | 691.1066 | 0.010673 | 921.5164 | 0.015373 | 921.5164 | 0 | 915.86 | 0.0012752 | 921.5164 | 0.010749 | 692.5508 | 0.0002152 | 921.5164 | 0.013979 | 921.5164 | 0.0097711 | 921.2515 | 0.013951 | 1023.2369 | 0.029073 | 921.2515 | 0.027445 | 1023.3536 | 0.00081146 | 1023.2369 | 0.040236 | 907.6001 | 0
|  | 921.7581 | -0.0096791 | 921.4927 | -0.023554 | 691.2317 | 0 | 921.7581 | -0.032874 | 921.4927 | 0.058519 | 911.5883 | 0 | 921.4927 | -0.11042 | 921.7581 | 0 | 921.7581 | 0 | 691.2317 | 0.00396 | 921.7581 | 0 | 921.7581 | 0.011282 | 916.1 | -0.0019383 | 921.7581 | 0 | 692.6716 | 0.00045744 | 921.7581 | 0 | 921.7581 | 0 | 921.4927 | -0.037722 | 1023.4054 | 0.025421 | 921.4927 | 0.0082286 | 1023.5236 | 0 | 1023.4054 | 0.041378 | 907.8353 | 0
|  | 921.9997 | 0.016472 | 921.734 | 0.015565 | 691.3569 | 0.018652 | 921.9997 | 0.0054835 | 921.734 | -0.23579 | 911.8276 | 0 | 921.734 | 0.056548 | 921.9997 | 0.075885 | 921.9997 | 0 | 691.3569 | 0.00091188 | 921.9997 | 0.025552 | 921.9997 | 0 | 916.34 | 0.0028055 | 921.9997 | 0.017714 | 692.7923 | 0.00024437 | 921.9997 | 0.058198 | 921.9997 | 0.015022 | 921.734 | 0.03482 | 1023.574 | 0.032341 | 921.734 | 0.048648 | 1023.6936 | 0.00081146 | 1023.574 | 0.040496 | 908.0706 | 0
|  | 922.2413 | -0.0014432 | 921.9752 | -0.051683 | 691.482 | 0 | 922.2413 | -0.062675 | 921.9752 | -0.038141 | 912.067 | 0 | 921.9752 | -0.080984 | 922.2413 | 0 | 922.2413 | 0 | 691.482 | 0.0031591 | 922.2413 | 0 | 922.2413 | 0.0038246 | 916.58 | 0.011681 | 922.2413 | 0 | 692.9131 | 0.00047576 | 922.2413 | 0 | 922.2413 | 0 | 921.9752 | -0.042409 | 1023.7426 | 0.0284 | 921.9752 | -0.030547 | 1023.8636 | 0 | 1023.7426 | 0.042572 | 908.3058 | 0
|  | 922.4829 | 0.022119 | 922.2165 | -0.015637 | 691.6071 | 0.014011 | 922.4829 | -0.0082443 | 922.2165 | -0.20244 | 912.3064 | 0 | 922.2165 | 0.04477 | 922.4829 | 0.064953 | 922.4829 | 0 | 691.6071 | 0.0023799 | 922.4829 | 0.0075992 | 922.4829 | 0 | 916.83 | 5.1009e-05 | 922.4829 | 0.018093 | 693.0339 | 0.00023281 | 922.4829 | 0.031892 | 922.4829 | 0.010481 | 922.2165 | 0.053346 | 1023.9112 | 0.032629 | 922.2165 | 0.0049349 | 1024.0336 | 0.00081146 | 1023.9112 | 0.041534 | 908.5411 | 0
|  | 922.7245 | 0.0072739 | 922.4577 | -0.023097 | 691.7323 | 0 | 922.7245 | -0.0054004 | 922.4577 | 0.0059421 | 912.5458 | 0 | 922.4577 | -0.10302 | 922.7246 | 0 | 922.7246 | 0 | 691.7323 | 0.0044939 | 922.7246 | 0 | 922.7245 | 0 | 917.07 | 0.0014282 | 922.7246 | 0 | 693.1547 | 0.00046082 | 922.7246 | 0 | 922.7246 | 0 | 922.4577 | -0.066292 | 1024.0798 | 0.025949 | 922.4577 | -0.022772 | 1024.2036 | 0 | 1024.0798 | 0.042884 | 908.7764 | 0
|  | 922.9662 | 0.019644 | 922.699 | -0.029498 | 691.8575 | 0.019089 | 922.9662 | -0.0084582 | 922.699 | -0.11226 | 912.7852 | 0 | 922.699 | 0.038509 | 922.9662 | 0.036795 | 922.9662 | 0 | 691.8575 | 0.010109 | 922.9662 | 0.0030761 | 922.9662 | 0 | 917.31 | -0.00040807 | 922.9662 | 0.010695 | 693.2754 | 0.00023032 | 922.9662 | 0.04603 | 922.9662 | 0.0069855 | 922.699 | 0.043748 | 1024.2484 | 0.02816 | 922.699 | 0.010202 | 1024.3736 | 0.00081146 | 1024.2484 | 0.042053 | 909.0116 | 0
|  | 923.2078 | -0.0041589 | 922.9403 | -0.044307 | 691.9827 | 0 | 923.2078 | -0.011975 | 922.9403 | -0.034641 | 913.0247 | 0 | 922.9403 | -0.093171 | 923.2079 | 0 | 923.2079 | 0 | 691.9827 | 0.0038265 | 923.2079 | 0 | 923.2078 | 0 | 917.55 | -0.0097429 | 923.2079 | 0 | 693.3962 | 0.00045477 | 923.2079 | 0 | 923.2078 | 0 | 922.9403 | -0.095309 | 1024.4169 | 0.045027 | 922.9403 | -0.028526 | 1024.5437 | 0 | 1024.4169 | 0.043195 | 909.2469 | 0
|  | 923.4495 | 0.0059356 | 923.1816 | 0.0052635 | 692.1079 | 0.014448 | 923.4495 | -0.0057878 | 923.1816 | -0.15822 | 913.264 | 0 | 923.1816 | 0.065314 | 923.4495 | 0.048069 | 923.4495 | 0 | 692.1079 | 0.0085101 | 923.4495 | 0.0091758 | 923.4495 | 0 | 917.79 | 0.0043357 | 923.4495 | 0.010252 | 693.517 | 0.0002289 | 923.4495 | 0.04258 | 923.4495 | 0.0064004 | 923.1816 | 0.071649 | 1024.5855 | 0.032629 | 923.1816 | 0.03771 | 1024.7137 | 0.00081146 | 1024.5855 | 0.041586 | 909.4822 | 0
|  | 923.6912 | -0.018527 | 923.4228 | -0.031928 | 692.2331 | 0 | 923.6912 | -0.039335 | 923.4228 | 0.070417 | 913.5035 | 0 | 923.4228 | -0.088963 | 923.6912 | 0 | 923.6912 | 0 | 692.2331 | 0 | 923.6912 | 0 | 923.6912 | 0.0076413 | 918.03 | -0.0048458 | 923.6912 | 0 | 693.6378 | 0.00045477 | 923.6912 | 0.0085527 | 923.6912 | 0 | 923.4229 | -0.043079 | 1024.7541 | 0.034023 | 923.4228 | -0.013152 | 1024.8837 | 0 | 1024.7541 | 0.042105 | 909.7175 | 0
|  | 923.9329 | 0.032257 | 923.6641 | -0.00082164 | 692.3583 | 0.0089317 | 923.9329 | 0.024335 | 923.6641 | -0.23319 | 913.7429 | 0 | 923.6641 | 0.048986 | 923.9328 | 0 | 923.9328 | 0 | 692.3583 | 0.0017126 | 923.9328 | 0.0043637 | 923.9329 | 0 | 918.27 | 0.00066312 | 923.9328 | 0.011335 | 693.7586 | 0.00023032 | 923.9328 | 0.043588 | 923.9329 | 0.0052776 | 923.6641 | 0.073211 | 1024.9227 | 0.029746 | 923.6641 | 0.0092301 | 1025.0537 | 0.00034783 | 1024.9227 | 0.041015 | 909.9528 | 0
|  | 924.1745 | 0.0021455 | 923.9054 | -0.01701 | 692.4835 | 0 | 924.1745 | -0.039165 | 923.9054 | 0.03309 | 913.9824 | 0 | 923.9054 | -0.10863 | 924.1745 | 0 | 924.1745 | 0 | 692.4835 | 0 | 924.1745 | 0 | 924.1745 | 0.0051978 | 918.51 | -0.0049988 | 924.1745 | 0 | 693.8793 | 0.00047878 | 924.1745 | 0 | 924.1745 | 0 | 923.9054 | -0.023437 | 1025.0913 | 0.028881 | 923.9054 | -0.0061199 | 1025.2237 | 0 | 1025.0913 | 0.042313 | 910.188 | 0
|  | 924.4162 | -0.011556 | 924.1467 | -0.013837 | 692.6087 | 0.016375 | 924.4162 | 0.021073 | 924.1467 | -0.17885 | 914.2219 | 0 | 924.1467 | 0.062891 | 924.4162 | 0.060118 | 924.4162 | 0 | 692.6087 | 0.0066294 | 924.4162 | 0.0082226 | 924.4162 | 0 | 918.75 | -0.0022444 | 924.4162 | 0.016706 | 694.0001 | 0.00025184 | 924.4162 | 0.044735 | 924.4162 | 0.0095112 | 924.1467 | 0.043302 | 1025.2598 | 0.032197 | 924.1467 | 0.014582 | 1025.3937 | 0.0010433 | 1025.2598 | 0.040963 | 910.4233 | 0
|  | 924.6579 | -0.024128 | 924.388 | -0.043026 | 692.734 | 0 | 924.6579 | -0.067359 | 924.388 | -0.040342 | 914.4613 | 0 | 924.388 | -0.10142 | 924.6579 | 0 | 924.6579 | 0 | 692.734 | 0.0050308 | 924.6579 | 0 | 924.6579 | 0.0039464 | 918.99 | 0.0021933 | 924.6579 | 0 | 694.1209 | 0.00046953 | 924.6579 | 0 | 924.6579 | 0 | 924.388 | -0.058033 | 1025.4284 | 0.022634 | 924.388 | 0.0065942 | 1025.5637 | 0 | 1025.4284 | 0.041326 | 910.6587 | 0
|  | 924.8996 | 0.0028568 | 924.6294 | -0.0046028 | 692.8593 | 0.019615 | 924.8996 | -0.009589 | 924.6294 | -0.08967 | 914.7007 | 0 | 924.6294 | 0.030833 | 924.8996 | 0.069864 | 924.8996 | 0 | 692.8593 | 0.010673 | 924.8996 | 0.016188 | 924.8996 | 0 | 919.23 | 0.0080083 | 924.8996 | 0.019278 | 694.2417 | 0.00021894 | 924.8996 | 0.067542 | 924.8996 | 0.0076939 | 924.6294 | 0.030356 | 1025.597 | 0.036425 | 924.6294 | -0.0046441 | 1025.7338 | 0.00057972 | 1025.597 | 0.040236 | 910.894 | 0
|  | 925.1413 | -0.00094615 | 924.8707 | -0.03894 | 692.9845 | 0 | 925.1413 | -0.031036 | 924.8707 | -0.04545 | 914.9402 | 0 | 924.8707 | -0.081997 | 925.1413 | 0 | 925.1413 | 0 | 692.9845 | 0.010344 | 925.1413 | 0 | 925.1413 | 0.00060629 | 919.48 | -0.0013262 | 925.1413 | 0 | 694.3625 | 0.00045513 | 925.1413 | 0 | 925.1413 | 0 | 924.8707 | -0.045087 | 1025.7656 | 0.040222 | 924.8707 | -0.013727 | 1025.9038 | 0 | 1025.7656 | 0.041638 | 911.1293 | 0
|  | 925.383 | -0.023985 | 925.112 | -0.015906 | 693.1098 | 0.011208 | 925.383 | 0.013222 | 925.112 | -0.16103 | 915.1797 | 0 | 925.112 | 0.051289 | 925.383 | 0.030567 | 925.383 | 0 | 693.1098 | 0.0090743 | 925.383 | 0 | 925.383 | 0 | 919.72 | -0.0085181 | 925.383 | 0.012738 | 694.4833 | 0.0002369 | 925.383 | 0.078671 | 925.383 | 0.0077096 | 925.112 | 0.018437 | 1025.9342 | 0.027535 | 925.112 | 0.028058 | 1026.0738 | 0.00057972 | 1025.9342 | 0.039873 | 911.3646 | 0
|  | 925.6248 | -0.036272 | 925.3533 | -0.060011 | 693.2351 | 0 | 925.6248 | -0.033299 | 925.3533 | 0.013559 | 915.4193 | 0 | 925.3533 | -0.085423 | 925.6247 | 0 | 925.6247 | 0 | 693.2351 | 0.0066294 | 925.6247 | 0 | 925.6248 | 0.0054622 | 919.96 | -0.0091305 | 925.6247 | 0 | 694.6041 | 0.00045957 | 925.6247 | 0 | 925.6248 | 0 | 925.3533 | -0.044195 | 1026.1028 | 0.038107 | 925.3533 | -0.04425 | 1026.2438 | 0 | 1026.1028 | 0.041171 | 911.6 | 0
|  | 925.8665 | -0.00098392 | 925.5947 | -0.00013414 | 693.3604 | 0.0022776 | 925.8665 | 0.020408 | 925.5947 | -0.21342 | 915.6588 | 0 | 925.5947 | 0.053568 | 925.8665 | 0.024118 | 925.8665 | 0 | 693.3604 | 0.0051719 | 925.8665 | 0.0060813 | 925.8665 | 0 | 920.2 | -0.0066822 | 925.8665 | 0.010903 | 694.7248 | 0.00022356 | 925.8665 | 0.054535 | 925.8665 | 0.0086545 | 925.5947 | 0.031918 | 1026.2713 | 0.034119 | 925.5947 | 0.017244 | 1026.4139 | 0.00011594 | 1026.2713 | 0.03899 | 911.8353 | 0
|  | 926.1082 | 0.0062176 | 925.836 | -0.041431 | 693.4857 | 0 | 926.1082 | -0.026136 | 925.836 | 0.030009 | 915.8983 | 0 | 925.836 | -0.090299 | 926.1082 | 0 | 926.1082 | 0 | 693.4857 | 0.010908 | 926.1082 | 0 | 926.1082 | 0.011664 | 920.44 | -0.0023974 | 926.1082 | 0 | 694.8456 | 0.00044303 | 926.1082 | 0 | 926.1082 | 0 | 925.836 | -0.031695 | 1026.4399 | 0.047382 | 925.836 | -0.016328 | 1026.5839 | 0 | 1026.4399 | 0.040599 | 912.0707 | 0
|  | 926.35 | 0.018794 | 926.0774 | 0.024934 | 693.611 | 0.014886 | 926.35 | 0.003724 | 926.0774 | -0.17227 | 916.1378 | 0 | 926.0774 | 0.067457 | 926.3499 | 0.085179 | 926.3499 | 0 | 693.611 | 0.0078519 | 926.3499 | 0.023243 | 926.35 | 0 | 920.68 | 0.0054069 | 926.3499 | 0.024364 | 694.9664 | 0.00022516 | 926.3499 | 0.045072 | 926.35 | 0.017619 | 926.0774 | 0.06473 | 1026.6085 | 0.029409 | 926.0774 | 0.033071 | 1026.7539 | 0.00057972 | 1026.6085 | 0.039717 | 912.306 | 0
|  | 926.5917 | -0.021378 | 926.3187 | -0.026903 | 693.7364 | 0 | 926.5917 | -0.043026 | 926.3187 | 0.0011302 | 916.3773 | 0 | 926.3187 | -0.077489 | 926.5917 | 0 | 926.5917 | 0 | 693.7364 | 0.01119 | 926.5917 | 0 | 926.5917 | 0.0045184 | 920.92 | -0.0045398 | 926.5917 | 0 | 695.0872 | 0.00045921 | 926.5917 | 0 | 926.5917 | 0 | 926.3187 | -0.065846 | 1026.7771 | 0.022153 | 926.3187 | 0.031405 | 1026.924 | 0 | 1026.7771 | 0.041378 | 912.5414 | 0
|  | 926.8334 | -0.0020038 | 926.5601 | -0.036006 | 693.8617 | 0.011821 | 926.8334 | 0.012877 | 926.5601 | -0.12633 | 916.6168 | 0 | 926.5601 | 0.052755 | 926.8335 | 0.064402 | 926.8335 | 0 | 693.8617 | 0.0062533 | 926.8335 | 0.0049433 | 926.8334 | 0 | 921.16 | -0.0027035 | 926.8335 | 0.010603 | 695.208 | 0.00024028 | 926.8335 | 0.019262 | 926.8334 | 0.0096406 | 926.5601 | 0.041516 | 1026.9457 | 0.027631 | 926.5601 | 0.044643 | 1027.094 | 0.00057972 | 1026.9457 | 0.039717 | 912.7768 | 0
|  | 927.0752 | 0.0010584 | 926.8014 | -0.019909 | 693.9871 | 0 | 927.0752 | -0.021908 | 926.8014 | 0.022006 | 916.8563 | 0 | 926.8014 | -0.10803 | 927.0752 | 0 | 927.0752 | 0 | 693.9871 | 0.0078519 | 927.0752 | 0 | 927.0752 | 0.0073002 | 921.4 | -0.0065293 | 927.0752 | 0 | 695.3288 | 0.00043805 | 927.0752 | 0 | 927.0752 | 0 | 926.8015 | -0.069194 | 1027.1143 | 0.027968 | 926.8014 | -0.015001 | 1027.264 | 0 | 1027.1143 | 0.039976 | 913.0122 | 0
|  | 927.317 | 0.023191 | 927.0428 | 0.029246 | 694.1124 | 0.009282 | 927.317 | 0.020468 | 927.0428 | -0.17105 | 917.0959 | 0 | 927.0428 | 0.060571 | 927.317 | 0.031023 | 927.317 | 0 | 694.1124 | 0.0071936 | 927.317 | 0.018963 | 927.317 | 0 | 921.64 | 0.011069 | 927.317 | 0.021478 | 695.4496 | 0.00020489 | 927.317 | 0.024461 | 927.317 | 0.010642 | 927.0428 | 0.027454 | 1027.2828 | 0.031764 | 927.0428 | 0.021528 | 1027.4341 | 0.00057972 | 1027.2828 | 0.038471 | 913.2476 | 0
|  | 927.5588 | -0.0043043 | 927.2842 | -0.077257 | 694.2378 | 0 | 927.5588 | -0.014557 | 927.2842 | 0.069593 | 917.3354 | 0 | 927.2842 | -0.079277 | 927.5588 | 0 | 927.5588 | 0 | 694.2378 | 0.00035596 | 927.5588 | 0 | 927.5588 | 0.012153 | 921.89 | 0.0029585 | 927.5588 | 0 | 695.5704 | 0.00044801 | 927.5588 | 0 | 927.5588 | 0 | 927.2842 | -0.047096 | 1027.4514 | 0.031235 | 927.2842 | 0.0076596 | 1027.6041 | 0 | 1027.4514 | 0.040599 | 913.4829 | 0
|  | 927.8005 | 0.0086558 | 927.5256 | -0.021244 | 694.3632 | 0.010158 | 927.8005 | 0.030155 | 927.5256 | -0.11817 | 917.575 | 0 | 927.5256 | 0.069448 | 927.8005 | 0.039172 | 927.8005 | 0 | 694.3632 | 0.0063943 | 927.8005 | 0.019697 | 927.8005 | 0 | 922.13 | 0.0024994 | 927.8005 | 0.019396 | 695.6912 | 0.00024722 | 927.8005 | 0.040504 | 927.8005 | 0.0093379 | 927.5256 | 0.052007 | 1027.62 | 0.033878 | 927.5256 | 0.0019544 | 1027.7742 | 0.00057972 | 1027.62 | 0.039094 | 913.7183 | 0
|  | 928.0424 | -0.0099998 | 927.767 | -0.022493 | 694.4886 | 0 | 928.0424 | -0.056896 | 927.767 | 0.10093 | 917.8146 | 0 | 927.767 | -0.070192 | 928.0423 | 0 | 928.0423 | 0 | 694.4886 | 0.0071466 | 928.0423 | 0 | 928.0424 | 0.00827 | 922.37 | -0.0017853 | 928.0423 | 0 | 695.812 | 0.00046171 | 928.0423 | 0 | 928.0424 | 0 | 927.767 | -0.0095082 | 1027.7886 | 0.038203 | 927.767 | -0.00063047 | 1027.9442 | 0 | 1027.7886 | 0.040288 | 913.9537 | 0
|  | 928.2841 | 0.042867 | 928.0084 | -0.035141 | 694.614 | 0.0071365 | 928.2841 | -0.019065 | 928.0084 | -0.12399 | 918.0541 | 0 | 928.0084 | 0.048524 | 928.2841 | 0.10339 | 928.2841 | 0 | 694.614 | 0.0095915 | 928.2841 | 0.010731 | 928.2841 | 0 | 922.61 | 0.0011222 | 928.2841 | 0.010369 | 695.9328 | 0.00021787 | 928.2841 | 0.050868 | 928.2841 | 0.0058103 | 928.0084 | 0.037052 | 1027.9572 | 0.03854 | 928.0084 | 0.036418 | 1028.1143 | 0.00057972 | 1027.9572 | 0.038263 | 914.1892 | 0
|  | 928.5259 | -0.0098505 | 928.2498 | -0.00094352 | 694.7394 | 0 | 928.5259 | -0.014502 | 928.2498 | 0.067787 | 918.2937 | 0 | 928.2498 | -0.076365 | 928.5259 | 0 | 928.5259 | 0 | 694.7394 | 0.011848 | 928.5259 | 0 | 928.5259 | 0.007297 | 922.85 | -0.0048458 | 928.5259 | 0 | 696.0536 | 0.00045015 | 928.5259 | 0 | 928.5259 | 0 | 928.2498 | -0.02924 | 1028.1257 | 0.028737 | 928.2498 | -0.0077442 | 1028.2843 | 0 | 1028.1257 | 0.040184 | 914.4246 | 0
|  | 928.7678 | -0.015876 | 928.4912 | -0.011044 | 694.8648 | 0.012609 | 928.7678 | 0.011496 | 928.4912 | -0.22822 | 918.5333 | 0 | 928.4912 | 0.070309 | 928.7678 | 0.11032 | 928.7678 | 0 | 694.8648 | 0.010908 | 928.7678 | 0.0058955 | 928.7678 | 0 | 923.09 | 0.0069371 | 928.7678 | 0.021 | 696.1744 | 0.00023637 | 928.7678 | 0.065579 | 928.7678 | 0.0072267 | 928.4912 | 0.050221 | 1028.2943 | 0.026526 | 928.4912 | 0.027414 | 1028.4544 | 0.00057972 | 1028.2943 | 0.038211 | 914.66 | 0
|  | 929.0096 | -0.0086772 | 928.7326 | -0.028136 | 694.9903 | 0 | 929.0096 | -0.00044729 | 928.7326 | 0.077835 | 918.7729 | 0 | 928.7326 | -0.11316 | 929.0096 | 0 | 929.0096 | 0 | 694.9903 | 0.0071466 | 929.0096 | 0 | 929.0096 | 0.0022466 | 923.33 | -0.0022444 | 929.0096 | 0 | 696.2952 | 0.00046046 | 929.0096 | 0 | 929.0096 | 0 | 928.7326 | -0.063837 | 1028.4629 | 0.033446 | 928.7326 | 0.00432 | 1028.6244 | 0 | 1028.4629 | 0.039561 | 914.8954 | 0
|  | 929.2514 | -0.0011187 | 928.974 | -0.0020745 | 695.1157 | 0.02049 | 929.2514 | 0.018066 | 928.974 | -0.19661 | 919.0125 | 0 | 928.974 | 0.043704 | 929.2514 | 0.034731 | 929.2514 | 0 | 695.1157 | 0.013212 | 929.2514 | 0.018202 | 929.2514 | 0 | 923.57 | 0.0035706 | 929.2514 | 0.01425 | 696.416 | 0.00022694 | 929.2514 | 0.071611 | 929.2514 | 0.0071523 | 928.974 | 0.056694 | 1028.6315 | 0.028064 | 928.974 | -0.0044259 | 1028.7945 | 0.00081146 | 1028.6315 | 0.03764 | 915.1308 | 0
|  | 929.4932 | 0.0046884 | 929.2154 | -0.036585 | 695.2412 | 0 | 929.4932 | -0.027539 | 929.2154 | 0.10246 | 919.2521 | 0 | 929.2154 | -0.1081 | 929.4932 | 0 | 929.4932 | 0 | 695.2412 | 0.0043605 | 929.4932 | 0 | 929.4932 | 0.0025259 | 923.81 | -0.0054579 | 929.4932 | 0 | 696.5368 | 0.00043965 | 929.4932 | 0 | 929.4932 | 0 | 929.2155 | -0.060042 | 1028.8001 | 0.0457 | 929.2154 | -0.019851 | 1028.9645 | 0 | 1028.8001 | 0.039198 | 915.3663 | 0
|  | 929.7351 | 0.032219 | 929.4569 | -0.064918 | 695.3667 | 0.015061 | 929.7351 | -0.00013369 | 929.4569 | -0.16925 | 919.4917 | 0 | 929.4569 | 0.056539 | 929.7351 | 0.079215 | 929.7351 | 0 | 695.3667 | 0.0095915 | 929.7351 | 0.0022173 | 929.7351 | 0 | 924.05 | -0.0079064 | 929.7351 | 0.0089804 | 696.6577 | 0.00021894 | 929.7351 | 0.04407 | 929.7351 | 0.0082847 | 929.4569 | 0.060265 | 1028.9687 | 0.036185 | 929.4569 | -0.025533 | 1029.1346 | 0.0010433 | 1028.9687 | 0.037173 | 915.6017 | 0
|  | 929.9769 | -0.038421 | 929.6983 | -0.015513 | 695.4921 | 0 | 929.9769 | -0.011608 | 929.6983 | -0.0011614 | 919.7313 | 0 | 929.6983 | -0.086366 | 929.9769 | 0 | 929.9769 | 0 | 695.4921 | 0.0046274 | 929.9769 | 0 | 929.9769 | 0.0055463 | 924.3 | -0.00086717 | 929.9769 | 0 | 696.7785 | 0.00042115 | 929.9769 | 0 | 929.9769 | 0 | 929.6983 | -0.036829 | 1029.1372 | 0.02989 | 929.6983 | 0.025076 | 1029.3046 | 0 | 1029.1372 | 0.038419 | 915.8372 | 0
|  | 930.2188 | 0.013061 | 929.9398 | 0.013079 | 695.6176 | 0.014098 | 930.2188 | -0.0011055 | 929.9398 | -0.099773 | 919.9709 | 0 | 929.9398 | 0.042836 | 930.2188 | 0.030641 | 930.2188 | 0 | 695.6176 | 0.0074287 | 930.2188 | 0.016673 | 930.2188 | 0 | 924.54 | -0.0025504 | 930.2188 | 0.0089387 | 696.8993 | 0.00020755 | 930.2188 | 0.039779 | 930.2188 | 0.0059879 | 929.9398 | 0.032142 | 1029.3058 | 0.03657 | 929.9398 | 0.0039991 | 1029.4747 | 0.00081146 | 1029.3058 | 0.037069 | 916.0726 | 0
|  | 930.4606 | -0.013334 | 930.1812 | -0.045048 | 695.7431 | 0 | 930.4606 | -0.032486 | 930.1812 | 0.039555 | 920.2106 | 0 | 930.1812 | -0.11203 | 930.4606 | 0 | 930.4606 | 0 | 695.7431 | 0.010908 | 930.4606 | 0 | 930.4606 | 0.00083119 | 924.78 | -0.00086717 | 930.4606 | 0 | 697.0201 | 0.00043485 | 930.4606 | 0 | 930.4606 | 0 | 930.1812 | -0.081916 | 1029.4744 | 0.03335 | 930.1812 | -0.0050049 | 1029.6448 | 0 | 1029.4744 | 0.038834 | 916.3081 | 0
|  | 930.7025 | 0.016412 | 930.4227 | -0.012384 | 695.8686 | 0.019002 | 930.7025 | 0.021885 | 930.4227 | -0.20288 | 920.4503 | 0 | 930.4227 | 0.067052 | 930.7025 | 0.04039 | 930.7025 | 0 | 695.8686 | 0.0095915 | 930.7025 | 0.016633 | 930.7025 | 0 | 925.02 | -0.0039276 | 930.7025 | 0.0031843 | 697.1409 | 0.00023156 | 930.7025 | 0.029527 | 930.7025 | 0.010179 | 930.4227 | 0.019109 | 1029.643 | 0.028304 | 930.4227 | -0.032152 | 1029.8148 | 0.0010433 | 1029.643 | 0.037848 | 916.5436 | 0
|  | 930.9444 | -0.017219 | 930.6641 | -0.030253 | 695.9942 | 0 | 930.9444 | -0.013164 | 930.6641 | -0.051595 | 920.6899 | 0 | 930.6641 | -0.079124 | 930.9444 | 0 | 930.9444 | 0 | 695.9942 | 0.0067705 | 930.9444 | 0 | 930.9444 | 0.0053887 | 925.26 | 0.0017343 | 930.9444 | 0 | 697.2617 | 0.00045015 | 930.9444 | 0 | 930.9444 | 0 | 930.6641 | -0.051114 | 1029.8116 | 0.03186 | 930.6641 | 0.01705 | 1029.9849 | 0 | 1029.8116 | 0.039146 | 916.779 | 0
|  | 931.1863 | 0.00074422 | 930.9056 | -0.0036308 | 696.1197 | 0.013835 | 931.1863 | 0.0070609 | 930.9056 | -0.16553 | 920.9296 | 0 | 930.9056 | 0.055203 | 931.1863 | 0.064363 | 931.1863 | 0 | 696.1197 | 0.0085101 | 931.1863 | 0.022126 | 931.1863 | 0 | 925.5 | 0.0031115 | 931.1863 | 0.0084828 | 697.3826 | 0.00022018 | 931.1863 | 0.050673 | 931.1863 | 0.0080752 | 930.9056 | 0.044418 | 1029.9802 | 0.03532 | 930.9056 | 0.022327 | 1030.155 | 0.00034783 | 1029.9802 | 0.037588 | 917.0145 | 0
|  | 931.4282 | -0.00016432 | 931.1471 | -0.040808 | 696.2452 | 0 | 931.4282 | 0.0017478 | 931.1471 | -0.016316 | 921.1693 | 0 | 931.1471 | -0.10238 | 931.4282 | 0 | 931.4282 | 0 | 696.2452 | 0.0088862 | 931.4282 | 0 | 931.4282 | 0.0050901 | 925.74 | -0.0022444 | 931.4282 | 0 | 697.5034 | 0.00043965 | 931.4282 | 0 | 931.4282 | 0 | 931.1471 | -0.055132 | 1030.1488 | 0.033975 | 931.1471 | -0.0099157 | 1030.325 | 0 | 1030.1488 | 0.038211 | 917.25 | 0
|  | 931.67 | 0.005478 | 931.3885 | -0.0029236 | 696.3708 | 0.012872 | 931.67 | -0.018406 | 931.3885 | -0.20429 | 921.4089 | 0 | 931.3885 | 0.060769 | 931.6701 | 0.040797 | 931.6701 | 0 | 696.3708 | 0.001846 | 931.6701 | 0.019713 | 931.67 | 0 | 925.98 | -0.0082122 | 931.6701 | 0.015088 | 697.6242 | 0.00022018 | 931.6701 | 0.042981 | 931.67 | 0.010674 | 931.3886 | 0.050444 | 1030.3173 | 0.039453 | 931.3885 | 0.059861 | 1030.4951 | 0.00034783 | 1030.3173 | 0.036913 | 917.4855 | 0
|  | 931.912 | -0.0015095 | 931.63 | -0.015172 | 696.4964 | 0 | 931.912 | -0.02604 | 931.63 | -0.012763 | 921.6486 | 0 | 931.63 | -0.095459 | 931.912 | 0 | 931.912 | 0 | 696.4964 | 0.0079459 | 931.912 | 0 | 931.912 | 0.010546 | 926.22 | 0.0051009 | 931.912 | 0 | 697.745 | 0.0004409 | 931.912 | 0 | 931.912 | 0 | 931.63 | -0.049105 | 1030.4859 | 0.027776 | 931.63 | -0.010907 | 1030.6652 | 0 | 1030.4859 | 0.038211 | 917.721 | 0
|  | 932.1539 | 0.035897 | 931.8715 | 0.026709 | 696.6219 | 0.007592 | 932.1539 | -0.0061995 | 931.8715 | -0.18674 | 921.8883 | 0 | 931.8715 | 0.075157 | 932.1539 | 0.04077 | 932.1539 | 0 | 696.6219 | 0.017349 | 932.1539 | 0.0091706 | 932.1539 | 0 | 926.47 | 0.0028055 | 932.1539 | 0.010269 | 697.8658 | 0.00022143 | 932.1539 | 0.046187 | 932.1539 | 0.0067267 | 931.8715 | 0.035713 | 1030.6545 | 0.030419 | 931.8715 | 0.028556 | 1030.8353 | 0.00057972 | 1030.6545 | 0.036861 | 917.9565 | 0
|  | 932.3958 | -0.0018771 | 932.113 | 0.0079079 | 696.7475 | 0 | 932.3958 | -0.038183 | 932.113 | 0.022792 | 922.128 | 0 | 932.113 | -0.08936 | 932.3958 | 0 | 932.3958 | 0 | 696.7475 | 0.013823 | 932.3958 | 0 | 932.3958 | 0.0044967 | 926.71 | -0.013262 | 932.3958 | 0 | 697.9867 | 0.00043023 | 932.3958 | 0 | 932.3958 | 0 | 932.113 | -0.021042 | 1030.8231 | 0.035993 | 932.113 | -0.0079721 | 1031.0053 | 0 | 1030.8231 | 0.038367 | 918.1921 | 0
|  | 932.6377 | 0.0037223 | 932.3545 | 0.0008466 | 696.8731 | 0.010771 | 932.6377 | 0.019455 | 932.3545 | -0.12071 | 922.3677 | 0 | 932.3545 | 0.029697 | 932.6377 | 0.087676 | 932.6377 | 0 | 696.8731 | 0.01481 | 932.6377 | 0.0035183 | 932.6377 | 0 | 926.95 | -0.0034686 | 932.6377 | 0.012259 | 698.1075 | 0.00020916 | 932.6377 | 0.0391 | 932.6377 | 0.0048754 | 932.3545 | 0.039284 | 1030.9917 | 0.028544 | 932.3545 | 0.013228 | 1031.1754 | 0.00057972 | 1030.9917 | 0.037381 | 918.4275 | 0
|  | 932.8796 | -0.028187 | 932.596 | -0.039911 | 696.9987 | 0 | 932.8796 | -0.014224 | 932.596 | -0.018645 | 922.6074 | 0 | 932.596 | -0.10165 | 932.8796 | 0 | 932.8796 | 0 | 696.9987 | 0.0071466 | 932.8796 | 0 | 932.8796 | 0.010363 | 927.19 | 0.00066312 | 932.8796 | 0 | 698.2283 | 0.00045299 | 932.8796 | 0 | 932.8796 | 0 | 932.596 | -0.067854 | 1031.1602 | 0.027055 | 932.596 | -0.00036643 | 1031.3455 | 0 | 1031.1602 | 0.039405 | 918.6631 | 0
|  | 933.1216 | 0.023114 | 932.8375 | 0.035948 | 697.1244 | 0.0056181 | 933.1216 | 0.0099941 | 932.8375 | -0.16658 | 922.8471 | 0 | 932.8375 | 0.057544 | 933.1216 | 0.064521 | 933.1216 | 0 | 697.1244 | 0.012366 | 933.1216 | 0.014421 | 933.1216 | 0 | 927.43 | -0.0014792 | 933.1216 | 0.012404 | 698.3491 | 0.00024722 | 933.1216 | 0.03827 | 933.1216 | 0.010964 | 932.8375 | 0.067854 | 1031.3288 | 0.030178 | 932.8375 | 0.040392 | 1031.5156 | 0.00081146 | 1031.3288 | 0.037848 | 918.8986 | 0
|  | 933.3635 | -0.0019803 | 933.0791 | -0.041307 | 697.25 | 0 | 933.3635 | -0.028724 | 933.0791 | 0.04195 | 923.0869 | 0 | 933.0791 | -0.101 | 933.3635 | 0 | 933.3635 | 0 | 697.25 | 0.0053129 | 933.3635 | 0 | 933.3635 | 0.0045623 | 927.67 | -0.0095893 | 933.3635 | 0 | 698.47 | 0.00045886 | 933.3635 | 0 | 933.3635 | 0 | 933.0791 | -0.051784 | 1031.4974 | 0.028977 | 933.0791 | 0.013441 | 1031.6856 | 0 | 1031.4974 | 0.040028 | 919.1342 | 0
|  | 933.6055 | 0.0032541 | 933.3206 | 9.857e-05 | 697.3756 | 0.017163 | 933.6055 | -0.0072372 | 933.3206 | -0.084554 | 923.3266 | 0 | 933.3206 | 0.074925 | 933.6055 | 0.054422 | 933.6055 | 0 | 697.3756 | 0.014387 | 933.6055 | 0.00057991 | 933.6055 | 0 | 927.91 | 0.0029585 | 933.6055 | 0.00036608 | 698.5908 | 0.00021538 | 933.6055 | 0.082756 | 933.6055 | 0.0065938 | 933.3206 | 0.033927 | 1031.666 | 0.033398 | 933.3206 | 0.021266 | 1031.8557 | 0.0010433 | 1031.666 | 0.038679 | 919.3697 | 0
|  | 933.8474 | -0.020781 | 933.5621 | -0.050578 | 697.5013 | 0 | 933.8474 | -0.0086336 | 933.5621 | 0.035522 | 923.5663 | 0 | 933.5621 | -0.098233 | 933.8474 | 0 | 933.8474 | 0 | 697.5013 | 0.015704 | 933.8474 | 0 | 933.8474 | 0.0061368 | 928.15 | 0.00051009 | 933.8474 | 0 | 698.7116 | 0.00045139 | 933.8474 | 0 | 933.8474 | 0 | 933.5621 | -0.054909 | 1031.8346 | 0.025325 | 933.5621 | -0.06611 | 1032.0258 | 0 | 1031.8346 | 0.040132 | 919.6053 | 0
|  | 934.0894 | -0.0070614 | 933.8037 | -0.0010996 | 697.6269 | 0.020053 | 934.0894 | -0.014839 | 933.8037 | -0.15166 | 923.8061 | 0 | 933.8037 | 0.048262 | 934.0894 | 0.061561 | 934.0894 | 0 | 697.6269 | 0.01387 | 934.0894 | 0.0089595 | 934.0894 | 0 | 928.4 | 0.007243 | 934.0894 | 0.0094013 | 698.8325 | 0.00023939 | 934.0894 | 0.056374 | 934.0894 | 0.0093684 | 933.8036 | 0.058257 | 1032.0032 | 0.039549 | 933.8037 | -0.010131 | 1032.1959 | 0.0010433 | 1032.0032 | 0.037588 | 919.8409 | 0
|  | 934.3314 | 0.01702 | 934.0452 | -0.032876 | 697.7526 | 0 | 934.3314 | -0.057931 | 934.0452 | -0.081412 | 924.0458 | 0 | 934.0452 | -0.11335 | 934.3314 | 0 | 934.3314 | 0 | 697.7526 | 0.0032926 | 934.3314 | 0 | 934.3314 | 0.0017053 | 928.64 | -0.011885 | 934.3314 | 0 | 698.9533 | 0.00046793 | 934.3314 | 0 | 934.3314 | 0 | 934.0452 | -0.06406 | 1032.1717 | 0.023835 | 934.0452 | -0.055522 | 1032.366 | 0 | 1032.1717 | 0.039042 | 920.0764 | 0
|  | 934.5734 | -0.005589 | 934.2867 | -0.033113 | 697.8783 | 0.015674 | 934.5734 | 0.026846 | 934.2867 | -0.21833 | 924.2856 | 0 | 934.2867 | 0.059215 | 934.5734 | 0.06969 | 934.5734 | 0 | 697.8783 | 0.018666 | 934.5734 | 0.0070495 | 934.5734 | 0 | 928.88 | 0.0021933 | 934.5734 | 0.011898 | 699.0741 | 0.0002289 | 934.5734 | 0.034441 | 934.5734 | 0.0081266 | 934.2867 | 0.060935 | 1032.3403 | 0.034071 | 934.2867 | -0.03784 | 1032.5361 | 0.0010433 | 1032.3403 | 0.037952 | 920.312 | 0
|  | 934.8154 | -0.02974 | 934.5283 | -0.015604 | 698.004 | 0 | 934.8154 | -0.033683 | 934.5283 | 0.058456 | 924.5254 | 0 | 934.5283 | -0.08831 | 934.8153 | 0 | 934.8153 | 0 | 698.004 | 0.0098266 | 934.8153 | 0 | 934.8154 | 0.0041715 | 929.12 | 0.0032646 | 934.8153 | 0 | 699.195 | 0.00047327 | 934.8153 | 0 | 934.8154 | 0 | 934.5283 | -0.03549 | 1032.5089 | 0.026959 | 934.5283 | -0.033634 | 1032.7062 | 0 | 1032.5089 | 0.039405 | 920.5476 | 0
|  | 935.0573 | 0.010535 | 934.7699 | -0.0044972 | 698.1297 | 0.011997 | 935.0573 | 0.0011245 | 934.7699 | -0.27413 | 924.7651 | 0 | 934.7699 | 0.053725 | 935.0573 | 0.052678 | 935.0573 | 0 | 698.1297 | 0.015704 | 935.0573 | 0.013583 | 935.0573 | 0 | 929.36 | -0.0046928 | 935.0573 | 0.0092653 | 699.3158 | 0.00024668 | 935.0573 | 0.049216 | 935.0573 | 0.0098219 | 934.7699 | 0.029017 | 1032.6775 | 0.032773 | 934.7699 | 0.030648 | 1032.8763 | 0.00081146 | 1032.6775 | 0.037381 | 920.7831 | 0
|  | 935.2993 | 0.017429 | 935.0114 | -0.071652 | 698.2554 | 0 | 935.2993 | -0.032525 | 935.0114 | 0.043926 | 925.0049 | 0 | 935.0114 | -0.10665 | 935.2993 | 0 | 935.2993 | 0 | 698.2554 | 0.0070526 | 935.2993 | 0 | 935.2993 | 0.0098478 | 929.6 | 0.0051009 | 935.2993 | 0 | 699.4366 | 0.00048109 | 935.2993 | 0 | 935.2993 | 0 | 935.0114 | -0.074327 | 1032.8461 | 0.02643 | 935.0114 | -0.042695 | 1033.0464 | 0 | 1032.8461 | 0.03899 | 921.0187 | 0
|  | 935.5413 | 0.013743 | 935.253 | -0.016537 | 698.3811 | 0.015061 | 935.5413 | 0.0050783 | 935.253 | -0.1478 | 925.2448 | 0 | 935.253 | 0.035753 | 935.5414 | 0.031302 | 935.5414 | 0 | 698.3811 | 0.0063943 | 935.5414 | 0.017599 | 935.5413 | 0 | 929.84 | -0.0051518 | 935.5414 | 0.011908 | 699.5575 | 0.00023654 | 935.5414 | 0.051903 | 935.5413 | 0.0054364 | 935.253 | 0.084595 | 1033.0147 | 0.028304 | 935.253 | 0.05323 | 1033.2165 | 0.00057972 | 1033.0147 | 0.037173 | 921.2543 | 0
|  | 935.7834 | -0.034451 | 935.4946 | -0.054801 | 698.5069 | 0 | 935.7834 | -0.036003 | 935.4946 | 0.072237 | 925.4846 | 0 | 935.4946 | -0.11577 | 935.7834 | 0 | 935.7834 | 0 | 698.5069 | 0.0058301 | 935.7834 | 0 | 935.7834 | 0.0052986 | 930.08 | -0.00040807 | 935.7834 | 0 | 699.6783 | 0.00048198 | 935.7834 | 0 | 935.7834 | 0 | 935.4946 | -0.084818 | 1033.1832 | 0.038107 | 935.4946 | -0.017853 | 1033.3866 | 0 | 1033.1832 | 0.037848 | 921.49 | 0
|  | 936.0254 | 0.032686 | 935.7362 | -0.013906 | 698.6326 | 0.014011 | 936.0254 | -0.016151 | 935.7362 | -0.23528 | 925.7244 | 0 | 935.7362 | 0.061479 | 936.0254 | 0.056993 | 936.0254 | 0 | 698.6326 | 0.0039813 | 936.0254 | 0.013427 | 936.0254 | 0 | 930.32 | 0.0028055 | 936.0254 | 0.014374 | 699.7992 | 0.00024917 | 936.0254 | 0.059847 | 936.0254 | 0.010318 | 935.7362 | 0.031249 | 1033.3518 | 0.029554 | 935.7362 | 0.025717 | 1033.5567 | 0.00081146 | 1033.3518 | 0.035667 | 921.7256 | 0
|  | 936.2674 | -0.0037575 | 935.9777 | -0.024052 | 698.7584 | 0 | 936.2674 | -0.026952 | 935.9777 | -0.094992 | 925.9642 | 0 | 935.9777 | -0.10269 | 936.2674 | 0 | 936.2674 | 0 | 698.7584 | 0.0053129 | 936.2674 | 0 | 936.2674 | 0.012605 | 930.57 | -0.005917 | 936.2674 | 0 | 699.92 | 0.00047789 | 936.2674 | 0 | 936.2674 | 0 | 935.9777 | -0.012623 | 1033.5204 | 0.028112 | 935.9777 | -0.020231 | 1033.7268 | 0 | 1033.5204 | 0.03764 | 921.9612 | 0
|  | 936.5095 | -0.011426 | 936.2193 | 0.011857 | 698.8841 | 0.0063773 | 936.5095 | 0.0088667 | 936.2193 | -0.2875 | 926.204 | 0 | 936.2193 | 0.0596 | 936.5095 | 0.082278 | 936.5095 | 0 | 698.8841 | 0.014528 | 936.5095 | 0.015924 | 936.5095 | 0 | 930.81 | 0.00096913 | 936.5095 | 0.03444 | 700.0409 | 0.00023103 | 936.5095 | 0.052112 | 936.5095 | 0.0081134 | 936.2193 | 0.054909 | 1033.689 | 0.034551 | 936.2193 | 0.030864 | 1033.8969 | 0.00081146 | 1033.689 | 0.037277 | 922.1968 | 0
|  | 936.7515 | -0.0080316 | 936.4609 | -0.032344 | 699.0099 | 0 | 936.7515 | -0.029947 | 936.4609 | 0.046614 | 926.4438 | 0 | 936.4609 | -0.10555 | 936.7515 | 0 | 936.7515 | 0 | 699.0099 | 0.0024917 | 936.7515 | 0 | 936.7515 | 0.0044117 | 931.05 | -0.0039276 | 936.7515 | 0 | 700.1617 | 0.00045263 | 936.7515 | 0 | 936.7515 | 0 | 936.4609 | -0.039507 | 1033.8576 | 0.046709 | 936.4609 | 0.0067741 | 1034.067 | 0 | 1033.8576 | 0.038886 | 922.4324 | 0
|  | 936.9935 | 0.008685 | 936.7025 | -0.0090893 | 699.1357 | 0.006681 | 936.9935 | 0.014437 | 936.7025 | -0.18973 | 926.6837 | 0 | 936.7025 | 0.070054 | 936.9935 | 0.093844 | 936.9935 | 0 | 699.1357 | 0.016127 | 936.9935 | 0.0092824 | 936.9935 | 0 | 931.29 | 0.00035706 | 936.9935 | 0.012796 | 700.2826 | 0.00022516 | 936.9935 | 0.031061 | 936.9935 | 0.0088813 | 936.7025 | 0.0053474 | 1034.0262 | 0.025853 | 936.7025 | 0.046834 | 1034.2371 | 0.0010433 | 1034.0262 | 0.036913 | 922.6681 | 0
|  | 937.2356 | -0.0043062 | 936.9442 | -0.025055 | 699.2615 | 0 | 937.2356 | -0.039788 | 936.9442 | 0.0089253 | 926.9235 | 0 | 936.9442 | -0.12623 | 937.2356 | 0 | 937.2356 | 0 | 699.2615 | 0.0064884 | 937.2356 | 0 | 937.2356 | 0.0030253 | 931.53 | 0.0017343 | 937.2356 | 0 | 700.4034 | 0.00046633 | 937.2356 | 0 | 937.2356 | 0 | 936.9442 | -0.071202 | 1034.1947 | 0.02297 | 936.9442 | -0.0026602 | 1034.4072 | 0 | 1034.1947 | 0.038679 | 922.9037 | 0
|  | 937.4777 | 0.0045276 | 937.1858 | -0.010511 | 699.3873 | 0.0050107 | 937.4777 | -0.01956 | 937.1858 | -0.32509 | 927.1633 | 0 | 937.1858 | 0.067325 | 937.4777 | 0.069452 | 937.4777 | 0 | 699.3873 | 0.011472 | 937.4777 | 0.0060643 | 937.4777 | 0 | 931.77 | -0.00025504 | 937.4777 | 0.0083355 | 700.5243 | 0.00024686 | 937.4777 | 0.030321 | 937.4777 | 0.0065252 | 937.1858 | 0.081024 | 1034.3633 | 0.037338 | 937.1858 | -0.013074 | 1034.5773 | 0.00057972 | 1034.3633 | 0.037433 | 923.1394 | 0
|  | 937.7197 | 0.0077529 | 937.4274 | -0.074303 | 699.5131 | 0 | 937.7197 | -0.0017859 | 937.4274 | 0.057729 | 927.4032 | 0 | 937.4274 | -0.13621 | 937.7197 | 0 | 937.7197 | 0 | 699.5131 | 0.0062063 | 937.7197 | 0 | 937.7197 | 0.0030172 | 932.01 | -0.0042337 | 937.7197 | 0 | 700.6451 | 0.00044463 | 937.7197 | 0 | 937.7197 | 0 | 937.4274 | -0.12678 | 1034.5319 | 0.032773 | 937.4274 | -0.0025386 | 1034.7474 | 0 | 1034.5319 | 0.039042 | 923.3751 | 0
|  | 937.9618 | 0.023317 | 937.669 | -0.01295 | 699.639 | 0.0034924 | 937.9618 | 0.0022439 | 937.669 | -0.30236 | 927.6431 | 0 | 937.669 | 0.035041 | 937.9618 | 0.054236 | 937.9618 | 0 | 699.639 | 0.012789 | 937.9618 | 0.0040656 | 937.9618 | 0 | 932.25 | 0.0015813 | 937.9618 | 0.0098185 | 700.7659 | 0.00020257 | 937.9618 | 0.025742 | 937.9618 | 0.0067315 | 937.669 | 0.023437 | 1034.7005 | 0.02989 | 937.669 | 6.3987e-06 | 1034.9175 | 0.00057972 | 1034.7005 | 0.036965 | 923.6107 | 0
|  | 938.2039 | 0.002229 | 937.9107 | -0.036371 | 699.7648 | 0 | 938.2039 | -0.0074358 | 937.9107 | 0.019799 | 927.8829 | 0 | 937.9107 | -0.13152 | 938.2039 | 0 | 938.2039 | 0 | 699.7648 | 0.011284 | 938.2039 | 0 | 938.2039 | 0.0048794 | 932.5 | 0.00709 | 938.2039 | 0 | 700.8868 | 0.0004521 | 938.2039 | 0 | 938.2039 | 0 | 937.9107 | -0.062497 | 1034.8691 | 0.034695 | 937.9107 | -0.030064 | 1035.0876 | 0 | 1034.8691 | 0.038315 | 923.8464 | 0
|  | 938.446 | 0.033407 | 938.1523 | 0.0033227 | 699.8907 | 0.010508 | 938.446 | 0.021575 | 938.1523 | -0.27048 | 928.1228 | 0 | 938.1523 | 0.076937 | 938.446 | 0.052363 | 938.446 | 0 | 699.8907 | 0.018149 | 938.446 | 0.016304 | 938.446 | 0 | 932.74 | -0.0025504 | 938.446 | 0.02126 | 701.0077 | 0.00025966 | 938.446 | 0.0083283 | 938.446 | 0.0057503 | 938.1523 | 0.095309 | 1035.0376 | 0.027055 | 938.1523 | -0.026304 | 1035.2578 | 0.00081146 | 1035.0376 | 0.037329 | 924.082 | 0
|  | 938.6881 | -0.019625 | 938.3939 | -0.0097386 | 700.0165 | 0 | 938.6881 | -0.043893 | 938.3939 | -0.014916 | 928.3627 | 0 | 938.3939 | -0.1305 | 938.6881 | 0 | 938.6881 | 0 | 700.0165 | 0.0019577 | 938.6881 | 0 | 938.6881 | 0.0091346 | 932.98 | 0.0035706 | 938.6881 | 0 | 701.1285 | 0.00046989 | 938.6881 | 0 | 938.6881 | 0 | 938.394 | -0.03482 | 1035.2062 | 0.025517 | 938.3939 | -0.038133 | 1035.4279 | 0 | 1035.2062 | 0.038679 | 924.3178 | 0
|  | 938.9302 | 0.00034254 | 938.6356 | 0.02326 | 700.1424 | 0.016813 | 938.9302 | 0.023596 | 938.6356 | -0.31174 | 928.6026 | 0 | 938.6356 | 0.065144 | 938.9302 | 0.079177 | 938.9302 | 0 | 700.1424 | 0.015469 | 938.9302 | 0.023046 | 938.9302 | 0 | 933.22 | -0.0053048 | 938.9302 | 0.0054174 | 701.2494 | 0.00021983 | 938.9302 | 0.069695 | 938.9302 | 0.012087 | 938.6356 | 0.036382 | 1035.3748 | 0.036858 | 938.6356 | 0.014151 | 1035.598 | 0.00081146 | 1035.3748 | 0.036809 | 924.5534 | 0
|  | 939.1723 | -0.010602 | 938.8773 | -0.007997 | 700.2683 | 0 | 939.1723 | 0.0024511 | 938.8773 | 0.11341 | 928.8425 | 0 | 938.8773 | -0.10501 | 939.1723 | 0 | 939.1723 | 0 | 700.2683 | 0.0019577 | 939.1723 | 0 | 939.1723 | 0.0043991 | 933.46 | -0.00010202 | 939.1723 | 0 | 701.3702 | 0.00044054 | 939.1723 | 0 | 939.1723 | 0 | 938.8773 | -0.058257 | 1035.5434 | 0.021721 | 938.8773 | -0.032388 | 1035.7681 | 0 | 1035.5434 | 0.038367 | 924.7891 | 0
|  | 939.4144 | 0.036003 | 939.1189 | -0.031947 | 700.3942 | 0.014536 | 939.4144 | -0.013232 | 939.1189 | -0.21636 | 929.0824 | 0 | 939.1189 | 0.052557 | 939.4144 | 0.052457 | 939.4144 | 0 | 700.3942 | 0.011472 | 939.4144 | 0.0065539 | 939.4144 | 0 | 933.7 | -0.007141 | 939.4144 | 0.0020603 | 701.4911 | 0.00023032 | 939.4144 | 0.071698 | 939.4144 | 0.0028291 | 939.1189 | 0.047096 | 1035.712 | 0.032533 | 939.1189 | 0.052894 | 1035.9383 | 0.00081146 | 1035.712 | 0.036758 | 925.0248 | 0
|  | 939.6566 | 0.0032394 | 939.3606 | -0.016958 | 700.5201 | 0 | 939.6566 | -0.022505 | 939.3606 | -0.052233 | 929.3223 | 0 | 939.3606 | -0.13285 | 939.6565 | 0 | 939.6565 | 0 | 700.5201 | 0.01119 | 939.6565 | 0 | 939.6566 | 0.00080492 | 933.94 | -0.0027035 | 939.6565 | 0 | 701.6119 | 0.00044303 | 939.6565 | 0 | 939.6566 | 0 | 939.3606 | -0.027454 | 1035.8806 | 0.027776 | 939.3606 | -0.042673 | 1036.1084 | 0 | 1035.8806 | 0.03873 | 925.2605 | 0
|  | 939.8987 | 0.02121 | 939.6023 | -0.021707 | 700.646 | 0.019877 | 939.8987 | -0.0046298 | 939.6023 | -0.22044 | 929.5623 | 0 | 939.6023 | 0.073314 | 939.8987 | 0.058169 | 939.8987 | 0 | 700.646 | 0.012789 | 939.8987 | 0.0071958 | 939.8987 | 0 | 934.18 | 0.0038766 | 939.8987 | 0.011149 | 701.7328 | 0.00021734 | 939.8987 | 0.039498 | 939.8987 | 0.0046431 | 939.6023 | 0.050891 | 1036.0491 | 0.032869 | 939.6023 | 0.0092328 | 1036.2785 | 0.00034783 | 1036.0491 | 0.037069 | 925.4962 | 0
|  | 940.1408 | -0.0041712 | 939.8439 | -0.08676 | 700.7719 | 0 | 940.1408 | -0.011982 | 939.8439 | 0.010974 | 929.8022 | 0 | 939.8439 | -0.12625 | 940.1408 | 0 | 940.1408 | 0 | 700.7719 | 0.0044939 | 940.1408 | 0 | 940.1408 | 0.0060162 | 934.43 | -0.00010202 | 940.1408 | 0 | 701.8537 | 0.00042027 | 940.1408 | 0 | 940.1408 | 0 | 939.8439 | -0.1183 | 1036.2177 | 0.030226 | 939.8439 | -0.018536 | 1036.4487 | 0 | 1036.2177 | 0.038056 | 925.7319 | 0
|  | 940.383 | 0.011351 | 940.0856 | -0.014242 | 700.8979 | 0.0095447 | 940.383 | -0.02154 | 940.0856 | -0.31329 | 930.0421 | 0 | 940.0856 | 0.06415 | 940.383 | 0.11944 | 940.383 | 0 | 700.8979 | 0.0075698 | 940.383 | 0.012193 | 940.383 | 0 | 934.67 | 0.0063253 | 940.383 | 0.021245 | 701.9745 | 0.00020453 | 940.383 | 0.0745 | 940.383 | 0.0072756 | 940.0856 | 0.072095 | 1036.3863 | 0.025757 | 940.0856 | 0.001059 | 1036.6188 | 0.00034783 | 1036.3863 | 0.035563 | 925.9677 | 0
|  | 940.6251 | -0.012349 | 940.3273 | -0.023314 | 701.0239 | 0 | 940.6251 | -0.0060916 | 940.3273 | 0.063738 | 930.282 | 0 | 940.3273 | -0.13218 | 940.6251 | 0 | 940.6251 | 0 | 701.0239 | 0.0032926 | 940.6251 | 0 | 940.6251 | 0.018267 | 934.91 | 0.0041827 | 940.6251 | 0 | 702.0954 | 0.00043361 | 940.6251 | 0 | 940.6251 | 0 | 940.3273 | -0.0529 | 1036.5549 | 0.027535 | 940.3273 | 0.0041856 | 1036.7889 | 0 | 1036.5549 | 0.03629 | 926.2034 | 0
|  | 940.8673 | 0.014602 | 940.569 | 0.047899 | 701.1498 | 0.017426 | 940.8673 | -0.0028181 | 940.569 | -0.18265 | 930.522 | 0 | 940.569 | 0.083327 | 940.8673 | 0.020873 | 940.8673 | 0 | 701.1498 | 0 | 940.8673 | 0.026064 | 940.8673 | 0 | 935.15 | 0.0092325 | 940.8673 | 0.033636 | 702.2163 | 0.00023068 | 940.8673 | 0.088668 | 940.8673 | 0.0088887 | 940.569 | 0.039061 | 1036.7235 | 0.030851 | 940.569 | 0.03009 | 1036.959 | 0.0010433 | 1036.7235 | 0.034837 | 926.4392 | 0
|  | 941.1094 | -0.0020445 | 940.8107 | -0.049896 | 701.2758 | 0 | 941.1094 | -0.034436 | 940.8107 | 0.093358 | 930.762 | 0 | 940.8107 | -0.15247 | 941.1094 | 0 | 941.1094 | 0 | 701.2758 | 0.0094504 | 941.1094 | 0 | 941.1094 | 0.0097677 | 935.39 | -0.0023974 | 941.1094 | 0 | 702.3371 | 0.00047255 | 941.1094 | 0 | 941.1094 | 0 | 940.8107 | -0.079684 | 1036.892 | 0.033302 | 940.8107 | -0.04571 | 1037.1292 | 0 | 1036.892 | 0.036654 | 926.6749 | 0
|  | 941.3516 | 0.024407 | 941.0524 | -0.016151 | 701.4018 | 0.010771 | 941.3516 | -0.0089389 | 941.0524 | -0.24574 | 931.002 | 0 | 941.0524 | 0.068225 | 941.3516 | 0.071271 | 941.3516 | 0 | 701.4018 | 0.0063943 | 941.3516 | 0 | 941.3516 | 0 | 935.63 | -0.0007141 | 941.3516 | 0.020391 | 702.458 | 0.00024561 | 941.3516 | 0.005815 | 941.3516 | 0.0099768 | 941.0524 | 0.052676 | 1037.0606 | 0.027727 | 941.0524 | -0.027354 | 1037.2993 | 0.00057972 | 1037.0606 | 0.03546 | 926.9106 | 0
|  | 941.5938 | 0.0037058 | 941.2941 | -0.049043 | 701.5278 | 0 | 941.5938 | -0.024741 | 941.2941 | 0.067836 | 931.2419 | 0 | 941.2941 | -0.13668 | 941.5938 | 0 | 941.5938 | 0 | 701.5278 | 0.0024917 | 941.5938 | 0 | 941.5938 | 0.013519 | 935.87 | 0.007243 | 941.5938 | 0 | 702.5789 | 0.00047078 | 941.5938 | 0 | 941.5938 | 0 | 941.2941 | -0.074997 | 1037.2292 | 0.038251 | 941.2941 | -0.049792 | 1037.4695 | 0 | 1037.2292 | 0.036965 | 927.1464 | 0
|  | 941.836 | 0.023674 | 941.5359 | 0.014412 | 701.6538 | 0.0044034 | 941.836 | 0.0018858 | 941.5359 | -0.30675 | 931.4819 | 0 | 941.5359 | 0.042957 | 941.836 | 0.088434 | 941.836 | 0 | 701.6538 | 0.01119 | 941.836 | 0.025197 | 941.836 | 0 | 936.12 | 0.0037236 | 941.836 | 0.014011 | 702.6997 | 0.00022907 | 941.836 | 0.070625 | 941.836 | 0.011458 | 941.5359 | 0.037275 | 1037.3978 | 0.030611 | 941.5359 | 0.050994 | 1037.6396 | 0.0010433 | 1037.3978 | 0.035667 | 927.3821 | 0
|  | 942.0782 | -0.013412 | 941.7776 | -0.095565 | 701.7798 | 0 | 942.0782 | -0.050838 | 941.7776 | 0.16184 | 931.7219 | 0 | 941.7776 | -0.14311 | 942.0782 | 0 | 942.0782 | 0 | 701.7798 | 0.010908 | 942.0782 | 0 | 942.0782 | 0.0026768 | 936.36 | -0.0040807 | 942.0782 | 0 | 702.8206 | 0.00046171 | 942.0782 | 0 | 942.0782 | 0 | 941.7776 | -0.062497 | 1037.5664 | 0.026622 | 941.7776 | -0.0003578 | 1037.8097 | 0 | 1037.5664 | 0.037069 | 927.6179 | 0
|  | 942.3204 | -0.018611 | 942.0193 | -0.027073 | 701.9058 | 0.012609 | 942.3204 | 0.014884 | 942.0193 | -0.49409 | 931.9619 | 0 | 942.0193 | 0.056714 | 942.3204 | 0.069208 | 942.3204 | 0 | 701.9058 | 0.0053129 | 942.3204 | 0.023166 | 942.3204 | 0.0015644 | 936.6 | 0.00020403 | 942.3204 | 0.0072232 | 702.9415 | 0.0002803 | 942.3204 | 0.049199 | 942.3204 | 0.010779 | 942.0193 | -0.0052604 | 1037.7349 | 0.046565 | 942.0193 | 0.058284 | 1037.9799 | 0.00057972 | 1037.7349 | 0.037225 | 927.8537 | 0
|  | 942.5626 | 0.031087 | 942.2611 | -0.02921 | 702.0318 | 0 | 942.5626 | -0.028235 | 942.2611 | 0.020193 | 932.2019 | 0 | 942.2611 | 0.043994 | 942.5626 | 0.15397 | 942.5626 | 0 | 702.0318 | 0.008228 | 942.5626 | 0.0034918 | 942.5626 | 0 | 936.84 | -0.0007141 | 942.5626 | 0.016993 | 703.0624 | 0.00033632 | 942.5626 | 0.06872 | 942.5626 | 0.0063841 | 942.2611 | 0.026561 | 1037.9035 | 0.041039 | 942.2611 | 0.037043 | 1038.15 | 0 | 1037.9035 | 0.0379 | 928.0895 | 0
|  | 942.8048 | -0.045199 | 942.5028 | -0.045185 | 702.1579 | 0.0045552 | 942.8048 | -0.051879 | 942.5028 | 0.039528 | 932.4419 | 0 | 942.5028 | -0.13571 | 942.8048 | 0 | 942.8048 | 0 | 702.1579 | 0.0073347 | 942.8048 | 0 | 942.8048 | 0.012569 | 937.08 | -0.0054579 | 942.8048 | 0 | 703.1832 | 0.00014193 | 942.8048 | 0 | 942.8048 | 0 | 942.5028 | -0.096871 | 1038.0721 | 0.031668 | 942.5028 | -0.038488 | 1038.3202 | 0.00011594 | 1038.0721 | 0.037692 | 928.3253 | 0
|  | 943.0471 | 0.030039 | 942.7445 | -0.0114 | 702.284 | 0 | 943.0471 | -0.0071104 | 942.7445 | -0.20484 | 932.6819 | 0 | 942.7445 | 0.068276 | 943.047 | 0.1046 | 943.047 | 0 | 702.284 | 0.0087452 | 943.047 | 0.018731 | 943.0471 | 0 | 937.32 | 0.00051009 | 943.047 | 0.019011 | 703.3041 | 0.00013712 | 943.047 | 0.079639 | 943.0471 | 0.010487 | 942.7446 | 0.054239 | 1038.2407 | 0.036762 | 942.7445 | 0.016276 | 1038.4903 | 0 | 1038.2407 | 0.036654 | 928.5611 | 0
|  | 943.2892 | 0.021129 | 942.9863 | -0.013185 | 702.41 | 0.0083512 | 943.2892 | -0.027722 | 942.9863 | 0.14247 | 932.9219 | 0 | 942.9863 | -0.1106 | 943.2893 | 0 | 943.2893 | 0 | 702.41 | 0.0010454 | 943.2893 | 0 | 943.2892 | 0.0041779 | 937.56 | -0.0043867 | 943.2893 | 0 | 703.425 | 0.00013624 | 943.2893 | 0 | 943.2893 | 0 | 942.9863 | -0.065846 | 1038.4093 | 0.022826 | 942.9863 | 0.0053599 | 1038.6605 | 0.00011594 | 1038.4093 | 0.037121 | 928.7969 | 0
|  | 943.5315 | 0.018256 | 943.2281 | 0.001867 | 702.5361 | 0 | 943.5315 | 0.011273 | 943.2281 | -0.1256 | 933.162 | 0 | 943.2281 | 0.062779 | 943.5315 | 0.09762 | 943.5315 | 0 | 702.5361 | 0.0016908 | 943.5315 | 0.01779 | 943.5315 | 0 | 937.8 | 0.0075495 | 943.5315 | 0.0048122 | 703.5459 | 0.00015491 | 943.5315 | 0.095922 | 943.5315 | 0.012201 | 943.2281 | 0.03482 | 1038.5778 | 0.041663 | 943.2281 | 0.020897 | 1038.8306 | 7.7296e-05 | 1038.5778 | 0.035719 | 929.0326 | 0
|  | 943.7737 | -0.017235 | 943.4698 | -0.033137 | 702.6622 | 0.014886 | 943.7737 | -0.0093036 | 943.4698 | -0.12781 | 933.402 | 0 | 943.4698 | -0.15109 | 943.7737 | 0 | 943.7737 | 0 | 702.6622 | 0 | 943.7737 | 0 | 943.7737 | 0.0046888 | 938.05 | 0.0052539 | 943.7737 | 0 | 703.6667 | 0.00017839 | 943.7737 | 0 | 943.7737 | 0 | 943.4698 | -0.033258 | 1038.7464 | 0.033638 | 943.4698 | -0.047711 | 1039.0008 | 0.00011594 | 1038.7464 | 0.037173 | 929.2685 | 0
|  | 944.016 | 0.016858 | 943.7116 | -0.026441 | 702.7883 | 0 | 944.016 | 0.009638 | 943.7116 | -0.40286 | 933.6421 | 0 | 943.7116 | 0.090831 | 944.016 | 0.049221 | 944.016 | 0 | 702.7883 | 0.00048945 | 944.016 | 0.029955 | 944.016 | 0 | 938.29 | -0.0056109 | 944.016 | 0.0063197 | 703.7876 | 0.00017234 | 944.016 | 0.026278 | 944.016 | 0.010075 | 943.7116 | 0.06897 | 1038.915 | 0.049736 | 943.7116 | -0.006859 | 1039.1709 | 7.7296e-05 | 1038.915 | 0.036446 | 929.5043 | 0
|  | 944.2582 | -0.013088 | 943.9534 | -0.030681 | 702.9144 | 0.0027331 | 944.2582 | 0.0092457 | 943.9534 | -0.087743 | 933.8821 | 0 | 943.9534 | -0.14726 | 944.2582 | 0 | 944.2582 | 0 | 702.9144 | 0.0015792 | 944.2582 | 0 | 944.2582 | 0.013667 | 938.53 | -0.0025504 | 944.2582 | 0 | 703.9085 | 0.00015936 | 944.2582 | 0 | 944.2582 | 0 | 943.9534 | -0.076559 | 1039.0836 | 0.027295 | 943.9534 | -0.036152 | 1039.3411 | 0 | 1039.0836 | 0.038107 | 929.7401 | 0
|  | 944.5005 | -0.0044882 | 944.1952 | -0.0054929 | 703.0406 | 0 | 944.5005 | 0.011882 | 944.1952 | -0.1931 | 934.1222 | 0 | 944.1952 | 0.077216 | 944.5005 | 0.13048 | 944.5005 | 0 | 703.0406 | 0.0031591 | 944.5005 | 0.010973 | 944.5005 | 0.0064693 | 938.77 | -0.00040807 | 944.5005 | 0.012646 | 704.0294 | 0.00015313 | 944.5005 | 0.057611 | 944.5005 | 0.0099219 | 944.1952 | 0.079684 | 1039.2522 | 0.03311 | 944.1952 | 0.018165 | 1039.5113 | 0.00030918 | 1039.2522 | 0.036498 | 929.976 | 0
|  | 944.7428 | -0.00030908 | 944.4369 | 0.059436 | 703.1667 | 0.0085031 | 944.7428 | -0.036103 | 944.4369 | 0.042635 | 934.3622 | 0 | 944.4369 | -0.13117 | 944.7428 | 0 | 944.7428 | 0 | 703.1667 | 0.005595 | 944.7428 | 4.3975e-05 | 944.7428 | 0.008869 | 939.01 | 0.0083142 | 944.7428 | 0 | 704.1503 | 0.00015402 | 944.7428 | 0 | 944.7428 | 0 | 944.4369 | -0.0052373 | 1039.4207 | 0.028208 | 944.4369 | -0.028676 | 1039.6814 | 0.00034783 | 1039.4207 | 0.038056 | 930.2118 | 0
|  | 944.985 | 0.021095 | 944.6787 | -0.013888 | 703.2928 | 0 | 944.985 | -0.010566 | 944.6787 | -0.20725 | 934.6024 | 0 | 944.6787 | 0.078744 | 944.985 | 0.13389 | 944.985 | 0 | 703.2928 | 0.0030256 | 944.985 | 0.011623 | 944.985 | 0 | 939.25 | -0.0023974 | 944.985 | 0.018802 | 704.2712 | 0.00015029 | 944.985 | 0.11369 | 944.9851 | 0.0080659 | 944.6787 | 0.042855 | 1039.5893 | 0.036329 | 944.6787 | 0.0071548 | 1039.8516 | 7.7296e-05 | 1039.5893 | 0.036654 | 930.4476 | 0
|  | 945.2274 | 0.039743 | 944.9205 | -0.022012 | 703.419 | 0.012434 | 945.2274 | -0.024277 | 944.9205 | -0.058804 | 934.8424 | 0 | 944.9205 | -0.13585 | 945.2273 | 0 | 945.2273 | 0 | 703.419 | 0.005595 | 945.2273 | 0 | 945.2274 | 0.017813 | 939.49 | 0.0051009 | 945.2273 | 0 | 704.3921 | 0.00014157 | 945.2273 | 0 | 945.2274 | 0 | 944.9205 | -0.066292 | 1039.7579 | 0.042144 | 944.9205 | -0.0065859 | 1040.0218 | 0.00011594 | 1039.7579 | 0.038263 | 930.6835 | 0
|  | 945.4696 | 0.036635 | 945.1623 | 0.046152 | 703.5452 | 0 | 945.4696 | 0.047993 | 945.1623 | -0.14937 | 935.0825 | 0 | 945.1623 | 0.080578 | 945.4696 | 0.09258 | 945.4696 | 0 | 703.5452 | 0.0059712 | 945.4696 | 0.024798 | 945.4696 | 0 | 939.74 | 0.0047948 | 945.4696 | 0.020375 | 704.513 | 0.00014033 | 945.4696 | 0.064773 | 945.4696 | 0.0143 | 945.1623 | 0.052676 | 1039.9265 | 0.032965 | 945.1623 | 0.086582 | 1040.1919 | 0 | 1039.9265 | 0.036654 | 930.9194 | 0
|  | 945.7119 | -0.021976 | 945.4041 | -0.021735 | 703.6713 | 0.0047071 | 945.7119 | -0.047856 | 945.4041 | -0.009693 | 935.3226 | 0 | 945.4041 | -0.11394 | 945.7119 | 0 | 945.7119 | 0 | 703.6713 | 0.0043816 | 945.7119 | 0 | 945.7119 | 0.0033352 | 939.98 | 0.0041827 | 945.7119 | 0 | 704.6338 | 0.00013961 | 945.7119 | 0 | 945.7119 | 0 | 945.4041 | -0.088836 | 1040.095 | 0.020039 | 945.4041 | -0.052966 | 1040.3621 | 0.00034783 | 1040.095 | 0.03873 | 931.1552 | 0
|  | 945.9542 | 0.041293 | 945.646 | -0.03819 | 703.7975 | 0 | 945.9542 | 0.018121 | 945.646 | -0.18101 | 935.5627 | 0 | 945.646 | 0.10248 | 945.9542 | 0.057738 | 945.9542 | 0 | 703.7975 | 0.0056891 | 945.9542 | 0.010394 | 945.9542 | 0 | 940.22 | 0.0090795 | 945.9542 | 0.015268 | 704.7547 | 0.00013784 | 945.9542 | 0.047623 | 945.9542 | 0.0042785 | 945.646 | 0.071649 | 1040.2636 | 0.033013 | 945.646 | 0.04307 | 1040.5322 | 7.7296e-05 | 1040.2636 | 0.037952 | 931.3911 | 0
|  | 946.1965 | -0.040264 | 945.8878 | -0.054247 | 703.9237 | 0.0099825 | 946.1965 | -0.00018026 | 945.8878 | 0.083515 | 935.8028 | 0 | 945.8878 | -0.15533 | 946.1965 | 0 | 946.1965 | 0 | 703.9237 | 0.0099676 | 946.1965 | 0 | 946.1965 | 0.013959 | 940.46 | -0.010508 | 946.1965 | 0 | 704.8756 | 0.00015402 | 946.1965 | 0 | 946.1965 | 0 | 945.8878 | -0.065846 | 1040.4322 | 0.025084 | 945.8878 | -0.060913 | 1040.7024 | 0.00034783 | 1040.4322 | 0.03925 | 931.6269 | 0
|  | 946.4388 | 0.0045289 | 946.1296 | 0.011741 | 704.0499 | 0 | 946.4388 | -0.013599 | 946.1296 | -0.23773 | 936.0429 | 0 | 946.1296 | 0.08119 | 946.4388 | 0.17065 | 946.4388 | 0 | 704.0499 | 0.0010234 | 946.4388 | 0.01991 | 946.4388 | 0 | 940.7 | -0.0028565 | 946.4388 | 0.017717 | 704.9965 | 0.0001743 | 946.4388 | 0.1035 | 946.4388 | 0.0033735 | 946.1296 | 0.035713 | 1040.6008 | 0.035801 | 946.1296 | 0.008615 | 1040.8726 | 0 | 1040.6008 | 0.037381 | 931.8628 | 0
|  | 946.6812 | -0.01703 | 946.3714 | -0.017774 | 704.1762 | 0.0054663 | 946.6812 | -0.030607 | 946.3714 | 0.11591 | 936.2831 | 0 | 946.3714 | -0.14186 | 946.6812 | 0 | 946.6812 | 0 | 704.1762 | 0.0011788 | 946.6812 | 0 | 946.6812 | 0.014917 | 940.94 | -0.011426 | 946.6812 | 0 | 705.1174 | 0.00017768 | 946.6812 | 0 | 946.6812 | 0 | 946.3714 | -0.091737 | 1040.7694 | 0.029842 | 946.3714 | -0.021062 | 1041.0428 | 0 | 1040.7694 | 0.038107 | 932.0987 | 0
|  | 946.9235 | 0.039634 | 946.6133 | 0.030153 | 704.3024 | 0 | 946.9235 | 0.012901 | 946.6133 | -0.34161 | 936.5232 | 0 | 946.6133 | 0.083246 | 946.9235 | 0.065408 | 946.9235 | 0 | 704.3024 | 0.013823 | 946.9235 | 0.013661 | 946.9235 | 0 | 941.18 | 0.0049478 | 946.9235 | 0.0068183 | 705.2383 | 0.000159 | 946.9235 | 0.071262 | 946.9235 | 0.0062451 | 946.6133 | 0.065622 | 1040.9379 | 0.028064 | 946.6133 | -0.019895 | 1041.2129 | 0 | 1040.9379 | 0.036758 | 932.3347 | 0
|  | 947.1658 | -0.01167 | 946.8551 | -0.029625 | 704.4286 | 0.0042515 | 947.1658 | -0.028921 | 946.8551 | 0.1975 | 936.7633 | 0 | 946.8551 | -0.12869 | 947.1658 | 0 | 947.1658 | 0 | 704.4286 | 0.011472 | 947.1658 | 0 | 947.1658 | 0.015676 | 941.43 | 0.0021933 | 947.1658 | 0 | 705.3592 | 0.00013873 | 947.1658 | 0 | 947.1658 | 0 | 946.8551 | -0.066962 | 1041.1065 | 0.028833 | 946.8551 | -0.051884 | 1041.3831 | 0 | 1041.1065 | 0.037796 | 932.5706 | 0
|  | 947.4082 | 0.041983 | 947.097 | 0.02556 | 704.5549 | 0 | 947.4082 | -0.011009 | 947.097 | -0.36905 | 937.0035 | 0 | 947.097 | 0.056746 | 947.4082 | 0.086948 | 947.4082 | 0 | 704.5549 | 0.0099676 | 947.4082 | 0.027288 | 947.4082 | 0 | 941.67 | 0.0032646 | 947.4082 | 0.030488 | 705.4801 | 0.00014495 | 947.4082 | 0.074896 | 947.4082 | 0.0096317 | 947.097 | 0.14107 | 1041.2751 | 0.037242 | 947.097 | 0.0089502 | 1041.5533 | 7.7296e-05 | 1041.2751 | 0.036758 | 932.8065 | 0
|  | 947.6505 | -0.018653 | 947.3388 | -0.023068 | 704.6812 | 0.013222 | 947.6505 | 0.007239 | 947.3388 | -0.011823 | 937.2437 | 0 | 947.3388 | -0.098896 | 947.6505 | 0 | 947.6505 | 0 | 704.6812 | 0.0074287 | 947.6505 | 0 | 947.6505 | 0.0096229 | 941.91 | 0.0021933 | 947.6505 | 0 | 705.601 | 0.00016896 | 947.6505 | 0 | 947.6505 | 0 | 947.3388 | -0.10357 | 1041.4437 | 0.03657 | 947.3388 | 0.026799 | 1041.7235 | 0 | 1041.4437 | 0.038159 | 933.0424 | 0
|  | 947.8929 | 0.0013583 | 947.5807 | -0.0046183 | 704.8074 | 0 | 947.8929 | -0.023877 | 947.5807 | -0.29938 | 937.4838 | 0 | 947.5807 | 0.076769 | 947.8929 | 0 | 947.8929 | 0 | 704.8074 | 0.0023582 | 947.8929 | 0.010348 | 947.8929 | 0 | 942.15 | 0.0055599 | 947.8929 | 0.011067 | 705.7219 | 0.00016772 | 947.8929 | 0.035228 | 947.8929 | 0.0040764 | 947.5807 | 0.090398 | 1041.6122 | 0.035128 | 947.5807 | -0.010817 | 1041.8937 | 0 | 1041.6122 | 0.037433 | 933.2783 | 0
|  | 948.1353 | -0.023363 | 947.8226 | -0.019098 | 704.9337 | 0.0031887 | 948.1353 | -0.018864 | 947.8226 | 0.072608 | 937.724 | 0 | 947.8226 | -0.12827 | 948.1353 | 0 | 948.1353 | 0 | 704.9337 | 0.0078519 | 948.1353 | 0 | 948.1353 | 0.0056409 | 942.39 | 0.0095384 | 948.1353 | 0 | 705.8428 | 0.00016398 | 948.1353 | 0 | 948.1353 | 0 | 947.8226 | -0.024329 | 1041.7808 | 0.035416 | 947.8226 | -0.025995 | 1042.0638 | 0 | 1041.7808 | 0.038419 | 933.5142 | 0
|  | 948.3776 | 0.019944 | 948.0644 | -0.010265 | 705.06 | 0 | 948.3776 | 0.017201 | 948.0644 | -0.25974 | 937.9642 | 0 | 948.0644 | 0.079683 | 948.3776 | 0.017331 | 948.3776 | 0 | 705.06 | 0.0018242 | 948.3776 | 0.0072147 | 948.3776 | 0 | 942.63 | -0.0043867 | 948.3776 | 0.021614 | 705.9637 | 0.0001309 | 948.3776 | 0.089034 | 948.3776 | 0.007712 | 948.0644 | 0.10937 | 1041.9494 | 0.041039 | 948.0644 | 0.012812 | 1042.234 | 0 | 1041.9494 | 0.037329 | 933.7501 | 0
|  | 948.62 | -0.0088131 | 948.3063 | -0.0030687 | 705.1863 | 0.020315 | 948.62 | -0.039895 | 948.3063 | 0.10999 | 938.2043 | 0 | 948.3063 | -0.11666 | 948.62 | 0 | 948.62 | 0 | 705.1863 | 0.0011788 | 948.62 | 0 | 948.62 | 0.018659 | 942.87 | -0.0080593 | 948.62 | 0 | 706.0846 | 0.0001421 | 948.62 | 0 | 948.62 | 0 | 948.3063 | -0.12968 | 1042.118 | 0.0321 | 948.3063 | -0.047034 | 1042.4042 | 0.00057972 | 1042.118 | 0.038211 | 933.9861 | 0
|  | 948.8624 | 0.011495 | 948.5482 | 0.013003 | 705.3127 | 0 | 948.8624 | 0.013935 | 948.5482 | -0.27038 | 938.4445 | 0 | 948.5482 | 0.062791 | 948.8624 | 0.078977 | 948.8624 | 0 | 705.3127 | 0.005407 | 948.8624 | 0.022928 | 948.8624 | 0 | 943.12 | 0.0099978 | 948.8624 | 0.016723 | 706.2055 | 0.00015064 | 948.8624 | 0.061122 | 948.8624 | 0.012125 | 948.5482 | 0.085041 | 1042.2866 | 0.035801 | 948.5482 | -0.070449 | 1042.5744 | 0 | 1042.2866 | 0.036654 | 934.222 | 0
|  | 949.1048 | -0.036186 | 948.7901 | 0.010417 | 705.439 | 0.017338 | 949.1048 | -0.026166 | 948.7901 | 0.11417 | 938.6847 | 0 | 948.7901 | -0.14415 | 949.1048 | 0.01518 | 949.1048 | 0 | 705.439 | 0.0058301 | 949.1048 | 0 | 949.1048 | 0.013627 | 943.36 | -0.013415 | 949.1048 | 0 | 706.3264 | 0.00016274 | 949.1048 | 0 | 949.1048 | 0 | 948.7901 | -0.07031 | 1042.4551 | 0.037675 | 948.7901 | -0.015728 | 1042.7446 | 0 | 1042.4551 | 0.037952 | 934.4579 | 0
|  | 949.3472 | 0.0065515 | 949.032 | 0.0072432 | 705.5653 | 0 | 949.3472 | 0.0035596 | 949.032 | -0.31307 | 938.9249 | 0 | 949.032 | 0.081886 | 949.3472 | 0.13269 | 949.3472 | 0 | 705.5653 | 0.003693 | 949.3472 | 0.03444 | 949.3472 | 0 | 943.6 | -0.0020913 | 949.3472 | 0.029407 | 706.4473 | 0.00015117 | 949.3472 | 0.070695 | 949.3472 | 0.0018298 | 949.032 | 0.074997 | 1042.6237 | 0.035224 | 949.032 | 0.063807 | 1042.9148 | 0 | 1042.6237 | 0.036913 | 934.6939 | 0
|  | 949.5896 | -0.001083 | 949.2739 | -0.018477 | 705.6917 | 0.010595 | 949.5896 | -0.046807 | 949.2739 | 0.062366 | 939.1652 | 0 | 949.2739 | -0.16137 | 949.5896 | 0 | 949.5896 | 0 | 705.6917 | 0.0069115 | 949.5896 | 0 | 949.5896 | 0.011074 | 943.84 | 0.0012752 | 949.5896 | 0 | 706.5682 | 0.00014459 | 949.5896 | 0 | 949.5896 | 0 | 949.2739 | -0.067854 | 1042.7923 | 0.029554 | 949.2739 | -0.022116 | 1043.085 | 0.00011594 | 1042.7923 | 0.037952 | 934.9299 | 0
|  | 949.832 | 0.015757 | 949.5158 | 0.017873 | 705.8181 | 0 | 949.832 | -0.018917 | 949.5158 | -0.26198 | 939.4053 | 0 | 949.5158 | 0.046953 | 949.832 | 0.082121 | 949.832 | 0 | 705.8181 | 0.0040935 | 949.832 | 0.031931 | 949.832 | 0 | 944.08 | 0.0018873 | 949.832 | 0.014012 | 706.6891 | 0.00015064 | 949.832 | 0.084331 | 949.832 | 0.010632 | 949.5158 | 0.086157 | 1042.9608 | 0.036666 | 949.5158 | 0.045086 | 1043.2552 | 0 | 1042.9608 | 0.035875 | 935.1658 | 0
|  | 950.0744 | -0.0037619 | 949.7577 | -0.070897 | 705.9444 | 0.015061 | 950.0744 | -0.022272 | 949.7577 | 0.12004 | 939.6456 | 0 | 949.7577 | -0.1551 | 950.0744 | 0 | 950.0744 | 0 | 705.9444 | 0 | 950.0744 | 0 | 950.0744 | 0.00044644 | 944.32 | -0.0082122 | 950.0744 | 0 | 706.81 | 0.00015029 | 950.0744 | 0 | 950.0744 | 0 | 949.7577 | -0.10602 | 1043.1294 | 0.024604 | 949.7577 | -0.030335 | 1043.4254 | 0.00011594 | 1043.1294 | 0.036498 | 935.4018 | 0
|  | 950.3168 | 0.018312 | 949.9996 | -0.034662 | 706.0708 | 0 | 950.3168 | -0.0078361 | 949.9996 | -0.28434 | 939.8858 | 0 | 949.9996 | 0.034327 | 950.3168 | 0.098085 | 950.3168 | 0 | 706.0708 | 0.0034261 | 950.3168 | 0.003962 | 950.3168 | 0 | 944.57 | 0.0041827 | 950.3168 | 0.010842 | 706.9309 | 0.0001437 | 950.3168 | 0.072207 | 950.3168 | 0.0035897 | 949.9996 | 0.0529 | 1043.298 | 0.047814 | 949.9996 | 0.016444 | 1043.5956 | 0 | 1043.298 | 0.035719 | 935.6378 | 0
|  | 950.5593 | -0.0068034 | 950.2415 | -0.034036 | 706.1972 | 0.017163 | 950.5593 | -0.032179 | 950.2415 | -0.030827 | 940.126 | 0 | 950.2415 | -0.14172 | 950.5593 | 0 | 950.5593 | 0 | 706.1972 | 0.011049 | 950.5593 | 0 | 950.5593 | 0.010507 | 944.81 | -0.0040807 | 950.5593 | 0 | 707.0518 | 0.00014744 | 950.5593 | 0 | 950.5593 | 0 | 950.2415 | -0.042632 | 1043.4666 | 0.034311 | 950.2415 | 0.033549 | 1043.7658 | 0 | 1043.4666 | 0.036965 | 935.8738 | 0
|  | 950.8017 | 0.012277 | 950.4834 | 0.0053183 | 706.3236 | 0 | 950.8017 | -0.015886 | 950.4834 | -0.31106 | 940.3663 | 0 | 950.4834 | 0.069013 | 950.8017 | 0.084249 | 950.8017 | 0 | 706.3236 | 0.0098266 | 950.8017 | 0.0095968 | 950.8017 | 0 | 945.05 | 0.0058659 | 950.8017 | 0.025155 | 707.1728 | 0.00016932 | 950.8017 | 0.15001 | 950.8017 | 0.0072761 | 950.4834 | 0.037498 | 1043.6351 | 0.026526 | 950.4834 | 0.028336 | 1043.936 | 0 | 1043.6351 | 0.036083 | 936.1097 | 0
|  | 951.0442 | -0.024886 | 950.7254 | -0.0014956 | 706.4501 | 0.009895 | 951.0442 | -0.035484 | 950.7254 | 0.12041 | 940.6066 | 0 | 950.7254 | -0.14358 | 951.0442 | 0 | 951.0442 | 0 | 706.4501 | 0.0089333 | 951.0442 | 0 | 951.0442 | 0.014062 | 945.29 | -0.00025504 | 951.0442 | 0 | 707.2937 | 0.00016772 | 951.0442 | 0 | 951.0442 | 0 | 950.7254 | -0.030802 | 1043.8037 | 0.024748 | 950.7254 | -0.016453 | 1044.1062 | 0.00011594 | 1043.8037 | 0.037692 | 936.3458 | 0
|  | 951.2866 | 0.015769 | 950.9673 | -0.011545 | 706.5765 | 0 | 951.2866 | -0.0075105 | 950.9673 | -0.24905 | 940.8468 | 0 | 950.9673 | 0.09402 | 951.2866 | 0.079363 | 951.2866 | 0 | 706.5765 | 0.0058301 | 951.2866 | 0.027119 | 951.2866 | 0 | 945.53 | -0.0030095 | 951.2866 | 0.033179 | 707.4146 | 0.00014442 | 951.2866 | 0.091031 | 951.2866 | 0.0093546 | 950.9673 | 0.055801 | 1043.9723 | 0.035128 | 950.9673 | -0.00019603 | 1044.2764 | 0 | 1043.9723 | 0.037121 | 936.5818 | 0
|  | 951.5291 | -0.032838 | 951.2093 | -0.034492 | 706.7029 | 0.007592 | 951.5291 | -0.043508 | 951.2093 | -0.041381 | 941.0871 | 0 | 951.2093 | -0.12563 | 951.5291 | 0 | 951.5291 | 0 | 706.7029 | 0.0090743 | 951.5291 | 0 | 951.5291 | 0.0088781 | 945.77 | -0.00086717 | 951.5291 | 0 | 707.5355 | 0.00014619 | 951.5291 | 0 | 951.529 | 0 | 951.2093 | -0.059596 | 1044.1409 | 0.024748 | 951.2093 | -0.065527 | 1044.4466 | 0.00011594 | 1044.1409 | 0.038471 | 936.8178 | 0
|  | 951.7715 | 0.037531 | 951.4512 | -0.016071 | 706.8294 | 0 | 951.7715 | 0.002753 | 951.4512 | -0.48212 | 941.3274 | 0 | 951.4512 | 0.086439 | 951.7715 | 0.12963 | 951.7715 | 0 | 706.8294 | 0.00396 | 951.7715 | 0.018918 | 951.7715 | 0 | 946.01 | -0.0069881 | 951.7715 | 0.035713 | 707.6564 | 0.0001622 | 951.7715 | 0.06629 | 951.7716 | 0.0059965 | 951.4512 | 0.08147 | 1044.3094 | 0.040222 | 951.4512 | 0.029669 | 1044.6168 | 0 | 1044.3094 | 0.036654 | 937.0538 | 0
|  | 952.014 | 0.0013018 | 951.6932 | -0.02188 | 706.9558 | 0.013398 | 952.014 | -0.044409 | 951.6932 | -0.12022 | 941.5676 | 0 | 951.6932 | -0.11295 | 952.014 | 0 | 952.014 | 0 | 706.9558 | 0.0086512 | 952.014 | 0 | 952.014 | 0.0098279 | 946.26 | -0.00056109 | 952.014 | 0 | 707.7773 | 0.00017768 | 952.014 | 0 | 952.014 | 0 | 951.6932 | -0.042855 | 1044.478 | 0.033878 | 951.6932 | -0.026535 | 1044.787 | 0 | 1044.478 | 0.037952 | 937.2899 | 0
|  | 952.2565 | 0.015309 | 951.9351 | 0.011523 | 707.0823 | 0 | 952.2565 | -0.0031198 | 951.9351 | -0.27763 | 941.8079 | 0 | 951.9351 | 0.1059 | 952.2565 | 0.079346 | 952.2565 | 0 | 707.0823 | 0.0011568 | 952.2565 | 0.024782 | 952.2565 | 0 | 946.5 | -0.0051518 | 952.2565 | 0.033633 | 707.8983 | 0.00015189 | 952.2565 | 0.074127 | 952.2565 | 0.0064047 | 951.9351 | 0.063614 | 1044.6466 | 0.031332 | 951.9351 | 0.020847 | 1044.9572 | 0 | 1044.6466 | 0.036342 | 937.5259 | 0
|  | 952.499 | -0.019454 | 952.1771 | -0.060888 | 707.2088 | 0.0085031 | 952.499 | -0.017745 | 952.1771 | 0.1009 | 942.0482 | 0 | 952.1771 | -0.15153 | 952.499 | 0 | 952.499 | 0 | 707.2088 | 0.0042482 | 952.499 | 0 | 952.499 | 0.008475 | 946.74 | -0.01265 | 952.499 | 0 | 708.0192 | 0.00014833 | 952.499 | 0 | 952.499 | 0 | 952.1771 | -0.10647 | 1044.8151 | 0.0321 | 952.1771 | 0.012854 | 1045.1274 | 0 | 1044.8151 | 0.037536 | 937.7619 | 0
|  | 952.7415 | 0.027584 | 952.4191 | -0.0074244 | 707.3353 | 0 | 952.7415 | -0.0075853 | 952.4191 | -0.31778 | 942.2886 | 0 | 952.4191 | 0.064836 | 952.7415 | 0.07823 | 952.7415 | 0 | 707.3353 | 0.013024 | 952.7415 | 0.0176 | 952.7415 | 0 | 946.98 | 0.0051009 | 952.7415 | 0.035607 | 708.1401 | 0.00014033 | 952.7415 | 0.065146 | 952.7415 | 0.005922 | 952.4191 | 0.022544 | 1044.9837 | 0.028977 | 952.4191 | 0.078214 | 1045.2976 | 0 | 1044.9837 | 0.036186 | 937.9979 | 0
|  | 952.9839 | -0.021068 | 952.661 | -0.047793 | 707.4618 | 0.012872 | 952.9839 | -0.038175 | 952.661 | 0.0096147 | 942.5289 | 0 | 952.661 | -0.14261 | 952.984 | 0 | 952.984 | 0 | 707.4618 | 0.0030471 | 952.984 | 0 | 952.9839 | 0.011627 | 947.22 | -0.0010202 | 952.984 | 0 | 708.261 | 0.00015438 | 952.984 | 0 | 952.984 | 0 | 952.661 | -0.095978 | 1045.1523 | 0.028064 | 952.661 | -0.021634 | 1045.4678 | 0 | 1045.1523 | 0.037536 | 938.234 | 0
|  | 953.2265 | 0.012683 | 952.903 | -0.022536 | 707.5883 | 0 | 953.2265 | -0.0014673 | 952.903 | -0.39472 | 942.7692 | 0 | 952.903 | 0.09949 | 953.2265 | 0.10054 | 953.2265 | 0 | 707.5883 | 0.00088986 | 953.2265 | 0.011783 | 953.2265 | 0 | 947.46 | 0.0058659 | 953.2265 | 0.01188 | 708.3819 | 0.00015829 | 953.2265 | 0.088641 | 953.2265 | 0.0065357 | 952.903 | 0.063614 | 1045.3209 | 0.043922 | 952.903 | -0.0019056 | 1045.6381 | 0 | 1045.3209 | 0.036186 | 938.47 | 0
|  | 953.469 | -0.026306 | 953.145 | 0.011782 | 707.7149 | 0.010508 | 953.469 | -0.03327 | 953.145 | 0.20267 | 943.0095 | 0 | 953.145 | -0.11163 | 953.469 | 0 | 953.469 | 0 | 707.7149 | 0.005454 | 953.469 | 0 | 953.469 | 0.0079299 | 947.71 | -0.0030095 | 953.469 | 0 | 708.5029 | 0.00016772 | 953.469 | 0 | 953.469 | 0 | 953.145 | -0.013705 | 1045.4894 | 0.033782 | 953.145 | -0.0051504 | 1045.8083 | 0 | 1045.4894 | 0.037121 | 938.7061 | 0
|  | 953.7115 | 0.025673 | 953.387 | 0.0019765 | 707.8414 | 0 | 953.7115 | -0.0020263 | 953.387 | -0.21882 | 943.2498 | 0 | 953.387 | 0.063424 | 953.7115 | 0.068667 | 953.7115 | 0 | 707.8414 | 0.003693 | 953.7115 | 0.0046879 | 953.7115 | 0 | 947.95 | 0.0035706 | 953.7115 | 0.02523 | 708.6238 | 0.00017305 | 953.7115 | 0.098248 | 953.7115 | 0.0069965 | 953.387 | 0.074774 | 1045.658 | 0.036666 | 953.387 | 0.033163 | 1045.9785 | 0 | 1045.658 | 0.036135 | 938.9421 | 0
|  | 953.954 | -0.0079083 | 953.629 | -0.042038 | 707.9679 | 0.0097198 | 953.954 | -0.030656 | 953.629 | -0.02728 | 943.4902 | 0 | 953.629 | -0.16165 | 953.954 | 0 | 953.954 | 0 | 707.9679 | 0.0038478 | 953.954 | 0 | 953.954 | 0.0054246 | 948.19 | 0.00066312 | 953.954 | 0 | 708.7447 | 0.00017216 | 953.954 | 0 | 953.954 | 0 | 953.629 | -0.12008 | 1045.8266 | 0.023595 | 953.629 | -0.046428 | 1046.1487 | 0 | 1045.8266 | 0.0379 | 939.1782 | 0
|  | 954.1966 | 0.0091514 | 953.871 | -0.022215 | 708.0945 | 0 | 954.1966 | 0.0086627 | 953.871 | -0.28241 | 943.7305 | 0 | 953.871 | 0.048029 | 954.1966 | 0.0087638 | 954.1966 | 0 | 708.0945 | 0.0028921 | 954.1966 | 0.0043238 | 954.1966 | 0 | 948.43 | 0.0058659 | 954.1966 | 0.013209 | 708.8657 | 0.00016736 | 954.1966 | 0.05812 | 954.1966 | 0.0042939 | 953.871 | 0.032811 | 1045.9951 | 0.048343 | 953.871 | -0.024926 | 1046.3189 | 0 | 1045.9951 | 0.036965 | 939.4143 | 0
|  | 954.4391 | -0.026254 | 954.113 | -0.062041 | 708.2211 | 0.015762 | 954.4391 | -0.033768 | 954.113 | -0.052372 | 943.9709 | 0 | 954.113 | -0.14502 | 954.4391 | 0 | 954.4391 | 0 | 708.2211 | 0.0073347 | 954.4391 | 0 | 954.4391 | 0.011154 | 948.67 | 0.0023464 | 954.4391 | 0 | 708.9866 | 0.00016522 | 954.4391 | 0 | 954.4391 | 0 | 954.113 | -0.11317 | 1046.1637 | 0.033062 | 954.113 | -0.060537 | 1046.4892 | 0 | 1046.1637 | 0.038367 | 939.6504 | 0
|  | 954.6816 | 0.011814 | 954.355 | 0.0040438 | 708.3477 | 0 | 954.6816 | -0.015732 | 954.355 | -0.20519 | 944.2112 | 0 | 954.355 | 0.064869 | 954.6817 | 0.091332 | 954.6817 | 0 | 708.3477 | 0.0053129 | 954.6817 | 0.011816 | 954.6816 | 0 | 948.91 | 0.00081613 | 954.6817 | 0.016319 | 709.1075 | 0.00014566 | 954.6817 | 0.064491 | 954.6816 | 0.0091948 | 954.355 | 0.014938 | 1046.3323 | 0.042576 | 954.355 | 0.041553 | 1046.6594 | 0 | 1046.3323 | 0.036965 | 939.8865 | 0
|  | 954.9242 | -0.0080395 | 954.597 | -0.031675 | 708.4743 | 0.0042515 | 954.9242 | -0.029027 | 954.597 | 0.0017141 | 944.4516 | 0 | 954.597 | -0.12562 | 954.9242 | 0 | 954.9242 | 0 | 708.4743 | 0.0070526 | 954.9242 | 0 | 954.9242 | 0.011445 | 949.16 | 0.0083142 | 954.9242 | 0 | 709.2284 | 0.00014655 | 954.9242 | 0 | 954.9242 | 0 | 954.597 | -0.059373 | 1046.5008 | 0.033975 | 954.597 | -0.040389 | 1046.8296 | 0 | 1046.5008 | 0.037796 | 940.1226 | 0
|  | 955.1667 | 0.012817 | 954.8391 | -0.01298 | 708.6009 | 0 | 955.1667 | 0.0047041 | 954.8391 | -0.16289 | 944.692 | 0 | 954.8391 | 0.092619 | 955.1668 | 0.087638 | 955.1668 | 0 | 708.6009 | 0.0098266 | 955.1668 | 0.0039654 | 955.1667 | 0 | 949.4 | 0.00081613 | 955.1668 | 0.016397 | 709.3494 | 0.0001478 | 955.1668 | 0.064531 | 955.1667 | 0.0081323 | 954.8391 | 0.066069 | 1046.6694 | 0.044499 | 954.8391 | -0.0057671 | 1046.9998 | 0 | 1046.6694 | 0.036446 | 940.3587 | 0
|  | 955.4094 | 0.0039529 | 955.0811 | -0.046306 | 708.7275 | 0.0083512 | 955.4094 | 0.0016229 | 955.0811 | -0.0053337 | 944.9324 | 0 | 955.0811 | -0.13326 | 955.4093 | 0 | 955.4093 | 0 | 708.7275 | 0.013306 | 955.4093 | 0 | 955.4094 | 0 | 949.64 | 0.00096913 | 955.4093 | 0 | 709.4703 | 0.00016149 | 955.4093 | 0 | 955.4094 | 0 | 955.0811 | -0.086827 | 1046.838 | 0.028881 | 955.0811 | -0.084566 | 1047.1701 | 0 | 1046.838 | 0.0379 | 940.5948 | 0
|  | 955.6519 | 0.032654 | 955.3231 | -0.024155 | 708.8541 | 0 | 955.6519 | -0.0093422 | 955.3231 | -0.4223 | 945.1728 | 0 | 955.3231 | 0.081586 | 955.6519 | 0.017603 | 955.6519 | 0 | 708.8541 | 0.0023582 | 955.6519 | 0.019297 | 955.6519 | 0 | 949.88 | 0.0026524 | 955.6519 | 0.0092463 | 709.5912 | 0.00016113 | 955.6519 | 0.047422 | 955.6519 | 0.0097364 | 955.3231 | 0.095532 | 1047.0066 | 0.033206 | 955.3231 | 0.043209 | 1047.3403 | 0 | 1047.0066 | 0.037381 | 940.8309 | 0
|  | 955.8945 | -0.024613 | 955.5652 | -0.0079341 | 708.9808 | 0.0069846 | 955.8945 | -0.0095091 | 955.5652 | 0.1124 | 945.4131 | 0 | 955.5652 | -0.10853 | 955.8945 | 0 | 955.8945 | 0 | 708.9808 | 0.008275 | 955.8945 | 0 | 955.8945 | 0.0081603 | 950.12 | -0.0016323 | 955.8945 | 0 | 709.7122 | 0.00016345 | 955.8945 | 0 | 955.8945 | 0 | 955.5652 | -0.087943 | 1047.1751 | 0.028737 | 955.5652 | -0.010793 | 1047.5105 | 0.00011594 | 1047.1751 | 0.03873 | 941.067 | 0
|  | 956.1371 | 0.009602 | 955.8072 | 0.032372 | 709.1074 | 0.0016741 | 956.1371 | -0.037361 | 955.8072 | -0.1879 | 945.6536 | 0 | 955.8072 | 0.080676 | 956.1371 | 0.057321 | 956.1371 | 0 | 709.1074 | 0.0035596 | 956.1371 | 0.031306 | 956.1371 | 0 | 950.36 | -0.0020913 | 956.1371 | 0.027844 | 709.8331 | 0.00016345 | 956.1371 | 0.10647 | 956.1371 | 0.0078907 | 955.8072 | 0.049998 | 1047.3437 | 0.040029 | 955.8072 | 0.017466 | 1047.6808 | 0 | 1047.3437 | 0.036965 | 941.3032 | 0
|  | 956.3797 | 0.0057523 | 956.0493 | -0.027496 | 709.2341 | 0.010158 | 956.3797 | -0.019003 | 956.0493 | 0.018621 | 945.894 | 0 | 956.0493 | -0.16141 | 956.3797 | 0 | 956.3797 | 0 | 709.2341 | 0.011989 | 956.3797 | 0 | 956.3797 | 0.0094235 | 950.61 | -0.0039276 | 956.3797 | 0 | 709.9541 | 0.00016469 | 956.3797 | 0 | 956.3797 | 0 | 956.0493 | -0.088613 | 1047.5123 | 0.036858 | 956.0493 | 0.0018408 | 1047.851 | 0 | 1047.5123 | 0.037433 | 941.5393 | 0
|  | 956.6223 | 0.0094568 | 956.2913 | 0.00038143 | 709.3608 | 0 | 956.6223 | 0.0019376 | 956.2913 | -0.12273 | 946.1344 | 0 | 956.2913 | 0.11512 | 956.6223 | 0.067064 | 956.6223 | 0 | 709.3608 | 0.00022246 | 956.6223 | 0.021757 | 956.6223 | 0 | 950.85 | -0.0007141 | 956.6223 | 0.012656 | 710.075 | 0.00014744 | 956.6223 | 0.10169 | 956.6223 | 0.0082029 | 956.2913 | 0.1058 | 1047.6808 | 0.037435 | 956.2913 | -0.0037611 | 1048.0212 | 0 | 1047.6808 | 0.036186 | 941.7754 | 0
|  | 956.8649 | -0.021135 | 956.5334 | -0.0097975 | 709.4874 | 0.0050107 | 956.8649 | -0.053324 | 956.5334 | 0.044038 | 946.3748 | 0 | 956.5334 | -0.12188 | 956.8649 | 0 | 956.8649 | 0 | 709.4874 | 0.014011 | 956.8649 | 0 | 956.8649 | 0.026485 | 951.09 | -0.0051518 | 956.8649 | 0 | 710.1959 | 0.0001686 | 956.8649 | 0 | 956.8649 | 0 | 956.5334 | -0.067854 | 1047.8494 | 0.033302 | 956.5334 | -0.01222 | 1048.1915 | 0 | 1047.8494 | 0.037277 | 942.0116 | 0
|  | 957.1075 | 0.018269 | 956.7755 | 0.066787 | 709.6141 | 0 | 957.1075 | -0.018778 | 956.7755 | -0.1737 | 946.6153 | 0 | 956.7755 | 0.09866 | 957.1075 | 0.11616 | 957.1075 | 0 | 709.6141 | 0 | 957.1075 | 0.024356 | 957.1075 | 0 | 951.33 | -0.0056109 | 957.1075 | 0.046309 | 710.3169 | 0.00016522 | 957.1075 | 0.078137 | 957.1075 | 0.013501 | 956.7755 | 0.12879 | 1048.018 | 0.045892 | 956.7755 | 0.018283 | 1048.3617 | 0 | 1048.018 | 0.035979 | 942.2477 | 0
|  | 957.3501 | -0.0056967 | 957.0175 | -0.020716 | 709.7409 | 0.0036442 | 957.3501 | -0.020943 | 957.0175 | 0.031154 | 946.8557 | 0 | 957.0175 | -0.10897 | 957.3501 | 0 | 957.3501 | 0 | 709.7409 | 0.00091188 | 957.3501 | 0 | 957.3501 | 0.0060756 | 951.57 | 0.0017343 | 957.3501 | 0 | 710.4378 | 0.00016932 | 957.3501 | 0 | 957.3501 | 0 | 957.0175 | -0.070533 | 1048.1865 | 0.034455 | 957.0175 | -0.010182 | 1048.532 | 0 | 1048.1865 | 0.036654 | 942.4839 | 0
|  | 957.5927 | 0.015876 | 957.2596 | -0.023978 | 709.8676 | 0 | 957.5927 | 0.0059474 | 957.2596 | -0.15388 | 947.0961 | 0 | 957.2596 | 0.059317 | 957.5927 | 0.032866 | 957.5927 | 0 | 709.8676 | 0.0047487 | 957.5927 | 0.013882 | 957.5927 | 0 | 951.81 | -0.00025504 | 957.5927 | 0.0010455 | 710.5588 | 0.00014655 | 957.5927 | 0.077691 | 957.5927 | 0.011982 | 957.2596 | 0.042855 | 1048.3551 | 0.040798 | 957.2596 | 0.014715 | 1048.7022 | 0 | 1048.3551 | 0.035771 | 942.72 | 0
|  | 957.8354 | -0.011395 | 957.5017 | -0.046568 | 709.9943 | 0.011208 | 957.8354 | -0.023914 | 957.5017 | 0.065808 | 947.3366 | 0 | 957.5017 | -0.12253 | 957.8354 | 0 | 957.8354 | 0 | 709.9943 | 0.003314 | 957.8354 | 0 | 957.8354 | 0.00033133 | 952.06 | -0.011732 | 957.8354 | 0 | 710.6797 | 0.00014833 | 957.8354 | 0 | 957.8354 | 0 | 957.5017 | -0.11718 | 1048.5237 | 0.033206 | 957.5017 | -0.0091368 | 1048.8725 | 0 | 1048.5237 | 0.037484 | 942.9562 | 0
|  | 958.078 | 0.0074278 | 957.7438 | -0.0282 | 710.121 | 0 | 958.078 | 0.01389 | 957.7438 | -0.34253 | 947.5771 | 0 | 957.7438 | 0.06884 | 958.078 | 0.11078 | 958.078 | 0 | 710.121 | 0.012224 | 958.078 | 0.0021698 | 958.078 | 0 | 952.3 | 0.0020403 | 958.078 | 0.030254 | 710.8007 | 0.00015491 | 958.078 | 0.062406 | 958.078 | 0.007929 | 957.7438 | 0.048659 | 1048.6922 | 0.035753 | 957.7438 | 0.014107 | 1049.0427 | 7.7296e-05 | 1048.6922 | 0.036706 | 943.1924 | 0
|  | 958.3207 | -0.018163 | 957.9859 | -0.049561 | 710.2478 | 0.0074402 | 958.3207 | -0.030086 | 957.9859 | 0.08988 | 947.8176 | 0 | 957.9859 | -0.13357 | 958.3207 | 0 | 958.3207 | 0 | 710.2478 | 0.0031806 | 958.3207 | 0 | 958.3207 | 0.0081074 | 952.54 | -0.0019383 | 958.3207 | 0 | 710.9216 | 0.00015651 | 958.3207 | 0 | 958.3207 | 0 | 957.9859 | -0.12031 | 1048.8608 | 0.032629 | 957.9859 | -0.050649 | 1049.2129 | 0 | 1048.8608 | 0.037796 | 943.4286 | 0
|  | 958.5633 | 0.016767 | 958.228 | 0.0060929 | 710.3745 | 0 | 958.5633 | 0.0086084 | 958.228 | -0.18513 | 948.058 | 0 | 958.228 | 0.051324 | 958.5633 | 0.082914 | 958.5633 | 0 | 710.3745 | 0.012648 | 958.5633 | 0.014796 | 958.5633 | 0 | 952.78 | 0.013517 | 958.5633 | 0.029921 | 711.0426 | 0.00014833 | 958.5633 | 0.073692 | 958.5633 | 0.0066455 | 958.228 | 0.0087562 | 1049.0294 | 0.033782 | 958.228 | 0.054476 | 1049.3832 | 0 | 1049.0294 | 0.036238 | 943.6648 | 0
|  | 958.806 | 0.0035243 | 958.4701 | 0.0027487 | 710.5013 | 0.013835 | 958.806 | -0.029877 | 958.4701 | -0.071811 | 948.2985 | 0 | 958.4701 | -0.13022 | 958.806 | 0 | 958.806 | 0 | 710.5013 | 0.0051719 | 958.806 | 0 | 958.806 | 0.017632 | 953.02 | 0.0029585 | 958.806 | 0 | 711.1635 | 0.00013375 | 958.806 | 0 | 958.806 | 0 | 958.4701 | -0.067185 | 1049.1979 | 0.037002 | 958.4701 | -0.039139 | 1049.5534 | 0 | 1049.1979 | 0.037433 | 943.901 | 0
|  | 959.0486 | 0.028618 | 958.7122 | 0.028306 | 710.6281 | 0 | 959.0486 | -0.0069209 | 958.7122 | -0.3945 | 948.539 | 0 | 958.7122 | 0.082093 | 959.0486 | 0.072767 | 959.0486 | 0 | 710.6281 | 0.0034261 | 959.0486 | 0.015524 | 959.0486 | 0 | 953.26 | 0.0020403 | 959.0486 | 0.024679 | 711.2844 | 0.00012681 | 959.0486 | 0.067966 | 959.0486 | 0.012025 | 958.7122 | 0.093969 | 1049.3665 | 0.037675 | 958.7122 | 0.027322 | 1049.7237 | 0 | 1049.3665 | 0.036394 | 944.1372 | 0
|  | 959.2913 | -0.02984 | 958.9543 | -0.04332 | 710.7549 | 0.0081994 | 959.2913 | 0.0017131 | 958.9543 | 0.11087 | 948.7795 | 0 | 958.9543 | -0.12175 | 959.2913 | 0 | 959.2913 | 0 | 710.7549 | 0.010109 | 959.2913 | 0 | 959.2913 | 0.013567 | 953.51 | -0.0022444 | 959.2913 | 0 | 711.4054 | 0.00013588 | 959.2913 | 0 | 959.2913 | 0 | 958.9543 | -0.065176 | 1049.535 | 0.030659 | 958.9543 | -0.04955 | 1049.8939 | 0 | 1049.535 | 0.038004 | 944.3733 | 0
|  | 959.534 | 0.015755 | 959.1964 | 0.012399 | 710.8817 | 0 | 959.534 | -0.006594 | 959.1964 | -0.15798 | 949.02 | 0 | 959.1964 | 0.073359 | 959.534 | 0.14472 | 959.534 | 0 | 710.8817 | 0.0083691 | 959.534 | 0.010972 | 959.534 | 0 | 953.75 | -0.0016323 | 959.534 | 0.026094 | 711.5263 | 0.00014993 | 959.534 | 0.086712 | 959.534 | 0.010563 | 959.1964 | 0.06964 | 1049.7036 | 0.041471 | 959.1964 | 0.002561 | 1050.0642 | 0 | 1049.7036 | 0.036238 | 944.6096 | 0
|  | 959.7767 | -0.0081116 | 959.4386 | 0.0019168 | 711.0085 | 0.0077439 | 959.7767 | -0.037623 | 959.4386 | -0.03201 | 949.2605 | 0 | 959.4386 | -0.098736 | 959.7767 | 0 | 959.7767 | 0 | 711.0085 | 0 | 959.7767 | 0 | 959.7767 | 0.018722 | 953.99 | 0.0029585 | 959.7767 | 0 | 711.6473 | 0.00016932 | 959.7767 | 0 | 959.7767 | 0 | 959.4386 | -0.063167 | 1049.8722 | 0.038203 | 959.4386 | -0.050881 | 1050.2345 | 0 | 1049.8722 | 0.036809 | 944.8458 | 0
|  | 960.0193 | 0.032997 | 959.6807 | 0.014834 | 711.1354 | 0 | 960.0193 | -0.0028216 | 959.6807 | -0.19151 | 949.501 | 0 | 959.6807 | 0.09782 | 960.0194 | 0.064319 | 960.0194 | 0 | 711.1354 | 0.0010234 | 960.0194 | 0.037415 | 960.0193 | 0 | 954.23 | -0.00056109 | 960.0194 | 0.021398 | 711.7682 | 0.0001759 | 960.0194 | 0.075824 | 960.0194 | 0.011585 | 959.6807 | 0.1029 | 1050.0407 | 0.040318 | 959.6807 | 0.050854 | 1050.4047 | 0 | 1050.0407 | 0.035875 | 945.082 | 0
|  | 960.2621 | -0.0084771 | 959.9228 | -0.0058866 | 711.2622 | 0.024256 | 960.2621 | -0.015444 | 959.9228 | 0.15296 | 949.7416 | 0 | 959.9228 | -0.12995 | 960.2621 | 0 | 960.2621 | 0 | 711.2622 | 0.008275 | 960.2621 | 0 | 960.2621 | 0.0033328 | 954.47 | 0.00081613 | 960.2621 | 0 | 711.8892 | 0.00017768 | 960.2621 | 0 | 960.2621 | 0 | 959.9228 | -0.058257 | 1050.2093 | 0.024604 | 959.9228 | -0.020709 | 1050.575 | 0 | 1050.2093 | 0.037588 | 945.3182 | 0
|  | 960.5048 | -0.0052814 | 960.165 | -0.014069 | 711.3891 | 0 | 960.5048 | 0.0030811 | 960.165 | -0.1977 | 949.9821 | 0 | 960.165 | 0.053388 | 960.5048 | 0.12589 | 960.5048 | 0 | 711.3891 | 0.0062063 | 960.5048 | 0.010198 | 960.5048 | 0 | 954.71 | 0.0092325 | 960.5048 | 0.03412 | 712.0102 | 0.0001437 | 960.5048 | 0.15448 | 960.5048 | 0.0010214 | 960.165 | 0.0011391 | 1050.3779 | 0.047045 | 960.165 | -0.043826 | 1050.7452 | 0 | 1050.3779 | 0.036602 | 945.5545 | 0
|  | 960.7475 | -0.027498 | 960.4071 | -0.091753 | 711.5159 | 0.0028849 | 960.7475 | -0.0078695 | 960.4071 | 0.16043 | 950.2226 | 0 | 960.4071 | -0.15265 | 960.7475 | 0 | 960.7475 | 0 | 711.5159 | 0.0063943 | 960.7475 | 0 | 960.7475 | 0.011168 | 954.96 | -0.013721 | 960.7475 | 0 | 712.1311 | 0.00013659 | 960.7475 | 0 | 960.7475 | 0 | 960.4071 | -0.10625 | 1050.5464 | 0.027391 | 960.4071 | 0.019987 | 1050.9155 | 0.00011594 | 1050.5464 | 0.037121 | 945.7908 | 0
|  | 960.9902 | 0.018385 | 960.6493 | 0.0054692 | 711.6428 | 0 | 960.9902 | -0.0014238 | 960.6493 | -0.20811 | 950.4632 | 0 | 960.6493 | 0.066135 | 960.9902 | 0.12092 | 960.9902 | 0 | 711.6428 | 0.0058301 | 960.9902 | 0.010474 | 960.9902 | 0 | 955.2 | 0.0018873 | 960.9902 | 0.0083861 | 712.2521 | 0.00011845 | 960.9902 | 0.069074 | 960.9902 | 0.0081332 | 960.6493 | 0.056248 | 1050.715 | 0.044258 | 960.6493 | 0.098016 | 1051.0858 | 0 | 1050.715 | 0.036031 | 946.027 | 0
|  | 961.2329 | -0.030906 | 960.8914 | -0.050113 | 711.7697 | 0.015061 | 961.2329 | -0.024681 | 960.8914 | 0.086941 | 950.7037 | 0 | 960.8914 | -0.12949 | 961.2329 | 0 | 961.2329 | 0 | 711.7697 | 0.0090743 | 961.2329 | 0 | 961.2329 | 0.013761 | 955.44 | 0.0032646 | 961.2329 | 0 | 712.373 | 0.00012841 | 961.2329 | 0 | 961.2329 | 0 | 960.8914 | -0.060712 | 1050.8835 | 0.039357 | 960.8914 | 0.006647 | 1051.256 | 0 | 1050.8835 | 0.0379 | 946.2632 | 0
|  | 961.4756 | 0.034578 | 961.1336 | 0.035962 | 711.8966 | 0 | 961.4756 | -0.021562 | 961.1336 | -0.34154 | 950.9443 | 0 | 961.1336 | 0.07792 | 961.4757 | 0.039163 | 961.4757 | 0 | 711.8966 | 0.005548 | 961.4757 | 0.011608 | 961.4756 | 0 | 955.68 | -0.0080593 | 961.4757 | 0.036521 | 712.494 | 0.00012432 | 961.4757 | 0.042238 | 961.4756 | 0.0035763 | 961.1336 | 0.083256 | 1051.0521 | 0.044595 | 961.1336 | 0.018956 | 1051.4263 | 0 | 1051.0521 | 0.037173 | 946.4995 | 0
|  | 961.7184 | -0.015371 | 961.3758 | -0.010462 | 712.0235 | 0.0074402 | 961.7184 | -0.027501 | 961.3758 | -0.012389 | 951.1849 | 0 | 961.3758 | -0.13394 | 961.7184 | 0 | 961.7184 | 0 | 712.0235 | 0.0089333 | 961.7184 | 0 | 961.7184 | 0.0076966 | 955.92 | -0.010661 | 961.7184 | 0 | 712.615 | 0.00014068 | 961.7184 | 0 | 961.7184 | 0 | 961.3758 | -0.037722 | 1051.2207 | 0.028304 | 961.3758 | -0.032099 | 1051.5966 | 0 | 1051.2207 | 0.039094 | 946.7358 | 0
|  | 961.9612 | 0.030531 | 961.618 | 0.0041703 | 712.1504 | 0 | 961.9612 | -0.036003 | 961.618 | -0.26095 | 951.4254 | 0 | 961.618 | 0.068827 | 961.9612 | 0.13154 | 961.9612 | 0 | 712.1504 | 0.0024917 | 961.9612 | 0.025478 | 961.9612 | 0 | 956.16 | -0.012038 | 961.9612 | 0.0038249 | 712.7359 | 0.00015936 | 961.9612 | 0.056367 | 961.9612 | 0.0077873 | 961.618 | 0.039731 | 1051.3892 | 0.044162 | 961.618 | 0.057046 | 1051.7668 | 0 | 1051.3892 | 0.038471 | 946.972 | 0
|  | 962.2039 | -0.034949 | 961.8601 | -0.033178 | 712.2773 | 0.010946 | 962.2039 | -0.034714 | 961.8601 | 0.067572 | 951.666 | 0 | 961.8601 | -0.14755 | 962.2039 | 0 | 962.2039 | 0 | 712.2773 | 0.0091683 | 962.2039 | 0 | 962.2039 | 0.011933 | 956.41 | -0.0088246 | 962.2039 | 0 | 712.8569 | 0.00016096 | 962.2039 | 0 | 962.2039 | 0 | 961.8601 | -0.042632 | 1051.5578 | 0.027055 | 961.8601 | -0.0052575 | 1051.9371 | 0.00034783 | 1051.5578 | 0.039769 | 947.2083 | 0
|  | 962.4467 | 0.010287 | 962.1023 | 0.029001 | 712.4043 | 0 | 962.4467 | 0.0094001 | 962.1023 | -0.21858 | 951.9066 | 0 | 962.1023 | 0.085496 | 962.4467 | 0.1606 | 962.4467 | 0 | 712.4043 | 0.0058301 | 962.4467 | 0.038475 | 962.4467 | 0 | 956.65 | 0.0011222 | 962.4467 | 0.021912 | 712.9778 | 0.00015491 | 962.4467 | 0.071707 | 962.4467 | 0.0064854 | 962.1023 | 0.0933 | 1051.7263 | 0.044595 | 962.1023 | 0.016737 | 1052.1074 | 0 | 1051.7263 | 0.037484 | 947.4446 | 0
|  | 962.6895 | 0.0034449 | 962.3445 | -0.049249 | 712.5312 | 0.0034924 | 962.6895 | -0.016233 | 962.3445 | -0.12142 | 952.1472 | 0 | 962.3445 | -0.14471 | 962.6894 | 0 | 962.6894 | 0 | 712.5312 | 0.0095915 | 962.6894 | 0 | 962.6895 | 0.018238 | 956.89 | -0.0016323 | 962.6894 | 0 | 713.0988 | 0.0001478 | 962.6894 | 0 | 962.6894 | 0 | 962.3445 | -0.11584 | 1051.8949 | 0.029842 | 962.3445 | -0.0090014 | 1052.2777 | 0 | 1051.8949 | 0.038004 | 947.6809 | 0
|  | 962.9322 | 0.022804 | 962.5867 | 0.068068 | 712.6582 | 0 | 962.9322 | 0.022484 | 962.5867 | -0.31696 | 952.3878 | 0 | 962.5867 | 0.06733 | 962.9322 | 0.20713 | 962.9322 | 0 | 712.6582 | 0.0061122 | 962.9322 | 0.031971 | 962.9322 | 0 | 957.13 | 0.01214 | 962.9322 | 0.031271 | 713.2198 | 0.00014744 | 962.9322 | 0.10869 | 962.9322 | 0.012695 | 962.5867 | 0.12611 | 1052.0635 | 0.033542 | 962.5867 | 0.042917 | 1052.4479 | 0 | 1052.0635 | 0.036238 | 947.9172 | 0
|  | 963.175 | -0.0030845 | 962.8289 | 0.00033376 | 712.7852 | 0.0081994 | 963.175 | 0.014075 | 962.8289 | -0.028184 | 952.6284 | 0 | 962.8289 | -0.12807 | 963.175 | 0 | 963.175 | 0 | 712.7852 | 0.0059712 | 963.175 | 0 | 963.175 | 0.014769 | 957.37 | 0.0031115 | 963.175 | 0 | 713.3407 | 0.00014655 | 963.175 | 0 | 963.175 | 0 | 962.8289 | -0.016619 | 1052.232 | 0.046132 | 962.8289 | -0.014759 | 1052.6182 | 0.00011594 | 1052.232 | 0.038367 | 948.1535 | 0
|  | 963.4178 | 0.00093065 | 963.0711 | -0.0072581 | 712.9122 | 0 | 963.4178 | -0.015803 | 963.0711 | -0.18064 | 952.869 | 0 | 963.0711 | 0.045025 | 963.4178 | 0.12044 | 963.4178 | 0 | 712.9122 | 0.0050308 | 963.4178 | 0.021861 | 963.4178 | 0 | 957.62 | 0.0083142 | 963.4178 | 0.006959 | 713.4617 | 0.00015829 | 963.4178 | 0.0418 | 963.4178 | 0.0095834 | 963.0711 | 0.099103 | 1052.4006 | 0.034792 | 963.0711 | -0.007876 | 1052.7885 | 0 | 1052.4006 | 0.037069 | 948.3898 | 0
|  | 963.6606 | -0.0021591 | 963.3133 | -0.05275 | 713.0392 | 0.014011 | 963.6606 | -0.051356 | 963.3133 | -0.04775 | 953.1097 | 0 | 963.3133 | -0.14109 | 963.6606 | 0 | 963.6606 | 0 | 713.0392 | 0.0058301 | 963.6606 | 0 | 963.6606 | 0.016531 | 957.86 | 0.0031115 | 963.6606 | 0 | 713.5827 | 0.000159 | 963.6606 | 0 | 963.6606 | 0 | 963.3133 | -0.089952 | 1052.5691 | 0.030515 | 963.3133 | -0.012111 | 1052.9588 | 0 | 1052.5691 | 0.038834 | 948.6262 | 0
|  | 963.9034 | -0.0084406 | 963.5556 | 0.019576 | 713.1662 | 0 | 963.9034 | 0.010431 | 963.5556 | -0.35423 | 953.3503 | 0 | 963.5556 | 0.068885 | 963.9034 | 0.096258 | 963.9034 | 0 | 713.1662 | 0.0095445 | 963.9034 | 0.02324 | 963.9034 | 0 | 958.1 | 0.0066312 | 963.9034 | 0.015894 | 713.7037 | 0.00015704 | 963.9034 | 0.10285 | 963.9034 | 0.0078691 | 963.5556 | 0.024999 | 1052.7377 | 0.035897 | 963.5556 | -0.015104 | 1053.1291 | 0 | 1052.7377 | 0.037796 | 948.8625 | 0
|  | 964.1462 | -0.0039727 | 963.7978 | -0.014349 | 713.2932 | 0.010158 | 964.1462 | -0.051546 | 963.7978 | 0.10256 | 953.5909 | 0 | 963.7978 | -0.13224 | 964.1462 | 0 | 964.1462 | 0 | 713.2932 | 0 | 964.1462 | 0 | 964.1462 | 0.0081441 | 958.34 | -0.0069881 | 964.1462 | 0 | 713.8246 | 0.00014033 | 964.1462 | 0 | 964.1462 | 0 | 963.7978 | -0.039284 | 1052.9062 | 0.051466 | 963.7978 | -0.017009 | 1053.2994 | 0 | 1052.9062 | 0.038938 | 949.0988 | 0
|  | 964.389 | 0.028215 | 964.04 | -0.024122 | 713.4202 | 0 | 964.389 | -0.0048733 | 964.04 | -0.12779 | 953.8315 | 0 | 964.04 | 0.048246 | 964.389 | 0.064878 | 964.389 | 0 | 713.4202 | 0.0069115 | 964.389 | 0.0076433 | 964.389 | 0 | 958.58 | -0.00086717 | 964.389 | 0.012393 | 713.9456 | 0.00014086 | 964.389 | 0.043067 | 964.389 | 0.0089443 | 964.04 | 0.038615 | 1053.0748 | 0.042144 | 964.04 | 0.0084402 | 1053.4696 | 7.7296e-05 | 1053.0748 | 0.037536 | 949.3351 | 0
|  | 964.6318 | 0.012905 | 964.2822 | -0.02358 | 713.5473 | 0.015061 | 964.6318 | -0.037766 | 964.2822 | 0.041898 | 954.0722 | 0 | 964.2822 | -0.1305 | 964.6318 | 0 | 964.6318 | 0 | 713.5473 | 0.0043816 | 964.6318 | 0 | 964.6318 | 0.0076139 | 958.82 | -0.0065293 | 964.6318 | 0 | 714.0666 | 0.00014459 | 964.6318 | 0 | 964.6318 | 0 | 964.2822 | -0.09821 | 1053.2434 | 0.045892 | 964.2822 | -0.022857 | 1053.6399 | 0 | 1053.2434 | 0.038575 | 949.5715 | 0
|  | 964.8746 | 0.00064989 | 964.5245 | -0.013456 | 713.6743 | 0 | 964.8746 | 0.001068 | 964.5245 | -0.33291 | 954.3129 | 0 | 964.5245 | 0.059896 | 964.8746 | 0.077383 | 964.8746 | 0 | 713.6743 | 0.0028921 | 964.8746 | 0.016769 | 964.8746 | 0 | 959.07 | -0.0054579 | 964.8746 | 0.013264 | 714.1875 | 0.00015562 | 964.8746 | 0.05046 | 964.8746 | 0.0076954 | 964.5245 | 0.088166 | 1053.4119 | 0.034215 | 964.5245 | -0.0086384 | 1053.8102 | 0 | 1053.4119 | 0.037433 | 949.8078 | 0
|  | 965.1174 | -0.0078533 | 964.7667 | -0.0089326 | 713.8014 | 0.011734 | 965.1174 | -0.052823 | 964.7667 | -0.072743 | 954.5535 | 0 | 964.7667 | -0.13169 | 965.1175 | 0 | 965.1175 | 0 | 713.8014 | 0.0025133 | 965.1175 | 0 | 965.1174 | 0.0062204 | 959.31 | 0.0011222 | 965.1175 | 0 | 714.3085 | 0.00017768 | 965.1175 | 0 | 965.1174 | 0 | 964.7667 | -0.070533 | 1053.5805 | 0.027727 | 964.7667 | -0.010294 | 1053.9805 | 0.00034783 | 1053.5805 | 0.038886 | 950.0441 | 0
|  | 965.3603 | 0.031896 | 965.009 | -0.0043364 | 713.9285 | 0 | 965.3603 | 0.0038546 | 965.009 | -0.26979 | 954.7943 | 0 | 965.009 | 0.050553 | 965.3603 | 0.055768 | 965.3603 | 0 | 713.9285 | 0.0062063 | 965.3603 | 0 | 965.3603 | 0 | 959.55 | 0.0026524 | 965.3603 | 0.014832 | 714.4295 | 0.00015206 | 965.3603 | 0.048301 | 965.3603 | 0.0084073 | 965.009 | 0.014804 | 1053.749 | 0.030851 | 965.009 | 0.0095627 | 1054.1508 | 0 | 1053.749 | 0.038159 | 950.2805 | 0
|  | 965.6031 | -0.020119 | 965.2512 | -0.0099163 | 714.0556 | 0.0028849 | 965.6031 | -0.044129 | 965.2512 | 0.20295 | 955.0349 | 0 | 965.2512 | -0.14899 | 965.6031 | 0 | 965.6031 | 0 | 714.0556 | 0.0057361 | 965.6031 | 0 | 965.6031 | 0.0094375 | 959.79 | 0.0095384 | 965.6031 | 0 | 714.5505 | 0.00014744 | 965.6031 | 0 | 965.6032 | 0 | 965.2512 | -0.065846 | 1053.9176 | 0.041904 | 965.2512 | -0.027792 | 1054.3211 | 0 | 1053.9176 | 0.039509 | 950.5169 | 0
|  | 965.846 | 0.0002283 | 965.4935 | -0.015131 | 714.1826 | 0 | 965.846 | -0.0061338 | 965.4935 | -0.18643 | 955.2756 | 0 | 965.4935 | 0.074794 | 965.846 | 0.079129 | 965.846 | 0 | 714.1826 | 0 | 965.846 | 0.0068394 | 965.846 | 0 | 960.03 | 0.0012752 | 965.846 | 0.0021976 | 714.6715 | 0.00013446 | 965.846 | 0.055362 | 965.846 | 0.01309 | 965.4935 | 0.010168 | 1054.0861 | 0.037531 | 965.4935 | 0.031516 | 1054.4914 | 0 | 1054.0861 | 0.038159 | 950.7532 | 0
|  | 966.0889 | -0.010033 | 965.7358 | -0.055415 | 714.3098 | 0.016112 | 966.0889 | -0.028439 | 965.7358 | 0.038591 | 955.5163 | 0 | 965.7358 | -0.14241 | 966.0888 | 0 | 966.0888 | 0 | 714.3098 | 0.00077847 | 966.0888 | 0 | 966.0889 | 0.0095318 | 960.28 | -0.013415 | 966.0888 | 0 | 714.7924 | 0.00016736 | 966.0888 | 0 | 966.0889 | 0 | 965.7358 | -0.093523 | 1054.2547 | 0.039693 | 965.7358 | -0.06434 | 1054.6617 | 0 | 1054.2547 | 0.039198 | 950.9896 | 0
|  | 966.3317 | 0.037466 | 965.978 | 0.005376 | 714.4369 | 0 | 966.3317 | 0.037338 | 965.978 | -0.29532 | 955.757 | 0 | 965.978 | 0.066252 | 966.3317 | 0.13786 | 966.3317 | 0 | 714.4369 | 0.0064884 | 966.3317 | 0.0063442 | 966.3317 | 0 | 960.52 | -0.0068351 | 966.3317 | 0.0088662 | 714.9134 | 0.0001622 | 966.3317 | 0.087891 | 966.3317 | 0.0057396 | 965.978 | 0.073658 | 1054.4232 | 0.031187 | 965.978 | 0.020608 | 1054.832 | 0 | 1054.4232 | 0.038159 | 951.226 | 0
|  | 966.5746 | -0.030923 | 966.2203 | -0.065188 | 714.564 | 0 | 966.5746 | -0.029631 | 966.2203 | -0.035355 | 955.9977 | 0 | 966.2203 | -0.15505 | 966.5746 | 0 | 966.5746 | 0 | 714.564 | 0 | 966.5746 | 0 | 966.5746 | 0.004417 | 960.76 | -0.010813 | 966.5746 | 0 | 715.0344 | 0.00016932 | 966.5746 | 0 | 966.5746 | 0 | 966.2203 | -0.080354 | 1054.5918 | 0.033975 | 966.2203 | -0.072007 | 1055.0023 | 0 | 1054.5918 | 0.03899 | 951.4624 | 0
|  | 966.8174 | 0.044269 | 966.4626 | -0.0044759 | 714.6911 | 0 | 966.8174 | 0.026419 | 966.4626 | -0.20553 | 956.2384 | 0 | 966.4626 | 0.083745 | 966.8175 | 0.04785 | 966.8175 | 0 | 714.6911 | 0.0051719 | 966.8175 | 0.035655 | 966.8174 | 0 | 961 | 0.0038766 | 966.8175 | 0.027734 | 715.1554 | 0.00018301 | 966.8175 | 0.06492 | 966.8174 | 0.011397 | 966.4626 | 0.043302 | 1054.7603 | 0.041663 | 966.4626 | 0.058195 | 1055.1726 | 0 | 1054.7603 | 0.036446 | 951.6988 | 0
|  | 967.0604 | -0.025688 | 966.7049 | -0.045611 | 714.8183 | 0.0071365 | 967.0604 | -0.023275 | 966.7049 | 0.08938 | 956.4791 | 0 | 966.7049 | -0.14024 | 967.0603 | 0 | 967.0603 | 0 | 714.8183 | 0.011566 | 967.0603 | 0 | 967.0604 | 0.010747 | 961.24 | -0.015404 | 967.0603 | 0 | 715.2764 | 0.00018088 | 967.0603 | 0 | 967.0604 | 0 | 966.7049 | -0.066962 | 1054.9289 | 0.029554 | 966.7049 | -0.028528 | 1055.3429 | 0 | 1054.9289 | 0.037848 | 951.9352 | 0
|  | 967.3032 | 0.050783 | 966.9472 | 0.00030283 | 714.9455 | 0 | 967.3032 | -0.01674 | 966.9472 | -0.22676 | 956.7198 | 0 | 966.9472 | 0.083746 | 967.3032 | 0.11174 | 967.3032 | 0 | 714.9455 | 0.0026252 | 967.3032 | 0.014931 | 967.3032 | 0 | 961.48 | 0.0047948 | 967.3032 | 0.024121 | 715.3973 | 0.00015811 | 967.3032 | 0.05263 | 967.3032 | 0.0098933 | 966.9472 | 0.064283 | 1055.0974 | 0.045364 | 966.9472 | 0.0046894 | 1055.5132 | 0 | 1055.0974 | 0.036083 | 952.1716 | 0
|  | 967.5461 | -0.00079991 | 967.1895 | -0.018066 | 715.0726 | 0.0081994 | 967.5461 | -0.039438 | 967.1895 | -2.071e-05 | 956.9606 | 0 | 967.1895 | -0.14035 | 967.5461 | 0 | 967.5461 | 0 | 715.0726 | 0.005595 | 967.5461 | 0 | 967.5461 | 0.012218 | 961.73 | -0.0045398 | 967.5461 | 0 | 715.5183 | 0.00015117 | 967.5461 | 0 | 967.5461 | 0 | 967.1895 | -0.055578 | 1055.266 | 0.032437 | 967.1895 | -0.00017517 | 1055.6835 | 0 | 1055.266 | 0.0379 | 952.408 | 0
|  | 967.7891 | 0.0099883 | 967.4318 | 0.035108 | 715.1998 | 0 | 967.7891 | -0.01127 | 967.4318 | -0.21583 | 957.2014 | 0 | 967.4318 | 0.093334 | 967.789 | 0.1011 | 967.789 | 0 | 715.1998 | 0.0061122 | 967.789 | 0.035678 | 967.7891 | 0 | 961.97 | 0.007243 | 967.789 | 0.040756 | 715.6393 | 0.00014459 | 967.789 | 0.067817 | 967.7891 | 0.010769 | 967.4318 | 0.16093 | 1055.4345 | 0.034359 | 967.4318 | 0.052634 | 1055.8538 | 0 | 1055.4345 | 0.036083 | 952.6444 | 0
|  | 968.0319 | -0.042683 | 967.6741 | -0.062346 | 715.327 | 0.015499 | 968.0319 | -0.010201 | 967.6741 | -0.12546 | 957.4421 | 0 | 967.6741 | -0.12757 | 968.0319 | 0 | 968.0319 | 0 | 715.327 | 0.0095915 | 968.0319 | 0 | 968.0319 | 0.0048144 | 962.21 | -0.00025504 | 968.0319 | 0 | 715.7603 | 0.00017839 | 968.0319 | 0 | 968.0319 | 0 | 967.6741 | -0.06897 | 1055.6031 | 0.049496 | 967.6741 | -0.0081896 | 1056.0241 | 0 | 1055.6031 | 0.038056 | 952.8809 | 0
|  | 968.2748 | -7.5111e-05 | 967.9164 | -0.00081575 | 715.4543 | 0 | 968.2748 | -0.0052668 | 967.9164 | -0.26356 | 957.6829 | 0 | 967.9164 | 0.052915 | 968.2749 | 0.059638 | 968.2749 | 0 | 715.4543 | 0.0098266 | 968.2749 | 0.0060399 | 968.2748 | 0 | 962.45 | 0.0020403 | 968.2749 | 0.022985 | 715.8813 | 0.00015366 | 968.2749 | 0.093573 | 968.2748 | 0.0069576 | 967.9164 | 0.01318 | 1055.7716 | 0.048343 | 967.9164 | 0.00061642 | 1056.1944 | 0 | 1055.7716 | 0.037017 | 953.1173 | 0
|  | 968.5178 | 0.0058178 | 968.1587 | 0.0030894 | 715.5815 | 0.019615 | 968.5178 | -0.024055 | 968.1587 | -0.021947 | 957.9236 | 0 | 968.1587 | -0.14944 | 968.5178 | 0 | 968.5178 | 0 | 715.5815 | 0.0053129 | 968.5178 | 0 | 968.5178 | 0.0041239 | 962.69 | 0.006172 | 968.5178 | 0 | 716.0023 | 0.00017305 | 968.5178 | 0 | 968.5178 | 0 | 968.1587 | -0.05781 | 1055.9402 | 0.026863 | 968.1587 | -0.013744 | 1056.3647 | 0.00011594 | 1055.9402 | 0.038782 | 953.3537 | 0
|  | 968.7607 | 0.024669 | 968.401 | -0.0014236 | 715.7087 | 0 | 968.7607 | 0.0095017 | 968.401 | -0.36041 | 958.1644 | 0 | 968.401 | 0.099035 | 968.7607 | 0.060263 | 968.7607 | 0 | 715.7087 | 0.0047487 | 968.7607 | 0.010648 | 968.7607 | 0 | 962.94 | -0.0022444 | 968.7607 | 0 | 716.1233 | 0.0001341 | 968.7607 | 0.10771 | 968.7607 | 0.010882 | 968.401 | 0.084372 | 1056.1087 | 0.045604 | 968.401 | 0.0084287 | 1056.535 | 0 | 1056.1087 | 0.037484 | 953.5901 | 0
|  | 969.0037 | -0.0057478 | 968.6434 | -0.039164 | 715.836 | 0.012785 | 969.0037 | -0.021671 | 968.6434 | 0.098613 | 958.4052 | 0 | 968.6434 | -0.16581 | 969.0036 | 0 | 969.0036 | 0 | 715.836 | 0.003314 | 969.0036 | 0 | 969.0037 | 0.017354 | 963.18 | 0.0090795 | 969.0036 | 0 | 716.2443 | 0.00015278 | 969.0036 | 0 | 969.0037 | 0 | 968.6434 | -0.053569 | 1056.2773 | 0.029073 | 968.6434 | -0.0039539 | 1056.7053 | 0 | 1056.2773 | 0.038886 | 953.8266 | 0
|  | 969.2466 | 0.0046919 | 968.8857 | 0.025345 | 715.9632 | 0 | 969.2466 | -0.00062023 | 968.8857 | -0.13845 | 958.6459 | 0 | 968.8857 | 0.074476 | 969.2466 | 0.096637 | 969.2466 | 0 | 715.9632 | 0.0043605 | 969.2466 | 0.036171 | 969.2466 | 0 | 963.42 | 0.00051009 | 969.2466 | 0.028249 | 716.3652 | 0.00013819 | 969.2466 | 0.070274 | 969.2466 | 0.018104 | 968.8857 | 0.059373 | 1056.4458 | 0.036762 | 968.8857 | -0.037901 | 1056.8756 | 0 | 1056.4458 | 0.037225 | 954.063 | 0
|  | 969.4896 | -0.0077183 | 969.128 | -0.056411 | 716.0905 | 0.010158 | 969.4896 | -0.011069 | 969.128 | 0.14971 | 958.8868 | 0 | 969.128 | -0.12441 | 969.4895 | 0 | 969.4895 | 0 | 716.0905 | 0.0062533 | 969.4895 | 0 | 969.4896 | 0.0066242 | 963.66 | -0.0014792 | 969.4895 | 0 | 716.4862 | 0.0001494 | 969.4895 | 0 | 969.4896 | 0 | 969.128 | -0.099326 | 1056.6144 | 0.045219 | 969.128 | -0.005884 | 1057.046 | 0 | 1056.6144 | 0.038679 | 954.2995 | 0
|  | 969.7325 | 0.003278 | 969.3704 | 0.0051907 | 716.2178 | 0 | 969.7325 | -0.0042733 | 969.3704 | -0.29128 | 959.1276 | 0 | 969.3704 | 0.083916 | 969.7325 | 0.094851 | 969.7325 | 0 | 716.2178 | 0.0078519 | 969.7325 | 0.0059042 | 969.7325 | 0 | 963.9 | 0.0052539 | 969.7325 | 0.025844 | 716.6072 | 0.00013961 | 969.7325 | 0.081147 | 969.7325 | 0.0073504 | 969.3704 | 0.074104 | 1056.7829 | 0.035753 | 969.3704 | 0.023744 | 1057.2163 | 0 | 1056.7829 | 0.037796 | 954.536 | 0
|  | 969.9755 | -0.0020434 | 969.6127 | -0.054257 | 716.3451 | 0.0086549 | 969.9755 | -0.030435 | 969.6127 | 0.038632 | 959.3683 | 0 | 969.6127 | -0.10723 | 969.9755 | 0 | 969.9755 | 0 | 716.3451 | 0.0063943 | 969.9755 | 0 | 969.9755 | 0.0052464 | 964.15 | -0.0025504 | 969.9755 | 0 | 716.7282 | 0.00013944 | 969.9755 | 0 | 969.9755 | 0 | 969.6127 | -0.081247 | 1056.9515 | 0.030274 | 969.6127 | 0.011403 | 1057.3866 | 0 | 1056.9515 | 0.039613 | 954.7725 | 0
|  | 970.2184 | 0.021562 | 969.8551 | -0.037625 | 716.4724 | 0 | 970.2184 | -0.004342 | 969.8551 | -0.23804 | 959.6092 | 0 | 969.8551 | 0.064463 | 970.2184 | 0.053355 | 970.2184 | 0 | 716.4724 | 0.0069115 | 970.2184 | 0.021754 | 970.2184 | 0 | 964.39 | -0.0048458 | 970.2184 | 0.021775 | 716.8492 | 0.00014246 | 970.2184 | 0.06482 | 970.2184 | 0.0080848 | 969.8551 | 0.08147 | 1057.12 | 0.043441 | 969.8551 | 0.020936 | 1057.5569 | 0 | 1057.12 | 0.038834 | 955.0089 | 0
|  | 970.4614 | -0.0081768 | 970.0974 | -0.040996 | 716.5997 | 0.00577 | 970.4614 | -0.019979 | 970.0974 | 0.16877 | 959.85 | 0 | 970.0974 | -0.13998 | 970.4614 | 0 | 970.4614 | 0 | 716.5997 | 0.0017126 | 970.4614 | 0 | 970.4614 | 0.0098914 | 964.63 | 0.0020403 | 970.4614 | 0 | 716.9702 | 0.00013748 | 970.4614 | 0 | 970.4614 | 0 | 970.0974 | -0.044418 | 1057.2886 | 0.041231 | 970.0974 | -0.0027472 | 1057.7272 | 0 | 1057.2886 | 0.039717 | 955.2454 | 0
|  | 970.7044 | 0.018815 | 970.3398 | 0.015186 | 716.727 | 0 | 970.7044 | 0.0079178 | 970.3398 | -0.27598 | 960.0908 | 0 | 970.3398 | 0.070568 | 970.7044 | 0.098112 | 970.7044 | 0 | 716.727 | 0.0040935 | 970.7044 | 0.021095 | 970.7044 | 0 | 964.87 | 0.0029585 | 970.7044 | 0.024578 | 717.0912 | 0.00014068 | 970.7044 | 0.048266 | 970.7044 | 0.0064123 | 970.3398 | 0.015675 | 1057.4571 | 0.032293 | 970.3398 | 0.056782 | 1057.8976 | 0 | 1057.4571 | 0.038315 | 955.4819 | 0
|  | 970.9474 | -0.021119 | 970.5822 | -0.022126 | 716.8543 | 0.0077439 | 970.9474 | -0.04858 | 970.5822 | 0.22948 | 960.3317 | 0 | 970.5822 | -0.15547 | 970.9474 | 0 | 970.9474 | 0 | 716.8543 | 0.0062533 | 970.9474 | 0 | 970.9474 | 0.0096659 | 965.11 | -0.013721 | 970.9474 | 0 | 717.2122 | 0.00013748 | 970.9474 | 0 | 970.9474 | 0 | 970.5822 | -0.12031 | 1057.6256 | 0.045556 | 970.5822 | -0.026445 | 1058.0679 | 0 | 1057.6256 | 0.039353 | 955.7184 | 0
|  | 971.1904 | 0.016004 | 970.8246 | 0.00085199 | 716.9817 | 0 | 971.1904 | -0.02574 | 970.8246 | -0.18891 | 960.5725 | 0 | 970.8246 | 0.071098 | 971.1904 | 0.12538 | 971.1904 | 0 | 716.9817 | 0 | 971.1904 | 0.015835 | 971.1904 | 0 | 965.36 | -0.005917 | 971.1904 | 0.0079213 | 717.3332 | 0.00013837 | 971.1904 | 0.061275 | 971.1904 | 0.0098421 | 970.8246 | 0.037498 | 1057.7942 | 0.040222 | 970.8246 | -0.022514 | 1058.2382 | 0 | 1057.7942 | 0.038315 | 955.9549 | 0
|  | 971.4333 | 0.0057569 | 971.0669 | -0.047244 | 717.109 | 0.013222 | 971.4333 | -0.038507 | 971.0669 | -0.077222 | 960.8134 | 0 | 971.0669 | -0.17178 | 971.4334 | 0 | 971.4334 | 0 | 717.109 | 0.0074287 | 971.4334 | 0 | 971.4333 | 0.0023865 | 965.6 | -0.0017853 | 971.4334 | 0 | 717.4542 | 0.00013179 | 971.4334 | 0 | 971.4334 | 0 | 971.0669 | -0.13191 | 1057.9627 | 0.034119 | 971.0669 | -0.004565 | 1058.4085 | 0 | 1057.9627 | 0.03925 | 956.1914 | 0
|  | 971.6764 | 0.043906 | 971.3093 | -0.0074124 | 717.2364 | 0 | 971.6764 | 0.0061772 | 971.3093 | -0.22798 | 961.0542 | 0 | 971.3093 | 0.066552 | 971.6764 | 0.082449 | 971.6764 | 0 | 717.2364 | 0 | 971.6764 | 0.0076295 | 971.6764 | 0 | 965.84 | 0.00051009 | 971.6764 | 0.0035854 | 717.5752 | 0.00012307 | 971.6764 | 0.072666 | 971.6764 | 0.011455 | 971.3093 | 0.10022 | 1058.1313 | 0.036329 | 971.3093 | -0.022632 | 1058.5789 | 0 | 1058.1313 | 0.037744 | 956.4279 | 0
|  | 971.9194 | 0.0062105 | 971.5517 | -0.02854 | 717.3638 | 0.014273 | 971.9194 | -0.02906 | 971.5517 | 0.064253 | 961.295 | 0 | 971.5517 | -0.14944 | 971.9194 | 0 | 971.9194 | 0 | 717.3638 | 0.013306 | 971.9194 | 0 | 971.9194 | 0.016789 | 966.08 | 0.00066312 | 971.9194 | 0 | 717.6962 | 0.00013624 | 971.9194 | 0 | 971.9194 | 0 | 971.5517 | -0.069863 | 1058.2998 | 0.032773 | 971.5517 | -0.032534 | 1058.7492 | 0.00011594 | 1058.2998 | 0.038834 | 956.6644 | 0
|  | 972.1624 | 0.018093 | 971.7941 | 0.029141 | 717.4912 | 0 | 972.1624 | 0.0048335 | 971.7941 | -0.17101 | 961.5359 | 0 | 971.7941 | 0.088783 | 972.1624 | 0.18937 | 972.1624 | 0 | 717.4912 | 0.0032926 | 972.1624 | 0.020798 | 972.1624 | 0 | 966.32 | 0.0034176 | 972.1624 | 0.017965 | 717.8172 | 0.00014584 | 972.1624 | 0.06676 | 972.1624 | 0.0081713 | 971.7941 | 0.035266 | 1058.4684 | 0.038684 | 971.7941 | 0.055239 | 1058.9195 | 0 | 1058.4684 | 0.037536 | 956.9009 | 0
|  | 972.4055 | -0.030907 | 972.0365 | -0.042359 | 717.6186 | 0.0099825 | 972.4055 | -0.049633 | 972.0365 | 0.009385 | 961.7768 | 0 | 972.0365 | -0.16917 | 972.4054 | 0 | 972.4054 | 0 | 717.6186 | 0.0015792 | 972.4054 | 0 | 972.4055 | 0.014714 | 966.57 | 0.006019 | 972.4054 | 0 | 717.9382 | 0.00016647 | 972.4054 | 0 | 972.4055 | 0 | 972.0365 | -0.071202 | 1058.6369 | 0.032773 | 972.0365 | -0.010741 | 1059.0899 | 0 | 1058.6369 | 0.038679 | 957.1375 | 0
|  | 972.6484 | -0.003338 | 972.2789 | 0.0045037 | 717.746 | 0 | 972.6484 | 0.015522 | 972.2789 | -0.41269 | 962.0177 | 0 | 972.2789 | 0.079517 | 972.6485 | 0.0071513 | 972.6485 | 0 | 717.746 | 0.0077108 | 972.6485 | 0.02943 | 972.6484 | 0 | 966.81 | 0.0037236 | 972.6485 | 0.012562 | 718.0593 | 0.00016096 | 972.6485 | 0.086899 | 972.6484 | 0.012154 | 972.2789 | 0.077675 | 1058.8055 | 0.033542 | 972.2789 | 0.0076933 | 1059.2602 | 0 | 1058.8055 | 0.037277 | 957.374 | 0
|  | 972.8915 | -0.0015619 | 972.5213 | -0.04151 | 717.8734 | 0.012609 | 972.8915 | -0.060682 | 972.5213 | -0.018317 | 962.2586 | 0 | 972.5213 | -0.16409 | 972.8915 | 0 | 972.8915 | 0 | 717.8734 | 0.0046486 | 972.8915 | 0 | 972.8915 | 0.0104 | 967.05 | -0.0076005 | 972.8915 | 0 | 718.1803 | 0.00016362 | 972.8915 | 0 | 972.8915 | 0 | 972.5213 | -0.083925 | 1058.974 | 0.027631 | 972.5213 | 0.0062512 | 1059.4305 | 0 | 1058.974 | 0.038782 | 957.6106 | 0
|  | 973.1346 | 0.022993 | 972.7637 | 0.0047926 | 718.0009 | 0 | 973.1346 | 0.019478 | 972.7637 | -0.2722 | 962.4995 | 0 | 972.7637 | 0.10994 | 973.1346 | 0.089534 | 973.1346 | 0 | 718.0009 | 0.0050308 | 973.1346 | 0.016965 | 973.1346 | 0 | 967.29 | 0.0096913 | 973.1346 | 0.02499 | 718.3013 | 0.00013944 | 973.1346 | 0.065026 | 973.1346 | 0.0056874 | 972.7637 | 0.066962 | 1059.1425 | 0.036473 | 972.7637 | 0.060147 | 1059.6009 | 0 | 1059.1425 | 0.03764 | 957.8471 | 0
|  | 973.3776 | 0.029712 | 973.0062 | -0.060569 | 718.1283 | 0.012785 | 973.3776 | -0.053169 | 973.0062 | 0.12219 | 962.7404 | 0 | 973.0062 | -0.13159 | 973.3776 | 0 | 973.3776 | 0 | 718.1283 | 0.0061122 | 973.3776 | 0 | 973.3776 | 0.002663 | 967.53 | -0.0053048 | 973.3776 | 0 | 718.4223 | 0.00014442 | 973.3776 | 0 | 973.3776 | 0 | 973.0062 | -0.12031 | 1059.3111 | 0.019702 | 973.0062 | -0.077018 | 1059.7712 | 0.00011594 | 1059.3111 | 0.039353 | 958.0837 | 0
|  | 973.6207 | 0.015755 | 973.2486 | -0.018767 | 718.2558 | 0 | 973.6207 | -0.0020633 | 973.2486 | -0.38584 | 962.9813 | 0 | 973.2486 | 0.068653 | 973.6207 | 0.10927 | 973.6207 | 0 | 718.2558 | 0 | 973.6207 | 0.020658 | 973.6207 | 0 | 967.77 | 0.0023464 | 973.6207 | 0.010621 | 718.5433 | 0.00013961 | 973.6207 | 0.070215 | 973.6207 | 0.0094152 | 973.2486 | 0.066962 | 1059.4796 | 0.037675 | 973.2486 | -0.042593 | 1059.9416 | 0 | 1059.4796 | 0.038575 | 958.3202 | 0
|  | 973.8637 | 0.014305 | 973.491 | -0.053633 | 718.3833 | 0.0048589 | 973.8637 | -0.024326 | 973.491 | 0.030953 | 963.2222 | 0 | 973.491 | -0.17061 | 973.8637 | 0 | 973.8637 | 0 | 718.3833 | 0.008134 | 973.8637 | 0 | 973.8637 | 0.022587 | 968.02 | 0.0032646 | 973.8637 | 0 | 718.6643 | 0.00016238 | 973.8637 | 0 | 973.8637 | 0 | 973.491 | -0.084148 | 1059.6481 | 0.028737 | 973.491 | -0.015926 | 1060.1119 | 0 | 1059.6481 | 0.039821 | 958.5568 | 0
|  | 974.1068 | 0.018856 | 973.7335 | 0.052117 | 718.5108 | 0 | 974.1068 | 0.015852 | 973.7335 | -0.18278 | 963.4631 | 0 | 973.7335 | 0.089447 | 974.1068 | 0.067984 | 974.1068 | 0 | 718.5108 | 0 | 974.1068 | 0.038647 | 974.1068 | 0 | 968.26 | 0.0043357 | 974.1068 | 0.032438 | 718.7853 | 0.00015776 | 974.1068 | 0.065584 | 974.1068 | 0.011858 | 973.7335 | 0.063837 | 1059.8167 | 0.030082 | 973.7335 | 0.11606 | 1060.2822 | 0 | 1059.8167 | 0.038211 | 958.7934 | 0
|  | 974.3499 | -0.012574 | 973.9759 | -0.0080401 | 718.6382 | 0.010508 | 974.3499 | -0.039639 | 973.9759 | 0.20667 | 963.7041 | 0 | 973.9759 | -0.15171 | 974.3499 | 0 | 974.3499 | 0 | 718.6382 | 0.013306 | 974.3499 | 0 | 974.3499 | 0.0040779 | 968.5 | 0.00709 | 974.3499 | 0 | 718.9063 | 0.0001606 | 974.3499 | 0 | 974.3498 | 0 | 973.9759 | -0.13191 | 1059.9852 | 0.031524 | 973.9759 | -0.0042892 | 1060.4526 | 0 | 1059.9852 | 0.038782 | 959.03 | 0
|  | 974.593 | 0.014418 | 974.2183 | -0.0035109 | 718.7658 | 0 | 974.593 | 0.022485 | 974.2183 | -0.34108 | 963.945 | 0 | 974.2183 | 0.062244 | 974.593 | 0.064401 | 974.593 | 0 | 718.7658 | 0 | 974.593 | 0.022073 | 974.593 | 0 | 968.74 | -0.0053048 | 974.593 | 0.0079562 | 719.0273 | 0.00014691 | 974.593 | 0.071177 | 974.593 | 0.010484 | 974.2183 | 0.035043 | 1060.1538 | 0.035224 | 974.2183 | 0.044275 | 1060.6229 | 0 | 1060.1538 | 0.037173 | 959.2665 | 0
|  | 974.8361 | -0.00088257 | 974.4608 | -0.009629 | 718.8933 | 0.0089317 | 974.8361 | -0.019754 | 974.4608 | 0.062019 | 964.186 | 0 | 974.4608 | -0.14898 | 974.8361 | 0 | 974.8361 | 0 | 718.8933 | 0.0065354 | 974.8361 | 0 | 974.8361 | 0.016644 | 968.99 | -0.0057639 | 974.8361 | 0 | 719.1483 | 0.00015651 | 974.8361 | 0 | 974.8361 | 0 | 974.4608 | -0.08147 | 1060.3223 | 0.028641 | 974.4608 | -0.031096 | 1060.7933 | 0 | 1060.3223 | 0.038419 | 959.5031 | 0
|  | 975.0792 | 0.042147 | 974.7033 | -0.00020679 | 719.0208 | 0 | 975.0792 | -0.00068458 | 974.7033 | -0.40066 | 964.4269 | 0 | 974.7033 | 0.083177 | 975.0792 | 0.077181 | 975.0792 | 0 | 719.0208 | 0.0044939 | 975.0792 | 0.024185 | 975.0792 | 0 | 969.23 | 0.0083142 | 975.0792 | 0.017661 | 719.2694 | 0.00015117 | 975.0792 | 0.11629 | 975.0792 | 0.0058351 | 974.7033 | 0.027901 | 1060.4908 | 0.042336 | 974.7033 | 0.0054263 | 1060.9636 | 0 | 1060.4908 | 0.037329 | 959.7397 | 0
|  | 975.3223 | -0.032234 | 974.9457 | -0.035081 | 719.1483 | 0.0085031 | 975.3223 | -0.02804 | 974.9457 | 0.1253 | 964.6679 | 0 | 974.9457 | -0.1283 | 975.3223 | 0 | 975.3223 | 0 | 719.1483 | 0.0077108 | 975.3223 | 0 | 975.3223 | 0.006858 | 969.47 | -0.0077534 | 975.3223 | 0 | 719.3904 | 0.00016683 | 975.3223 | 0 | 975.3223 | 0 | 974.9457 | -0.077229 | 1060.6594 | 0.05137 | 974.9457 | -0.055966 | 1061.134 | 0.00011594 | 1060.6594 | 0.039405 | 959.9763 | 0
|  | 975.5654 | 0.002418 | 975.1882 | 0.0019692 | 719.2759 | 0 | 975.5654 | -0.0043492 | 975.1882 | -0.35016 | 964.9089 | 0 | 975.1882 | 0.074901 | 975.5654 | 0.15075 | 975.5654 | 0 | 719.2759 | 0.0079459 | 975.5654 | 0.0079519 | 975.5654 | 0 | 969.71 | 0.011222 | 975.5654 | 0.015765 | 719.5114 | 0.00014904 | 975.5654 | 0.079356 | 975.5654 | 0.0093393 | 975.1882 | 0.084372 | 1060.8279 | 0.048247 | 975.1882 | -0.00066378 | 1061.3043 | 7.7296e-05 | 1060.8279 | 0.038627 | 960.2129 | 0
|  | 975.8085 | -0.016474 | 975.4307 | -0.041049 | 719.4035 | 0.016725 | 975.8085 | 0.003361 | 975.4307 | 0.0096332 | 965.1498 | 0 | 975.4307 | -0.15716 | 975.8085 | 0 | 975.8085 | 0 | 719.4035 | 0.0013123 | 975.8085 | 0 | 975.8085 | 0.008829 | 969.95 | -0.0034686 | 975.8085 | 0 | 719.6324 | 0.00015331 | 975.8085 | 0 | 975.8085 | 0 | 975.4307 | -0.07522 | 1060.9964 | 0.038684 | 975.4307 | -0.031186 | 1061.4747 | 0.00011594 | 1060.9964 | 0.040911 | 960.4496 | 0
|  | 976.0516 | 0.037228 | 975.6731 | -0.031073 | 719.531 | 0 | 976.0516 | -0.017527 | 975.6731 | -0.37231 | 965.3908 | 0 | 975.6731 | 0.079276 | 976.0516 | 0.093382 | 976.0516 | 0 | 719.531 | 0.0079459 | 976.0516 | 0.00069699 | 976.0516 | 0 | 970.2 | 0.0031115 | 976.0516 | 0.028738 | 719.7534 | 0.00013748 | 976.0516 | 0.094786 | 976.0516 | 0.0070146 | 975.6731 | 0.059819 | 1061.165 | 0.040558 | 975.6731 | 0.0028156 | 1061.645 | 0 | 1061.165 | 0.039665 | 960.6862 | 0
|  | 976.2947 | -0.03422 | 975.9156 | -0.004126 | 719.6586 | 0.0081994 | 976.2947 | -0.025665 | 975.9156 | -0.028182 | 965.6318 | 0 | 975.9156 | -0.13227 | 976.2947 | 0 | 976.2947 | 0 | 719.6586 | 0.0021129 | 976.2947 | 0 | 976.2947 | 0.015691 | 970.44 | -0.00607 | 976.2947 | 0 | 719.8745 | 0.00014193 | 976.2947 | 0 | 976.2947 | 0 | 975.9156 | -0.12388 | 1061.3335 | 0.052043 | 975.9156 | -0.025442 | 1061.8154 | 0 | 1061.3335 | 0.040755 | 960.9228 | 0
|  | 976.5379 | 0.0038489 | 976.1581 | -0.0057851 | 719.7862 | 0 | 976.5379 | 0.01547 | 976.1581 | -0.31869 | 965.8728 | 0 | 976.1581 | 0.050338 | 976.5379 | 0.11148 | 976.5379 | 0 | 719.7862 | 0.0040935 | 976.5379 | 0.02537 | 976.5379 | 0 | 970.68 | 0.0044887 | 976.5379 | 0.017721 | 719.9955 | 0.00013001 | 976.5379 | 0.044975 | 976.5379 | 0.004767 | 976.1581 | 0.032811 | 1061.502 | 0.051803 | 976.1581 | 0.019322 | 1061.9857 | 0 | 1061.502 | 0.039042 | 961.1594 | 0
|  | 976.781 | 0.00071547 | 976.4006 | -0.028799 | 719.9138 | 0.009282 | 976.781 | -0.057918 | 976.4006 | -0.044176 | 966.1138 | 0 | 976.4006 | -0.14121 | 976.781 | 0 | 976.781 | 0 | 719.9138 | 0.0089333 | 976.781 | 0.010282 | 976.781 | 0.0091234 | 970.92 | -0.0016323 | 976.781 | 0 | 720.1165 | 0.00013214 | 976.781 | 0 | 976.781 | 0 | 976.4006 | -0.056248 | 1061.6706 | 0.043009 | 976.4006 | 0.0094001 | 1062.1561 | 0 | 1061.6706 | 0.040236 | 961.3961 | 0
|  | 977.0242 | 0.017159 | 976.6431 | -0.010111 | 720.0415 | 0 | 977.0242 | 0.0015798 | 976.6431 | -0.046995 | 966.3548 | 0 | 976.6431 | 0.057503 | 977.0242 | 0.060619 | 977.0242 | 0 | 720.0415 | 0.0012903 | 977.0242 | 0.025867 | 977.0242 | 0 | 971.16 | -0.00010202 | 977.0242 | 0.028883 | 720.2375 | 0.00012788 | 977.0242 | 0.024153 | 977.0242 | 0.0065361 | 976.6431 | 0.079015 | 1061.8391 | 0.052043 | 976.6431 | 0.040466 | 1062.3265 | 0 | 1061.8391 | 0.03925 | 961.6327 | 0
|  | 977.2673 | 0.00049505 | 976.8856 | -0.020203 | 720.1691 | 0.012872 | 977.2673 | -0.031661 | 976.8856 | 0.058847 | 966.5958 | 0 | 976.8856 | -0.19972 | 977.2673 | 0 | 977.2673 | 0 | 720.1691 | 0 | 977.2673 | 0 | 977.2673 | 0.0037547 | 971.41 | 0.00066312 | 977.2673 | 0 | 720.3585 | 0.00013961 | 977.2673 | 0 | 977.2673 | 0 | 976.8856 | -0.12165 | 1062.0076 | 0.035849 | 976.8856 | 0.017343 | 1062.4968 | 0 | 1062.0076 | 0.041378 | 961.8694 | 0
|  | 977.5105 | 0.025436 | 977.1281 | 0.0093331 | 720.2967 | 0 | 977.5105 | 0.0016733 | 977.1281 | -0.41095 | 966.8369 | 0 | 977.1281 | 0.10514 | 977.5105 | 0.18644 | 977.5105 | 0 | 720.2967 | 0.0023582 | 977.5105 | 0.012068 | 977.5105 | 0 | 971.65 | 0.00051009 | 977.5105 | 0.0068215 | 720.4796 | 0.00014246 | 977.5105 | 0.044909 | 977.5105 | 0.0077015 | 977.1281 | 0.10312 | 1062.1762 | 0.045267 | 977.1281 | 0.050986 | 1062.6672 | 0 | 1062.1762 | 0.041378 | 962.106 | 0
|  | 977.7537 | -0.0010107 | 977.3706 | -0.056494 | 720.4244 | 0.016375 | 977.7537 | -0.047027 | 977.3706 | 0.07765 | 967.0779 | 0 | 977.3706 | -0.17837 | 977.7537 | 0 | 977.7537 | 0 | 720.4244 | 0.0083691 | 977.7537 | 0 | 977.7537 | 0.0086146 | 971.89 | -0.0080593 | 977.7537 | 0 | 720.6006 | 0.0001574 | 977.7537 | 0 | 977.7537 | 0 | 977.3706 | -0.084372 | 1062.3447 | 0.051563 | 977.3706 | 0.01485 | 1062.8375 | 0 | 1062.3447 | 0.043663 | 962.3427 | 0
|  | 977.9968 | 0.028871 | 977.6131 | -0.01561 | 720.5521 | 0 | 977.9968 | -0.0057194 | 977.6131 | -0.28123 | 967.3189 | 0 | 977.6131 | 0.10157 | 977.9968 | 0.067755 | 977.9968 | 0 | 720.5521 | 0.0069115 | 977.9968 | 0.0021589 | 977.9968 | 0 | 972.13 | -0.0077534 | 977.9968 | 0.0030152 | 720.7216 | 0.00014459 | 977.9968 | 0.050157 | 977.9968 | 0.0057652 | 977.6132 | 0.14307 | 1062.5132 | 0.052379 | 977.6131 | 0.03052 | 1063.0079 | 7.7296e-05 | 1062.5132 | 0.042105 | 962.5793 | 0
|  | 978.24 | 0.0045846 | 977.8557 | -0.037951 | 720.6797 | 0.011997 | 978.24 | -0.011782 | 977.8557 | 0.11158 | 967.5599 | 0 | 977.8557 | -0.16603 | 978.24 | 0 | 978.24 | 0 | 720.6797 | 0.0021129 | 978.24 | 0 | 978.24 | 0.0090472 | 972.37 | -0.005917 | 978.24 | 0 | 720.8427 | 0.00016025 | 978.24 | 0 | 978.24 | 0 | 977.8557 | 0.019104 | 1062.6817 | 0.046036 | 977.8557 | -0.0035852 | 1063.1783 | 0 | 1062.6817 | 0.042936 | 962.816 | 0
|  | 978.4832 | 0.023436 | 978.0982 | -0.0089661 | 720.8074 | 0 | 978.4832 | 0.0084873 | 978.0982 | -0.31696 | 967.801 | 0 | 978.0982 | 0.07201 | 978.4832 | 0.11271 | 978.4832 | 0 | 720.8074 | 0.0023582 | 978.4832 | 0.016354 | 978.4832 | 0 | 972.62 | 0.0012752 | 978.4832 | 0.023816 | 720.9637 | 0.00014335 | 978.4832 | 0.036962 | 978.4832 | 0.013713 | 978.0982 | 0.035713 | 1062.8503 | 0.042721 | 978.0982 | 0.057387 | 1063.3486 | 0 | 1062.8503 | 0.04143 | 963.0527 | 0
|  | 978.7264 | 0.0026658 | 978.3407 | -0.026043 | 720.9351 | 0.0051626 | 978.7264 | 0.00063795 | 978.3407 | 0.19158 | 968.0421 | 0 | 978.3407 | -0.14891 | 978.7264 | 0 | 978.7264 | 0 | 720.9351 | 0.0067705 | 978.7264 | 0 | 978.7264 | 0.0032017 | 972.86 | -0.0037746 | 978.7264 | 0 | 721.0847 | 0.00014459 | 978.7264 | 0 | 978.7264 | 0 | 978.3407 | -0.068747 | 1063.0188 | 0.037098 | 978.3407 | -0.033389 | 1063.519 | 0 | 1063.0188 | 0.042936 | 963.2894 | 0
|  | 978.9696 | 0.025683 | 978.5833 | -0.015213 | 721.0628 | 0 | 978.9696 | 0.0073237 | 978.5833 | -0.39655 | 968.2831 | 0 | 978.5833 | 0.078615 | 978.9696 | 0.0021091 | 978.9696 | 0 | 721.0628 | 0.0046274 | 978.9696 | 0.028875 | 978.9696 | 0 | 973.1 | -0.0016323 | 978.9696 | 0.011214 | 721.2057 | 0.00014086 | 978.9696 | 0.11246 | 978.9696 | 0.0097373 | 978.5833 | 0.066738 | 1063.1873 | 0.0494 | 978.5833 | 0.034729 | 1063.6894 | 0 | 1063.1873 | 0.04143 | 963.5261 | 0
|  | 979.2128 | -0.027596 | 978.8258 | -0.0056969 | 721.1906 | 0.0045552 | 979.2128 | -0.016527 | 978.8258 | -0.023598 | 968.5242 | 0 | 978.8258 | -0.17183 | 979.2128 | 0 | 979.2128 | 0 | 721.1906 | 0.01213 | 979.2128 | 0 | 979.2128 | 0.022546 | 973.34 | -0.0057639 | 979.2128 | 0 | 721.3268 | 0.0001494 | 979.2128 | 0 | 979.2128 | 0 | 978.8258 | -0.094862 | 1063.3559 | 0.037675 | 978.8258 | -0.019408 | 1063.8598 | 0 | 1063.3559 | 0.042313 | 963.7628 | 0
|  | 979.456 | 0.018264 | 979.0684 | 0.03005 | 721.3183 | 0 | 979.456 | -0.013075 | 979.0684 | -0.23647 | 968.7653 | 0 | 979.0684 | 0.071575 | 979.456 | 0.067851 | 979.456 | 0 | 721.3183 | 0.0061122 | 979.456 | 0.025459 | 979.456 | 0 | 973.58 | 0.00081613 | 979.456 | 0.038088 | 721.4478 | 0.00015313 | 979.456 | 0.058598 | 979.456 | 0.0095987 | 979.0684 | 0.049328 | 1063.5244 | 0.052476 | 979.0684 | 0.044629 | 1064.0301 | 7.7296e-05 | 1063.5244 | 0.040859 | 963.9995 | 0
|  | 979.6992 | -0.001573 | 979.3109 | -0.058196 | 721.4461 | 0.009282 | 979.6992 | -0.020936 | 979.3109 | 0.048849 | 969.0063 | 0 | 979.3109 | -0.14059 | 979.6992 | 0 | 979.6992 | 0 | 721.4461 | 0.0050308 | 979.6992 | 0 | 979.6992 | 0.017697 | 973.83 | 0.0017343 | 979.6992 | 0 | 721.5688 | 0.0001293 | 979.6992 | 0 | 979.6992 | 0 | 979.3109 | -0.18504 | 1063.6929 | 0.038107 | 979.3109 | 0.0067778 | 1064.2005 | 0 | 1063.6929 | 0.041638 | 964.2362 | 0
|  | 979.9424 | 0.031842 | 979.5535 | 0.011575 | 721.5738 | 0 | 979.9424 | -0.014367 | 979.5535 | -0.37154 | 969.2474 | 0 | 979.5535 | 0.10628 | 979.9425 | 0.15479 | 979.9425 | 0 | 721.5738 | 0.0015573 | 979.9425 | 0 | 979.9424 | 0 | 974.07 | -0.0016323 | 979.9425 | 0.045167 | 721.6899 | 0.00012716 | 979.9425 | 0.10894 | 979.9424 | 0.01202 | 979.5535 | 0.077006 | 1063.8614 | 0.045123 | 979.5535 | 0.041498 | 1064.3709 | 0 | 1063.8614 | 0.040132 | 964.4729 | 0
|  | 980.1857 | -0.012736 | 979.796 | -0.0094927 | 721.7016 | 0.0060736 | 980.1857 | -0.019563 | 979.796 | 0.15411 | 969.4886 | 0 | 979.796 | -0.15511 | 980.1857 | 0 | 980.1857 | 0 | 721.7016 | 0.0017126 | 980.1857 | 0 | 980.1857 | 0.010211 | 974.31 | 0.0041827 | 980.1857 | 0 | 721.8109 | 0.00014566 | 980.1857 | 0 | 980.1857 | 0 | 979.796 | -0.082586 | 1064.03 | 0.04892 | 979.796 | 0.042325 | 1064.5412 | 0 | 1064.03 | 0.04143 | 964.7096 | 0
|  | 980.429 | 0.038258 | 980.0386 | 0.010533 | 721.8294 | 0 | 980.429 | -0.00027586 | 980.0386 | -0.3167 | 969.7297 | 0 | 980.0386 | 0.077204 | 980.4289 | 0.11627 | 980.4289 | 0 | 721.8294 | 0.0051719 | 980.4289 | 0.015478 | 980.429 | 0 | 974.55 | 0.0084671 | 980.4289 | 0.018392 | 721.9319 | 0.0001558 | 980.4289 | 0.04222 | 980.429 | 0.010091 | 980.0386 | 0.056471 | 1064.1985 | 0.062183 | 980.0386 | 0.077738 | 1064.7116 | 0 | 1064.1985 | 0.041119 | 964.9464 | 0
|  | 980.6722 | -0.0097864 | 980.2812 | -0.033064 | 721.9572 | 0.0034924 | 980.6722 | -0.048984 | 980.2812 | 0.094467 | 969.9708 | 0 | 980.2812 | -0.20017 | 980.6722 | 0 | 980.6722 | 0 | 721.9572 | 0.0095915 | 980.6722 | 0 | 980.6722 | 0.013153 | 974.8 | 0.00066312 | 980.6722 | 0 | 722.053 | 0.00017109 | 980.6722 | 0 | 980.6722 | 0 | 980.2812 | -0.043748 | 1064.367 | 0.052235 | 980.2812 | 0.0034733 | 1064.882 | 0 | 1064.367 | 0.043143 | 965.183 | 0
|  | 980.9154 | -0.0015336 | 980.5238 | 0.00358 | 722.085 | 0 | 980.9154 | 0.0076943 | 980.5238 | -0.18265 | 970.2119 | 0 | 980.5238 | 0.11498 | 980.9154 | 0.035873 | 980.9154 | 0 | 722.085 | 0.0087452 | 980.9154 | 0.02518 | 980.9154 | 0 | 975.04 | 0.00051009 | 980.9154 | 0.013054 | 722.174 | 0.00014691 | 980.9154 | 0.077394 | 980.9154 | 0.0079661 | 980.5238 | 0.056694 | 1064.5355 | 0.057954 | 980.5238 | 0.062094 | 1065.0524 | 7.7296e-05 | 1064.5355 | 0.044026 | 965.4198 | 0
|  | 981.1587 | 0.0033044 | 980.7664 | -0.025361 | 722.2128 | 0.0060736 | 981.1587 | -0.013522 | 980.7664 | -0.073651 | 970.453 | 0 | 980.7664 | -0.15898 | 981.1587 | 0 | 981.1587 | 0 | 722.2128 | 0.005595 | 981.1587 | 0 | 981.1587 | 0.0095981 | 975.28 | -0.0092835 | 981.1587 | 0 | 722.295 | 0.00016558 | 981.1587 | 0 | 981.1587 | 0 | 980.7663 | -0.055132 | 1064.7041 | 0.055071 | 980.7664 | -0.016296 | 1065.2228 | 0 | 1064.7041 | 0.045947 | 965.6566 | 0
|  | 981.402 | 0.01113 | 981.0089 | 0.010442 | 722.3406 | 0 | 981.402 | -0.011785 | 981.0089 | -0.22515 | 970.6942 | 0 | 981.0089 | 0.11048 | 981.4019 | 0.032969 | 981.4019 | 0 | 722.3406 | 0.012648 | 981.4019 | 0.007874 | 981.402 | 0 | 975.52 | -0.00010202 | 981.4019 | 0.015939 | 722.4161 | 0.00016718 | 981.4019 | 0.11869 | 981.402 | 0.015215 | 981.0089 | 0.080354 | 1064.8726 | 0.044018 | 981.0089 | 0.043434 | 1065.3932 | 0 | 1064.8726 | 0.047037 | 965.8933 | 0
|  | 981.6452 | -0.0092782 | 981.2515 | -0.023894 | 722.4684 | 0.016813 | 981.6452 | -0.041598 | 981.2515 | -0.0011904 | 970.9353 | 0 | 981.2515 | -0.16278 | 981.6452 | 0 | 981.6452 | 0 | 722.4684 | 0.010109 | 981.6452 | 0 | 981.6452 | 0.021927 | 975.76 | -0.00025504 | 981.6452 | 0 | 722.5371 | 0.00017963 | 981.6452 | 0 | 981.6452 | 0 | 981.2515 | -0.036382 | 1065.0411 | 0.060597 | 981.2515 | 0.016268 | 1065.5635 | 0 | 1065.0411 | 0.049322 | 966.1301 | 0
|  | 981.8885 | 0.048251 | 981.4941 | -0.010567 | 722.5963 | 0 | 981.8885 | -0.0068134 | 981.4941 | -0.17357 | 971.1765 | 0 | 981.4941 | 0.087288 | 981.8885 | 0.12577 | 981.8885 | 0 | 722.5963 | 0.00035596 | 981.8885 | 0.043829 | 981.8885 | 0 | 976.01 | -0.0065293 | 981.8885 | 0.040046 | 722.6582 | 0.00016238 | 981.8885 | 0.055211 | 981.8885 | 0.0065277 | 981.4941 | 0.013928 | 1065.2096 | 0.0494 | 981.4941 | -0.0020782 | 1065.7339 | 0 | 1065.2096 | 0.05145 | 966.3668 | 0
|  | 982.1318 | -0.0023815 | 981.7367 | -0.04389 | 722.7242 | 0.010158 | 982.1318 | -0.040289 | 981.7367 | -0.078871 | 971.4176 | 0 | 981.7367 | -0.16181 | 982.1318 | 0 | 982.1318 | 0 | 722.7242 | 0.0047957 | 982.1318 | 0 | 982.1318 | 0 | 976.25 | -0.0062227 | 982.1318 | 0 | 722.7792 | 0.00014531 | 982.1318 | 0 | 982.1318 | 0 | 981.7367 | -0.061605 | 1065.3781 | 0.06372 | 981.7367 | 0.031456 | 1065.9043 | 0 | 1065.3781 | 0.054202 | 966.6036 | 0
|  | 982.3751 | 0.031462 | 981.9793 | -0.024937 | 722.852 | 0 | 982.3751 | -0.028365 | 981.9793 | -0.32217 | 971.6588 | 0 | 981.9793 | 0.098089 | 982.3751 | 0.049873 | 982.3751 | 0 | 722.852 | 0.0087452 | 982.3751 | 0.031689 | 982.3751 | 0 | 976.49 | -0.0011732 | 982.3751 | 0.027155 | 722.9003 | 0.00013748 | 982.3751 | 0.068522 | 982.3751 | 0.0072683 | 981.9793 | 0.09888 | 1065.5466 | 0.061846 | 981.9793 | 0.049046 | 1066.0747 | 7.7296e-05 | 1065.5466 | 0.054513 | 966.8403 | 0
|  | 982.6183 | -0.027609 | 982.222 | -0.029059 | 722.9799 | 0.015762 | 982.6183 | -0.060013 | 982.222 | 0.002872 | 971.8999 | 0 | 982.222 | -0.17329 | 982.6184 | 0 | 982.6184 | 0 | 722.9799 | 0.00051156 | 982.6184 | 0 | 982.6183 | 0.020829 | 976.73 | 0.0152 | 982.6184 | 0 | 723.0213 | 0.0001421 | 982.6184 | 0 | 982.6183 | 0 | 982.222 | -0.038391 | 1065.7152 | 0.071073 | 982.222 | -0.0097704 | 1066.2451 | 0.00034783 | 1065.7152 | 0.05524 | 967.0771 | 0
|  | 982.8617 | -0.007686 | 982.4646 | 0.046921 | 723.1078 | 0 | 982.8617 | 0.018659 | 982.4646 | -0.024173 | 972.1411 | 0 | 982.4646 | 0.11028 | 982.8617 | 0.15727 | 982.8617 | 0 | 723.1078 | 0 | 982.8617 | 0.040125 | 982.8617 | 0 | 976.97 | 0.0012752 | 982.8617 | 0.031575 | 723.1423 | 0.00014904 | 982.8617 | 0.10797 | 982.8617 | 0.015298 | 982.4646 | 0.1462 | 1065.8837 | 0.046613 | 982.4646 | 0.022999 | 1066.4155 | 0 | 1065.8837 | 0.054306 | 967.3139 | 0
|  | 983.105 | -0.0089294 | 982.7072 | -0.054647 | 723.2357 | 0.0083512 | 983.105 | -0.025489 | 982.7072 | 0.10133 | 972.3823 | 0 | 982.7072 | -0.17254 | 983.105 | 0 | 983.105 | 0 | 723.2357 | 0.0017126 | 983.105 | 0 | 983.105 | 0.014373 | 977.22 | -0.0066822 | 983.105 | 0 | 723.2634 | 0.00015064 | 983.105 | 0 | 983.105 | 0 | 982.7072 | -0.16428 | 1066.0522 | 0.052476 | 982.7072 | -0.062788 | 1066.5859 | 0 | 1066.0522 | 0.05633 | 967.5507 | 0
|  | 983.3483 | 0.010274 | 982.9498 | 0.020864 | 723.3637 | 0 | 983.3483 | 0.0097305 | 982.9498 | -0.17142 | 972.6235 | 0 | 982.9498 | 0.090234 | 983.3483 | 0.10456 | 983.3483 | 0 | 723.3637 | 0.0043605 | 983.3483 | 0.023298 | 983.3483 | 0 | 977.46 | -0.0030095 | 983.3483 | 0.015751 | 723.3844 | 0.0001574 | 983.3483 | 0.079183 | 983.3483 | 0.0075796 | 982.9498 | 0.057141 | 1066.2207 | 0.063336 | 982.9498 | 0.038225 | 1066.7563 | 0 | 1066.2207 | 0.058251 | 967.7875 | 0
|  | 983.5916 | -0.011888 | 983.1925 | -0.074942 | 723.4916 | 0.014536 | 983.5916 | -0.010215 | 983.1925 | 0.033607 | 972.8647 | 0 | 983.1925 | -0.16558 | 983.5916 | 0 | 983.5916 | 0 | 723.4916 | 0.00064498 | 983.5916 | 0 | 983.5916 | 0.017653 | 977.7 | 0.0044887 | 983.5916 | 0 | 723.5055 | 0.00016647 | 983.5916 | 0 | 983.5916 | 0 | 983.1925 | -0.068301 | 1066.3892 | 0.067661 | 983.1925 | -0.038296 | 1066.9267 | 0 | 1066.3892 | 0.061055 | 968.0243 | 0
|  | 983.835 | 0.0087422 | 983.4351 | 0.03134 | 723.6195 | 0.0021307 | 983.835 | 0.030517 | 983.4351 | -0.44277 | 973.1059 | 0 | 983.4351 | 0.11479 | 983.8349 | 0.09793 | 983.8349 | 0 | 723.6195 | 0.012507 | 983.8349 | 0.016587 | 983.835 | 0 | 977.94 | 0.0057129 | 983.8349 | 0.028086 | 723.6265 | 0.00017643 | 983.8349 | 0.11119 | 983.835 | 0.010346 | 983.4351 | 0.051337 | 1066.5577 | 0.06545 | 983.4351 | 0.025253 | 1067.0971 | 0 | 1066.5577 | 0.060536 | 968.2611 | 0
|  | 984.0782 | -0.0020401 | 983.6778 | -0.0095014 | 723.7475 | 0.00577 | 984.0782 | -0.042153 | 983.6778 | -0.047665 | 973.3471 | 0 | 983.6778 | -0.15278 | 984.0783 | 0 | 984.0783 | 0 | 723.7475 | 0.00064498 | 984.0783 | 0 | 984.0782 | 0.0035534 | 978.19 | 0.0018873 | 984.0783 | 0 | 723.7476 | 0.00017181 | 984.0783 | 0 | 984.0783 | 0 | 983.6777 | -0.1145 | 1066.7263 | 0.058579 | 983.6778 | -0.0021741 | 1067.2675 | 0.00011594 | 1066.7263 | 0.061366 | 968.4979 | 0
|  | 984.3216 | 0.0045719 | 983.9204 | -0.024417 | 723.8755 | 0 | 984.3216 | 0.003094 | 983.9204 | -0.16982 | 973.5883 | 0 | 983.9204 | 0.098707 | 984.3216 | 0.034025 | 984.3216 | 0 | 723.8755 | 0.0015573 | 984.3216 | 0.016853 | 984.3216 | 0 | 978.43 | 0.0096913 | 984.3216 | 0.020014 | 723.8686 | 0.00014531 | 984.3216 | 0.044509 | 984.3216 | 0.0064971 | 983.9204 | 0.11138 | 1066.8948 | 0.073427 | 983.9204 | 0.025308 | 1067.4379 | 0 | 1066.8948 | 0.063339 | 968.7347 | 0
|  | 984.5649 | -0.030475 | 984.1631 | -0.033838 | 724.0034 | 0.007592 | 984.5649 | -0.033758 | 984.1631 | -0.01705 | 973.8295 | 0 | 984.1631 | -0.14055 | 984.565 | 0 | 984.565 | 0 | 724.0034 | 0.0053129 | 984.565 | 0 | 984.5649 | 0 | 978.67 | -0.010355 | 984.565 | 0 | 723.9897 | 0.00015117 | 984.565 | 0 | 984.5649 | 0 | 984.1631 | -0.10223 | 1067.0633 | 0.075542 | 984.1631 | -0.013274 | 1067.6083 | 0 | 1067.0633 | 0.067545 | 968.9716 | 0
|  | 984.8083 | 0.015778 | 984.4057 | -0.033163 | 724.1314 | 0 | 984.8083 | 0.018467 | 984.4057 | -0.24766 | 974.0707 | 0 | 984.4057 | 0.069824 | 984.8083 | 0.18965 | 984.8083 | 0 | 724.1314 | 0.0044939 | 984.8083 | 0.0043354 | 984.8083 | 0 | 978.91 | 0.00035706 | 984.8083 | 0.009623 | 724.1107 | 0.00015206 | 984.8083 | 0.076125 | 984.8083 | 0.0069187 | 984.4057 | 0.0039317 | 1067.2318 | 0.072995 | 984.4057 | 0.027639 | 1067.7787 | 0 | 1067.2318 | 0.070192 | 969.2084 | 0
|  | 985.0517 | 0.00030357 | 984.6484 | -0.060308 | 724.2594 | 0.0027331 | 985.0517 | -0.021485 | 984.6484 | -0.052093 | 974.312 | 0 | 984.6484 | -0.18647 | 985.0517 | 0 | 985.0517 | 0 | 724.2594 | 0.0058301 | 985.0517 | 0 | 985.0517 | 0.0061439 | 979.15 | -0.0037746 | 985.0517 | 0 | 724.2318 | 0.00015616 | 985.0517 | 0 | 985.0517 | 0 | 984.6484 | -0.043971 | 1067.4003 | 0.075542 | 984.6484 | -0.010087 | 1067.9491 | 0 | 1067.4003 | 0.072217 | 969.4452 | 0
|  | 985.295 | 0.033186 | 984.891 | -0.005366 | 724.3874 | 0 | 985.295 | -0.014538 | 984.891 | -0.38017 | 974.5532 | 0 | 984.891 | 0.10272 | 985.295 | 0.074913 | 985.295 | 0 | 724.3874 | 0.0044939 | 985.295 | 0.017767 | 985.295 | 0 | 979.4 | -0.0010202 | 985.295 | 0 | 724.3528 | 0.00013499 | 985.295 | 0.079565 | 985.295 | 0.0055887 | 984.891 | 0.13973 | 1067.5688 | 0.07064 | 984.891 | 0.061813 | 1068.1195 | 0 | 1067.5688 | 0.074242 | 969.6821 | 0
|  | 985.5384 | -0.010582 | 985.1337 | -0.0038877 | 724.5155 | 0.0094571 | 985.5384 | -0.016653 | 985.1337 | 0.19171 | 974.7945 | 0 | 985.1337 | -0.18751 | 985.5384 | 0 | 985.5384 | 0 | 724.5155 | 0.0030471 | 985.5384 | 0 | 985.5384 | 0.026178 | 979.64 | -0.0031625 | 985.5384 | 0 | 724.4739 | 0.00013588 | 985.5384 | 0 | 985.5384 | 0 | 985.1337 | -0.1183 | 1067.7373 | 0.076647 | 985.1337 | -0.015974 | 1068.2899 | 0.00011594 | 1067.7373 | 0.075384 | 969.9189 | 0
|  | 985.7818 | 0.001 | 985.3764 | 0.019193 | 724.6435 | 0 | 985.7818 | 0.025927 | 985.3764 | -0.2923 | 975.0358 | 0 | 985.3764 | 0.097464 | 985.7818 | 0.20797 | 985.7818 | 0 | 724.6435 | 0.0019577 | 985.7818 | 0.027348 | 985.7818 | 0 | 979.88 | 0.0049478 | 985.7818 | 0.036574 | 724.595 | 0.00014317 | 985.7818 | 0.11382 | 985.7818 | 0.010952 | 985.3764 | 0.14397 | 1067.9059 | 0.069967 | 985.3764 | 0.043357 | 1068.4603 | 0 | 1067.9059 | 0.077097 | 970.1558 | 0
|  | 986.0251 | 0.018297 | 985.6191 | -0.025264 | 724.7716 | 0.0089317 | 986.0251 | -0.050258 | 985.6191 | 0.12956 | 975.277 | 0 | 985.6191 | -0.19373 | 986.0252 | 0 | 986.0252 | 0 | 724.7716 | 0.0053129 | 986.0252 | 0 | 986.0251 | 0.01684 | 980.12 | 0.0057129 | 986.0252 | 0 | 724.716 | 0.00015331 | 986.0252 | 0 | 986.0252 | 0 | 985.6191 | -0.13035 | 1068.0744 | 0.076791 | 985.6191 | -0.064303 | 1068.6307 | 0 | 1068.0744 | 0.076474 | 970.3926 | 0
|  | 986.2686 | 0.033706 | 985.8618 | -0.017614 | 724.8996 | 0 | 986.2686 | 0.0075468 | 985.8618 | -0.20873 | 975.5182 | 0 | 985.8618 | 0.11867 | 986.2686 | 0.11992 | 986.2686 | 0 | 724.8996 | 0.0086512 | 986.2686 | 0.031466 | 986.2686 | 0 | 980.37 | 0.0055599 | 986.2686 | 0.020005 | 724.8371 | 0.00015704 | 986.2686 | 0.078972 | 986.2686 | 0.0069484 | 985.8618 | 0.074551 | 1068.2429 | 0.067757 | 985.8618 | 0.035237 | 1068.8011 | 0 | 1068.2429 | 0.078136 | 970.6295 | 0
|  | 986.512 | -0.011815 | 986.1045 | -0.060028 | 725.0277 | 0.013835 | 986.512 | -0.010261 | 986.1045 | 0.15224 | 975.7596 | 0 | 986.1045 | -0.16253 | 986.512 | 0 | 986.512 | 0 | 725.0277 | 0.01025 | 986.512 | 0 | 986.512 | 0.0014726 | 980.61 | 0.0064783 | 986.512 | 0 | 724.9581 | 0.00015829 | 986.512 | 0 | 986.512 | 0 | 986.1045 | -0.16227 | 1068.4114 | 0.076551 | 986.1045 | 0.015184 | 1068.9715 | 0.00011594 | 1068.4114 | 0.076682 | 970.8664 | 0
|  | 986.7554 | 0.025217 | 986.3472 | -0.0024226 | 725.1558 | 0 | 986.7554 | 0.0068647 | 986.3472 | -0.35758 | 976.0009 | 0 | 986.3472 | 0.087009 | 986.7554 | 0.21182 | 986.7554 | 0 | 725.1558 | 0.0079459 | 986.7554 | 0.021122 | 986.7554 | 0 | 980.85 | -0.0028565 | 986.7554 | 0.01355 | 725.0792 | 0.00013997 | 986.7554 | 0.14262 | 986.7554 | 0.010713 | 986.3472 | 0.019588 | 1068.5799 | 0.066844 | 986.3472 | 0.052031 | 1069.1419 | 0 | 1068.5799 | 0.078551 | 971.1033 | 0
|  | 986.9988 | -0.0056682 | 986.5899 | -0.0376 | 725.2839 | 0.0074402 | 986.9988 | -0.034096 | 986.5899 | 0.057992 | 976.2421 | 0 | 986.5899 | -0.17804 | 986.9988 | 0 | 986.9988 | 0 | 725.2839 | 0.0063943 | 986.9988 | 0 | 986.9988 | 0.01107 | 981.09 | -0.0025504 | 986.9988 | 0 | 725.2002 | 0.00012716 | 986.9988 | 0 | 986.9988 | 0 | 986.5899 | -0.12812 | 1068.7484 | 0.076407 | 986.5899 | -0.15901 | 1069.3123 | 0 | 1068.7484 | 0.07663 | 971.3401 | 0
|  | 987.2422 | 0.019088 | 986.8326 | 0.0012944 | 725.412 | 0 | 987.2422 | 0.018771 | 986.8326 | -0.33148 | 976.4835 | 0 | 986.8326 | 0.080957 | 987.2422 | 0.10955 | 987.2422 | 0 | 725.412 | 0.0012903 | 987.2422 | 0.026423 | 987.2422 | 0 | 981.33 | -0.0007141 | 987.2422 | 0.03875 | 725.3213 | 0.00015242 | 987.2422 | 0.11666 | 987.2422 | 0.005889 | 986.8326 | 0.096425 | 1068.9169 | 0.066123 | 986.8326 | -0.013551 | 1069.4827 | 0 | 1068.9169 | 0.078759 | 971.577 | 0
|  | 987.4856 | -0.020107 | 987.0753 | -0.034964 | 725.5401 | 0.0085031 | 987.4856 | -0.052781 | 987.0753 | 0.21034 | 976.7247 | 0 | 987.0753 | -0.19025 | 987.4856 | 0 | 987.4856 | 0 | 725.5401 | 0.0070526 | 987.4856 | 0 | 987.4856 | 0.029514 | 981.58 | 0.0083142 | 987.4856 | 0 | 725.4424 | 0.00017768 | 987.4856 | 0 | 987.4856 | 0 | 987.0753 | -0.086157 | 1069.0854 | 0.076551 | 987.0753 | -0.027966 | 1069.6532 | 0 | 1069.0854 | 0.076371 | 971.8139 | 0
|  | 987.729 | 0.035144 | 987.318 | 0.031813 | 725.6682 | 0 | 987.729 | 0.016272 | 987.318 | -0.44026 | 976.9661 | 0 | 987.318 | 0.076586 | 987.729 | 0.21291 | 987.729 | 0 | 725.6682 | 0.010485 | 987.729 | 0.07154 | 987.729 | 0 | 981.82 | -0.0020913 | 987.729 | 0.060661 | 725.5634 | 0.00018835 | 987.729 | 0.1832 | 987.729 | 0.010986 | 987.318 | 0.050891 | 1069.2539 | 0.066219 | 987.318 | 0.02606 | 1069.8236 | 0 | 1069.2539 | 0.078551 | 972.0508 | 0
|  | 987.9725 | -0.0055092 | 987.5607 | -0.038525 | 725.7964 | 0.0091069 | 987.9725 | -0.036191 | 987.5607 | -0.068122 | 977.2074 | 0 | 987.5607 | -0.18909 | 987.9725 | 0 | 987.9725 | 0 | 725.7964 | 0.0098736 | 987.9725 | 0 | 987.9725 | 0.0064625 | 982.06 | -0.0030095 | 987.9725 | 0 | 725.6845 | 0.00016843 | 987.9725 | 0 | 987.9725 | 0 | 987.5607 | -0.07522 | 1069.4224 | 0.073427 | 987.5607 | 0.030633 | 1069.994 | 0.00011594 | 1069.4224 | 0.075332 | 972.2877 | 0
|  | 988.2159 | 0.017917 | 987.8035 | -0.02003 | 725.9245 | 0 | 988.2159 | -0.01469 | 987.8035 | -0.18133 | 977.4487 | 0 | 987.8035 | 0.069653 | 988.2159 | 0.229 | 988.2159 | 0 | 725.9245 | 0 | 988.2159 | 0.013879 | 988.2159 | 0 | 982.3 | 0.0028055 | 988.2159 | 0.020073 | 725.8056 | 0.00014815 | 988.2159 | 0.10401 | 988.2159 | 0.0077325 | 987.8035 | 0.079684 | 1069.5909 | 0.067565 | 987.8035 | 0.0037797 | 1070.1644 | 0 | 1069.5909 | 0.07772 | 972.5247 | 0
|  | 988.4594 | -1.5109e-05 | 988.0462 | -0.04787 | 726.0527 | 0 | 988.4594 | -0.028392 | 988.0462 | -0.02774 | 977.69 | 0 | 988.0462 | -0.16969 | 988.4594 | 0 | 988.4594 | 0 | 726.0527 | 0.0047957 | 988.4594 | 0 | 988.4594 | 0 | 982.55 | 0.0032646 | 988.4594 | 0 | 725.9266 | 0.00014246 | 988.4594 | 0 | 988.4593 | 0 | 988.0462 | -0.11183 | 1069.7594 | 0.074533 | 988.0462 | 0.0029944 | 1070.3348 | 0 | 1069.7594 | 0.074294 | 972.7615 | 0
|  | 988.7028 | 0.0091213 | 988.2889 | -0.036175 | 726.1809 | 0 | 988.7028 | 0.018586 | 988.2889 | -0.29789 | 977.9314 | 0 | 988.2889 | 0.099645 | 988.7028 | 0.091467 | 988.7028 | 0 | 726.1809 | 0.0093094 | 988.7028 | 0.0024825 | 988.7028 | 0 | 982.79 | 0.011375 | 988.7028 | 0.025797 | 726.0477 | 0.00014406 | 988.7028 | 0.040748 | 988.7028 | 0.0061355 | 988.2889 | 0.01923 | 1069.9279 | 0.065979 | 988.2889 | 0.047692 | 1070.5053 | 0 | 1069.9279 | 0.077305 | 972.9985 | 0
|  | 988.9463 | 0.0015448 | 988.5317 | -0.047364 | 726.3091 | 0.015762 | 988.9463 | -0.022823 | 988.5317 | -0.18659 | 978.1727 | 0 | 988.5317 | -0.20504 | 988.9463 | 0 | 988.9463 | 0 | 726.3091 | 0.0017126 | 988.9463 | 0 | 988.9463 | 0.01038 | 983.03 | -0.0011732 | 988.9463 | 0 | 726.1688 | 0.00015313 | 988.9463 | 0 | 988.9463 | 0 | 988.5317 | -0.1279 | 1070.0964 | 0.073187 | 988.5317 | -0.059148 | 1070.6757 | 0 | 1070.0964 | 0.073671 | 973.2354 | 0
|  | 989.1898 | 0.026205 | 988.7744 | -0.033684 | 726.4373 | 0 | 989.1898 | 0.0017908 | 988.7744 | -0.49842 | 978.4141 | 0 | 988.7744 | 0.09936 | 989.1897 | 0.085578 | 989.1897 | 0 | 726.4373 | 0.0066294 | 989.1897 | 0 | 989.1898 | 0 | 983.27 | -0.0022444 | 989.1897 | 0.014844 | 726.2898 | 0.00014122 | 989.1897 | 0.079226 | 989.1898 | 0.0089157 | 988.7744 | 0.03482 | 1070.2649 | 0.065114 | 988.7744 | -0.0034025 | 1070.8461 | 7.7296e-05 | 1070.2649 | 0.076838 | 973.4724 | 0
|  | 989.4332 | 0.0040378 | 989.0172 | -0.032717 | 726.5655 | 0.010946 | 989.4332 | -0.035581 | 989.0172 | -0.01109 | 978.6555 | 0 | 989.0172 | -0.20524 | 989.4332 | 0 | 989.4332 | 0 | 726.5655 | 0.013447 | 989.4332 | 0 | 989.4332 | 0.012899 | 983.52 | 0.0018873 | 989.4332 | 0 | 726.4109 | 0.00014655 | 989.4332 | 0 | 989.4332 | 0 | 989.0172 | -0.047766 | 1070.4334 | 0.075446 | 989.0172 | 0.0023879 | 1071.0166 | 0 | 1070.4334 | 0.073256 | 973.7093 | 0
|  | 989.6767 | 0.021383 | 989.2599 | 0.0003219 | 726.6937 | 0 | 989.6767 | -0.017141 | 989.2599 | -0.39047 | 978.8968 | 0 | 989.2599 | 0.079884 | 989.6767 | 0.1228 | 989.6767 | 0 | 726.6937 | 0.0027586 | 989.6767 | 0.028474 | 989.6767 | 0 | 983.76 | 0.010457 | 989.6767 | 0.02224 | 726.532 | 0.00015527 | 989.6767 | 0.1429 | 989.6767 | 0.010935 | 989.2599 | 0.11785 | 1070.6019 | 0.072995 | 989.2599 | 0.0469 | 1071.187 | 0 | 1070.6019 | 0.076734 | 973.9462 | 0
|  | 989.9202 | -0.0037968 | 989.5027 | -0.03622 | 726.8219 | 0.015499 | 989.9202 | -0.037857 | 989.5027 | 0.11682 | 979.1382 | 0 | 989.5027 | -0.22639 | 989.9202 | 0 | 989.9202 | 0 | 726.8219 | 0.0042482 | 989.9202 | 0 | 989.9202 | 0.020505 | 984 | -0.0043867 | 989.9202 | 0 | 726.653 | 0.0001686 | 989.9202 | 0 | 989.9202 | 0 | 989.5027 | -0.11383 | 1070.7704 | 0.076791 | 989.5027 | -0.034735 | 1071.3574 | 0 | 1070.7704 | 0.073359 | 974.1832 | 0
|  | 990.1636 | 0.019203 | 989.7455 | 0.015464 | 726.9502 | 0 | 990.1636 | -0.025616 | 989.7455 | -0.50605 | 979.3796 | 0 | 989.7455 | 0.13327 | 990.1637 | 0.24525 | 990.1637 | 0 | 726.9502 | 0.0012903 | 990.1637 | 0.050383 | 990.1636 | 0 | 984.24 | 0.00035706 | 990.1637 | 0.028323 | 726.7741 | 0.0001558 | 990.1637 | 0.10498 | 990.1636 | 0.011727 | 989.7455 | 0.013145 | 1070.9389 | 0.064633 | 989.7455 | 0.065659 | 1071.5278 | 0 | 1070.9389 | 0.07689 | 974.4202 | 0
|  | 990.4072 | -0.0062062 | 989.9882 | -0.065508 | 727.0784 | 0.0089317 | 990.4072 | -0.021126 | 989.9882 | 0.04131 | 979.6209 | 0 | 989.9882 | -0.23874 | 990.4072 | 0 | 990.4072 | 0 | 727.0784 | 0.0063943 | 990.4072 | 0 | 990.4072 | 0.0020538 | 984.48 | -0.0033155 | 990.4072 | 0 | 726.8952 | 0.00015064 | 990.4072 | 0 | 990.4072 | 0 | 989.9882 | -0.14196 | 1071.1074 | 0.074292 | 989.9882 | -0.065125 | 1071.6983 | 0 | 1071.1074 | 0.074086 | 974.6571 | 0
|  | 990.6506 | 0.026851 | 990.231 | -0.0037065 | 727.2067 | 0 | 990.6506 | -0.0050042 | 990.231 | -0.55465 | 979.8623 | 0 | 990.231 | 0.08765 | 990.6507 | 0.15724 | 990.6507 | 0 | 727.2067 | 0.011707 | 990.6507 | 0.0010645 | 990.6506 | 0 | 984.73 | -0.0042337 | 990.6507 | 0.034639 | 727.0163 | 0.00017109 | 990.6507 | 0.11367 | 990.6506 | 0.0068951 | 990.231 | 0.093969 | 1071.2759 | 0.064297 | 990.231 | 0.081925 | 1071.8687 | 0 | 1071.2759 | 0.077772 | 974.8941 | 0
|  | 990.8942 | -0.010017 | 990.4738 | -0.073328 | 727.335 | 0.014711 | 990.8942 | -0.036925 | 990.4738 | 0.092236 | 980.1038 | 0 | 990.4738 | -0.21295 | 990.8942 | 0 | 990.8942 | 0 | 727.335 | 0.0027803 | 990.8942 | 0 | 990.8942 | 0.023826 | 984.97 | -0.0046928 | 990.8942 | 0 | 727.1373 | 0.00018212 | 990.8942 | 0 | 990.8942 | 0 | 990.4738 | -0.12834 | 1071.4444 | 0.075205 | 990.4738 | -0.046217 | 1072.0391 | 0 | 1071.4444 | 0.075488 | 975.131 | 0
|  | 991.1377 | 0.00014151 | 990.7166 | 0.030439 | 727.4633 | 0 | 991.1377 | 0.013052 | 990.7166 | -0.30597 | 980.3452 | 0 | 990.7166 | 0.11811 | 991.1377 | 0.32635 | 991.1377 | 0 | 727.4633 | 0.0059712 | 991.1377 | 0.023127 | 991.1377 | 0 | 985.21 | -0.0010202 | 991.1377 | 0.021958 | 727.2584 | 0.00017305 | 991.1377 | 0.087115 | 991.1377 | 0.0071786 | 990.7166 | 0.078345 | 1071.6129 | 0.070977 | 990.7166 | 0.031596 | 1072.2096 | 7.7296e-05 | 1071.6129 | 0.078655 | 975.368 | 0
|  | 991.3812 | -0.0079358 | 990.9594 | -0.027862 | 727.5916 | 0.013398 | 991.3812 | -0.029724 | 990.9594 | 0.2174 | 980.5865 | 0 | 990.9594 | -0.22235 | 991.3812 | 0 | 991.3812 | 0 | 727.5916 | 0.0029137 | 991.3812 | 0 | 991.3812 | 0.0094033 | 985.45 | -0.007141 | 991.3812 | 0 | 727.3795 | 0.00015491 | 991.3812 | 0 | 991.3812 | 0 | 990.9594 | -0.12611 | 1071.7814 | 0.076647 | 990.9594 | -0.033232 | 1072.38 | 0 | 1071.7814 | 0.07663 | 975.605 | 0
|  | 991.6248 | 0.037748 | 991.2022 | 0.00012531 | 727.7199 | 0 | 991.6248 | 0.010987 | 991.2022 | -0.40055 | 980.828 | 0 | 991.2022 | 0.14234 | 991.6247 | 0.22357 | 991.6247 | 0 | 727.7199 | 0.0093094 | 991.6247 | 0.015426 | 991.6248 | 0 | 985.7 | -0.0017853 | 991.6247 | 0.010291 | 727.5006 | 0.0001437 | 991.6247 | 0.11685 | 991.6248 | 0.0025975 | 991.2022 | 0.11941 | 1071.9499 | 0.068093 | 991.2022 | 0.030678 | 1072.5504 | 0 | 1071.9499 | 0.078759 | 975.842 | 0
|  | 991.8683 | -0.0036768 | 991.445 | -0.078679 | 727.8483 | 0.015762 | 991.8683 | -0.05928 | 991.445 | 0.24511 | 981.0694 | 0 | 991.445 | -0.22188 | 991.8683 | 0 | 991.8683 | 0 | 727.8483 | 0.0075698 | 991.8683 | 0 | 991.8683 | 0.011106 | 985.94 | -0.0028565 | 991.8683 | 0 | 727.6216 | 0.00015491 | 991.8683 | 0.0042318 | 991.8683 | 0 | 991.445 | -0.11361 | 1072.1184 | 0.07607 | 991.445 | -0.0060579 | 1072.7209 | 0 | 1072.1184 | 0.076838 | 976.079 | 0
|  | 992.1118 | 0.029748 | 991.6878 | -0.022654 | 727.9766 | 0 | 992.1118 | 0.034923 | 991.6878 | -0.35874 | 981.3109 | 0 | 991.6878 | 0.094025 | 992.1118 | 0.10752 | 992.1118 | 0 | 727.9766 | 0.005407 | 992.1118 | 0.036268 | 992.1118 | 0 | 986.18 | -0.0019383 | 992.1118 | 0.0075354 | 727.7427 | 0.00013961 | 992.1118 | 0.099696 | 992.1118 | 0.0072518 | 991.6878 | 0.13571 | 1072.2869 | 0.07064 | 991.6878 | 0.079278 | 1072.8913 | 7.7296e-05 | 1072.2869 | 0.078032 | 976.316 | 0
|  | 992.3553 | -0.0076 | 991.9306 | -0.035363 | 728.1049 | 0.015149 | 992.3553 | -0.01102 | 991.9306 | -0.027653 | 981.5523 | 0 | 991.9306 | -0.22337 | 992.3553 | 0 | 992.3553 | 0 | 728.1049 | 0.0021129 | 992.3553 | 0 | 992.3553 | 0.011665 | 986.42 | -0.0091305 | 992.3553 | 0 | 727.8638 | 0.0001478 | 992.3553 | 0 | 992.3554 | 0 | 991.9306 | -0.16182 | 1072.4554 | 0.076455 | 991.9306 | -0.11679 | 1073.0618 | 0.00011594 | 1072.4554 | 0.076319 | 976.553 | 0
|  | 992.5989 | 0.019513 | 992.1734 | -0.0097269 | 728.2333 | 0 | 992.5989 | 0.013723 | 992.1734 | -0.46057 | 981.7937 | 0 | 992.1734 | 0.098677 | 992.5989 | 0.15241 | 992.5989 | 0 | 728.2333 | 0.012507 | 992.5989 | 0.033454 | 992.5989 | 0 | 986.67 | -0.00010202 | 992.5989 | 0.024028 | 727.9849 | 0.00013499 | 992.5989 | 0.095513 | 992.5989 | 0.010504 | 992.1734 | 0.054239 | 1072.6238 | 0.073235 | 992.1734 | 0.15194 | 1073.2322 | 0 | 1072.6238 | 0.076838 | 976.79 | 0
|  | 992.8425 | -0.03028 | 992.4162 | -0.016072 | 728.3617 | 0.0083512 | 992.8425 | -0.023481 | 992.4162 | 0.32578 | 982.0352 | 0 | 992.4162 | -0.17394 | 992.8425 | 0 | 992.8425 | 0 | 728.3617 | 0.0037144 | 992.8425 | 0 | 992.8425 | 0.019487 | 986.91 | -0.0033155 | 992.8425 | 0 | 728.106 | 0.00016309 | 992.8425 | 0 | 992.8425 | 0 | 992.4162 | -0.083479 | 1072.7923 | 0.075974 | 992.4162 | 0.018588 | 1073.4027 | 0.00011594 | 1072.7923 | 0.075488 | 977.027 | 0
|  | 993.086 | 0.0024146 | 992.659 | -0.001935 | 728.4901 | 0 | 993.086 | -0.0082349 | 992.659 | -0.30747 | 982.2767 | 0 | 992.659 | 0.12086 | 993.086 | 0.15316 | 993.086 | 0 | 728.4901 | 0 | 993.086 | 0.015523 | 993.086 | 0 | 987.15 | -0.0022444 | 993.086 | 0.057294 | 728.227 | 0.00014904 | 993.086 | 0.097272 | 993.086 | 0.0090832 | 992.659 | 0.075443 | 1072.9608 | 0.065643 | 992.659 | 0.036799 | 1073.5731 | 0 | 1072.9608 | 0.077149 | 977.2641 | 0
|  | 993.3296 | -0.0097177 | 992.9019 | -0.0068948 | 728.6185 | 0.0048589 | 993.3296 | -0.013229 | 992.9019 | 0.094679 | 982.5181 | 0 | 992.9019 | -0.21071 | 993.3296 | 0 | 993.3296 | 0 | 728.6185 | 0.0039813 | 993.3296 | 0 | 993.3296 | 0.0020521 | 987.39 | -0.01112 | 993.3296 | 0 | 728.3481 | 0.00015491 | 993.3296 | 0 | 993.3296 | 0 | 992.9019 | -0.095309 | 1073.1293 | 0.0741 | 992.9019 | -0.093238 | 1073.7435 | 0 | 1073.1293 | 0.076526 | 977.5011 | 0
|  | 993.5732 | 0.0044011 | 993.1447 | -0.01968 | 728.7469 | 0 | 993.5732 | 0.032479 | 993.1447 | -0.2697 | 982.7596 | 0 | 993.1447 | 0.11538 | 993.5732 | 0.068294 | 993.5732 | 0 | 728.7469 | 0.0030256 | 993.5732 | 0.015919 | 993.5732 | 0 | 987.63 | 0.0040296 | 993.5732 | 0.017876 | 728.4692 | 0.00012592 | 993.5732 | 0.11773 | 993.5732 | 0.0084621 | 993.1447 | 0.086604 | 1073.2978 | 0.066844 | 993.1447 | 0.024213 | 1073.914 | 7.7296e-05 | 1073.2978 | 0.078343 | 977.7382 | 0
|  | 993.8168 | -0.022582 | 993.3875 | -0.070542 | 728.8753 | 0.010946 | 993.8168 | -0.044848 | 993.3875 | 0.013519 | 983.0011 | 0 | 993.3875 | -0.22129 | 993.8168 | 0 | 993.8168 | 0 | 728.8753 | 0.0059712 | 993.8168 | 0 | 993.8168 | 0.014515 | 987.88 | 0.0014282 | 993.8168 | 0 | 728.5903 | 0.00013997 | 993.8168 | 0 | 993.8168 | 0 | 993.3875 | -0.20222 | 1073.4663 | 0.073331 | 993.3875 | 0.0042302 | 1074.0845 | 0 | 1073.4663 | 0.076578 | 977.9752 | 0
|  | 994.0604 | 0.0099445 | 993.6304 | 0.018722 | 729.0037 | 0 | 994.0604 | 0.022002 | 993.6304 | -0.41968 | 983.2426 | 0 | 993.6304 | 0.081354 | 994.0603 | 0.22538 | 994.0603 | 0 | 729.0037 | 0.0064884 | 994.0603 | 0.01671 | 994.0604 | 0 | 988.12 | 0.010304 | 994.0603 | 0.030587 | 728.7114 | 0.00014584 | 994.0603 | 0.14236 | 994.0604 | 0.006448 | 993.6304 | 0.10178 | 1073.6348 | 0.066459 | 993.6304 | 0.064634 | 1074.2549 | 0 | 1073.6348 | 0.078603 | 978.2123 | 0
|  | 994.304 | -0.010867 | 993.8732 | -0.047853 | 729.1322 | 0.016988 | 994.304 | 0.021038 | 993.8732 | 0.046593 | 983.4841 | 0 | 993.8732 | -0.18013 | 994.3039 | 0 | 994.3039 | 0 | 729.1322 | 0.0051719 | 994.3039 | 0 | 994.304 | 0.009944 | 988.36 | -0.0027035 | 994.3039 | 0 | 728.8325 | 0.00015491 | 994.3039 | 0 | 994.304 | 0 | 993.8732 | -0.20133 | 1073.8033 | 0.075013 | 993.8732 | 0.01095 | 1074.4253 | 0.00011594 | 1073.8033 | 0.076163 | 978.4493 | 0
|  | 994.5475 | 0.013305 | 994.1161 | -0.0077961 | 729.2607 | 0 | 994.5475 | 0.0010316 | 994.1161 | -0.53708 | 983.7256 | 0 | 994.1161 | 0.12016 | 994.5475 | 0.18116 | 994.5475 | 0 | 729.2607 | 0.0090273 | 994.5475 | 0.0057691 | 994.5475 | 0 | 988.6 | 0.0099978 | 994.5475 | 0.025462 | 728.9535 | 0.00015402 | 994.5475 | 0.082536 | 994.5476 | 0.0056275 | 994.1161 | 0.048659 | 1073.9717 | 0.066556 | 994.1161 | -0.025387 | 1074.5958 | 0 | 1073.9717 | 0.078395 | 978.6863 | 0
|  | 994.7911 | -0.00026018 | 994.3589 | -0.024418 | 729.3891 | 0.01655 | 994.7911 | -0.025272 | 994.3589 | 0.011873 | 983.9671 | 0 | 994.3589 | -0.2121 | 994.7912 | 0 | 994.7912 | 0 | 729.3891 | 0.00051156 | 994.7912 | 0 | 994.7911 | 0.020607 | 988.85 | 0.011222 | 994.7912 | 0 | 729.0746 | 0.00016345 | 994.7912 | 0 | 994.7911 | 0 | 994.359 | -0.15178 | 1074.1402 | 0.07386 | 994.3589 | -0.041969 | 1074.7663 | 0 | 1074.1402 | 0.075644 | 978.9235 | 0
|  | 995.0348 | 0.0037891 | 994.6018 | -0.0060754 | 729.5176 | 0 | 995.0348 | 0.023622 | 994.6018 | -0.28253 | 984.2086 | 0 | 994.6018 | 0.10132 | 995.0348 | 0.099725 | 995.0348 | 0 | 729.5176 | 0.008087 | 995.0348 | 0.012698 | 995.0348 | 0 | 989.09 | 0.0040296 | 995.0348 | 0.068077 | 729.1957 | 0.0001574 | 995.0348 | 0.05737 | 995.0348 | 0.0062997 | 994.6018 | 0.077452 | 1074.3087 | 0.065883 | 994.6018 | 0.040162 | 1074.9367 | 0 | 1074.3087 | 0.07824 | 979.1605 | 0
|  | 995.2784 | -0.018801 | 994.8447 | -0.0099364 | 729.6461 | 0.0074402 | 995.2784 | -0.044604 | 994.8447 | -0.036944 | 984.4501 | 0 | 994.8447 | -0.20464 | 995.2784 | 0 | 995.2784 | 0 | 729.6461 | 0.0059712 | 995.2784 | 0 | 995.2784 | 0.01606 | 989.33 | -0.0037746 | 995.2784 | 0 | 729.3168 | 0.00016238 | 995.2784 | 0 | 995.2784 | 0 | 994.8447 | -0.1145 | 1074.4772 | 0.075109 | 994.8447 | -0.027045 | 1075.1072 | 0.00011594 | 1074.4772 | 0.075488 | 979.3976 | 0
|  | 995.522 | 0.0018021 | 995.0876 | 0.0066749 | 729.7746 | 0 | 995.522 | 0.015652 | 995.0876 | -0.38362 | 984.6917 | 0 | 995.0876 | 0.13169 | 995.522 | 0.16106 | 995.522 | 0 | 729.7746 | 0 | 995.522 | 0.055337 | 995.522 | 0 | 989.57 | 0.012446 | 995.522 | 0.020829 | 729.4379 | 0.00014691 | 995.522 | 0.14483 | 995.522 | 0.009497 | 995.0875 | 0.076559 | 1074.6457 | 0.068189 | 995.0876 | -0.040016 | 1075.2776 | 0 | 1074.6457 | 0.078343 | 979.6346 | 0
|  | 995.7656 | -0.021521 | 995.3304 | -0.033701 | 729.9031 | 0.012785 | 995.7656 | -0.0043796 | 995.3304 | 0.18585 | 984.9332 | 0 | 995.3304 | -0.2097 | 995.7657 | 0 | 995.7657 | 0 | 729.9031 | 0.010908 | 995.7657 | 0 | 995.7656 | 0.01215 | 989.82 | 0.00081613 | 995.7657 | 0 | 729.559 | 0.00016238 | 995.7657 | 0 | 995.7656 | 0 | 995.3304 | -0.14932 | 1074.8142 | 0.076407 | 995.3304 | -0.027738 | 1075.4481 | 0.00034783 | 1074.8142 | 0.076007 | 979.8718 | 0
|  | 996.0093 | 0.0073383 | 995.5733 | -0.014154 | 730.0317 | 0 | 996.0093 | 0.011955 | 995.5733 | -0.36694 | 985.1747 | 0 | 995.5733 | 0.13093 | 996.0093 | 0.080445 | 996.0093 | 0 | 730.0317 | 0.012083 | 996.0093 | 0.015734 | 996.0093 | 0 | 990.06 | 0.012599 | 996.0093 | 0.040536 | 729.6801 | 0.00014904 | 996.0093 | 0.17164 | 996.0093 | 0.010747 | 995.5733 | 0.062274 | 1074.9826 | 0.072995 | 995.5733 | 0.0034222 | 1075.6185 | 0 | 1074.9826 | 0.078707 | 980.1088 | 0
|  | 996.2529 | -0.0072077 | 995.8162 | -0.014972 | 730.1602 | 0.011997 | 996.2529 | -0.040281 | 995.8162 | -0.085994 | 985.4163 | 0 | 995.8162 | -0.25195 | 996.2529 | 0 | 996.2529 | 0 | 730.1602 | 0.0094504 | 996.2529 | 0 | 996.2529 | 0.030718 | 990.3 | -0.0013262 | 996.2529 | 0 | 729.8012 | 0.00017092 | 996.2529 | 0 | 996.2529 | 0 | 995.8162 | -0.14352 | 1075.1511 | 0.076118 | 995.8162 | -0.051417 | 1075.789 | 0.00011594 | 1075.1511 | 0.076578 | 980.346 | 0
|  | 996.4966 | 0.0051199 | 996.0591 | -0.0058616 | 730.2887 | 0 | 996.4966 | -0.0039811 | 996.0591 | -0.44591 | 985.6578 | 0 | 996.0591 | 0.13712 | 996.4966 | 0.17578 | 996.4966 | 0 | 730.2887 | 0.0094504 | 996.4966 | 0.035046 | 996.4966 | 0 | 990.54 | 0.0089266 | 996.4966 | 0.048965 | 729.9223 | 0.00016772 | 996.4966 | 0.11977 | 996.4966 | 0.0077253 | 996.0591 | 0.10647 | 1075.3196 | 0.072226 | 996.0591 | -0.012332 | 1075.9595 | 0 | 1075.3196 | 0.078136 | 980.5831 | 0
|  | 996.7402 | 0.0040614 | 996.302 | -0.097046 | 730.4173 | 0.0083512 | 996.7402 | -0.038235 | 996.302 | 0.24847 | 985.8994 | 0 | 996.302 | -0.24743 | 996.7402 | 0 | 996.7402 | 0 | 730.4173 | 0.0058301 | 996.7402 | 0 | 996.7402 | 0.01603 | 990.79 | -0.0074475 | 996.7402 | 0 | 730.0434 | 0.00017928 | 996.7402 | 0 | 996.7402 | 0 | 996.302 | -0.15602 | 1075.4881 | 0.076887 | 996.302 | -0.035854 | 1076.1299 | 0 | 1075.4881 | 0.076319 | 980.8202 | 0
|  | 996.9839 | 0.014591 | 996.5449 | -0.010707 | 730.5459 | 0 | 996.9839 | 0.013258 | 996.5449 | -0.36387 | 986.141 | 0 | 996.5449 | 0.14212 | 996.9839 | 0.17437 | 996.9839 | 0 | 730.5459 | 0.0046274 | 996.9839 | 0.05556 | 996.9839 | 0 | 991.03 | 0.006019 | 996.9839 | 0.024985 | 730.1645 | 0.00015189 | 996.9839 | 0.035039 | 996.9839 | 0.012162 | 996.5449 | -0.0098919 | 1075.6566 | 0.069775 | 996.5449 | 0.022269 | 1076.3004 | 0 | 1075.6566 | 0.077461 | 981.0573 | 0
|  | 997.2276 | -0.012963 | 996.7878 | -0.012503 | 730.6745 | 0.0080475 | 997.2276 | -0.027239 | 996.7878 | -0.11047 | 986.3826 | 0 | 996.7878 | -0.19671 | 997.2276 | 0 | 997.2276 | 0 | 730.6745 | 0.011989 | 997.2276 | 0 | 997.2276 | 0.0057844 | 991.27 | -0.0010202 | 997.2276 | 0 | 730.2855 | 0.00014193 | 997.2276 | 0 | 997.2276 | 0 | 996.7878 | -0.042186 | 1075.825 | 0.076743 | 996.7878 | 0.0098752 | 1076.4709 | 0 | 1075.825 | 0.076267 | 981.2944 | 0
|  | 997.4713 | 0.0084474 | 997.0307 | -0.00059409 | 730.8031 | 0 | 997.4713 | 0.031745 | 997.0307 | -0.48724 | 986.6241 | 0 | 997.0307 | 0.1238 | 997.4713 | 0.097066 | 997.4713 | 0 | 730.8031 | 0 | 997.4713 | 0.044162 | 997.4713 | 0 | 991.51 | 0.0020403 | 997.4713 | 0.046016 | 730.4067 | 0.00011792 | 997.4713 | 0.081618 | 997.4713 | 0.0095203 | 997.0307 | 0.12388 | 1075.9935 | 0.071457 | 997.0307 | 0.047956 | 1076.6413 | 0 | 1075.9935 | 0.077461 | 981.5316 | 0
|  | 997.715 | -0.014196 | 997.2736 | -0.02406 | 730.9317 | 0.012172 | 997.715 | -0.0073399 | 997.2736 | 0.22211 | 986.8657 | 0 | 997.2736 | -0.24575 | 997.7149 | 0 | 997.7149 | 0 | 730.9317 | 0.0069115 | 997.7149 | 0 | 997.715 | 0.020584 | 991.76 | -0.0039276 | 997.7149 | 0 | 730.5277 | 0.00014566 | 997.7149 | 0 | 997.715 | 0 | 997.2736 | -0.1404 | 1076.162 | 0.076118 | 997.2736 | -0.074535 | 1076.8118 | 0 | 1076.162 | 0.076267 | 981.7687 | 0
|  | 997.9586 | 0.0114 | 997.5165 | 0.0022777 | 731.0603 | 0 | 997.9586 | -0.009422 | 997.5165 | -0.2422 | 987.1073 | 0 | 997.5165 | 0.11938 | 997.9586 | 0.11405 | 997.9586 | 0 | 731.0603 | 0.014763 | 997.9586 | 0.021538 | 997.9586 | 0 | 992 | 0.0040296 | 997.9586 | 0.014898 | 730.6489 | 0.00013054 | 997.9586 | 0.12339 | 997.9586 | 0.014022 | 997.5166 | 0.14687 | 1076.3305 | 0.06867 | 997.5165 | 0.061026 | 1076.9823 | 0 | 1076.3305 | 0.078032 | 982.0058 | 0
|  | 998.2023 | -0.001522 | 997.7595 | -0.030921 | 731.1889 | 0.0030368 | 998.2023 | -0.031111 | 997.7595 | 0.082339 | 987.3489 | 0 | 997.7595 | -0.22041 | 998.2023 | 0 | 998.2023 | 0 | 731.1889 | 0.0025133 | 998.2023 | 0 | 998.2023 | 0.011296 | 992.24 | 0.0058659 | 998.2023 | 0 | 730.7699 | 0.00014406 | 998.2023 | 0 | 998.2023 | 0 | 997.7595 | -0.095309 | 1076.4989 | 0.075734 | 997.7595 | 0.027467 | 1077.1527 | 0 | 1076.4989 | 0.076682 | 982.243 | 0
|  | 998.446 | 0.0048983 | 998.0024 | -0.0018277 | 731.3176 | 0 | 998.446 | -0.014442 | 998.0024 | -0.1671 | 987.5905 | 0 | 998.0024 | 0.15633 | 998.446 | 0.11188 | 998.446 | 0 | 731.3176 | 0.0095445 | 998.446 | 0.032009 | 998.446 | 0 | 992.48 | 0.007243 | 998.446 | 0.039463 | 730.891 | 0.00011756 | 998.446 | 0.13523 | 998.446 | 0.0069651 | 998.0024 | 0.1654 | 1076.6674 | 0.067997 | 998.0024 | -0.062741 | 1077.3232 | 0 | 1076.6674 | 0.078655 | 982.4801 | 0
|  | 998.6898 | -0.021668 | 998.2453 | -0.032823 | 731.4463 | 0.011559 | 998.6898 | -0.049898 | 998.2453 | -0.037324 | 987.8322 | 0 | 998.2453 | -0.26316 | 998.6897 | 0 | 998.6897 | 0 | 731.4463 | 0.0079929 | 998.6897 | 0 | 998.6898 | 0.024495 | 992.73 | -0.0030095 | 998.6897 | 0 | 731.0122 | 0.0001293 | 998.6897 | 0 | 998.6898 | 0 | 998.2453 | -0.22655 | 1076.8359 | 0.076791 | 998.2453 | -0.038422 | 1077.4937 | 0.00011594 | 1076.8359 | 0.076371 | 982.7173 | 0
|  | 998.9335 | 0.0024554 | 998.4883 | 0.022244 | 731.5749 | 0 | 998.9335 | -0.013369 | 998.4883 | -0.45954 | 988.0738 | 0 | 998.4883 | 0.12396 | 998.9334 | 0.16796 | 998.9334 | 0 | 731.5749 | 0.0018242 | 998.9334 | 0.017248 | 998.9335 | 0 | 992.97 | 0.0075495 | 998.9334 | 0.060348 | 731.1332 | 0.00013001 | 998.9334 | 0.11364 | 998.9335 | 0.0080692 | 998.4883 | 0.068747 | 1077.0043 | 0.070784 | 998.4883 | 0.054867 | 1077.6642 | 0 | 1077.0043 | 0.078499 | 982.9545 | 0
|  | 999.1772 | -0.02693 | 998.7312 | -0.04419 | 731.7036 | 0.0074402 | 999.1772 | -0.026385 | 998.7312 | -0.085368 | 988.3154 | 0 | 998.7312 | -0.27237 | 999.1772 | 0 | 999.1772 | 0 | 731.7036 | 0.0094504 | 999.1772 | 0 | 999.1772 | 0.0089478 | 993.21 | -0.007141 | 999.1772 | 0 | 731.2544 | 0.00015402 | 999.1772 | 0 | 999.1772 | 0 | 998.7312 | -0.12946 | 1077.1728 | 0.076551 | 998.7312 | -0.0023711 | 1077.8347 | 0.00011594 | 1077.1728 | 0.076007 | 983.1916 | 0
|  | 999.4209 | -0.0046418 | 998.9742 | 0.0018351 | 731.8323 | 0 | 999.4209 | 0.0043188 | 998.9742 | -0.42114 | 988.5571 | 0 | 998.9742 | 0.13474 | 999.4209 | 0.20769 | 999.4209 | 0 | 731.8323 | 0.0087452 | 999.4209 | 0.047862 | 999.4209 | 0 | 993.45 | 0.0078554 | 999.4209 | 0.058885 | 731.3755 | 0.00014708 | 999.4209 | 0.19642 | 999.4209 | 0.0058578 | 998.9742 | 0.12924 | 1077.3413 | 0.071697 | 998.9742 | 0.020533 | 1078.0051 | 0 | 1077.3413 | 0.078551 | 983.4288 | 0
|  | 999.6646 | -0.018012 | 999.2171 | -0.048102 | 731.961 | 0.0047071 | 999.6646 | -0.036272 | 999.2171 | 0.18466 | 988.7987 | 0 | 999.2171 | -0.27078 | 999.6646 | 0 | 999.6646 | 0 | 731.961 | 0.008275 | 999.6646 | 0 | 999.6646 | 0.019207 | 993.7 | -0.0020913 | 999.6646 | 0 | 731.4966 | 0.00015402 | 999.6646 | 0 | 999.6646 | 0 | 999.2171 | -0.13303 | 1077.5098 | 0.075878 | 999.2171 | 0.087607 | 1078.1756 | 0.00011594 | 1077.5098 | 0.076423 | 983.6659 | 0
|  | 999.9084 | -0.016149 | 999.4601 | 0.012371 | 732.0897 | 0 | 999.9084 | 0.0064694 | 999.4601 | -0.31405 | 989.0403 | 0 | 999.4601 | 0.17089 | 999.9084 | 0.12471 | 999.9084 | 0 | 732.0897 | 0 | 999.9084 | 0.055588 | 999.9084 | 0 | 993.94 | 0.00020403 | 999.9084 | 0.036079 | 731.6177 | 0.00013286 | 999.9084 | 0.10223 | 999.9084 | 0.0054066 | 999.4601 | 0.05223 | 1077.6782 | 0.068574 | 999.4601 | 0.081461 | 1078.3461 | 0 | 1077.6782 | 0.078915 | 983.9031 | 0
|  | 1000.1521 | -0.037667 | 999.703 | -0.048097 | 732.2185 | 0.0089317 | 1000.1521 | -0.02349 | 999.703 | -0.019647 | 989.282 | 0 | 999.703 | -0.20346 | 1000.1521 | 0 | 1000.1521 | 0 | 732.2185 | 0.0066294 | 1000.1521 | 0 | 1000.1521 | 0.017156 | 994.18 | -0.0046928 | 1000.1521 | 0 | 731.7388 | 0.0001309 | 1000.1521 | 0 | 1000.1521 | 0 | 999.703 | -0.15089 | 1077.8467 | 0.076311 | 999.703 | -0.0079224 | 1078.5166 | 0.00011594 | 1077.8467 | 0.076786 | 984.1403 | 0
|  | 1000.3959 | 0.033532 | 999.946 | -0.021272 | 732.3472 | 0 | 1000.3959 | 0.0079861 | 999.946 | -0.4686 | 989.5237 | 0 | 999.946 | 0.10821 | 1000.3959 | 0.10777 | 1000.3959 | 0 | 732.3472 | 0.0050308 | 1000.3959 | 0.02712 | 1000.3959 | 0 | 994.42 | 0.0028055 | 1000.3959 | 0.033521 | 731.8599 | 0.00011596 | 1000.3959 | 0.1638 | 1000.3959 | 0.007478 | 999.946 | 0.11584 | 1078.0152 | 0.066988 | 999.946 | 0.017051 | 1078.687 | 0 | 1078.0152 | 0.078395 | 984.3776 | 0
|  | 1000.6396 | -0.040078 | 1000.189 | -0.035181 | 732.476 | 0.0054663 | 1000.6396 | -0.029068 | 1000.189 | 0.36591 | 989.7653 | 0 | 1000.189 | -0.27411 | 1000.6396 | 0 | 1000.6396 | 0 | 732.476 | 0.0030471 | 1000.6396 | 0 | 1000.6396 | 0.015922 | 994.67 | -0.0077534 | 1000.6396 | 0 | 731.981 | 0.00013037 | 1000.6396 | 0 | 1000.6396 | 0 | 1000.189 | -0.094416 | 1078.1836 | 0.075302 | 1000.189 | -0.0033994 | 1078.8575 | 0.00011594 | 1078.1836 | 0.076578 | 984.6147 | 0
|  | 1000.8834 | 0.0085489 | 1000.432 | 0.0017643 | 732.6047 | 0 | 1000.8834 | -0.0010584 | 1000.432 | -0.37479 | 990.007 | 0 | 1000.432 | 0.12565 | 1000.8834 | 0.23435 | 1000.8834 | 0 | 732.6047 | 0.005548 | 1000.8834 | 0 | 1000.8834 | 0 | 994.91 | 0.0069371 | 1000.8834 | 0.0034785 | 732.1021 | 0.00013126 | 1000.8834 | 0.062181 | 1000.8834 | 0.0056395 | 1000.432 | 0.035936 | 1078.3521 | 0.067757 | 1000.432 | 0.032989 | 1079.028 | 0 | 1078.3521 | 0.07798 | 984.8519 | 0
|  | 1001.1271 | 0.010094 | 1000.6749 | -0.020564 | 732.7335 | 0.0089317 | 1001.1271 | -0.04367 | 1000.6749 | 0.1813 | 990.2487 | 0 | 1000.6749 | -0.30046 | 1001.1271 | 0 | 1001.1271 | 0 | 732.7335 | 0.005454 | 1001.1271 | 0 | 1001.1271 | 0.011976 | 995.15 | -0.010508 | 1001.1271 | 0 | 732.2232 | 0.0001421 | 1001.1271 | 0 | 1001.1271 | 0 | 1000.6749 | -0.11004 | 1078.5205 | 0.074965 | 1000.6749 | -0.014808 | 1079.1985 | 0 | 1078.5205 | 0.076423 | 985.0892 | 0
|  | 1001.3709 | 0.013892 | 1000.9179 | -0.0084401 | 732.8623 | 0 | 1001.3709 | 0.0016575 | 1000.9179 | -0.32833 | 990.4904 | 0 | 1000.9179 | 0.14707 | 1001.3709 | 0.20906 | 1001.3709 | 0 | 732.8623 | 0.0066294 | 1001.3709 | 0.0083151 | 1001.3709 | 0 | 995.39 | 0.0089266 | 1001.3709 | 0.041191 | 732.3443 | 0.00013535 | 1001.3709 | 0.13275 | 1001.3709 | 0.0066902 | 1000.9179 | 0.14665 | 1078.689 | 0.07189 | 1000.9179 | 0.048476 | 1079.369 | 7.7296e-05 | 1078.689 | 0.078136 | 985.3264 | 0
|  | 1001.6147 | -0.014558 | 1001.1609 | 0.00078673 | 732.9911 | 0.0039478 | 1001.6147 | -0.037664 | 1001.1609 | 0.27378 | 990.7321 | 0 | 1001.1609 | -0.22706 | 1001.6147 | 0 | 1001.6147 | 0 | 732.9911 | 0.010908 | 1001.6147 | 0 | 1001.6147 | 0.0019635 | 995.64 | -0.0011732 | 1001.6147 | 0 | 732.4654 | 0.00014584 | 1001.6147 | 0 | 1001.6147 | 0 | 1001.1609 | -0.076336 | 1078.8575 | 0.075542 | 1001.1609 | 0.090069 | 1079.5395 | 0.00011594 | 1078.8575 | 0.076526 | 985.5636 | 0
|  | 1001.8585 | 0.017126 | 1001.4039 | 0.0032049 | 733.1199 | 0 | 1001.8585 | 0.035902 | 1001.4039 | -0.73149 | 990.9738 | 0 | 1001.4039 | 0.15595 | 1001.8585 | 0.09361 | 1001.8585 | 0 | 733.1199 | 0 | 1001.8585 | 0.015427 | 1001.8585 | 0 | 995.88 | 0.0092325 | 1001.8585 | 0.023886 | 732.5865 | 0.00014868 | 1001.8585 | 0.11317 | 1001.8585 | 0.0075789 | 1001.4039 | 0.072988 | 1079.0259 | 0.074581 | 1001.4039 | -0.014057 | 1079.71 | 0 | 1079.0259 | 0.078551 | 985.8008 | 0
|  | 1002.1023 | -0.019823 | 1001.6469 | -0.0040186 | 733.2487 | 0.0086549 | 1002.1023 | -0.039194 | 1001.6469 | -0.080328 | 991.2155 | 0 | 1001.6469 | -0.23027 | 1002.1023 | 0 | 1002.1023 | 0 | 733.2487 | 0.0063943 | 1002.1023 | 0 | 1002.1023 | 0.045246 | 996.12 | 0.00020403 | 1002.1023 | 0 | 732.7076 | 0.00014335 | 1002.1023 | 0 | 1002.1023 | 0 | 1001.6469 | -0.09955 | 1079.1944 | 0.075782 | 1001.6469 | -0.050451 | 1079.8805 | 0.00011594 | 1079.1944 | 0.076423 | 986.0381 | 0
|  | 1002.3461 | 0.014083 | 1001.8899 | 0.00029404 | 733.3776 | 0 | 1002.3461 | 0.0035859 | 1001.8899 | -0.1012 | 991.4572 | 0 | 1001.8899 | 0.14934 | 1002.3461 | 0.27371 | 1002.3461 | 0 | 733.3776 | 0.0038265 | 1002.3461 | 0.058597 | 1002.3461 | 0 | 996.36 | -0.0028565 | 1002.3461 | 0.078492 | 732.8288 | 0.00013695 | 1002.3461 | 0.13671 | 1002.3461 | 0.017374 | 1001.8899 | 0.11093 | 1079.3629 | 0.06843 | 1001.8899 | 0.031654 | 1080.051 | 0 | 1079.3629 | 0.078655 | 986.2753 | 0
|  | 1002.5898 | -0.022674 | 1002.1329 | -0.023084 | 733.5064 | 0.0036442 | 1002.5898 | -0.025949 | 1002.1329 | 0.31728 | 991.699 | 0 | 1002.1329 | -0.25139 | 1002.5899 | 0 | 1002.5899 | 0 | 733.5064 | 0.0075698 | 1002.5899 | 0 | 1002.5898 | 0.010763 | 996.61 | 0.00020403 | 1002.5899 | 0 | 732.9499 | 0.00013001 | 1002.5899 | 0 | 1002.5898 | 0 | 1002.1329 | -0.15066 | 1079.5313 | 0.07535 | 1002.1329 | -0.064139 | 1080.2214 | 0 | 1079.5313 | 0.076682 | 986.5126 | 0
|  | 1002.8337 | 0.022715 | 1002.3759 | -0.0020604 | 733.6353 | 0 | 1002.8337 | -0.0023802 | 1002.3759 | -0.52783 | 991.9407 | 0 | 1002.3759 | 0.11117 | 1002.8337 | 0.12099 | 1002.8337 | 0 | 733.6353 | 0.0061122 | 1002.8337 | 0.026878 | 1002.8337 | 0 | 996.85 | -0.0054579 | 1002.8337 | 0.03274 | 733.071 | 0.00015206 | 1002.8337 | 0.17439 | 1002.8337 | 0.0085301 | 1002.3759 | 0.024776 | 1079.6998 | 0.069679 | 1002.3759 | 0.094899 | 1080.3919 | 0 | 1079.6998 | 0.078811 | 986.7498 | 0
|  | 1003.0775 | -0.015868 | 1002.619 | -0.012698 | 733.7642 | 0.00075918 | 1003.0775 | -0.034476 | 1002.619 | 0.321 | 992.1824 | 0 | 1002.619 | -0.26872 | 1003.0775 | 0 | 1003.0775 | 0 | 733.7642 | 0.0053129 | 1003.0775 | 0 | 1003.0775 | 0.013789 | 997.09 | 0.0090795 | 1003.0775 | 0 | 733.1921 | 0.00016274 | 1003.0775 | 0 | 1003.0775 | 0 | 1002.619 | -0.026785 | 1079.8682 | 0.076407 | 1002.619 | -0.1251 | 1080.5624 | 0 | 1079.8682 | 0.076786 | 986.9871 | 0
|  | 1003.3214 | 0.0085955 | 1002.862 | -0.030015 | 733.8931 | 0 | 1003.3214 | -0.00055063 | 1002.862 | -0.28026 | 992.4242 | 0 | 1002.862 | 0.076768 | 1003.3213 | 0.042482 | 1003.3213 | 0 | 733.8931 | 0.0011568 | 1003.3213 | 0.035013 | 1003.3214 | 0 | 997.33 | -0.0030095 | 1003.3213 | 0.017769 | 733.3132 | 0.00016362 | 1003.3213 | 0.13904 | 1003.3214 | 0.0086866 | 1002.862 | 0.078122 | 1080.0367 | 0.069006 | 1002.862 | 0.078293 | 1080.7329 | 0 | 1080.0367 | 0.078188 | 987.2244 | 0
|  | 1003.5651 | -0.02226 | 1003.105 | -0.052962 | 734.0219 | 0.0019739 | 1003.5651 | -0.045145 | 1003.105 | 0.014419 | 992.6659 | 0 | 1003.105 | -0.2968 | 1003.5652 | 0 | 1003.5652 | 0 | 734.0219 | 0.0094504 | 1003.5652 | 0 | 1003.5651 | 0.030181 | 997.58 | -0.0037746 | 1003.5652 | 0 | 733.4343 | 0.00014442 | 1003.5652 | 0 | 1003.5651 | 0 | 1003.105 | -0.18481 | 1080.2051 | 0.075734 | 1003.105 | 0.06306 | 1080.9034 | 0 | 1080.2051 | 0.076423 | 987.4616 | 0
|  | 1003.809 | 0.011008 | 1003.3481 | 0.015322 | 734.1509 | 0 | 1003.809 | 0.0055626 | 1003.3481 | -0.63154 | 992.9077 | 0 | 1003.3481 | 0.20198 | 1003.809 | 0.30115 | 1003.809 | 0 | 734.1509 | 0.0056891 | 1003.809 | 0.067235 | 1003.809 | 0 | 997.82 | -0.0036216 | 1003.809 | 0.079523 | 733.5554 | 0.00014033 | 1003.809 | 0.1209 | 1003.809 | 0.0084052 | 1003.348 | 0.13682 | 1080.3736 | 0.070688 | 1003.3481 | 0.077984 | 1081.0739 | 7.7296e-05 | 1080.3736 | 0.07798 | 987.6989 | 0
|  | 1004.0529 | -0.011709 | 1003.5911 | -0.035319 | 734.2798 | 0.015674 | 1004.0529 | -0.032454 | 1003.5911 | 0.067092 | 993.1495 | 0 | 1003.5911 | -0.26323 | 1004.0528 | 0 | 1004.0528 | 0 | 734.2798 | 0.0038478 | 1004.0528 | 0 | 1004.0529 | 0.0050032 | 998.06 | -0.0086717 | 1004.0528 | 0 | 733.6766 | 0.00015064 | 1004.0528 | 0 | 1004.0529 | 0 | 1003.5911 | -0.20222 | 1080.5421 | 0.075782 | 1003.5911 | -0.077389 | 1081.2444 | 0 | 1080.5421 | 0.076423 | 987.9362 | 0
|  | 1004.2967 | 0.029772 | 1003.8341 | -0.012517 | 734.4087 | 0 | 1004.2967 | 0.016464 | 1003.8341 | -0.62024 | 993.3912 | 0 | 1003.8341 | 0.14612 | 1004.2967 | 0.096273 | 1004.2967 | 0 | 734.4087 | 0.0031591 | 1004.2967 | 0.043539 | 1004.2967 | 0 | 998.3 | -0.0030095 | 1004.2967 | 0.0022977 | 733.7977 | 0.00014655 | 1004.2967 | 0.089379 | 1004.2967 | 0.0045076 | 1003.8341 | 0.1808 | 1080.7105 | 0.070544 | 1003.8341 | 0.15365 | 1081.4149 | 0 | 1080.7105 | 0.078343 | 988.1735 | 0
|  | 1004.5405 | -0.028866 | 1004.0772 | 0.0008056 | 734.5377 | 0.010158 | 1004.5405 | -0.015123 | 1004.0772 | 0.32554 | 993.633 | 0 | 1004.0772 | -0.3017 | 1004.5405 | 0 | 1004.5405 | 0 | 734.5377 | 0 | 1004.5405 | 0 | 1004.5405 | 0 | 998.55 | 0.0014282 | 1004.5405 | 0 | 733.9188 | 0.000106 | 1004.5405 | 0 | 1004.5405 | 0 | 1004.0772 | -0.152 | 1080.879 | 0.076455 | 1004.0772 | -0.073989 | 1081.5854 | 0 | 1080.879 | 0.078603 | 988.4108 | 0
|  | 1004.7844 | 0.038619 | 1004.3202 | -0.040439 | 734.6666 | 0 | 1004.7844 | -0.026841 | 1004.3202 | -0.48642 | 993.8748 | 0 | 1004.3202 | -0.29305 | 1004.7844 | 0 | 1004.7844 | 0 | 734.6666 | 0.012224 | 1004.7844 | 0 | 1004.7844 | 0.028591 | 998.79 | -0.0063763 | 1004.7844 | 0 | 734.0399 | 0.00030022 | 1004.7844 | 0 | 1004.7844 | 0 | 1004.3202 | -0.19754 | 1081.0474 | 0.078137 | 1004.3202 | -0.10109 | 1081.7559 | 0 | 1081.0474 | 0.078395 | 988.6481 | 0
|  | 1005.0283 | 0.020153 | 1004.5633 | 0.0055922 | 734.7956 | 0.009895 | 1005.0283 | -0.0036132 | 1004.5633 | -0.6046 | 994.1166 | 0 | 1004.5633 | 0.090679 | 1005.0283 | 0.3344 | 1005.0283 | 0 | 734.7956 | 0.012507 | 1005.0283 | 0.051031 | 1005.0283 | 0 | 999.03 | -0.0037746 | 1005.0283 | 0.033642 | 734.161 | 0.00025842 | 1005.0283 | 0.15038 | 1005.0283 | 0.0068221 | 1004.5633 | 0.12366 | 1081.2159 | 0.069631 | 1004.5633 | 0.042964 | 1081.9264 | 0.00057972 | 1081.2159 | 0.078447 | 988.8854 | 0
|  | 1005.2721 | -0.0046641 | 1004.8063 | 0.0033009 | 734.9246 | 0 | 1005.2721 | -0.038855 | 1004.8063 | 0.36413 | 994.3584 | 0 | 1004.8063 | -0.25487 | 1005.2721 | 0 | 1005.2721 | 0 | 734.9246 | 0.003693 | 1005.2721 | 0 | 1005.2721 | 0.02432 | 999.27 | -0.0094364 | 1005.2721 | 0 | 734.2822 | 0.00047451 | 1005.2721 | 0 | 1005.2721 | 0 | 1004.8063 | -0.083256 | 1081.3843 | 0.078329 | 1004.8063 | 0.067751 | 1082.097 | 0 | 1081.3843 | 0.076682 | 989.1227 | 0
|  | 1005.516 | 0.00073171 | 1005.0494 | 0.024022 | 735.0536 | 0.007592 | 1005.516 | -0.017995 | 1005.0494 | -0.47986 | 994.6002 | 0 | 1005.0494 | 0.15669 | 1005.516 | 0.16714 | 1005.516 | 0 | 735.0536 | 0.0093094 | 1005.516 | 0.040243 | 1005.516 | 0 | 999.52 | 0.010457 | 1005.516 | 0.0537 | 734.4033 | 0.0002232 | 1005.516 | 0.18758 | 1005.516 | 0.0074524 | 1005.0494 | 0.16606 | 1081.5528 | 0.067421 | 1005.0494 | 0.0032768 | 1082.2675 | 0.00034783 | 1081.5528 | 0.078915 | 989.36 | 0
|  | 1005.7599 | -0.021043 | 1005.2925 | -0.050528 | 735.1826 | 0 | 1005.7599 | -0.018956 | 1005.2925 | 0.025093 | 994.842 | 0 | 1005.2925 | -0.30218 | 1005.7599 | 0 | 1005.7599 | 0 | 735.1826 | 0.0067705 | 1005.7599 | 0 | 1005.7599 | 0.018182 | 999.76 | -0.0028565 | 1005.7599 | 0 | 734.5244 | 0.00044641 | 1005.7599 | 0 | 1005.7599 | 0 | 1005.2925 | -0.17008 | 1081.7212 | 0.078233 | 1005.2925 | -0.12028 | 1082.438 | 0 | 1081.7212 | 0.076734 | 989.5973 | 0
|  | 1006.0038 | -0.0051231 | 1005.5356 | -0.01309 | 735.3116 | 0.0036442 | 1006.0038 | 0.0019753 | 1005.5356 | -0.43055 | 995.0838 | 0 | 1005.5356 | 0.12366 | 1006.0038 | 0.091453 | 1006.0038 | 0 | 735.3116 | 0.0095915 | 1006.0038 | 0 | 1006.0038 | 0 | 1000 | -0.0007141 | 1006.0038 | 0.025714 | 734.6455 | 0.0002257 | 1006.0038 | 0.19234 | 1006.0038 | 0.0062984 | 1005.5356 | 0.061828 | 1081.8897 | 0.069535 | 1005.5356 | 0.063866 | 1082.6085 | 0.00057972 | 1081.8897 | 0.078603 | 989.8347 | 0
|  | 1006.2477 | -0.011537 | 1005.7786 | -0.030726 | 735.4406 | 0 | 1006.2477 | -0.047051 | 1005.7786 | -0.26845 | 995.3256 | 0 | 1005.7786 | -0.31179 | 1006.2477 | 0 | 1006.2477 | 0 | 735.4406 | 0.0034261 | 1006.2477 | 0 | 1006.2477 | 0.013549 | 1000.2 | 0.0078554 | 1006.2477 | 0 | 734.7667 | 0.00043769 | 1006.2477 | 0 | 1006.2477 | 0 | 1005.7786 | -0.16763 | 1082.0581 | 0.077656 | 1005.7786 | -0.078645 | 1082.779 | 0 | 1082.0581 | 0.076371 | 990.072 | 0
|  | 1006.4916 | 0.027186 | 1006.0217 | -0.0094989 | 735.5697 | 0.016375 | 1006.4916 | -0.005227 | 1006.0217 | -0.67193 | 995.5674 | 0 | 1006.0217 | 0.12714 | 1006.4916 | 0.37871 | 1006.4916 | 0 | 735.5697 | 0.010767 | 1006.4916 | 0.014217 | 1006.4916 | 0 | 1000.5 | 0.012752 | 1006.4916 | 0 | 734.8878 | 0.00021253 | 1006.4916 | 0 | 1006.4916 | 0.0066252 | 1006.0217 | 0.1587 | 1082.2265 | 0.066508 | 1006.0217 | 0.097057 | 1082.9495 | 0.00011594 | 1082.2265 | 0.078603 | 990.3093 | 0
|  | 1006.7355 | 0.0085334 | 1006.2648 | -0.019733 | 735.6987 | 0 | 1006.7355 | -0.02408 | 1006.2648 | 0.11535 | 995.8093 | 0 | 1006.2648 | -0.25442 | 1006.7355 | 0 | 1006.7355 | 0 | 735.6987 | 0.0079459 | 1006.7355 | 0 | 1006.7355 | 0.0068807 | 1000.7 | 0.0032646 | 1006.7355 | 0 | 735.0089 | 0.0004866 | 1006.7355 | 0 | 1006.7355 | 0 | 1006.2648 | -0.047766 | 1082.395 | 0.076215 | 1006.2648 | 0.00040737 | 1083.12 | 0 | 1082.395 | 0.076267 | 990.5466 | 0
|  | 1006.9794 | 0.0075875 | 1006.5079 | -0.0020515 | 735.8278 | 0.0088442 | 1006.9794 | 0.020281 | 1006.5079 | -0.8163 | 996.0511 | 0 | 1006.5079 | 0.18977 | 1006.9794 | 0.13988 | 1006.9794 | 0 | 735.8278 | 0.010908 | 1006.9794 | 0.048443 | 1006.9794 | 0 | 1001 | 0.0054069 | 1006.9794 | 0.019576 | 735.13 | 0.0002746 | 1006.9794 | 0.146 | 1006.9794 | 0.012837 | 1006.5079 | 0.15669 | 1082.5634 | 0.067949 | 1006.5079 | 0.028249 | 1083.2905 | 0.00034783 | 1082.5634 | 0.078655 | 990.784 | 0
|  | 1007.2233 | -0.010053 | 1006.751 | -0.021253 | 735.9569 | 0 | 1007.2233 | -0.028868 | 1006.751 | 0.41347 | 996.293 | 0 | 1006.751 | -0.28643 | 1007.2233 | 0 | 1007.2233 | 0 | 735.9569 | 0.0019577 | 1007.2233 | 0 | 1007.2233 | 0.0030712 | 1001.2 | -0.0039276 | 1007.2233 | 0 | 735.2512 | 0.00052217 | 1007.2233 | 0 | 1007.2233 | 0 | 1006.751 | -0.18928 | 1082.7319 | 0.076935 | 1006.751 | 0.075427 | 1083.461 | 0 | 1082.7319 | 0.076319 | 991.0214 | 0
|  | 1007.4672 | 0.0090117 | 1006.9941 | -0.028734 | 736.086 | 0.012434 | 1007.4672 | 0.013417 | 1006.9941 | -0.71112 | 996.5349 | 0 | 1006.9941 | 0.082743 | 1007.4672 | 0.12754 | 1007.4672 | 0 | 736.086 | 0.0079929 | 1007.4672 | 0.032343 | 1007.4672 | 0 | 1001.5 | 0.0035706 | 1007.4672 | 0.078998 | 735.3723 | 0.00024757 | 1007.4672 | 0.077038 | 1007.4672 | 0.0028333 | 1006.9941 | 0.1808 | 1082.9003 | 0.06521 | 1006.9941 | 0.074825 | 1083.6316 | 0.00057972 | 1082.9003 | 0.078603 | 991.2587 | 0
|  | 1007.7112 | -0.024311 | 1007.2372 | -0.012218 | 736.2151 | 0 | 1007.7112 | -0.029254 | 1007.2372 | 0.36141 | 996.7767 | 0 | 1007.2372 | -0.36128 | 1007.7112 | 0 | 1007.7112 | 0 | 736.2151 | 0.0088862 | 1007.7112 | 0 | 1007.7112 | 0.03525 | 1001.7 | -0.0066822 | 1007.7112 | 0 | 735.4934 | 0.00050315 | 1007.7112 | 0 | 1007.7112 | 0 | 1007.2372 | -0.10178 | 1083.0687 | 0.076599 | 1007.2372 | -0.1047 | 1083.8021 | 0 | 1083.0687 | 0.07663 | 991.4961 | 0
|  | 1007.9551 | -0.0019028 | 1007.4803 | -0.021402 | 736.3442 | 0.0068328 | 1007.9551 | 0.010947 | 1007.4803 | -0.43723 | 997.0186 | 0 | 1007.4803 | 0.15785 | 1007.9551 | 0.13519 | 1007.9551 | 0 | 736.3442 | 0 | 1007.9551 | 0.036769 | 1007.9551 | 0 | 1001.9 | 0.014741 | 1007.9551 | 0.046486 | 735.6146 | 0.00025557 | 1007.9551 | 0.21567 | 1007.9551 | 0.012839 | 1007.4803 | 0.16785 | 1083.2372 | 0.068622 | 1007.4803 | -0.048284 | 1083.9726 | 0.00011594 | 1083.2372 | 0.078707 | 991.7335 | 0
|  | 1008.199 | -0.023682 | 1007.7234 | -0.037627 | 736.4733 | 0 | 1008.199 | -0.031406 | 1007.7234 | 0.29292 | 997.2605 | 0 | 1007.7234 | -0.30461 | 1008.1991 | 0 | 1008.1991 | 0 | 736.4733 | 0.003693 | 1008.1991 | 0 | 1008.199 | 0.022791 | 1002.2 | 0.0011222 | 1008.1991 | 0 | 735.7357 | 0.00050101 | 1008.1991 | 0 | 1008.199 | 0 | 1007.7234 | -0.1837 | 1083.4056 | 0.078041 | 1007.7234 | 0.05331 | 1084.1431 | 0 | 1083.4056 | 0.076838 | 991.9708 | 0
|  | 1008.443 | 0.041635 | 1007.9666 | -0.007815 | 736.6024 | 0.011559 | 1008.443 | -0.0064358 | 1007.9666 | -0.38903 | 997.5024 | 0 | 1007.9666 | 0.17562 | 1008.443 | 0.13823 | 1008.443 | 0 | 736.6024 | 0.0074287 | 1008.443 | 0.049453 | 1008.443 | 0 | 1002.4 | 0.0054069 | 1008.443 | 0.08391 | 735.8568 | 0.00024561 | 1008.443 | 0.11085 | 1008.443 | 0.0050019 | 1007.9666 | 0.19017 | 1083.5741 | 0.066171 | 1007.9666 | 0.14811 | 1084.3136 | 0.00034783 | 1083.5741 | 0.078707 | 992.2082 | 0
|  | 1008.687 | -0.0094352 | 1008.2097 | 0.012106 | 736.7316 | 0 | 1008.687 | -0.022412 | 1008.2097 | 0.25216 | 997.7443 | 0 | 1008.2097 | -0.28478 | 1008.687 | 0 | 1008.687 | 0 | 736.7316 | 0.011425 | 1008.687 | 0 | 1008.687 | 0.01815 | 1002.7 | 0.0018873 | 1008.687 | 0 | 735.9779 | 0.00050813 | 1008.687 | 0 | 1008.687 | 0 | 1008.2097 | -0.16294 | 1083.7425 | 0.078041 | 1008.2097 | 0.0016769 | 1084.4841 | 0 | 1083.7425 | 0.076734 | 992.4456 | 0
|  | 1008.9309 | 0.018614 | 1008.4528 | -0.017519 | 736.8607 | 0.011997 | 1008.9309 | 0.0072066 | 1008.4528 | -0.22862 | 997.9861 | 0 | 1008.4528 | 0.15794 | 1008.9309 | 0.19299 | 1008.9309 | 0 | 736.8607 | 0.010532 | 1008.9309 | 0.036993 | 1008.9309 | 0 | 1002.9 | -0.0023974 | 1008.9309 | 0 | 736.0991 | 0.00026287 | 1008.9309 | 0.13262 | 1008.9309 | 0.0080728 | 1008.4528 | 0.12723 | 1083.9109 | 0.066411 | 1008.4528 | -0.045722 | 1084.6547 | 0.00011594 | 1083.9109 | 0.078499 | 992.683 | 0
|  | 1009.1749 | -0.021204 | 1008.6959 | -0.00078917 | 736.9899 | 0 | 1009.1749 | -0.0085843 | 1008.6959 | -0.22696 | 998.2281 | 0 | 1008.6959 | -0.29773 | 1009.1749 | 0 | 1009.1749 | 0 | 736.9899 | 0.00022246 | 1009.1749 | 0 | 1009.1749 | 0.038046 | 1003.2 | -0.0025504 | 1009.1749 | 0 | 736.2202 | 0.00050065 | 1009.1749 | 0 | 1009.1749 | 0 | 1008.696 | -0.13482 | 1084.0794 | 0.07905 | 1008.6959 | -0.050249 | 1084.8252 | 0 | 1084.0794 | 0.076371 | 992.9204 | 0
|  | 1009.4189 | 0.0019683 | 1008.9391 | 0.0003065 | 737.1191 | 0.0088442 | 1009.4189 | 0.01351 | 1008.9391 | -0.42455 | 998.47 | 0 | 1008.9391 | 0.16292 | 1009.4189 | 0.21055 | 1009.4189 | 0 | 737.1191 | 0.0074287 | 1009.4189 | 0.084438 | 1009.4189 | 0 | 1003.4 | 0.0057129 | 1009.4189 | 0.064111 | 736.3413 | 0.00023814 | 1009.4189 | 0.16934 | 1009.4189 | 0.012475 | 1008.9391 | 0.22566 | 1084.2478 | 0.065643 | 1008.9391 | -0.039982 | 1084.9957 | 0.00081146 | 1084.2478 | 0.078499 | 993.1578 | 0
|  | 1009.6628 | -0.010812 | 1009.1822 | -0.028917 | 737.2483 | 0 | 1009.6628 | -0.029638 | 1009.1822 | -0.051829 | 998.7119 | 0 | 1009.1822 | -0.33917 | 1009.6628 | 0 | 1009.6628 | 0 | 737.2483 | 0.0086512 | 1009.6628 | 0 | 1009.6628 | 0 | 1003.6 | -0.0083652 | 1009.6628 | 0 | 736.4625 | 0.00051382 | 1009.6628 | 0 | 1009.6628 | 0 | 1009.1822 | -0.2453 | 1084.4162 | 0.077224 | 1009.1822 | 0.046961 | 1085.1662 | 0 | 1084.4162 | 0.076578 | 993.3952 | 0
|  | 1009.9068 | 0.040603 | 1009.4254 | -0.031111 | 737.3775 | 0.0094571 | 1009.9068 | 0.004375 | 1009.4254 | -0.73836 | 998.9539 | 0 | 1009.4254 | 0.20206 | 1009.9068 | 0 | 1009.9068 | 0 | 737.3775 | 0.0023799 | 1009.9068 | 0 | 1009.9068 | 0 | 1003.9 | 0.0017343 | 1009.9068 | 0.060317 | 736.5836 | 0.0002762 | 1009.9068 | 0.11366 | 1009.9068 | 0.0076288 | 1009.4254 | 0.091514 | 1084.5847 | 0.072755 | 1009.4254 | 0.10175 | 1085.3368 | 0.00034783 | 1084.5847 | 0.078759 | 993.6326 | 0
|  | 1010.1508 | 0.0062407 | 1009.6685 | -0.068275 | 737.5067 | 0 | 1010.1508 | -0.047014 | 1009.6685 | 0.29382 | 999.1957 | 0 | 1009.6685 | -0.42919 | 1010.1508 | 0 | 1010.1508 | 0 | 737.5067 | 0.0061122 | 1010.1508 | 0 | 1010.1508 | 0.022028 | 1004.1 | -0.0088246 | 1010.1508 | 0 | 736.7047 | 0.00051435 | 1010.1508 | 0 | 1010.1508 | 0 | 1009.6685 | -0.17209 | 1084.7531 | 0.078665 | 1009.6685 | -0.045802 | 1085.5073 | 0 | 1084.7531 | 0.076682 | 993.8701 | 0
|  | 1010.3948 | 0.021912 | 1009.9117 | 0.015163 | 737.636 | 0.012609 | 1010.3948 | 0.021028 | 1009.9117 | -0.51943 | 999.4377 | 0 | 1009.9117 | 0.16918 | 1010.3948 | 0.13385 | 1010.3948 | 0 | 737.636 | 0.0042482 | 1010.3948 | 0.0052608 | 1010.3948 | 0 | 1004.4 | 0.0034176 | 1010.3948 | 0.032938 | 736.8259 | 0.00023886 | 1010.3948 | 0.16863 | 1010.3948 | 0.00876 | 1009.9117 | 0.17611 | 1084.9215 | 0.064633 | 1009.9117 | -0.014302 | 1085.6778 | 0.00057972 | 1084.9215 | 0.078655 | 994.1075 | 0
|  | 1010.6388 | -0.019515 | 1010.1548 | -0.061449 | 737.7652 | 0 | 1010.6388 | -0.04499 | 1010.1548 | -0.25515 | 999.6796 | 0 | 1010.1548 | -0.31881 | 1010.6388 | 0 | 1010.6388 | 0 | 737.7652 | 0.0023582 | 1010.6388 | 0 | 1010.6388 | 0.023736 | 1004.6 | 0.010763 | 1010.6388 | 0 | 736.947 | 0.00048394 | 1010.6388 | 0 | 1010.6388 | 0 | 1010.1549 | -0.094416 | 1085.09 | 0.076551 | 1010.1548 | -0.032856 | 1085.8484 | 0 | 1085.09 | 0.076474 | 994.3449 | 0
|  | 1010.8828 | 0.01192 | 1010.398 | 0.0011624 | 737.8945 | 0.0062254 | 1010.8828 | 0.0095196 | 1010.398 | -0.79976 | 999.9216 | 0 | 1010.398 | 0.1508 | 1010.8828 | 0.15598 | 1010.8828 | 0 | 737.8945 | 0.0094504 | 1010.8828 | 0.026006 | 1010.8828 | 0 | 1004.9 | 0.0064783 | 1010.8828 | 0.057769 | 737.0682 | 0.00024633 | 1010.8828 | 0.24155 | 1010.8828 | 0.0070099 | 1010.398 | 0.22365 | 1085.2584 | 0.065979 | 1010.398 | -0.040835 | 1086.0189 | 0.00011594 | 1085.2584 | 0.078447 | 994.5823 | 0
|  | 1011.1268 | 0.0013013 | 1010.6412 | -0.046779 | 738.0237 | 0 | 1011.1268 | -0.050257 | 1010.6412 | -0.038239 | 1000.1636 | 0 | 1010.6412 | -0.35762 | 1011.1268 | 0 | 1011.1268 | 0 | 738.0237 | 0 | 1011.1268 | 0 | 1011.1268 | 0.019118 | 1005.1 | -0.0063763 | 1011.1268 | 0 | 737.1893 | 0.00051808 | 1011.1268 | 0 | 1011.1268 | 0 | 1010.6412 | -0.097764 | 1085.4268 | 0.077704 | 1010.6412 | 0.031364 | 1086.1894 | 0 | 1085.4268 | 0.076267 | 994.8198 | 0
|  | 1011.3709 | 0.0015654 | 1010.8844 | -0.00030701 | 738.153 | 0.00577 | 1011.3709 | -0.004894 | 1010.8844 | -0.89208 | 1000.4055 | 0 | 1010.8844 | 0.17496 | 1011.3709 | 0 | 1011.3709 | 0 | 738.153 | 0.011566 | 1011.3709 | 0.03411 | 1011.3709 | 0 | 1005.3 | 0.011222 | 1011.3709 | 0.046704 | 737.3104 | 0.00027247 | 1011.3709 | 0.12314 | 1011.3709 | 0.0088554 | 1010.8844 | 0.13749 | 1085.5952 | 0.071649 | 1010.8844 | 0.10872 | 1086.36 | 0.00034783 | 1085.5952 | 0.078499 | 995.0572 | 0
|  | 1011.6149 | -0.018566 | 1011.1275 | 0.015648 | 738.2823 | 0 | 1011.6149 | -0.0099709 | 1011.1275 | 0.39145 | 1000.6475 | 0 | 1011.1275 | -0.30049 | 1011.6149 | 0 | 1011.6149 | 0 | 738.2823 | 0 | 1011.6149 | 0 | 1011.6149 | 0.029394 | 1005.6 | -0.0023974 | 1011.6149 | 0 | 737.4316 | 0.00053302 | 1011.6149 | 0 | 1011.6149 | 0 | 1011.1275 | -0.15357 | 1085.7637 | 0.074677 | 1011.1275 | 0.083282 | 1086.5305 | 0 | 1085.7637 | 0.076215 | 995.2947 | 0
|  | 1011.8589 | 0.014446 | 1011.3707 | 0.00078153 | 738.4116 | 0.012259 | 1011.8589 | 0.00076555 | 1011.3707 | -0.47467 | 1000.8895 | 0 | 1011.3707 | 0.19614 | 1011.8589 | 0.21462 | 1011.8589 | 0 | 738.4116 | 0.0093094 | 1011.8589 | 0.054634 | 1011.8589 | 0 | 1005.8 | 5.1009e-05 | 1011.8589 | 0.049623 | 737.5527 | 0.00026126 | 1011.8589 | 0.17099 | 1011.859 | 0.0086178 | 1011.3707 | 0.16249 | 1085.9321 | 0.070977 | 1011.3707 | 0.097938 | 1086.701 | 0.00057972 | 1085.9321 | 0.078499 | 995.5322 | 0
|  | 1012.103 | -0.0084035 | 1011.6139 | -0.070169 | 738.5409 | 0 | 1012.103 | -0.043507 | 1011.6139 | 0.15736 | 1001.1315 | 0 | 1011.6139 | -0.39831 | 1012.103 | 0 | 1012.103 | 0 | 738.5409 | 0.013024 | 1012.103 | 0 | 1012.103 | 0.044661 | 1006.1 | 5.1009e-05 | 1012.103 | 0 | 737.6739 | 0.00053036 | 1012.103 | 0 | 1012.103 | 0 | 1011.6139 | -0.17789 | 1086.1005 | 0.077656 | 1011.6139 | -0.13749 | 1086.8716 | 0 | 1086.1005 | 0.076371 | 995.7696 | 0
|  | 1012.347 | 0.020665 | 1011.8571 | 0.013946 | 738.6703 | 0.015499 | 1012.347 | -0.022005 | 1011.8571 | -0.81948 | 1001.3735 | 0 | 1011.8571 | 0.23251 | 1012.347 | 0.074308 | 1012.347 | 0 | 738.6703 | 0.0031806 | 1012.347 | 0.0033993 | 1012.347 | 0 | 1006.3 | 0.0092325 | 1012.347 | 0.086554 | 737.795 | 0.00026962 | 1012.347 | 0.20385 | 1012.347 | 0.0074035 | 1011.8571 | 0.16406 | 1086.2689 | 0.069391 | 1011.8571 | 0.042952 | 1087.0421 | 0.00081146 | 1086.2689 | 0.078759 | 996.0071 | 0
|  | 1012.5911 | -0.0028975 | 1012.1003 | -0.010481 | 738.7996 | 0 | 1012.5911 | -0.030032 | 1012.1003 | 0.22651 | 1001.6155 | 0 | 1012.1003 | -0.37909 | 1012.5911 | 0 | 1012.5911 | 0 | 738.7996 | 0.010109 | 1012.5911 | 0 | 1012.5911 | 0.035344 | 1006.6 | -0.01418 | 1012.5911 | 0 | 737.9162 | 0.0005284 | 1012.5911 | 0 | 1012.5911 | 0 | 1012.1003 | -0.18749 | 1086.4374 | 0.078713 | 1012.1003 | -0.11867 | 1087.2127 | 0 | 1086.4374 | 0.076838 | 996.2446 | 0
|  | 1012.8351 | -0.0064961 | 1012.3435 | -0.0018784 | 738.929 | 0.022504 | 1012.8351 | -0.0055049 | 1012.3435 | -0.70744 | 1001.8575 | 0 | 1012.3435 | 0.1997 | 1012.8351 | 0.20577 | 1012.8351 | 0 | 738.929 | 0 | 1012.8351 | 0.024444 | 1012.8351 | 0 | 1006.8 | 0.0037236 | 1012.8351 | 0.030826 | 738.0373 | 0.00025931 | 1012.8351 | 0.32359 | 1012.8351 | 0.0078147 | 1012.3435 | 0.15111 | 1086.6058 | 0.066844 | 1012.3435 | 0.082939 | 1087.3832 | 0.00057972 | 1086.6058 | 0.078655 | 996.4821 | 0
|  | 1013.0792 | -0.021531 | 1012.5867 | -0.033414 | 739.0584 | 0 | 1013.0792 | -0.031821 | 1012.5867 | -0.061458 | 1002.0995 | 0 | 1012.5867 | -0.34573 | 1013.0792 | 0 | 1013.0792 | 0 | 739.0584 | 0.0047487 | 1013.0792 | 0 | 1013.0792 | 0.030413 | 1007 | -0.0092835 | 1013.0792 | 0 | 738.1584 | 0.00053427 | 1013.0792 | 0 | 1013.0792 | 0 | 1012.5867 | -0.10446 | 1086.7742 | 0.077993 | 1012.5867 | -0.25493 | 1087.5537 | 0 | 1086.7742 | 0.076786 | 996.7195 | 0
|  | 1013.3232 | 0.033478 | 1012.8299 | -0.001064 | 739.1877 | 0.014711 | 1013.3232 | -0.007886 | 1012.8299 | -1.1471 | 1002.3415 | 0 | 1012.8299 | 0.20578 | 1013.3232 | 0.24182 | 1013.3232 | 0 | 739.1877 | 0.0095915 | 1013.3232 | 0.049598 | 1013.3232 | 0 | 1007.3 | 0.0086207 | 1013.3232 | 0.047458 | 738.2796 | 0.00027567 | 1013.3232 | 0.17582 | 1013.3232 | 0.010399 | 1012.8299 | 0.12924 | 1086.9426 | 0.067421 | 1012.8299 | 0.11611 | 1087.7243 | 0.00011594 | 1086.9426 | 0.078447 | 996.957 | 0
|  | 1013.5673 | -0.031471 | 1013.0731 | -0.034641 | 739.3171 | 0 | 1013.5673 | 0.0032556 | 1013.0731 | 0.14318 | 1002.5835 | 0 | 1013.0731 | -0.39966 | 1013.5673 | 0 | 1013.5673 | 0 | 739.3171 | 0.00075644 | 1013.5673 | 0 | 1013.5673 | 0.0046777 | 1007.5 | -0.0023974 | 1013.5673 | 0 | 738.4007 | 0.00053996 | 1013.5673 | 0 | 1013.5673 | 0 | 1013.0731 | -0.25356 | 1087.111 | 0.07756 | 1013.0731 | -0.0087664 | 1087.8948 | 0 | 1087.111 | 0.076682 | 997.1945 | 0
|  | 1013.8114 | 0.0094908 | 1013.3164 | -0.018995 | 739.4465 | 0.0081994 | 1013.8114 | 0.010385 | 1013.3164 | -0.30526 | 1002.8256 | 0 | 1013.3164 | 0.157 | 1013.8114 | 0.26663 | 1013.8114 | 0 | 739.4465 | 0.0037144 | 1013.8114 | 0.0087461 | 1013.8114 | 0 | 1007.8 | 0.0075495 | 1013.8114 | 0.047844 | 738.5219 | 0.00026464 | 1013.8114 | 0.17754 | 1013.8114 | 0.0098824 | 1013.3164 | -0.045757 | 1087.2794 | 0.069967 | 1013.3164 | 0.043792 | 1088.0654 | 0.00034783 | 1087.2794 | 0.078603 | 997.432 | 0
|  | 1014.0555 | -0.011795 | 1013.5596 | -0.050618 | 739.5759 | 0 | 1014.0555 | -0.026091 | 1013.5596 | 0.23386 | 1003.0676 | 0 | 1013.5596 | -0.45312 | 1014.0555 | 0 | 1014.0555 | 0 | 739.5759 | 0.0026252 | 1014.0555 | 0 | 1014.0555 | 0.015719 | 1008 | 0.00066312 | 1014.0555 | 0 | 738.643 | 0.00054405 | 1014.0555 | 0 | 1014.0555 | 0 | 1013.5596 | -0.23615 | 1087.4479 | 0.078329 | 1013.5596 | -0.061741 | 1088.2359 | 0 | 1087.4479 | 0.076319 | 997.6696 | 0
|  | 1014.2996 | 0.023853 | 1013.8028 | -0.0058906 | 739.7054 | 0.0045552 | 1014.2996 | 0.02128 | 1013.8028 | -0.78923 | 1003.3096 | 0 | 1013.8028 | 0.20014 | 1014.2996 | 0 | 1014.2996 | 0 | 739.7054 | 0.0085101 | 1014.2996 | 0.0747 | 1014.2996 | 0 | 1008.3 | -0.0046928 | 1014.2996 | 0.067326 | 738.7642 | 0.00027958 | 1014.2996 | 0.16731 | 1014.2996 | 0.0041133 | 1013.8028 | 0.09955 | 1087.6163 | 0.069295 | 1013.8028 | -0.026197 | 1088.4065 | 0.00081146 | 1087.6163 | 0.07824 | 997.907 | 0
|  | 1014.5437 | -0.0081737 | 1014.046 | -0.047417 | 739.8348 | 0 | 1014.5437 | -0.047831 | 1014.046 | -0.088367 | 1003.5517 | 0 | 1014.046 | -0.3713 | 1014.5437 | 0 | 1014.5437 | 0 | 739.8348 | 0 | 1014.5437 | 0 | 1014.5437 | 0.038046 | 1008.5 | -0.0016323 | 1014.5437 | 0 | 738.8853 | 0.0005268 | 1014.5437 | 0 | 1014.5437 | 0 | 1014.046 | -0.37945 | 1087.7847 | 0.078233 | 1014.046 | -0.02946 | 1088.577 | 0 | 1087.7847 | 0.075332 | 998.1446 | 0
|  | 1014.7878 | -0.0012128 | 1014.2893 | -0.037656 | 739.9643 | 0.019002 | 1014.7878 | 0.013309 | 1014.2893 | -0.68401 | 1003.7938 | 0 | 1014.2893 | 0.11189 | 1014.7878 | 0.30343 | 1014.7878 | 0 | 739.9643 | 0.0063943 | 1014.7878 | 0.043469 | 1014.7878 | 0 | 1008.7 | 0.0049478 | 1014.7878 | 0.0099742 | 739.0065 | 0.00024757 | 1014.7878 | 0.15857 | 1014.7878 | 0.009973 | 1014.2893 | 0.11116 | 1087.9531 | 0.068718 | 1014.2893 | 0.042631 | 1088.7476 | 0.00034783 | 1087.9531 | 0.07772 | 998.3821 | 0
|  | 1015.0319 | -0.0021389 | 1014.5325 | -0.045114 | 740.0937 | 0 | 1015.0319 | -0.026382 | 1014.5325 | -0.15863 | 1004.0358 | 0 | 1014.5325 | -0.34636 | 1015.0319 | 0 | 1015.0319 | 0 | 740.0937 | 0.0014238 | 1015.0319 | 0 | 1015.0319 | 0.034559 | 1009 | 0.0020403 | 1015.0319 | 0 | 739.1276 | 0.00048945 | 1015.0319 | 0 | 1015.0319 | 0 | 1014.5325 | -0.15423 | 1088.1215 | 0.078329 | 1014.5325 | -0.14825 | 1088.9181 | 0 | 1088.1215 | 0.07419 | 998.6196 | 0
|  | 1015.276 | 0.008228 | 1014.7758 | 0.0093427 | 740.2232 | 0.013835 | 1015.276 | -0.013344 | 1014.7758 | -0.60509 | 1004.2779 | 0 | 1014.7758 | 0.30172 | 1015.276 | 0.085881 | 1015.276 | 0 | 740.2232 | 0.0090743 | 1015.276 | 0.044378 | 1015.276 | 0 | 1009.2 | 0.0083142 | 1015.276 | 0.067053 | 739.2488 | 0.00024188 | 1015.276 | 0.18228 | 1015.276 | 0.0050607 | 1014.7758 | 0.16093 | 1088.2899 | 0.064153 | 1014.7758 | 0.15803 | 1089.0887 | 0.00034783 | 1088.2899 | 0.076786 | 998.8572 | 0
|  | 1015.5201 | -0.012439 | 1015.019 | -0.036044 | 740.3527 | 0 | 1015.5201 | -0.029486 | 1015.019 | 0.03918 | 1004.52 | 0 | 1015.019 | -0.449 | 1015.5201 | 0 | 1015.5201 | 0 | 740.3527 | 0.008087 | 1015.5201 | 0 | 1015.5201 | 0.035956 | 1009.5 | 0.0026524 | 1015.5201 | 0 | 739.3699 | 0.00050813 | 1015.5201 | 0 | 1015.5201 | 0 | 1015.019 | -0.26807 | 1088.4583 | 0.075013 | 1015.019 | -0.09456 | 1089.2592 | 0 | 1088.4583 | 0.073619 | 999.0947 | 0
|  | 1015.7643 | 0.0072972 | 1015.2623 | -0.028175 | 740.4822 | 0.009282 | 1015.7643 | -0.00090152 | 1015.2623 | -1.1277 | 1004.762 | 0 | 1015.2623 | 0.16908 | 1015.7643 | 0.097721 | 1015.7643 | 0 | 740.4822 | 0.0090743 | 1015.7643 | 0.014932 | 1015.7643 | 0 | 1009.7 | 0.0017343 | 1015.7643 | 0.021708 | 739.4911 | 0.00026678 | 1015.7643 | 0.20054 | 1015.7643 | 0.0081506 | 1015.2623 | 0.052453 | 1088.6267 | 0.06718 | 1015.2623 | -0.036615 | 1089.4298 | 0.00034783 | 1088.6267 | 0.076942 | 999.3323 | 0
|  | 1016.0084 | -0.01947 | 1015.5055 | 3.9391e-06 | 740.6117 | 0 | 1016.0084 | -0.030587 | 1015.5055 | -0.19855 | 1005.0041 | 0 | 1015.5055 | -0.35191 | 1016.0084 | 0 | 1016.0084 | 0 | 740.6117 | 0.0043605 | 1016.0084 | 0 | 1016.0084 | 0.05272 | 1010 | -0.0066822 | 1016.0084 | 0 | 739.6122 | 0.00049567 | 1016.0084 | 0 | 1016.0084 | 0 | 1015.5055 | -0.0092199 | 1088.7952 | 0.076695 | 1015.5055 | -0.080751 | 1089.6003 | 0 | 1088.7952 | 0.074034 | 999.5698 | 0
|  | 1016.2526 | 0.037201 | 1015.7488 | 0.026964 | 740.7412 | 0.016287 | 1016.2526 | -0.0034856 | 1015.7488 | -0.79698 | 1005.2462 | 0 | 1015.7488 | 0.12353 | 1016.2525 | 0.21302 | 1016.2525 | 0 | 740.7412 | 0.0014457 | 1016.2525 | 0.097456 | 1016.2526 | 0 | 1010.2 | 0.0057129 | 1016.2525 | 0.056584 | 739.7334 | 0.00022943 | 1016.2525 | 0.20365 | 1016.2526 | 0.010113 | 1015.7488 | 0.14865 | 1088.9636 | 0.064201 | 1015.7488 | 0.18839 | 1089.7709 | 0.00034783 | 1088.9636 | 0.077201 | 999.8074 | 0
|  | 1016.4967 | -0.002997 | 1015.9921 | -0.061489 | 740.8708 | 0 | 1016.4967 | -0.065797 | 1015.9921 | 0.12673 | 1005.4883 | 0 | 1015.9921 | -0.43627 | 1016.4967 | 0 | 1016.4967 | 0 | 740.8708 | 0.0056891 | 1016.4967 | 0 | 1016.4967 | 0.013885 | 1010.4 | 0.0018873 | 1016.4967 | 0 | 739.8546 | 0.00047451 | 1016.4967 | 0 | 1016.4967 | 0 | 1015.9921 | -0.25468 | 1089.132 | 0.077272 | 1015.9921 | -0.21761 | 1089.9415 | 0 | 1089.132 | 0.074709 | 1000.0449 | 0
|  | 1016.7408 | -0.011937 | 1016.2353 | -0.039525 | 741.0003 | 0.021716 | 1016.7408 | 0.0088235 | 1016.2353 | -0.53394 | 1005.7305 | 0 | 1016.2353 | 0.19369 | 1016.7408 | 0.23993 | 1016.7408 | 0 | 741.0003 | 0.0066294 | 1016.7408 | 0.009962 | 1016.7408 | 0 | 1010.7 | 0.011222 | 1016.7408 | 0.068991 | 739.9757 | 0.00024597 | 1016.7408 | 0.15472 | 1016.7409 | 0.0078802 | 1016.2354 | 0.048882 | 1089.3004 | 0.069439 | 1016.2353 | 0.17331 | 1090.112 | 0.00034783 | 1089.3004 | 0.077928 | 1000.2825 | 0
|  | 1016.985 | 0.0019996 | 1016.4786 | 0.018926 | 741.1299 | 0 | 1016.985 | -0.033361 | 1016.4786 | 0.39478 | 1005.9726 | 0 | 1016.4786 | -0.37672 | 1016.985 | 0 | 1016.985 | 0 | 741.1299 | 0.0074287 | 1016.985 | 0 | 1016.985 | 0.037853 | 1010.9 | -0.0066822 | 1016.985 | 0 | 740.0969 | 0.00052164 | 1016.985 | 0 | 1016.985 | 0 | 1016.4786 | -0.13303 | 1089.4688 | 0.078569 | 1016.4786 | -0.09111 | 1090.2826 | 0 | 1089.4688 | 0.075332 | 1000.5201 | 0
|  | 1017.2292 | 0.013378 | 1016.7219 | 0.0040841 | 741.2595 | 0.010333 | 1017.2292 | 0.029502 | 1016.7219 | -0.63493 | 1006.2147 | 0 | 1016.7219 | 0.28947 | 1017.2292 | 0 | 1017.2292 | 0 | 741.2595 | 0.0047957 | 1017.2292 | 0 | 1017.2292 | 0 | 1011.2 | 0.011069 | 1017.2292 | 0 | 740.218 | 0.00027585 | 1017.2292 | 0 | 1017.2292 | 0.0034505 | 1016.7219 | 0.17499 | 1089.6372 | 0.06473 | 1016.7219 | 0.10209 | 1090.4531 | 0.00034783 | 1089.6372 | 0.078136 | 1000.7577 | 0
|  | 1017.4733 | 0.0031265 | 1016.9652 | 0.0041983 | 741.389 | 0 | 1017.4733 | -0.0061243 | 1016.9652 | -0.22433 | 1006.4568 | 0 | 1016.9652 | -0.3724 | 1017.4733 | 0 | 1017.4733 | 0 | 741.389 | 0.0067705 | 1017.4733 | 0 | 1017.4733 | 0.024745 | 1011.4 | 0.0024994 | 1017.4733 | 0 | 740.3392 | 0.00053427 | 1017.4733 | 0 | 1017.4733 | 0 | 1016.9652 | -0.20066 | 1089.8056 | 0.077031 | 1016.9652 | -0.034317 | 1090.6237 | 0 | 1089.8056 | 0.0758 | 1000.9952 | 0
|  | 1017.7175 | 0.019282 | 1017.2085 | 0.012034 | 741.5186 | 0.0034924 | 1017.7175 | -0.0090093 | 1017.2085 | -0.57054 | 1006.699 | 0 | 1017.2085 | 0.25301 | 1017.7175 | 0 | 1017.7175 | 0 | 741.5186 | 0.0053129 | 1017.7175 | 0 | 1017.7175 | 0 | 1011.7 | -0.0042337 | 1017.7175 | 0 | 740.4603 | 0.00025878 | 1017.7175 | 0 | 1017.7175 | 0.0082355 | 1017.2085 | 0.12343 | 1089.974 | 0.068189 | 1017.2085 | 0.037869 | 1090.7942 | 0.00034783 | 1089.974 | 0.078551 | 1001.2328 | 0
|  | 1017.9617 | 0.014045 | 1017.4518 | -0.045967 | 741.6482 | 0 | 1017.9617 | -0.047813 | 1017.4518 | 0.020878 | 1006.9411 | 0 | 1017.4518 | -0.45018 | 1017.9617 | 0 | 1017.9617 | 0 | 741.6482 | 0.0099676 | 1017.9617 | 0 | 1017.9617 | 0.032338 | 1011.9 | -0.0033155 | 1017.9617 | 0 | 740.5815 | 0.00053623 | 1017.9617 | 0 | 1017.9617 | 0 | 1017.4518 | -0.29843 | 1090.1424 | 0.077896 | 1017.4518 | -0.22157 | 1090.9648 | 0 | 1090.1424 | 0.076319 | 1001.4705 | 0
|  | 1018.2059 | 0.025656 | 1017.6951 | -0.0026626 | 741.7779 | 0.010508 | 1018.2059 | 0.0072703 | 1017.6951 | -0.70139 | 1007.1833 | 0 | 1017.6951 | 0.20589 | 1018.2059 | 0 | 1018.2059 | 0 | 741.7779 | 0.01119 | 1018.2059 | 0 | 1018.2059 | 0 | 1012.1 | 0.0032646 | 1018.2059 | 0 | 740.7026 | 0.00027994 | 1018.2059 | 0 | 1018.2059 | 0.0061377 | 1017.6951 | 0.30557 | 1090.3108 | 0.068622 | 1017.6951 | 0.014624 | 1091.1354 | 0.00034783 | 1090.3108 | 0.078707 | 1001.7081 | 0
|  | 1018.4501 | 0.017327 | 1017.9384 | -0.064691 | 741.9075 | 0 | 1018.4501 | 0.00055726 | 1017.9384 | 0.5356 | 1007.4254 | 0 | 1017.9384 | -0.52567 | 1018.4501 | 0 | 1018.4501 | 0 | 741.9075 | 0.003693 | 1018.4501 | 0 | 1018.4501 | 0.034391 | 1012.4 | -0.00025504 | 1018.4501 | 0 | 740.8238 | 0.00053569 | 1018.4501 | 0 | 1018.4501 | 0 | 1017.9384 | -0.2549 | 1090.4792 | 0.078906 | 1017.9384 | -0.06355 | 1091.3059 | 0 | 1090.4792 | 0.07663 | 1001.9457 | 0
|  | 1018.6943 | 0.03433 | 1018.1817 | 0.026649 | 742.0371 | 0.0051626 | 1018.6943 | 0.024297 | 1018.1817 | -1.1238 | 1007.6676 | 0 | 1018.1817 | 0.26074 | 1018.6943 | 0 | 1018.6943 | 0 | 742.0371 | 0 | 1018.6943 | 0 | 1018.6943 | 0 | 1012.6 | -0.0014792 | 1018.6943 | 0 | 740.945 | 0.00025931 | 1018.6943 | 0 | 1018.6943 | 0.0026943 | 1018.1817 | 0.27834 | 1090.6476 | 0.069871 | 1018.1817 | 0.10705 | 1091.4765 | 0.00034783 | 1090.6476 | 0.078759 | 1002.1833 | 0
|  | 1018.9385 | 0.00025127 | 1018.425 | -0.024244 | 742.1668 | 0 | 1018.9385 | -0.028044 | 1018.425 | 0.56425 | 1007.9097 | 0 | 1018.425 | -0.39332 | 1018.9385 | 0 | 1018.9385 | 0 | 742.1668 | 0 | 1018.9385 | 0 | 1018.9385 | 0.035752 | 1012.9 | -0.0068351 | 1018.9385 | 0 | 741.0661 | 0.00050261 | 1018.9385 | 0 | 1018.9385 | 0 | 1018.425 | -0.13995 | 1090.816 | 0.077704 | 1018.425 | -0.025217 | 1091.6471 | 0 | 1090.816 | 0.076734 | 1002.4209 | 0
|  | 1019.1827 | 0.029447 | 1018.6683 | 0.016938 | 742.2965 | 0.010158 | 1019.1827 | -0.0084749 | 1018.6683 | -0.48375 | 1008.1519 | 0 | 1018.6683 | 0.31282 | 1019.1827 | 0 | 1019.1827 | 0 | 742.2965 | 0.00064498 | 1019.1827 | 0 | 1019.1827 | 0 | 1013.1 | 0.00051009 | 1019.1827 | 0 | 741.1873 | 0.00024686 | 1019.1827 | 0 | 1019.1827 | 0.0091171 | 1018.6683 | 0.008535 | 1090.9844 | 0.069054 | 1018.6683 | 0.18234 | 1091.8176 | 0.00011594 | 1090.9844 | 0.078707 | 1002.6585 | 0
|  | 1019.4269 | 0.020549 | 1018.9116 | -0.037221 | 742.4262 | 0 | 1019.4269 | -0.029705 | 1018.9116 | 0.090609 | 1008.3941 | 0 | 1018.9116 | -0.41508 | 1019.4269 | 0 | 1019.4269 | 0 | 742.4262 | 0.0093094 | 1019.4269 | 0 | 1019.4269 | 0.03693 | 1013.4 | 0.0018873 | 1019.4269 | 0 | 741.3085 | 0.00052306 | 1019.4269 | 0 | 1019.4269 | 0 | 1018.9116 | -0.093077 | 1091.1528 | 0.078137 | 1018.9116 | 0.0709 | 1091.9882 | 0 | 1091.1528 | 0.076838 | 1002.8962 | 0
|  | 1019.6711 | 0.021434 | 1019.155 | 0.015842 | 742.5559 | 0.013835 | 1019.6711 | -0.015681 | 1019.155 | -1.0869 | 1008.6363 | 0 | 1019.155 | 0.37924 | 1019.6711 | 0 | 1019.6711 | 0 | 742.5559 | 0.0059712 | 1019.6711 | 0 | 1019.6711 | 0 | 1013.6 | 0.0037236 | 1019.6711 | 0 | 741.4296 | 0.00027745 | 1019.6711 | 0 | 1019.6711 | 0.007616 | 1019.155 | 0.1549 | 1091.3212 | 0.072418 | 1019.155 | 0.028708 | 1092.1588 | 0.00011594 | 1091.3212 | 0.078655 | 1003.1338 | 0
|  | 1019.9153 | -0.002385 | 1019.3983 | -0.024062 | 742.6856 | 0 | 1019.9153 | -0.019741 | 1019.3983 | 0.1564 | 1008.8785 | 0 | 1019.3983 | -0.44587 | 1019.9153 | 0 | 1019.9153 | 0 | 742.6856 | 0.01119 | 1019.9153 | 0 | 1019.9153 | 0.01754 | 1013.8 | -0.0037746 | 1019.9153 | 0 | 741.5508 | 0.00051186 | 1019.9153 | 0 | 1019.9153 | 0 | 1019.3983 | -0.18615 | 1091.4896 | 0.0778 | 1019.3983 | 0.038378 | 1092.3294 | 0 | 1091.4896 | 0.076682 | 1003.3714 | 0
|  | 1020.1596 | 0.034788 | 1019.6416 | -0.0068824 | 742.8153 | 0.012259 | 1020.1596 | 0.0092402 | 1019.6416 | -0.77613 | 1009.1207 | 0 | 1019.6416 | 0.20932 | 1020.1596 | 0 | 1020.1596 | 0 | 742.8153 | 0 | 1020.1596 | 0 | 1020.1596 | 0 | 1014.1 | 0.0018873 | 1020.1596 | 0 | 741.672 | 0.00023441 | 1020.1596 | 0 | 1020.1596 | 0.0074009 | 1019.6416 | 0.12633 | 1091.6579 | 0.067757 | 1019.6416 | 0.10691 | 1092.4999 | 0.00057972 | 1091.6579 | 0.078499 | 1003.6091 | 0
|  | 1020.4038 | -0.031887 | 1019.885 | -0.023903 | 742.945 | 0 | 1020.4038 | -0.018462 | 1019.885 | -0.09525 | 1009.3629 | 0 | 1019.885 | -0.46849 | 1020.4038 | 0 | 1020.4038 | 0 | 742.945 | 0.0058301 | 1020.4038 | 0 | 1020.4038 | 0.02158 | 1014.3 | -0.0030095 | 1020.4038 | 0 | 741.7931 | 0.00047825 | 1020.4038 | 0 | 1020.4038 | 0 | 1019.885 | 0 | 1091.8263 | 0.07881 | 1019.885 | -0.13878 | 1092.6705 | 0 | 1091.8263 | 0.076838 | 1003.8467 | 0
|  | 1020.6481 | 0.016994 | 1020.1283 | -0.034557 | 743.0748 | 0.013398 | 1020.6481 | -0.0081876 | 1020.1283 | -0.9865 | 1009.6052 | 0 | 1020.1283 | 0.17721 | 1020.6481 | 0 | 1020.6481 | 0 | 743.0748 | 0.01119 | 1020.6481 | 0 | 1020.6481 | 0 | 1014.6 | 0.01061 | 1020.6481 | 0 | 741.9143 | 0.00024384 | 1020.6481 | 0 | 1020.6481 | 0.0048534 | 1020.1283 | 0 | 1091.9947 | 0.068958 | 1020.1283 | 0.10017 | 1092.8411 | 0.00034783 | 1091.9947 | 0.078603 | 1004.0844 | 0
|  | 1020.8923 | -0.024194 | 1020.3717 | -0.036036 | 743.2045 | 0 | 1020.8923 | -0.030929 | 1020.3717 | -0.49045 | 1009.8474 | 0 | 1020.3717 | -0.46395 | 1020.8923 | 0 | 1020.8923 | 0 | 743.2045 | 0.0019577 | 1020.8923 | 0 | 1020.8923 | 0.03494 | 1014.8 | -0.01112 | 1020.8923 | 0 | 742.0354 | 0.00049319 | 1020.8923 | 0 | 1020.8923 | 0 | 1020.3717 | 0 | 1092.1631 | 0.078473 | 1020.3717 | -0.24105 | 1093.0117 | 0 | 1092.1631 | 0.076786 | 1004.322 | 0
|  | 1021.1366 | 0.030344 | 1020.615 | -0.013027 | 743.3343 | 0.015499 | 1021.1366 | 0.00017849 | 1020.615 | -1.0408 | 1010.0896 | 0 | 1020.615 | 0.28821 | 1021.1366 | 0 | 1021.1366 | 0 | 743.3343 | 0.0050308 | 1021.1366 | 0 | 1021.1366 | 0 | 1015.1 | -0.0010202 | 1021.1366 | 0 | 742.1566 | 0.00024935 | 1021.1366 | 0 | 1021.1366 | 0.005504 | 1020.615 | 0 | 1092.3315 | 0.065835 | 1020.615 | 0.025279 | 1093.1822 | 0.00057972 | 1092.3315 | 0.078603 | 1004.5597 | 0
|  | 1021.3809 | -0.0019251 | 1020.8584 | -0.0076298 | 743.4641 | 0 | 1021.3809 | -0.0050821 | 1020.8584 | 0.54951 | 1010.3318 | 0 | 1020.8584 | -0.4116 | 1021.3808 | 0 | 1021.3808 | 0 | 743.4641 | 0.0046274 | 1021.3808 | 0 | 1021.3809 | 0.0046863 | 1015.3 | 0.006019 | 1021.3808 | 0 | 742.2778 | 0.00053054 | 1021.3808 | 0 | 1021.3809 | 0 | 1020.8584 | 0 | 1092.4999 | 0.077128 | 1020.8584 | -0.21285 | 1093.3528 | 0 | 1092.4999 | 0.076734 | 1004.7974 | 0
|  | 1021.6251 | 0.029348 | 1021.1017 | -0.040022 | 743.5939 | 0.0040997 | 1021.6251 | -0.0085905 | 1021.1017 | -0.98562 | 1010.5741 | 0 | 1021.1017 | 0.18055 | 1021.6251 | 0 | 1021.6251 | 0 | 743.5939 | 0.011331 | 1021.6251 | 0 | 1021.6251 | 0 | 1015.5 | 0.013211 | 1021.6251 | 0 | 742.399 | 0.00028118 | 1021.6251 | 0 | 1021.6251 | 0.010247 | 1021.1017 | 0 | 1092.6683 | 0.070544 | 1021.1017 | 0.086351 | 1093.5234 | 0.00057972 | 1092.6683 | 0.078603 | 1005.0351 | 0
|  | 1021.8694 | -0.014287 | 1021.3451 | -0.018445 | 743.7237 | 0 | 1021.8694 | -0.037205 | 1021.3451 | 0.41905 | 1010.8163 | 0 | 1021.3451 | -0.45227 | 1021.8694 | 0 | 1021.8694 | 0 | 743.7237 | 0.004227 | 1021.8694 | 0 | 1021.8694 | 0.027673 | 1015.8 | 0.00096913 | 1021.8694 | 0 | 742.5201 | 0.00054565 | 1021.8694 | 0 | 1021.8694 | 0 | 1021.3451 | 0 | 1092.8366 | 0.077704 | 1021.3451 | 0.034179 | 1093.694 | 0 | 1092.8366 | 0.076838 | 1005.2728 | 0
|  | 1022.1136 | 0.014385 | 1021.5885 | 0.0071998 | 743.8535 | 0.010508 | 1022.1136 | 0.00065591 | 1021.5885 | -1.1249 | 1011.0586 | 0 | 1021.5885 | 0.19533 | 1022.1137 | 0 | 1022.1137 | 0 | 743.8535 | 0.0034475 | 1022.1137 | 0 | 1022.1136 | 0 | 1016 | 0.0028055 | 1022.1137 | 0 | 742.6413 | 0.00026429 | 1022.1137 | 0 | 1022.1137 | 0.0063033 | 1021.5885 | 0 | 1093.005 | 0.071169 | 1021.5885 | 0.040959 | 1093.8646 | 0.00057972 | 1093.005 | 0.078863 | 1005.5104 | 0
|  | 1022.358 | 0.014787 | 1021.8318 | -0.0041509 | 743.9833 | 0 | 1022.358 | -0.01609 | 1021.8318 | 0.31116 | 1011.3008 | 0 | 1021.8318 | 0 | 1022.358 | 0 | 1022.358 | 0 | 743.9833 | 0.0050308 | 1022.358 | 0 | 1022.358 | 0.03823 | 1016.3 | -0.0013262 | 1022.358 | 0 | 742.7625 | 0.00050813 | 1022.358 | 0 | 1022.358 | 0 | 1021.8319 | 0 | 1093.1734 | 0.077704 | 1021.8318 | 0.11234 | 1094.0351 | 0 | 1093.1734 | 0.076838 | 1005.7482 | 0
|  | 1022.6022 | 0.0003541 | 1022.0752 | 0.0021151 | 744.1132 | 0.012872 | 1022.6022 | -0.0001227 | 1022.0752 | 0 | 1011.5431 | 0 | 1022.0752 | 0 | 1022.6022 | 0 | 1022.6022 | 0 | 744.1132 | 0.017867 | 1022.6022 | 0 | 1022.6022 | 0 | 1016.5 | 0.0011222 | 1022.6022 | 0 | 742.8836 | 0.00024384 | 1022.6022 | 0 | 1022.6022 | 0.0078352 | 1022.0752 | 0 | 1093.3418 | 0.071313 | 1022.0752 | 0.0010837 | 1094.2057 | 0.00034783 | 1093.3418 | 0.078603 | 1005.9858 | 0
|  | 1022.8466 | -0.0050144 | 1022.3186 | -0.057803 | 744.243 | 0 | 1022.8466 | -0.024832 | 1022.3186 | 0 | 1011.7854 | 0 | 1022.3186 | 0 | 1022.8465 | 0 | 1022.8465 | 0 | 744.243 | 0.0028921 | 1022.8465 | 0 | 1022.8466 | 0.018741 | 1016.8 | -0.0083652 | 1022.8465 | 0 | 743.0048 | 0.00051755 | 1022.8465 | 0 | 1022.8466 | 0 | 1022.3186 | 0 | 1093.5102 | 0.077224 | 1022.3186 | -0.16765 | 1094.3763 | 0 | 1093.5102 | 0.076734 | 1006.2236 | 0
|  | 1023.0908 | 0.032111 | 1022.562 | -0.01276 | 744.3729 | 0.015499 | 1023.0908 | -0.022495 | 1022.562 | 0 | 1012.0276 | 0 | 1022.562 | 0 | 1023.0909 | 0 | 1023.0909 | 0 | 744.3729 | 0 | 1023.0909 | 0 | 1023.0908 | 0 | 1017 | 0.0092325 | 1023.0909 | 0 | 743.126 | 0.00027372 | 1023.0909 | 0 | 1023.0908 | 0.013602 | 1022.562 | 0 | 1093.6785 | 0.068189 | 1022.562 | -0.096256 | 1094.5469 | 0.00081146 | 1093.6785 | 0.078655 | 1006.4612 | 0
|  | 1023.3351 | -0.0047843 | 1022.8054 | -0.041071 | 744.5028 | 0 | 1023.3351 | -0.0061187 | 1022.8054 | 0 | 1012.27 | 0 | 1022.8054 | 0 | 1023.3352 | 0 | 1023.3352 | 0 | 744.5028 | 0.0043605 | 1023.3352 | 0 | 1023.3351 | 0 | 1017.2 | -0.0065293 | 1023.3352 | 0 | 743.2472 | 0.00053996 | 1023.3352 | 0 | 1023.3351 | 0 | 1022.8054 | 0 | 1093.8469 | 0.077704 | 1022.8054 | 0.0062396 | 1094.7175 | 0 | 1093.8469 | 0.07663 | 1006.699 | 0
|  | 1023.5795 | 0.014316 | 1023.0488 | -0.023269 | 744.6327 | 0.013047 | 1023.5795 | 0.01091 | 1023.0488 | 0 | 1012.5123 | 0 | 1023.0488 | 0 | 1023.5795 | 0 | 1023.5795 | 0 | 744.6327 | 0.014105 | 1023.5795 | 0 | 1023.5795 | 0 | 1017.5 | 0.0063253 | 1023.5795 | 0 | 743.3683 | 0.00026624 | 1023.5795 | 0 | 1023.5795 | 0.0055182 | 1023.0488 | 0 | 1094.0153 | 0.067421 | 1023.0488 | -0.047944 | 1094.8881 | 0.00057972 | 1094.0153 | 0.078551 | 1006.9367 | 0
|  | 1023.8238 | 0.00073931 | 1023.2922 | -0.035692 | 744.7626 | 0 | 1023.8238 | -0.054491 | 1023.2922 | 0 | 1012.7546 | 0 | 1023.2922 | 0 | 1023.8238 | 0 | 1023.8238 | 0 | 744.7626 | 0.011848 | 1023.8238 | 0 | 1023.8238 | 0.026227 | 1017.7 | -0.0045398 | 1023.8238 | 0 | 743.4895 | 0.00053054 | 1023.8238 | 0 | 1023.8238 | 0 | 1023.2922 | 0 | 1094.1837 | 0.077896 | 1023.2922 | -0.11832 | 1095.0587 | 0 | 1094.1837 | 0.076474 | 1007.1744 | 0
|  | 1024.0681 | 0.010909 | 1023.5356 | -0.0057975 | 744.8925 | 0.010771 | 1024.0681 | 0.0090834 | 1023.5356 | 0 | 1012.9968 | 0 | 1023.5356 | 0 | 1024.0681 | 0 | 1024.0681 | 0 | 744.8925 | 0 | 1024.0681 | 0 | 1024.0681 | 0 | 1018 | 0.010916 | 1024.0681 | 0 | 743.6107 | 0.00026909 | 1024.0681 | 0 | 1024.0681 | 0.0061209 | 1023.5356 | 0 | 1094.352 | 0.067276 | 1023.5356 | 0.10471 | 1095.2293 | 0.00011594 | 1094.352 | 0.078551 | 1007.4122 | 0
|  | 1024.3125 | -0.016839 | 1023.779 | -0.022351 | 745.0224 | 0 | 1024.3125 | -0.019046 | 1023.779 | 0 | 1013.2392 | 0 | 1023.779 | 0 | 1024.3125 | 0 | 1024.3125 | 0 | 745.0224 | 0.010485 | 1024.3125 | 0 | 1024.3125 | 0.047795 | 1018.2 | -0.0074475 | 1024.3125 | 0 | 743.7319 | 0.00051293 | 1024.3125 | 0 | 1024.3125 | 0 | 1023.779 | 0 | 1094.5204 | 0.078665 | 1023.779 | 0 | 1095.3999 | 0 | 1094.5204 | 0.076578 | 1007.6499 | 0
|  | 1024.5568 | 0.0082992 | 1024.0224 | 0.0095943 | 745.1524 | 0.014448 | 1024.5568 | -0.014633 | 1024.0224 | 0 | 1013.4815 | 0 | 1024.0224 | 0 | 1024.5568 | 0 | 1024.5568 | 0 | 745.1524 | 0.00064498 | 1024.5568 | 0 | 1024.5568 | 0 | 1018.5 | 0.0058659 | 1024.5568 | 0 | 743.853 | 0.00024846 | 1024.5568 | 0 | 1024.5568 | 0.0095097 | 1024.0224 | 0 | 1094.6888 | 0.068045 | 1024.0224 | 0 | 1095.5704 | 0.00057972 | 1094.6888 | 0.078707 | 1007.8876 | 0
|  | 1024.8011 | -0.027686 | 1024.2658 | -0.041912 | 745.2823 | 0 | 1024.8011 | -0.014324 | 1024.2658 | 0 | 1013.7238 | 0 | 1024.2658 | 0 | 1024.8011 | 0 | 1024.8011 | 0 | 745.2823 | 0.00396 | 1024.8011 | 0 | 1024.8011 | 1.6895e-05 | 1018.7 | 0.0037236 | 1024.8011 | 0 | 743.9742 | 0.00049319 | 1024.8011 | 0 | 1024.8012 | 0 | 1024.2658 | 0 | 1094.8572 | 0.078041 | 1024.2658 | 0 | 1095.741 | 0 | 1094.8572 | 0.076474 | 1008.1254 | 0
|  | 1025.0455 | 0.046387 | 1024.5093 | -0.032217 | 745.4123 | 0.010508 | 1025.0455 | 0.003385 | 1024.5093 | 0 | 1013.9661 | 0 | 1024.5093 | 0 | 1025.0455 | 0 | 1025.0455 | 0 | 745.4123 | 0.0078519 | 1025.0455 | 0 | 1025.0455 | 0 | 1018.9 | 0.0090795 | 1025.0455 | 0 | 744.0954 | 0.00025059 | 1025.0455 | 0 | 1025.0455 | 0.0084519 | 1024.5093 | 0 | 1095.0255 | 0.065931 | 1024.5093 | 0 | 1095.9116 | 0.00057972 | 1095.0255 | 0.078551 | 1008.3632 | 0
|  | 1025.2898 | -0.024893 | 1024.7527 | -0.051054 | 745.5423 | 0 | 1025.2898 | -0.024762 | 1024.7527 | 0 | 1014.2085 | 0 | 1024.7527 | 0 | 1025.2898 | 0 | 1025.2898 | 0 | 745.5423 | 0.0038265 | 1025.2898 | 0 | 1025.2898 | 3.3999e-05 | 1019.2 | -0.0043867 | 1025.2898 | 0 | 744.2166 | 0.00053374 | 1025.2898 | 0 | 1025.2898 | 0 | 1024.7527 | 0 | 1095.1939 | 0.078041 | 1024.7527 | 0 | 1096.0822 | 0 | 1095.1939 | 0.076111 | 1008.6009 | 0
|  | 1025.5342 | 0.027642 | 1024.9961 | -0.044628 | 745.6723 | 0.012434 | 1025.5342 | 0.02643 | 1024.9961 | 0 | 1014.4509 | 0 | 1024.9961 | 0 | 1025.5342 | 0 | 1025.5342 | 0 | 745.6723 | 0.010908 | 1025.5342 | 0 | 1025.5342 | 0 | 1019.4 | -0.0019383 | 1025.5342 | 0 | 744.3378 | 0.00028439 | 1025.5342 | 0 | 1025.5342 | 0.010822 | 1024.9961 | 0 | 1095.3623 | 0.066315 | 1024.9961 | 0 | 1096.2528 | 0.00081146 | 1095.3623 | 0.078447 | 1008.8387 | 0
|  | 1025.7786 | 0.00046686 | 1025.2395 | -0.021575 | 745.8023 | 0 | 1025.7786 | -0.034029 | 1025.2395 | 0 | 1014.6932 | 0 | 1025.2395 | 0 | 1025.7786 | 0 | 1025.7786 | 0 | 745.8023 | 0.005407 | 1025.7786 | 0 | 1025.7786 | 4.1115e-05 | 1019.7 | -0.0080593 | 1025.7786 | 0 | 744.4589 | 0.0005437 | 1025.7786 | 0 | 1025.7786 | 0 | 1025.2395 | 0 | 1095.5306 | 0.07905 | 1025.2395 | 0 | 1096.4234 | 0 | 1095.5306 | 0.076371 | 1009.0765 | 0
|  | 1026.0229 | -0.0050033 | 1025.483 | 0.015581 | 745.9323 | 0.020053 | 1026.0229 | 0.022724 | 1025.483 | 0 | 1014.9355 | 0 | 1025.483 | 0 | 1026.023 | 0 | 1026.023 | 0 | 745.9323 | 0.008134 | 1026.023 | 0 | 1026.0229 | 0 | 1019.9 | -0.0091305 | 1026.023 | 0 | 744.5801 | 0.00026055 | 1026.023 | 0 | 1026.023 | 0.013918 | 1025.483 | 0 | 1095.699 | 0.069439 | 1025.483 | 0 | 1096.594 | 0.00057972 | 1095.699 | 0.078863 | 1009.3142 | 0
|  | 1026.2673 | 0.0005352 | 1025.7264 | -0.041585 | 746.0623 | 0 | 1026.2673 | -0.024808 | 1025.7264 | 0 | 1015.1779 | 0 | 1025.7264 | 0 | 1026.2673 | 0 | 1026.2673 | 0 | 746.0623 | 0.0095445 | 1026.2673 | 0 | 1026.2673 | 2.7198e-05 | 1020.2 | -0.0051518 | 1026.2673 | 0 | 744.7013 | 0.00052502 | 1026.2673 | 0 | 1026.2673 | 0 | 1025.7264 | 0 | 1095.8673 | 0.077704 | 1025.7264 | 0 | 1096.7646 | 0 | 1095.8673 | 0.067856 | 1009.552 | 0
|  | 1026.5117 | 0.023204 | 1025.9699 | 0.0062339 | 746.1924 | 0.0050107 | 1026.5117 | 0.026668 | 1025.9699 | 0 | 1015.4203 | 0 | 1025.9699 | 0 | 1026.5117 | 0 | 1026.5117 | 0 | 746.1924 | 0.0085101 | 1026.5117 | 0 | 1026.5117 | 0 | 1020.4 | 0.012599 | 1026.5117 | 0 | 744.8225 | 0.00026429 | 1026.5117 | 0 | 1026.5117 | 0.011185 | 1025.9699 | 0 | 1096.0357 | 0.046661 | 1025.9699 | 0 | 1096.9352 | 0.00034783 | 1096.0357 | 0.043403 | 1009.7898 | 0
|  | 1026.7561 | -0.013004 | 1026.2133 | -0.13576 | 746.3224 | 0 | 1026.7561 | -0.031605 | 1026.2133 | 0 | 1015.6627 | 0 | 1026.2133 | 0 | 1026.7561 | 0 | 1026.7561 | 0 | 746.3224 | 0 | 1026.7561 | 0 | 1026.7561 | 0 | 1020.6 | -0.016017 | 1026.7561 | 0 | 744.9437 | 0.00052093 | 1026.7561 | 0 | 1026.7561 | 0 | 1026.2133 | 0 | 1096.2041 | 0.0021963 | 1026.2133 | 0 | 1097.1058 | 0 | 1096.2041 | 0.016977 | 1010.0276 | 0
|  | 1027.0005 | 0.030133 | 1026.4568 | -0.086172 | 746.4525 | 0.0025813 | 1027.0005 | -0.031357 | 1026.4568 | 0 | 1015.9051 | 0 | 1026.4568 | 0 | 1027.0005 | 0 | 1027.0005 | 0 | 746.4525 | 0 | 1027.0005 | 0 | 1027.0005 | 0 | 1020.9 | -0.010967 | 1027.0005 | 0 | 745.0648 | 0.00025664 | 1027.0005 | 0 | 1027.0005 | 0 | 1026.4568 | 0 | 1096.3724 | 0 | 1026.4568 | 0 | 1097.2764 | 0.00081146 | 1096.3724 | 0.0011606 | 1010.2654 | 0
|  | 1027.2449 | -0.025405 | 1026.7002 | -0.12093 | 746.5825 | 0 | 1027.2449 | -0.017753 | 1026.7002 | 0 | 1016.1475 | 0 | 1026.7002 | 0 | 1027.2449 | 0 | 1027.2449 | 0 | 746.5825 | 0 | 1027.2449 | 0 | 1027.2449 | 0 | 1021.1 | -0.0022444 | 1027.2449 | 0 | 745.186 | 0.00050599 | 1027.2449 | 0 | 1027.2449 | 0 | 1026.7002 | 0 | 1096.5408 | 0 | 1026.7002 | 0 | 1097.447 | 0 | 1096.5408 | 0.0010804 | 1010.5032 | 0
|  | 1027.4893 | 0.0019699 | 1026.9437 | -0.10146 | 746.7126 | 0.0089317 | 1027.4893 | 0.016828 | 1026.9437 | 0 | 1016.3898 | 0 | 1026.9437 | 0 | 1027.4893 | 0 | 1027.4893 | 0 | 746.7126 | 0 | 1027.4893 | 0 | 1027.4893 | 0 | 1021.4 | -0.0086717 | 1027.4893 | 0 | 745.3072 | 0.00024935 | 1027.4893 | 0 | 1027.4893 | 0 | 1026.9437 | 0 | 1096.7091 | 0.00025349 | 1026.9437 | 0 | 1097.6176 | 0.00081146 | 1096.7091 | 0.00096277 | 1010.741 | 0
|  | 1027.7338 | 0.0020237 | 1027.1872 | -0.12847 | 746.8427 | 0 | 1027.7338 | -0.01582 | 1027.1872 | 0 | 1016.6323 | 0 | 1027.1872 | 0 | 1027.7337 | 0 | 1027.7337 | 0 | 746.8427 | 0 | 1027.7337 | 0 | 1027.7338 | 0 | 1021.6 | -0.012038 | 1027.7337 | 0 | 745.4284 | 0.00048394 | 1027.7337 | 0 | 1027.7338 | 0 | 1027.1872 | 0 | 1096.8775 | 0 | 1027.1872 | 0 | 1097.7882 | 0 | 1096.8775 | 0.0012689 | 1010.9788 | 0
|  | 1027.9781 | 0.022793 | 1027.4306 | -0.095409 | 746.9729 | 0.006681 | 1027.9781 | 0.024028 | 1027.4306 | 0 | 1016.8747 | 0 | 1027.4306 | 0 | 1027.9782 | 0 | 1027.9782 | 0 | 746.9729 | 0 | 1027.9782 | 0 | 1027.9781 | 0 | 1021.9 | -0.011732 | 1027.9782 | 0 | 745.5496 | 0.00035161 | 1027.9782 | 0 | 1027.9781 | 0.0011756 | 1027.4306 | 0 | 1097.0459 | 0.0032955 | 1027.4306 | 0 | 1097.9588 | 0.00081146 | 1097.0459 | 0.0013748 | 1011.2166 | 0

## Normalized Spectra
LED Item # | M365L3 |  | M365LP1 |  | M385L2 |  | M385L3 |  | M385LP1 |  | M405L4 |  | M405LP1 |  | M455L4 |  | M470L5 |  | M505L3 |  | M505L4 |  | M530L4 |  | M590L3 |  | M590L4 |  | M617L3 |  | M617L4 |  | M625L4 |  | M660L4 |  | M780L3 |  | M810L3 |  | M850L3 |  | M940L3 |  | MCWHL8-C4
Spectra | Wavelength (nm) | Normalized Intensity | Wavelength (nm) | Normalized Intensity | Wavelength (nm) | Normalized Intensity | Wavelength (nm) | Normalized Intensity | Wavelength (nm) | Normalized Intensity | Wavelength (nm) | Normalized Intensity | Wavelength (nm) | Normalized Intensity | Wavelength (nm) | Normalized Intensity | Wavelength (nm) | Normalized Intensity | Wavelength (nm) | Normalized Intensity | Wavelength (nm) | Normalized Intensity | Wavelength (nm) | Normalized Intensity | Wavelength (nm) | Normalized Intensity | Wavelength (nm) | Normalized Intensity | Wavelength (nm) | Normalized Intensity | Wavelength (nm) | Normalized Intensity | Wavelength (nm) | Normalized Intensity | Wavelength (nm) | Normalized Intensity | Wavelength (nm) | Normalized Intensity | Wavelength (nm) | Normalized Intensity | Wavelength (nm) | Normalized Intensity | Wavelength (nm) | Normalized Intensity | Wavelength (nm) | Normalized Intensity
| 200.0376 | 0.0012608 | 199.9755 | -0.00095781 | 319.0612 | 3.4765e-05 | 200.0376 | 0.000981 | 199.9755 | 0 | 192.9252 | 0 | 199.9755 | 0 | 200.0376 | 0 | 199.7603 | 0 | 319.0612 | 0.00084224 | 200.0376 | 0 | 200.0376 | 1.0355e-05 | 194.11 | 0.0010836 | 200.0376 | 0 | 320.1482 | 1.2097e-05 | 200.0376 | 0 | 200.0376 | 0.00034046 | 199.9755 | 0 | 498.5586 | 0.00155 | 199.9755 | 0 | 497.0539 | 6.6672e-06 | 498.5586 | 0.00395 | 199.7603 | 0
| 200.2403 | 0.00038291 | 200.1769 | -0.00050654 | 319.1756 | 0 | 200.2403 | -0.00067271 | 200.1769 | 0 | 193.13 | 0 | 200.1769 | 0 | 200.2403 | 0 | 199.9619 | 0 | 319.1756 | 0.00218 | 200.2403 | 0 | 200.2403 | 0 | 194.31 | -0.00093193 | 200.2403 | 0 | 320.2569 | 1.1395e-05 | 200.2403 | 0 | 200.2403 | 0 | 200.1769 | 0 | 498.7121 | 0.00204 | 200.1769 | 0 | 497.2087 | 3.0002e-05 | 498.7121 | 0.00397 | 199.9619 | 0
| 200.443 | 0.00011969 | 200.3784 | 9.9124e-05 | 319.2899 | 0 | 200.443 | -0.00037906 | 200.3784 | 0 | 193.3348 | 0 | 200.3784 | 0 | 200.443 | 0 | 200.1636 | 0 | 319.2899 | 0.00115 | 200.443 | 0 | 200.443 | 1.3208e-05 | 194.52 | 0.00066102 | 200.443 | 0 | 320.3656 | 1.0692e-05 | 200.443 | 0 | 200.443 | 0.00025352 | 200.3784 | 0 | 498.8657 | 0.00174 | 200.3784 | 0 | 497.3637 | 0 | 498.8657 | 0.00375 | 200.1636 | 0
| 200.6458 | 0.00050949 | 200.5799 | -0.00013139 | 319.4043 | 0.00086701 | 200.6458 | -0.00016561 | 200.5799 | 0 | 193.5396 | 0 | 200.5799 | 0 | 200.6458 | 0 | 200.3652 | 0 | 319.4043 | 0.00076162 | 200.6458 | 0 | 200.6458 | 0 | 194.72 | -0.00067186 | 200.6458 | 0 | 320.4742 | 1.1067e-05 | 200.6458 | 0 | 200.6458 | 0 | 200.5799 | 0 | 499.0192 | 0.00197 | 200.5799 | 0 | 497.5186 | 0 | 499.0192 | 0.00396 | 200.3652 | 0
| 200.8485 | 0.00038534 | 200.7814 | 0.00083922 | 319.5186 | 0 | 200.8485 | 0.00016265 | 200.7814 | 0 | 193.7444 | 0 | 200.7814 | 0 | 200.8485 | 0 | 200.5669 | 0 | 319.5186 | 0.00041639 | 200.8485 | 0 | 200.8485 | 1.6362e-05 | 194.92 | -0.00089942 | 200.8485 | 0 | 320.583 | 9.4272e-06 | 200.8485 | 0 | 200.8485 | 0.00048773 | 200.7814 | 0 | 499.1728 | 0.00186 | 200.7814 | 0 | 497.6735 | 0 | 499.1728 | 0.00381 | 200.5669 | 0
| 201.0513 | 0.00036217 | 200.9829 | 0.00017593 | 319.633 | 0.00038148 | 201.0513 | 8.2821e-06 | 200.9829 | 0 | 193.9493 | 0 | 200.9829 | 0 | 201.0513 | 0 | 200.7686 | 0 | 319.633 | 0.00156 | 201.0513 | 0 | 201.0513 | 0 | 195.12 | 0.00066102 | 201.0513 | 0 | 320.6917 | 8.1273e-06 | 201.0513 | 0 | 201.0513 | 0 | 200.9829 | 0 | 499.3263 | 0.00070336 | 200.9829 | 0 | 497.8284 | 3.0002e-05 | 499.3263 | 0.00396 | 200.7686 | 0
| 201.2541 | -0.00027577 | 201.1845 | 0.00053809 | 319.7473 | 0 | 201.2541 | -4.4035e-05 | 201.1845 | 0 | 194.1542 | 0 | 201.1845 | 0 | 201.2541 | 0 | 200.9704 | 0 | 319.7473 | 0.0001041 | 201.2541 | 0 | 201.2541 | 1.2601e-05 | 195.33 | -0.00057433 | 201.2541 | 0 | 320.8004 | 7.2021e-06 | 201.2541 | 0 | 201.2541 | 0.00020965 | 201.1845 | 0 | 499.4799 | 0.00134 | 201.1845 | 0 | 497.9833 | 0 | 499.4799 | 0.00374 | 200.9703 | 0
| 201.4569 | 0.00032879 | 201.3861 | -0.000644 | 319.8616 | 0.00032946 | 201.4569 | -0.00081926 | 201.3861 | 0 | 194.359 | 0 | 201.3861 | 0 | 201.4569 | 0 | 201.1721 | 0 | 319.8616 | 0.00053456 | 201.4569 | 0 | 201.4569 | 0 | 195.53 | -0.0011595 | 201.4569 | 0 | 320.9091 | 7.8579e-06 | 201.4569 | 0 | 201.4569 | 0 | 201.3861 | 0 | 499.6335 | 0.0013 | 201.3861 | 0 | 498.1383 | 3.0002e-05 | 499.6335 | 0.00391 | 201.1721 | 0
| 201.6597 | 0.0013014 | 201.5876 | 0.00085928 | 319.976 | 0 | 201.6597 | 0.00025029 | 201.5876 | 0 | 194.5639 | 0 | 201.5876 | 0 | 201.6597 | 0 | 201.3738 | 0 | 319.976 | 0.0009558 | 201.6597 | 0 | 201.6597 | 1.7937e-05 | 195.73 | 0.0014413 | 201.6597 | 0 | 321.0178 | 7.6823e-06 | 201.6597 | 0 | 201.6597 | 0.00046581 | 201.5876 | 0 | 499.7871 | 0.00221 | 201.5876 | 0 | 498.2932 | 0 | 499.7871 | 0.00374 | 201.3738 | 0
| 201.8626 | -0.00010338 | 201.7892 | -0.00045844 | 320.0903 | 0 | 201.8626 | -0.00044961 | 201.7892 | 0 | 194.7688 | 0 | 201.7892 | 0 | 201.8626 | 0 | 201.5756 | 0 | 320.0903 | 0.00153 | 201.8626 | 0 | 201.8626 | 0 | 195.93 | -0.0027199 | 201.8626 | 0 | 321.1266 | 7.4364e-06 | 201.8626 | 0 | 201.8626 | 0 | 201.7893 | 0 | 499.9407 | 0.00185 | 201.7892 | 0 | 498.4482 | 1.0001e-05 | 499.9407 | 0.00395 | 201.5756 | 0
| 202.0655 | 0.0013533 | 201.9909 | 0.0022873 | 320.2046 | 0.00013905 | 202.0655 | 0.0012682 | 201.9909 | 0 | 194.9738 | 0 | 201.9909 | 0 | 202.0655 | 0 | 201.7774 | 0 | 320.2046 | 0.00035962 | 202.0655 | 0 | 202.0655 | 2.9264e-05 | 196.13 | 0.00033593 | 202.0655 | 0 | 321.2353 | 8.1273e-06 | 202.0655 | 0 | 202.0655 | 0.00062199 | 201.9909 | 0 | 500.0942 | 0.00102 | 201.9909 | 0 | 498.6032 | 6.6672e-06 | 500.0942 | 0.00379 | 201.7774 | 0
| 202.2683 | -0.0002455 | 202.1925 | -0.00023679 | 320.3189 | 0.00045084 | 202.2683 | 0.00023049 | 202.1925 | 0 | 195.1787 | 0 | 202.1925 | 0 | 202.2683 | 0 | 201.9792 | 0 | 320.3189 | 0.00198 | 202.2683 | 0 | 202.2683 | 0 | 196.34 | -0.0017771 | 202.2683 | 0 | 321.3441 | 7.4949e-06 | 202.2683 | 0 | 202.2683 | 0 | 202.1925 | 0 | 500.2479 | 0.00107 | 202.1925 | 0 | 498.7581 | 5.0004e-05 | 500.2479 | 0.00405 | 201.9792 | 0
| 202.4713 | 0.0014255 | 202.3942 | 0.00043887 | 320.4332 | 0.00027809 | 202.4713 | 0.00044919 | 202.3942 | 0 | 195.3836 | 0 | 202.3942 | 0 | 202.4712 | 0 | 202.181 | 0 | 320.4332 | 0.00144 | 202.4712 | 0 | 202.4713 | 1.5507e-05 | 196.54 | 0.0019939 | 202.4712 | 0 | 321.4528 | 7.4129e-06 | 202.4712 | 0 | 202.4712 | 0.00026988 | 202.3942 | 0 | 500.4015 | 0.00193 | 202.3942 | 0 | 498.9131 | 0 | 500.4015 | 0.00387 | 202.181 | 0
| 202.6742 | -2.1022e-05 | 202.5959 | -0.00050965 | 320.5475 | 0 | 202.6742 | -0.00069336 | 202.5959 | 0 | 195.5886 | 0 | 202.5959 | 0 | 202.6742 | 0 | 202.3828 | 0 | 320.5475 | 0 | 202.6742 | 0 | 202.6742 | 0 | 196.74 | -0.0026224 | 202.6742 | 0 | 321.5616 | 7.0382e-06 | 202.6742 | 0 | 202.6742 | 0 | 202.5959 | 0 | 500.5551 | 0.00146 | 202.5959 | 0 | 499.0681 | 3.0002e-05 | 500.5551 | 0.0041 | 202.3828 | 0
| 202.8771 | 0.00069201 | 202.7976 | 0.00045303 | 320.6619 | 0 | 202.8771 | -1.7174e-05 | 202.7976 | 0 | 195.7936 | 0 | 202.7976 | 0 | 202.8771 | 0 | 202.5846 | 0 | 320.6619 | 0.0006719 | 202.8771 | 0 | 202.8771 | 1.9729e-05 | 196.94 | -0.00028175 | 202.8771 | 0 | 321.6704 | 8.6426e-06 | 202.8771 | 0 | 202.8771 | 0.00049749 | 202.7976 | 0 | 500.7088 | 0.00218 | 202.7976 | 0 | 499.2231 | 0 | 500.7088 | 0.00383 | 202.5846 | 0
| 203.08 | -0.0002374 | 202.9993 | -0.00044469 | 320.7761 | 0.00032946 | 203.08 | 3.9129e-05 | 202.9993 | 0 | 195.9986 | 0 | 202.9993 | 0 | 203.0801 | 0 | 202.7865 | 0 | 320.7761 | 0.00124 | 203.0801 | 0 | 203.08 | 0 | 197.15 | -0.0032725 | 203.0801 | 0 | 321.7791 | 9.3218e-06 | 203.0801 | 0 | 203.08 | 0 | 202.9993 | 0 | 500.8624 | 0.00192 | 202.9993 | 0 | 499.3781 | 1.0001e-05 | 500.8624 | 0.00405 | 202.7865 | 0
| 203.283 | 0.00071459 | 203.201 | 4.5121e-05 | 320.8904 | 0 | 203.283 | 0.00028151 | 203.201 | 0 | 196.2036 | 0 | 203.201 | 0 | 203.283 | 0 | 202.9884 | 0 | 320.8904 | 0.00061512 | 203.283 | 0 | 203.283 | 1.1589e-05 | 197.35 | -0.00070437 | 203.283 | 0 | 321.8879 | 1.0259e-05 | 203.283 | 0 | 203.283 | 0.00034185 | 203.201 | 0 | 501.0161 | 0.00323 | 203.201 | 0 | 499.5331 | 0 | 501.0161 | 0.00388 | 202.9884 | 0
| 203.486 | 0.00066256 | 203.4028 | -0.00072501 | 321.0047 | 0.00022542 | 203.486 | -0.00031572 | 203.4028 | 0 | 196.4086 | 0 | 203.4028 | 0 | 203.486 | 0 | 203.1902 | 0 | 321.0047 | 0.00204 | 203.486 | 0 | 203.486 | 0 | 197.55 | -0.00015171 | 203.486 | 0 | 321.9967 | 1.006e-05 | 203.486 | 0 | 203.486 | 0 | 203.4028 | 0 | 501.1698 | 0.00172 | 203.4028 | 0 | 499.6881 | 1.0001e-05 | 501.1698 | 0.00415 | 203.1902 | 0
| 203.689 | 0.0010302 | 203.6046 | 0.00026555 | 321.119 | 0 | 203.689 | 0.0003163 | 203.6046 | 0 | 196.6136 | 0 | 203.6046 | 0 | 203.689 | 0 | 203.3921 | 0 | 321.119 | 0.00192 | 203.689 | 0 | 203.689 | 1.7959e-05 | 197.75 | -0.00063934 | 203.689 | 0 | 322.1055 | 1.02e-05 | 203.689 | 0 | 203.689 | 0.00043413 | 203.6045 | 0 | 501.3234 | 0.00221 | 203.6046 | 0 | 499.8432 | 6.6672e-06 | 501.3234 | 0.00399 | 203.3921 | 0
| 203.892 | -0.00038365 | 203.8063 | 0.0001065 | 321.2333 | 0.00031212 | 203.892 | -0.00080375 | 203.8063 | 0 | 196.8187 | 0 | 203.8063 | 0 | 203.892 | 0 | 203.594 | 0 | 321.2333 | 0.00116 | 203.892 | 0 | 203.892 | 0 | 197.96 | 0.00017338 | 203.892 | 0 | 322.2143 | 1.0633e-05 | 203.892 | 0 | 203.892 | 0 | 203.8064 | 0 | 501.4771 | 0.00185 | 203.8063 | 0 | 499.9982 | 1.0001e-05 | 501.4771 | 0.00423 | 203.594 | 0
| 204.0951 | 0.0011581 | 204.0082 | 0.00047108 | 321.3476 | 0 | 204.0951 | 0.00035736 | 204.0082 | 0 | 197.0237 | 0 | 204.0082 | 0 | 204.0951 | 0 | 203.796 | 0 | 321.3476 | 0.00189 | 204.0951 | 0 | 204.0951 | 1.8404e-05 | 198.16 | 0.0016688 | 204.0951 | 0 | 322.3231 | 9.7551e-06 | 204.0951 | 0 | 204.0951 | 0.00046055 | 204.0082 | 0 | 501.6308 | 0.00241 | 204.0082 | 0 | 500.1532 | 6.6672e-06 | 501.6308 | 0.00406 | 203.796 | 0
| 204.2981 | -0.00029546 | 204.21 | -0.00056163 | 321.4619 | 0.00128 | 204.2981 | -0.00071597 | 204.21 | 0 | 197.2288 | 0 | 204.21 | 0 | 204.2981 | 0 | 203.9979 | 0 | 321.4619 | 0 | 204.2981 | 0 | 204.2981 | 0 | 198.36 | -0.00076939 | 204.2981 | 0 | 322.4319 | 1.0013e-05 | 204.2981 | 0 | 204.2981 | 0 | 204.21 | 0 | 501.7845 | 0.00178 | 204.21 | 0 | 500.3083 | 3.0002e-05 | 501.7845 | 0.00423 | 203.9979 | 0
| 204.5012 | 0.0010768 | 204.4118 | -8.9387e-05 | 321.5762 | 0.00048665 | 204.5012 | 6.3407e-05 | 204.4118 | 0 | 197.4339 | 0 | 204.4118 | 0 | 204.5012 | 0 | 204.1998 | 0 | 321.5762 | 0 | 204.5012 | 0 | 204.5012 | 1.0834e-05 | 198.56 | 0.0016363 | 204.5012 | 0 | 322.5407 | 9.193e-06 | 204.5012 | 0 | 204.5012 | 0.00025428 | 204.4118 | 0 | 501.9382 | 0.00294 | 204.4118 | 0 | 500.4633 | 0 | 501.9382 | 0.00394 | 204.1998 | 0
| 204.7043 | 9.3421e-05 | 204.6137 | -0.00023179 | 321.6904 | 0 | 204.7043 | -0.00066101 | 204.6137 | 0 | 197.639 | 0 | 204.6137 | 0 | 204.7043 | 0 | 204.4018 | 0 | 321.6904 | 0.00139 | 204.7043 | 0 | 204.7043 | 0 | 198.76 | -0.00015171 | 204.7043 | 0 | 322.6495 | 9.7317e-06 | 204.7043 | 0 | 204.7043 | 0 | 204.6137 | 0 | 502.092 | 0.00135 | 204.6137 | 0 | 500.6184 | 3.0002e-05 | 502.092 | 0.00405 | 204.4018 | 0
| 204.9074 | 0.0010405 | 204.8156 | 0.00085846 | 321.8047 | 0.00076474 | 204.9074 | 0.0010298 | 204.8156 | 0 | 197.8441 | 0 | 204.8156 | 0 | 204.9074 | 0 | 204.6038 | 0 | 321.8047 | 0.00072869 | 204.9074 | 0 | 204.9074 | 2.8628e-05 | 198.97 | -0.00047681 | 204.9074 | 0 | 322.7584 | 9.7668e-06 | 204.9074 | 0 | 204.9074 | 0.0004674 | 204.8156 | 0 | 502.2457 | 0.00193 | 204.8156 | 0 | 500.7735 | 0 | 502.2457 | 0.00382 | 204.6038 | 0
| 205.1105 | -0.00035374 | 205.0175 | -0.00066323 | 321.919 | 0.00052021 | 205.1105 | -0.00072523 | 205.0175 | 0 | 198.0493 | 0 | 205.0175 | 0 | 205.1105 | 0 | 204.8058 | 0 | 321.919 | 0.00119 | 205.1105 | 0 | 205.1105 | 0 | 199.17 | -0.0025248 | 205.1105 | 0 | 322.8672 | 8.8651e-06 | 205.1105 | 0 | 205.1105 | 0 | 205.0175 | 0 | 502.3995 | 0.00216 | 205.0175 | 0 | 500.9286 | 3.0002e-05 | 502.3995 | 0.00412 | 204.8058 | 0
| 205.3136 | 0.00030181 | 205.2194 | 0.00060158 | 322.0332 | 0 | 205.3136 | 0.00019535 | 205.2194 | 0 | 198.2544 | 0 | 205.2194 | 0 | 205.3136 | 0 | 205.0078 | 0 | 322.0332 | 0.00209 | 205.3136 | 0 | 205.3136 | 1.5724e-05 | 199.37 | 0.0010186 | 205.3136 | 0 | 322.976 | 8.3498e-06 | 205.3136 | 0 | 205.3136 | 0.00026542 | 205.2194 | 0 | 502.5532 | 0.00243 | 205.2194 | 0 | 501.0836 | 0 | 502.5532 | 0.00388 | 205.0078 | 0
| 205.5168 | 0.00035924 | 205.4214 | -0.00019019 | 322.1475 | 0.00041617 | 205.5168 | 0.00030016 | 205.4214 | 0 | 198.4595 | 0 | 205.4214 | 0 | 205.5168 | 0 | 205.2098 | 0 | 322.1475 | 0.00019395 | 205.5168 | 0 | 205.5168 | 0 | 199.57 | -0.0019072 | 205.5168 | 0 | 323.0849 | 7.0265e-06 | 205.5168 | 0 | 205.5168 | 0 | 205.4214 | 0 | 502.707 | 0.00106 | 205.4214 | 0 | 501.2387 | 0 | 502.707 | 0.0041 | 205.2098 | 0
| 205.72 | 0.00087095 | 205.6233 | -0.00044414 | 322.2617 | 0 | 205.72 | 0.0001801 | 205.6233 | 0 | 198.6647 | 0 | 205.6233 | 0 | 205.72 | 0 | 205.4118 | 0 | 322.2617 | 0.00209 | 205.72 | 0 | 205.72 | 1.2033e-05 | 199.78 | -0.00063934 | 205.72 | 0 | 323.1938 | 6.3004e-06 | 205.72 | 0 | 205.72 | 0.00037102 | 205.6233 | 0 | 502.8607 | 0.00309 | 205.6233 | 0 | 501.3938 | 0 | 502.8607 | 0.00383 | 205.4118 | 0
| 205.9232 | 1.7482e-05 | 205.8253 | -9.4467e-05 | 322.376 | 0 | 205.9232 | -0.0002937 | 205.8253 | 0 | 198.8699 | 0 | 205.8253 | 0 | 205.9232 | 0 | 205.6139 | 0 | 322.376 | 0.00158 | 205.9232 | 0 | 205.9232 | 0 | 199.98 | -0.0015171 | 205.9232 | 0 | 323.3026 | 5.9725e-06 | 205.9232 | 0 | 205.9232 | 0 | 205.8253 | 0 | 503.0145 | 0.00151 | 205.8253 | 0 | 501.5489 | 3.0002e-05 | 503.0145 | 0.0041 | 205.6139 | 0
| 206.1264 | 0.00066365 | 206.0273 | 0.0014704 | 322.4902 | 0 | 206.1264 | 0.00026747 | 206.0273 | 0 | 199.0751 | 0 | 206.0273 | 0 | 206.1264 | 0 | 205.816 | 0 | 322.4902 | 0.00061512 | 206.1264 | 0 | 206.1264 | 2.5005e-05 | 200.18 | 0.00033593 | 206.1264 | 0 | 323.4115 | 6.9328e-06 | 206.1264 | 0 | 206.1264 | 0.00037532 | 206.0273 | 0 | 503.1683 | 0.00188 | 206.0273 | 0 | 501.7041 | 0 | 503.1683 | 0.00388 | 205.816 | 0
| 206.3296 | -3.6633e-05 | 206.2293 | 0.00019452 | 322.6045 | 0.0014 | 206.3296 | 0.00013659 | 206.2293 | 0 | 199.2803 | 0 | 206.2293 | 0 | 206.3296 | 0 | 206.0181 | 0 | 322.6045 | 0.00076162 | 206.3296 | 0 | 206.3296 | 0 | 200.39 | -0.00034676 | 206.3296 | 0 | 323.5204 | 8.666e-06 | 206.3296 | 0 | 206.3296 | 0 | 206.2293 | 0 | 503.3221 | 0.00111 | 206.2293 | 0 | 501.8592 | 1.0001e-05 | 503.3221 | 0.00403 | 206.018 | 0
| 206.5328 | 0.0011353 | 206.4314 | 0.00038935 | 322.7187 | 0.00033023 | 206.5328 | 0.00017875 | 206.4314 | 0 | 199.4856 | 0 | 206.4314 | 0 | 206.5328 | 0 | 206.2202 | 0 | 322.7187 | 0 | 206.5328 | 0 | 206.5328 | 1.0651e-05 | 200.59 | -0.001062 | 206.5328 | 0 | 323.6292 | 8.8534e-06 | 206.5328 | 0 | 206.5328 | 0.00034387 | 206.4314 | 0 | 503.4759 | 0.00183 | 206.4314 | 0 | 502.0143 | 6.6672e-06 | 503.4759 | 0.00379 | 206.2201 | 0
| 206.7361 | -0.00090362 | 206.6334 | 7.7319e-05 | 322.833 | 0.00039883 | 206.7361 | 0.00022812 | 206.6334 | 0 | 199.6908 | 0 | 206.6334 | 0 | 206.7361 | 0 | 206.4223 | 0 | 322.833 | 0.00056294 | 206.7361 | 0 | 206.7361 | 0 | 200.79 | -0.0011595 | 206.7361 | 0 | 323.7381 | 7.9048e-06 | 206.7361 | 0 | 206.7361 | 0 | 206.6334 | 0 | 503.6298 | 0.00107 | 206.6334 | 0 | 502.1695 | 3.0002e-05 | 503.6298 | 0.00406 | 206.4223 | 0
| 206.9394 | 0.00075018 | 206.8355 | 0.00098153 | 322.9472 | 0 | 206.9394 | 0.0001921 | 206.8355 | 0 | 199.8961 | 0 | 206.8355 | 0 | 206.9394 | 0 | 206.6244 | 0 | 322.9472 | 0.00078546 | 206.9394 | 0 | 206.9394 | 1.6893e-05 | 200.99 | 0.0028717 | 206.9394 | 0 | 323.847 | 7.7408e-06 | 206.9394 | 0 | 206.9394 | 0.00028241 | 206.8355 | 0 | 503.7836 | 0.00241 | 206.8355 | 0 | 502.3246 | 0 | 503.7836 | 0.00391 | 206.6244 | 0
| 207.1427 | -0.00017145 | 207.0376 | 5.5843e-06 | 323.0614 | 0.0004335 | 207.1427 | 0.00016942 | 207.0376 | 0 | 200.1013 | 0 | 207.0376 | 0 | 207.1427 | 0 | 206.8265 | 0 | 323.0614 | 0.00022234 | 207.1427 | 0 | 207.1427 | 0 | 201.2 | 0.0014413 | 207.1427 | 0 | 323.9559 | 8.7831e-06 | 207.1427 | 0 | 207.1427 | 0 | 207.0376 | 0 | 503.9374 | 0.00156 | 207.0376 | 0 | 502.4798 | 1.0001e-05 | 503.9374 | 0.00414 | 206.8265 | 0
| 207.346 | 0.0012903 | 207.2397 | 0.0004259 | 323.1756 | 0 | 207.346 | 0.00043338 | 207.2397 | 0 | 200.3066 | 0 | 207.2397 | 0 | 207.346 | 0 | 207.0287 | 0 | 323.1756 | 0 | 207.346 | 0 | 207.346 | 1.1946e-05 | 201.4 | 0.00053099 | 207.346 | 0 | 324.0648 | 1.0083e-05 | 207.346 | 0 | 207.346 | 0.00016009 | 207.2397 | 0 | 504.0913 | 0.00288 | 207.2397 | 0 | 502.6349 | 6.6672e-06 | 504.0913 | 0.00385 | 207.0287 | 0
| 207.5493 | -0.00028581 | 207.4418 | -0.00080069 | 323.2899 | 0.00113 | 207.5493 | 3.6323e-05 | 207.4418 | 0 | 200.5119 | 0 | 207.4418 | 0 | 207.5493 | 0 | 207.2308 | 0 | 323.2899 | 0.0017 | 207.5493 | 0 | 207.5493 | 0 | 201.6 | -0.0019722 | 207.5493 | 0 | 324.1737 | 1.0411e-05 | 207.5493 | 0 | 207.5493 | 0 | 207.4418 | 0 | 504.2451 | 0.00116 | 207.4418 | 0 | 502.7901 | 1.0001e-05 | 504.2451 | 0.00404 | 207.2308 | 0
| 207.7526 | 0.00043415 | 207.644 | -0.00031469 | 323.4041 | 0 | 207.7526 | 0.00034977 | 207.644 | 0 | 200.7172 | 0 | 207.644 | 0 | 207.7526 | 0 | 207.433 | 0 | 323.4041 | 0.00152 | 207.7526 | 0 | 207.7526 | 8.9242e-06 | 201.8 | 0.0027091 | 207.7526 | 0 | 324.2826 | 1.0692e-05 | 207.7526 | 0 | 207.7526 | 0.00035697 | 207.644 | 0 | 504.399 | 0.00202 | 207.644 | 0 | 502.9453 | 2.6669e-05 | 504.399 | 0.0039 | 207.433 | 0
| 207.956 | 0.00063862 | 207.8462 | -0.00020589 | 323.5183 | 0.0003468 | 207.956 | -0.00078862 | 207.8462 | 0 | 200.9226 | 0 | 207.8462 | 0 | 207.956 | 0 | 207.6352 | 0 | 323.5183 | 0.00147 | 207.956 | 0 | 207.956 | 0 | 202.01 | 0.00033593 | 207.956 | 0 | 324.3916 | 1.1863e-05 | 207.956 | 0 | 207.956 | 0 | 207.8462 | 0 | 504.5529 | 0.00227 | 207.8462 | 0 | 503.1005 | 3.0002e-05 | 504.5529 | 0.00416 | 207.6352 | 0
| 208.1594 | 0.0012951 | 208.0483 | 0.0001778 | 323.6325 | 0 | 208.1594 | 0.00011695 | 208.0483 | 0 | 201.1279 | 0 | 208.0483 | 0 | 208.1594 | 0 | 207.8374 | 0 | 323.6325 | 0.00164 | 208.1594 | 0 | 208.1594 | 1.0038e-05 | 202.21 | 0.00079106 | 208.1594 | 0 | 324.5005 | 1.1313e-05 | 208.1594 | 0 | 208.1594 | 0.00036369 | 208.0483 | 0 | 504.7067 | 0.0016 | 208.0483 | 0 | 503.2557 | 6.6672e-05 | 504.7067 | 0.00397 | 207.8374 | 0
| 208.3628 | 0.00036017 | 208.2506 | -0.00033936 | 323.7467 | 0.00029479 | 208.3628 | -0.00018472 | 208.2506 | 0 | 201.3333 | 0 | 208.2506 | 0 | 208.3628 | 0 | 208.0397 | 0 | 323.7467 | 0.00050617 | 208.3628 | 0 | 208.3628 | 0 | 202.41 | 4.3346e-05 | 208.3628 | 0 | 324.6094 | 1.1922e-05 | 208.3628 | 0 | 208.3628 | 0 | 208.2506 | 0 | 504.8606 | 0.00104 | 208.2506 | 0 | 503.4109 | 3.0002e-05 | 504.8606 | 0.00415 | 208.0397 | 0
| 208.5662 | 0.00039904 | 208.4528 | 4.7814e-05 | 323.8609 | 0 | 208.5662 | 0.00036363 | 208.4528 | 0 | 201.5386 | 0 | 208.4528 | 0 | 208.5662 | 0 | 208.2419 | 0 | 323.8609 | 0.00041639 | 208.5662 | 0 | 208.5662 | 1.8913e-05 | 202.62 | -0.00063934 | 208.5662 | 0 | 324.7184 | 1.0879e-05 | 208.5662 | 0 | 208.5662 | 0.00023308 | 208.4528 | 0 | 505.0145 | 0.00299 | 208.4528 | 0 | 503.5661 | 6.6672e-06 | 505.0145 | 0.00395 | 208.2419 | 0
| 208.7696 | -0.00056671 | 208.655 | -0.00082124 | 323.9751 | 8.6698e-05 | 208.7696 | -0.00057687 | 208.655 | 0 | 201.744 | 0 | 208.655 | 0 | 208.7696 | 0 | 208.4442 | 0 | 323.9751 | 0.00067647 | 208.7696 | 0 | 208.7696 | 0 | 202.82 | -0.00099695 | 208.7696 | 0 | 324.8273 | 1.143e-05 | 208.7696 | 0 | 208.7696 | 0 | 208.655 | 0 | 505.1684 | 0.00239 | 208.655 | 0 | 503.7213 | 0 | 505.1684 | 0.00416 | 208.4442 | 0
| 208.9731 | 0.00078069 | 208.8573 | 0.00047066 | 324.0893 | 0.00041713 | 208.9731 | 0.0001657 | 208.8573 | 0 | 201.9494 | 0 | 208.8573 | 0 | 208.9731 | 0 | 208.6464 | 0 | 324.0893 | 0.00072869 | 208.9731 | 0 | 208.9731 | 1.3944e-05 | 203.02 | 0.00056349 | 208.9731 | 0 | 324.9363 | 1.0282e-05 | 208.9731 | 0 | 208.9731 | 0.00041895 | 208.8573 | 0 | 505.3224 | 0.0026 | 208.8573 | 0 | 503.8765 | 6.6672e-06 | 505.3224 | 0.00398 | 208.6464 | 0
| 209.1765 | 0.000413 | 209.0596 | -0.00076153 | 324.2035 | 0.00067626 | 209.1765 | -0.00051386 | 209.0596 | 0 | 202.1548 | 0 | 209.0596 | 0 | 209.1765 | 0 | 208.8487 | 0 | 324.2035 | 0.00113 | 209.1765 | 0 | 209.1765 | 0 | 203.22 | -0.00099695 | 209.1765 | 0 | 325.0452 | 1.1149e-05 | 209.1765 | 0 | 209.1765 | 0 | 209.0596 | 0 | 505.4763 | 0.00146 | 209.0596 | 0 | 504.0317 | 3.0002e-05 | 505.4763 | 0.00413 | 208.8487 | 0
| 209.38 | 0.0010135 | 209.2619 | -9.967e-05 | 324.3177 | 0.00027809 | 209.38 | 0.00060591 | 209.2619 | 0 | 202.3603 | 0 | 209.2619 | 0 | 209.38 | 0 | 209.051 | 0 | 324.3177 | 0.00016089 | 209.38 | 0 | 209.38 | 1.9339e-05 | 203.43 | -0.0012245 | 209.38 | 0 | 325.1542 | 1.0001e-05 | 209.38 | 0 | 209.38 | 0.00037915 | 209.2619 | 0 | 505.6302 | 0.00274 | 209.2619 | 0 | 504.187 | 0 | 505.6302 | 0.00397 | 209.051 | 0
| 209.5835 | -7.0283e-05 | 209.4642 | -0.0012963 | 324.4319 | 0.00076297 | 209.5835 | -0.00037421 | 209.4642 | 0 | 202.5657 | 0 | 209.4642 | 0 | 209.5835 | 0 | 209.2533 | 0 | 324.4319 | 0.0017 | 209.5835 | 0 | 209.5835 | 0 | 203.63 | -0.0019397 | 209.5835 | 0 | 325.2632 | 9.7082e-06 | 209.5835 | 0 | 209.5835 | 0 | 209.4642 | 0 | 505.7842 | 0.00169 | 209.4642 | 0 | 504.3422 | 0 | 505.7842 | 0.00418 | 209.2533 | 0
| 209.787 | 0.00067833 | 209.6665 | 0.00069275 | 324.5461 | 0 | 209.787 | 0.00057135 | 209.6665 | 0 | 202.7712 | 0 | 209.6665 | 0 | 209.787 | 0 | 209.4556 | 0 | 324.5461 | 0.00052996 | 209.787 | 0 | 209.787 | 1.729e-05 | 203.83 | -0.00096444 | 209.787 | 0 | 325.3721 | 7.4949e-06 | 209.787 | 0 | 209.787 | 0.00029603 | 209.6665 | 0 | 505.9381 | 0.00132 | 209.6665 | 0 | 504.4975 | 2.6669e-05 | 505.9381 | 0.00403 | 209.4556 | 0
| 209.9905 | -0.00085266 | 209.8689 | -0.0010309 | 324.6603 | 6.9356e-05 | 209.9905 | -0.00050506 | 209.8689 | 0 | 202.9766 | 0 | 209.8689 | 0 | 209.9905 | 0 | 209.658 | 0 | 324.6603 | 2.3658e-05 | 209.9905 | 0 | 209.9905 | 0 | 204.04 | -0.00070437 | 209.9905 | 0 | 325.4811 | 7.2021e-06 | 209.9905 | 0 | 209.9905 | 0 | 209.8689 | 0 | 506.0921 | 0.00237 | 209.8689 | 0 | 504.6527 | 1.0001e-05 | 506.0921 | 0.00416 | 209.658 | 0
| 210.1941 | 0.00060932 | 210.0712 | 0.0012515 | 324.7744 | 0 | 210.1941 | 0.00010109 | 210.0712 | 0 | 203.1821 | 0 | 210.0712 | 0 | 210.1941 | 0 | 209.8603 | 0 | 324.7744 | 0 | 210.1941 | 0 | 210.1941 | 1.8915e-05 | 204.24 | 0.0014413 | 210.1941 | 0 | 325.5901 | 6.6049e-06 | 210.1941 | 0 | 210.1941 | 0.00040294 | 210.0712 | 0 | 506.2461 | 0.00292 | 210.0712 | 0 | 504.808 | 0 | 506.2461 | 0.00393 | 209.8603 | 0
| 210.3977 | -0.00010583 | 210.2736 | -0.00058025 | 324.8886 | 0.00017341 | 210.3977 | -0.00027939 | 210.2736 | 0 | 203.3876 | 0 | 210.2736 | 0 | 210.3977 | 0 | 210.0627 | 0 | 324.8886 | 0.00141 | 210.3977 | 0 | 210.3977 | 0 | 204.44 | -0.00073687 | 210.3977 | 0 | 325.6991 | 6.1833e-06 | 210.3977 | 0 | 210.3977 | 0 | 210.2736 | 0 | 506.4001 | 0.001 | 210.2736 | 0 | 504.9633 | 3.0002e-05 | 506.4001 | 0.00416 | 210.0627 | 0
| 210.6012 | 0.00073433 | 210.476 | 0.00097346 | 325.0028 | 0 | 210.6012 | 0.00023373 | 210.476 | 0 | 203.5931 | 0 | 210.476 | 0 | 210.6012 | 0 | 210.2651 | 0 | 325.0028 | 0.00175 | 210.6012 | 0 | 210.6012 | 2.151e-05 | 204.64 | -0.00067186 | 210.6012 | 0 | 325.8081 | 6.4409e-06 | 210.6012 | 0 | 210.6012 | 0.00042034 | 210.476 | 0 | 506.5541 | 0.00086137 | 210.476 | 0 | 505.1186 | 0 | 506.5541 | 0.00402 | 210.2651 | 0
| 210.8048 | 0.0003399 | 210.6785 | 0.00012046 | 325.1169 | 0.00055488 | 210.8048 | -0.00057886 | 210.6785 | 0 | 203.7986 | 0 | 210.6785 | 0 | 210.8048 | 0 | 210.4675 | 0 | 325.1169 | 0.00033588 | 210.8048 | 0 | 210.8048 | 0 | 204.85 | -0.0020372 | 210.8048 | 0 | 325.9171 | 7.1201e-06 | 210.8048 | 0 | 210.8048 | 0 | 210.6785 | 0 | 506.7081 | 0.00153 | 210.6785 | 0 | 505.2738 | 1.0001e-05 | 506.7081 | 0.00423 | 210.4675 | 0
| 211.0085 | 0.00064169 | 210.8809 | 0.0014455 | 325.2311 | 0 | 211.0085 | 0.0006691 | 210.8809 | 0 | 204.0042 | 0 | 210.8809 | 0 | 211.0085 | 0 | 210.6699 | 0 | 325.2311 | 1.8923e-05 | 211.0085 | 0 | 211.0085 | 2.244e-05 | 205.05 | -0.00057433 | 211.0085 | 0 | 326.0261 | 8.584e-06 | 211.0085 | 0 | 211.0085 | 0.00056223 | 210.8809 | 0 | 506.8621 | 0.00257 | 210.8809 | 0 | 505.4291 | 0 | 506.8621 | 0.00397 | 210.6699 | 0
| 211.2121 | -0.0003482 | 211.0834 | -0.0011132 | 325.3453 | 0.00114 | 211.2121 | -0.0011104 | 211.0834 | 0 | 204.2097 | 0 | 211.0834 | 0 | 211.2121 | 0 | 210.8723 | 0 | 325.3453 | 0.00156 | 211.2121 | 0 | 211.2121 | 0 | 205.25 | -0.0035977 | 211.2121 | 0 | 326.1352 | 1.0423e-05 | 211.2121 | 0 | 211.2121 | 0 | 211.0834 | 0 | 507.0161 | 0.0002286 | 211.0834 | 0 | 505.5845 | 1.0001e-05 | 507.0161 | 0.00422 | 210.8723 | 0
| 211.4157 | 0.0016406 | 211.2859 | 0.00038159 | 325.4594 | 0 | 211.4157 | -1.5632e-05 | 211.2859 | 0 | 204.4153 | 0 | 211.2859 | 0 | 211.4157 | 0 | 211.0748 | 0 | 325.4594 | 0 | 211.4157 | 0 | 211.4157 | 1.2522e-05 | 205.46 | 0.00072604 | 211.4157 | 0 | 326.2442 | 1.0036e-05 | 211.4157 | 0 | 211.4157 | 0.00035596 | 211.2859 | 0 | 507.1701 | 0.00165 | 211.2859 | 0 | 505.7398 | 6.6672e-06 | 507.1701 | 0.0041 | 211.0747 | 0
| 211.6194 | 0.00014756 | 211.4884 | -0.00061926 | 325.5736 | 0 | 211.6194 | -0.00022213 | 211.4884 | 0 | 204.6209 | 0 | 211.4884 | 0 | 211.6194 | 0 | 211.2772 | 0 | 325.5736 | 0.00025072 | 211.6194 | 0 | 211.6194 | 0 | 205.66 | -0.001127 | 211.6194 | 0 | 326.3532 | 9.6731e-06 | 211.6194 | 0 | 211.6194 | 0 | 211.4884 | 0 | 507.3241 | 0.00202 | 211.4884 | 0 | 505.8951 | 0 | 507.3241 | 0.00431 | 211.2772 | 0
| 211.8231 | 0.00083686 | 211.6909 | 0.00025022 | 325.6877 | 0 | 211.8231 | 0.00011326 | 211.6909 | 0 | 204.8265 | 0 | 211.6909 | 0 | 211.8231 | 0 | 211.4797 | 0 | 325.6877 | 0.00078546 | 211.8231 | 0 | 211.8231 | 8.6735e-06 | 205.86 | 0.0014413 | 211.8231 | 0 | 326.4623 | 9.4389e-06 | 211.8231 | 0 | 211.8231 | 0.00017611 | 211.6909 | 0 | 507.4782 | 0.0025 | 211.6909 | 0 | 506.0504 | 0 | 507.4782 | 0.00405 | 211.4797 | 0
| 212.0268 | 0.00062019 | 211.8934 | 0.00029636 | 325.8018 | 0.00048552 | 212.0268 | -1.7116e-05 | 211.8934 | 0 | 205.0321 | 0 | 211.8934 | 0 | 212.0268 | 0 | 211.6822 | 0 | 325.8018 | 0.00119 | 212.0268 | 0 | 212.0268 | 2.4016e-07 | 206.07 | -0.0013871 | 212.0268 | 0 | 326.5713 | 1.1008e-05 | 212.0268 | 0 | 212.0268 | 0 | 211.8934 | 0 | 507.6322 | 0.00253 | 211.8934 | 0 | 506.2058 | 1.0001e-05 | 507.6322 | 0.00423 | 211.6822 | 0
| 212.2305 | 0.00054003 | 212.096 | 0.00015921 | 325.916 | 0 | 212.2305 | 0.00015175 | 212.096 | 0 | 205.2377 | 0 | 212.096 | 0 | 212.2305 | 0 | 211.8847 | 0 | 325.916 | 0 | 212.2305 | 0 | 212.2305 | 9.587e-06 | 206.27 | 0.00088859 | 212.2305 | 0 | 326.6804 | 1.1184e-05 | 212.2305 | 0 | 212.2305 | 0.00030197 | 212.096 | 0 | 507.7863 | 0.00116 | 212.096 | 0 | 506.3611 | 6.6672e-06 | 507.7863 | 0.00414 | 211.8847 | 0
| 212.4342 | -0.00027508 | 212.2986 | -0.0005477 | 326.0301 | 0 | 212.4342 | -0.00069641 | 212.2986 | 0 | 205.4434 | 0 | 212.2986 | 0 | 212.4342 | 0 | 212.0872 | 0 | 326.0301 | 0.00173 | 212.4342 | 0 | 212.4342 | 0 | 206.47 | -0.00089942 | 212.4342 | 0 | 326.7894 | 1.1477e-05 | 212.4342 | 0 | 212.4342 | 0 | 212.2986 | 0 | 507.9404 | 0.0013 | 212.2986 | 0 | 506.5165 | 1.0001e-05 | 507.9404 | 0.00429 | 212.0872 | 0
| 212.638 | 0.0004272 | 212.5012 | -1.9449e-06 | 326.1442 | 0 | 212.638 | 0.00034412 | 212.5012 | 0 | 205.649 | 0 | 212.5012 | 0 | 212.638 | 0 | 212.2897 | 0 | 326.1442 | 0.00121 | 212.638 | 0 | 212.638 | 1.017e-05 | 206.68 | -0.0010295 | 212.638 | 0 | 326.8985 | 1.1207e-05 | 212.638 | 0 | 212.638 | 0.00045008 | 212.5012 | 0 | 508.0945 | 0.00174 | 212.5012 | 0 | 506.6718 | 6.6672e-06 | 508.0945 | 0.00405 | 212.2897 | 0
| 212.8418 | -0.00045472 | 212.7038 | -8.8427e-05 | 326.2584 | 0.00029479 | 212.8418 | -0.00035672 | 212.7038 | 0 | 205.8547 | 0 | 212.7038 | 0 | 212.8418 | 0 | 212.4922 | 0 | 326.2584 | 0.00153 | 212.8418 | 0 | 212.8418 | 0 | 206.88 | -0.0013871 | 212.8418 | 0 | 327.0076 | 1.164e-05 | 212.8418 | 0 | 212.8417 | 0 | 212.7038 | 0 | 508.2486 | 0.00232 | 212.7038 | 0 | 506.8272 | 3.0002e-05 | 508.2486 | 0.0042 | 212.4922 | 0
| 213.0455 | 0.00036611 | 212.9064 | -0.0011605 | 326.3725 | 0 | 213.0455 | -3.7177e-05 | 212.9064 | 0 | 206.0603 | 0 | 212.9064 | 0 | 213.0455 | 0 | 212.6948 | 0 | 326.3725 | 0 | 213.0455 | 0 | 213.0455 | 5.754e-06 | 207.08 | -0.0027849 | 213.0455 | 0 | 327.1166 | 1.0329e-05 | 213.0455 | 0 | 213.0455 | 4.9146e-05 | 212.9064 | 0 | 508.4027 | 0.00234 | 212.9064 | 0 | 506.9826 | 0 | 508.4027 | 0.00409 | 212.6948 | 0
| 213.2493 | 5.3922e-05 | 213.1091 | -0.00044056 | 326.4866 | 0.00031212 | 213.2493 | -0.00055346 | 213.1091 | 0 | 206.2661 | 0 | 213.1091 | 0 | 213.2493 | 0 | 212.8974 | 0 | 326.4866 | 0.00022234 | 213.2493 | 0 | 213.2493 | 0 | 207.29 | -0.0012895 | 213.2493 | 0 | 327.2257 | 1.068e-05 | 213.2493 | 0 | 213.2493 | 0 | 213.1091 | 0 | 508.5568 | 0.00128 | 213.1091 | 0 | 507.1379 | 5.0004e-05 | 508.5568 | 0.0042 | 212.8973 | 0
| 213.4532 | 0.00086719 | 213.3117 | 0.0023409 | 326.6008 | 0.00012167 | 213.4532 | -0.00016317 | 213.3117 | 0 | 206.4718 | 0 | 213.3117 | 0 | 213.4532 | 0 | 213.0999 | 0 | 326.6008 | 0.00138 | 213.4532 | 0 | 213.4532 | 2.6583e-05 | 207.49 | -0.00018422 | 213.4532 | 0 | 327.3348 | 8.7479e-06 | 213.4532 | 0 | 213.4532 | 0.00032607 | 213.3117 | 0 | 508.7109 | 0.00232 | 213.3117 | 0 | 507.2933 | 0 | 508.7109 | 0.00392 | 213.1 | 0
| 213.657 | 2.0284e-05 | 213.5144 | -0.00063382 | 326.7149 | 0.00101 | 213.657 | -0.00033753 | 213.5144 | 0 | 206.6775 | 0 | 213.5144 | 0 | 213.657 | 0 | 213.3025 | 0 | 326.7149 | 0.00173 | 213.657 | 0 | 213.657 | 0 | 207.69 | -0.0019397 | 213.657 | 0 | 327.4439 | 9.029e-06 | 213.657 | 0 | 213.657 | 0 | 213.5144 | 0 | 508.865 | 0.00094954 | 213.5144 | 0 | 507.4487 | 1.0001e-05 | 508.865 | 0.0041 | 213.3025 | 0
| 213.8608 | 0.00054793 | 213.7171 | 0.00022104 | 326.829 | 0.00067784 | 213.8608 | -0.00041438 | 213.7171 | 0 | 206.8832 | 0 | 213.7171 | 0 | 213.8608 | 0 | 213.5052 | 0 | 326.829 | 0.0009558 | 213.8608 | 0 | 213.8608 | 6.4383e-06 | 207.89 | -2.1673e-05 | 213.8608 | 0 | 327.553 | 8.0922e-06 | 213.8608 | 0 | 213.8608 | 0.00023363 | 213.7171 | 0 | 509.0192 | 0.00183 | 213.7171 | 0 | 507.6041 | 6.6672e-06 | 509.0192 | 0.00398 | 213.5052 | 0
| 214.0647 | 0.00017428 | 213.9199 | -0.00053388 | 326.9431 | 0.0002601 | 214.0647 | -4.5145e-05 | 213.9199 | 0 | 207.089 | 0 | 213.9199 | 0 | 214.0647 | 0 | 213.7078 | 0 | 326.9431 | 0 | 214.0647 | 0 | 214.0647 | 0 | 208.1 | -0.00099695 | 214.0647 | 0 | 327.6621 | 9.9776e-06 | 214.0647 | 0 | 214.0647 | 0 | 213.9199 | 0 | 509.1733 | 0.00232 | 213.9199 | 0 | 507.7595 | 3.0002e-05 | 509.1733 | 0.00421 | 213.7078 | 0
| 214.2686 | 0.00064045 | 214.1226 | 0.0012014 | 327.0572 | 0 | 214.2686 | 0.00092491 | 214.1226 | 0 | 207.2947 | 0 | 214.1226 | 0 | 214.2686 | 0 | 213.9104 | 0 | 327.0572 | 0.00027444 | 214.2686 | 0 | 214.2686 | 1.6079e-05 | 208.3 | -0.0010295 | 214.2686 | 0 | 327.7712 | 9.1344e-06 | 214.2686 | 0 | 214.2686 | 0.00027198 | 214.1226 | 0 | 509.3275 | 0.00213 | 214.1226 | 0 | 507.915 | 0 | 509.3275 | 0.00395 | 213.9104 | 0
| 214.4725 | -0.00050618 | 214.3254 | 0.00020982 | 327.1713 | 0.00079764 | 214.4725 | -2.811e-05 | 214.3254 | 0 | 207.5005 | 0 | 214.3254 | 0 | 214.4725 | 0 | 214.1131 | 0 | 327.1713 | 0.00207 | 214.4725 | 0 | 214.4725 | 0 | 208.5 | -0.0021673 | 214.4725 | 0 | 327.8803 | 9.7082e-06 | 214.4725 | 0 | 214.4725 | 0 | 214.3254 | 0 | 509.4816 | 0.00229 | 214.3254 | 0 | 508.0704 | 0 | 509.4816 | 0.00409 | 214.1131 | 0
| 214.6764 | 0.0007935 | 214.5281 | 0.00025155 | 327.2854 | 0.00029547 | 214.6764 | 1.562e-05 | 214.5281 | 0 | 207.7063 | 0 | 214.5281 | 0 | 214.6764 | 0 | 214.3158 | 0 | 327.2854 | 0.0007003 | 214.6764 | 0 | 214.6764 | 9.9586e-06 | 208.71 | 0.0011487 | 214.6764 | 0 | 327.9895 | 8.947e-06 | 214.6764 | 0 | 214.6764 | 0.00028347 | 214.5282 | 0 | 509.6358 | 0.00221 | 214.5281 | 0 | 508.2258 | 6.6672e-06 | 509.6358 | 0.00382 | 214.3158 | 0
| 214.8804 | -0.00094799 | 214.7309 | -0.00094909 | 327.3995 | 0.00031212 | 214.8804 | -0.00040374 | 214.7309 | 0 | 207.9121 | 0 | 214.7309 | 0 | 214.8804 | 0 | 214.5184 | 0 | 327.3995 | 0.0017 | 214.8804 | 0 | 214.8804 | 0 | 208.91 | -0.00024923 | 214.8804 | 0 | 328.0986 | 9.7551e-06 | 214.8804 | 0 | 214.8804 | 0 | 214.731 | 0 | 509.79 | 0.00258 | 214.7309 | 0 | 508.3813 | 1.0001e-05 | 509.79 | 0.00404 | 214.5184 | 0
| 215.0843 | 0.00061506 | 214.9338 | 0.00040421 | 327.5136 | 0.00015642 | 215.0843 | -6.9736e-05 | 214.9338 | 0 | 208.1179 | 0 | 214.9338 | 0 | 215.0843 | 0 | 214.7211 | 0 | 327.5136 | 0 | 215.0843 | 0 | 215.0843 | 9.8031e-06 | 209.12 | 0.00020589 | 215.0843 | 0 | 328.2077 | 9.1578e-06 | 215.0843 | 0 | 215.0843 | 0.00022448 | 214.9338 | 0 | 509.9442 | 0.00283 | 214.9338 | 0 | 508.5367 | 0 | 509.9442 | 0.00392 | 214.7211 | 0
| 215.2883 | 0.00048786 | 215.1366 | -0.00121 | 327.6277 | 0 | 215.2883 | -3.4866e-05 | 215.1366 | 0 | 208.3238 | 0 | 215.1366 | 0 | 215.2883 | 0 | 214.9238 | 0 | 327.6277 | 0.00107 | 215.2883 | 0 | 215.2883 | 0 | 209.32 | -0.00073687 | 215.2883 | 0 | 328.3169 | 1.02e-05 | 215.2883 | 0 | 215.2883 | 0 | 215.1366 | 0 | 510.0984 | 0.00271 | 215.1366 | 0 | 508.6922 | 0 | 510.0984 | 0.00425 | 214.9238 | 0
| 215.4923 | 0.00085083 | 215.3395 | 3.7419e-06 | 327.7418 | 0.00050404 | 215.4923 | 0.00019066 | 215.3395 | 0 | 208.5296 | 0 | 215.3395 | 0 | 215.4923 | 0 | 215.1266 | 0 | 327.7418 | 0.00138 | 215.4923 | 0 | 215.4923 | 1.0882e-05 | 209.52 | 0.0022539 | 215.4923 | 0 | 328.426 | 1.1172e-05 | 215.4923 | 0 | 215.4923 | 0.00024478 | 215.3395 | 0 | 510.2526 | 0.00237 | 215.3395 | 0 | 508.8476 | 6.6672e-06 | 510.2526 | 0.00409 | 215.1266 | 0
| 215.6963 | -0.00074366 | 215.5423 | -0.0002434 | 327.8558 | 0.00065893 | 215.6963 | -0.00027695 | 215.5423 | 0 | 208.7355 | 0 | 215.5423 | 0 | 215.6963 | 0 | 215.3293 | 0 | 327.8558 | 0.00173 | 215.6963 | 0 | 215.6963 | 0 | 209.73 | -5.4182e-05 | 215.6963 | 0 | 328.5352 | 1.2003e-05 | 215.6963 | 0 | 215.6963 | 0 | 215.5423 | 0 | 510.4068 | 0.00236 | 215.5423 | 0 | 509.0031 | 1.0001e-05 | 510.4068 | 0.00433 | 215.3293 | 0
| 215.9003 | 0.00082066 | 215.7452 | 4.317e-05 | 327.9699 | 0 | 215.9003 | 1.7634e-05 | 215.7452 | 0 | 208.9413 | 0 | 215.7452 | 0 | 215.9003 | 0 | 215.5321 | 0 | 327.9699 | 0.00072869 | 215.9003 | 0 | 215.9003 | 6.3707e-06 | 209.93 | -0.0021673 | 215.9003 | 0 | 328.6443 | 1.1336e-05 | 215.9003 | 0 | 215.9003 | 0.00021658 | 215.7452 | 0 | 510.5611 | 0 | 215.7452 | 0 | 509.1586 | 6.6672e-06 | 510.5611 | 0.0041 | 215.5321 | 0
| 216.1043 | -7.2381e-05 | 215.9481 | -0.00046493 | 328.084 | 0.00036414 | 216.1043 | 0.00029041 | 215.9481 | 0 | 209.1472 | 0 | 215.9481 | 0 | 216.1043 | 0 | 215.7348 | 0 | 328.084 | 0.00127 | 216.1043 | 0 | 216.1043 | 0 | 210.13 | 0.00049847 | 216.1043 | 0 | 328.7535 | 1.0856e-05 | 216.1043 | 0 | 216.1043 | 0 | 215.9481 | 0 | 510.7153 | 0.00135 | 215.9481 | 0 | 509.3141 | 3.0002e-05 | 510.7153 | 0.00437 | 215.7348 | 0
| 216.3084 | 0.00023261 | 216.1511 | 7.4229e-05 | 328.1981 | 0.0007126 | 216.3084 | 0.00074696 | 216.1511 | 0 | 209.3531 | 0 | 216.1511 | 0 | 216.3084 | 0 | 215.9376 | 0 | 328.1981 | 0.00155 | 216.3084 | 0 | 216.3084 | 1.1588e-05 | 210.34 | 0.00062851 | 216.3084 | 0 | 328.8627 | 1.0493e-05 | 216.3084 | 0 | 216.3084 | 0.00048968 | 216.1511 | 0 | 510.8695 | 0.00207 | 216.1511 | 0 | 509.4696 | 0 | 510.8695 | 0.00415 | 215.9376 | 0
| 216.5125 | 0.00031078 | 216.354 | 7.4672e-05 | 328.3121 | 0.00053755 | 216.5125 | -0.00020402 | 216.354 | 0 | 209.5591 | 0 | 216.354 | 0 | 216.5125 | 0 | 216.1404 | 0 | 328.3121 | 0 | 216.5125 | 0 | 216.5125 | 0 | 210.54 | -0.0021673 | 216.5125 | 0 | 328.9719 | 1.1477e-05 | 216.5125 | 0 | 216.5125 | 0 | 216.354 | 0 | 511.0238 | 0.0019 | 216.354 | 0 | 509.6251 | 5.0004e-05 | 511.0238 | 0.00447 | 216.1404 | 0
| 216.7166 | 0.00026797 | 216.557 | 0.00019205 | 328.4262 | 0 | 216.7166 | 6.4308e-05 | 216.557 | 0 | 209.765 | 0 | 216.557 | 0 | 216.7166 | 0 | 216.3432 | 0 | 328.4262 | 0.00141 | 216.7166 | 0 | 216.7166 | 1.3709e-05 | 210.74 | 0.0015387 | 216.7166 | 0 | 329.0811 | 1.0879e-05 | 216.7166 | 0 | 216.7166 | 0.00027881 | 216.557 | 0 | 511.1781 | 0.00236 | 216.557 | 0 | 509.7806 | 6.6672e-06 | 511.1781 | 0.0042 | 216.3432 | 0
| 216.9207 | 5.6679e-05 | 216.76 | -0.00068897 | 328.5403 | 0 | 216.9207 | -0.00025436 | 216.76 | 0 | 209.9709 | 0 | 216.76 | 0 | 216.9207 | 0 | 216.5461 | 0 | 328.5403 | 0.00093192 | 216.9207 | 0 | 216.9207 | 0 | 210.95 | -0.001062 | 216.9207 | 0 | 329.1903 | 1.0013e-05 | 216.9207 | 0 | 216.9206 | 0 | 216.76 | 0 | 511.3323 | 0.00178 | 216.76 | 0 | 509.9361 | 0 | 511.3323 | 0.00438 | 216.5461 | 0
| 217.1248 | 0.0015331 | 216.963 | 0.00027663 | 328.6543 | 0 | 217.1248 | -8.0608e-05 | 216.963 | 0 | 210.1769 | 0 | 216.963 | 0 | 217.1248 | 0 | 216.7489 | 0 | 328.6543 | 0.00158 | 217.1248 | 0 | 217.1248 | 1.6199e-05 | 211.15 | 0.0017013 | 217.1248 | 0 | 329.2995 | 9.0759e-06 | 217.1248 | 0 | 217.1248 | 0.00037605 | 216.963 | 0 | 511.4866 | 0.00162 | 216.963 | 0 | 510.0916 | 2.6669e-05 | 511.4866 | 0.00403 | 216.7489 | 0
| 217.3289 | -0.00062567 | 217.166 | 2.9367e-05 | 328.7684 | 0.00102 | 217.3289 | 0.00028832 | 217.166 | 0 | 210.3829 | 0 | 217.166 | 0 | 217.3289 | 0 | 216.9518 | 0 | 328.7684 | 0.00144 | 217.3289 | 0 | 217.3289 | 0 | 211.35 | 0.00033593 | 217.3289 | 0 | 329.4087 | 9.8136e-06 | 217.3289 | 0 | 217.3289 | 0 | 217.166 | 0 | 511.6409 | 0.0006682 | 217.166 | 0 | 510.2471 | 3.0002e-05 | 511.6409 | 0.00423 | 216.9518 | 0
| 217.5331 | 0.00080334 | 217.369 | 0.0008195 | 328.8824 | 5.2137e-05 | 217.5331 | 0.00053208 | 217.369 | 0 | 210.5889 | 0 | 217.369 | 0 | 217.5331 | 0 | 217.1546 | 0 | 328.8824 | 0.00055835 | 217.5331 | 0 | 217.5331 | 1.3934e-05 | 211.56 | -5.4182e-05 | 217.5331 | 0 | 329.5179 | 1.0657e-05 | 217.5331 | 0 | 217.5331 | 0.00034548 | 217.369 | 0 | 511.7952 | 0.00193 | 217.369 | 0 | 510.4027 | 0 | 511.7952 | 0.00406 | 217.1546 | 0
| 217.7372 | 0.00032939 | 217.5721 | -0.00080643 | 328.9965 | 0.00046818 | 217.7372 | -0.000286 | 217.5721 | 0 | 210.7948 | 0 | 217.5721 | 0 | 217.7372 | 0 | 217.3575 | 0 | 328.9965 | 0.00147 | 217.7372 | 0 | 217.7372 | 0 | 211.76 | -0.00050931 | 217.7372 | 0 | 329.6271 | 1.1336e-05 | 217.7372 | 0 | 217.7372 | 0 | 217.5721 | 0 | 511.9495 | 0 | 217.5721 | 0 | 510.5582 | 0 | 511.9495 | 0.00423 | 217.3575 | 0
| 217.9414 | 0.00092676 | 217.7752 | 0.00088971 | 329.1105 | 0 | 217.9414 | -0.00023338 | 217.7752 | 0 | 211.0009 | 0 | 217.7752 | 0 | 217.9414 | 0 | 217.5604 | 0 | 329.1105 | 0.00175 | 217.9414 | 0 | 217.9414 | 1.4343e-05 | 211.96 | 0.00082357 | 217.9414 | 0 | 329.7363 | 1.0388e-05 | 217.9414 | 0 | 217.9414 | 0.00026227 | 217.7752 | 0 | 512.1038 | 0.00158 | 217.7752 | 0 | 510.7138 | 2.6669e-05 | 512.1038 | 0.00399 | 217.5604 | 0
| 218.1456 | 0.00023528 | 217.9783 | -0.00083543 | 329.2246 | 0.00017341 | 218.1456 | 2.271e-05 | 217.9783 | 0 | 211.2069 | 0 | 217.9783 | 0 | 218.1456 | 0 | 217.7633 | 0 | 329.2246 | 0.00176 | 218.1456 | 0 | 218.1456 | 0 | 212.17 | -0.0015822 | 218.1456 | 0 | 329.8455 | 1.0259e-05 | 218.1456 | 0 | 218.1456 | 0 | 217.9783 | 0 | 512.2582 | 0.00169 | 217.9783 | 0 | 510.8693 | 1.0001e-05 | 512.2582 | 0.00417 | 217.7633 | 0
| 218.3499 | 4.5861e-06 | 218.1814 | 0.00019084 | 329.3386 | 0 | 218.3499 | 0.00027085 | 218.1814 | 0 | 211.4129 | 0 | 218.1814 | 0 | 218.3499 | 0 | 217.9662 | 0 | 329.3386 | 0 | 218.3499 | 0 | 218.3499 | 1.0165e-05 | 212.37 | 0.0014737 | 218.3499 | 0 | 329.9548 | 9.3218e-06 | 218.3499 | 0 | 218.3499 | 0.00030565 | 218.1814 | 0 | 512.4125 | 0.00294 | 218.1814 | 0 | 511.0249 | 6.6672e-06 | 512.4125 | 0.00402 | 217.9662 | 0
| 218.5541 | 0.00015005 | 218.3845 | -0.001092 | 329.4526 | 0 | 218.5541 | -0.0010261 | 218.3845 | 0 | 211.619 | 0 | 218.3845 | 0 | 218.5541 | 0 | 218.1692 | 0 | 329.4526 | 0.00158 | 218.5541 | 0 | 218.5541 | 0 | 212.58 | -0.001192 | 218.5541 | 0 | 330.064 | 9.6497e-06 | 218.5541 | 0 | 218.5541 | 0 | 218.3845 | 0 | 512.5669 | 0.00207 | 218.3845 | 0 | 511.1805 | 1.0001e-05 | 512.5669 | 0.00425 | 218.1692 | 0
| 218.7584 | 0.00065561 | 218.5877 | 0.00020932 | 329.5667 | 0 | 218.7584 | 0.00071014 | 218.5877 | 0 | 211.8251 | 0 | 218.5877 | 0 | 218.7584 | 0 | 218.3721 | 0 | 329.5667 | 0.00249 | 218.7584 | 0 | 218.7584 | 1.6145e-05 | 212.78 | 0.00030341 | 218.7584 | 0 | 330.1733 | 9.1578e-06 | 218.7584 | 0 | 218.7584 | 0.00022716 | 218.5877 | 0 | 512.7212 | 0.00301 | 218.5877 | 0 | 511.3361 | 0 | 512.7212 | 0.00409 | 218.3721 | 0
| 218.9626 | -8.6446e-05 | 218.7908 | -0.00046792 | 329.6807 | 0.00036414 | 218.9626 | -0.00032945 | 218.7908 | 0 | 212.0311 | 0 | 218.7908 | 0 | 218.9626 | 0 | 218.5751 | 0 | 329.6807 | 0.0001088 | 218.9626 | 0 | 218.9626 | 0 | 212.98 | -0.00099695 | 218.9626 | 0 | 330.2825 | 1.0083e-05 | 218.9626 | 0 | 218.9626 | 0 | 218.7908 | 0 | 512.8756 | 0.0026 | 218.7908 | 0 | 511.4917 | 1.0001e-05 | 512.8756 | 0.00427 | 218.5751 | 0
| 219.1669 | 0.0015365 | 218.994 | 0.00024965 | 329.7947 | 0 | 219.1669 | 0.00021795 | 218.994 | 0 | 212.2372 | 0 | 218.994 | 0 | 219.1669 | 0 | 218.7781 | 0 | 329.7947 | 0.00101 | 219.1669 | 0 | 219.1669 | 1.4418e-05 | 213.19 | -0.00047681 | 219.1669 | 0 | 330.3918 | 9.7551e-06 | 219.1669 | 0 | 219.1669 | 0.00036587 | 218.994 | 0 | 513.0299 | 0.0039 | 218.994 | 0 | 511.6473 | 0 | 513.0299 | 0.004 | 218.7781 | 0
| 219.3712 | 0.00025466 | 219.1972 | -0.0015174 | 329.9087 | 0.00076297 | 219.3712 | -0.00052864 | 219.1972 | 0 | 212.4434 | 0 | 219.1972 | 0 | 219.3712 | 0 | 218.9811 | 0 | 329.9087 | 0.00113 | 219.3712 | 0 | 219.3712 | 0 | 213.39 | -0.0012245 | 219.3712 | 0 | 330.5011 | 9.9542e-06 | 219.3712 | 0 | 219.3713 | 0 | 219.1972 | 0 | 513.1843 | 0.00125 | 219.1972 | 0 | 511.8029 | 0 | 513.1843 | 0.00424 | 218.9811 | 0
| 219.5756 | 0.0007656 | 219.4004 | 0.00074301 | 330.0227 | 0 | 219.5756 | 0.00051032 | 219.4004 | 0 | 212.6495 | 0 | 219.4004 | 0 | 219.5756 | 0 | 219.1841 | 0 | 330.0227 | 0.00115 | 219.5756 | 0 | 219.5756 | 1.9067e-05 | 213.59 | -0.00028175 | 219.5756 | 0 | 330.6103 | 8.9353e-06 | 219.5756 | 0 | 219.5756 | 0.00036439 | 219.4005 | 0 | 513.3387 | 0.00214 | 219.4004 | 0 | 511.9585 | 0 | 513.3387 | 0.00399 | 219.1841 | 0
| 219.7799 | -0.00037995 | 219.6037 | -0.000718 | 330.1368 | 0.00086701 | 219.7799 | -0.00011518 | 219.6037 | 0 | 212.8556 | 0 | 219.6037 | 0 | 219.7799 | 0 | 219.3871 | 0 | 330.1368 | 0.00139 | 219.7799 | 0 | 219.7799 | 0 | 213.8 | -0.00050931 | 219.7799 | 0 | 330.7196 | 9.111e-06 | 219.7799 | 0 | 219.7799 | 0 | 219.6037 | 0 | 513.4931 | 0.00209 | 219.6037 | 0 | 512.1141 | 1.0001e-05 | 513.4931 | 0.00428 | 219.3871 | 0
| 219.9843 | 0.00082443 | 219.807 | 0.00010925 | 330.2508 | 0.0007126 | 219.9843 | -0.00025575 | 219.807 | 0 | 213.0618 | 0 | 219.807 | 0 | 219.9843 | 0 | 219.5901 | 0 | 330.2508 | 0 | 219.9843 | 0 | 219.9843 | 9.2593e-06 | 214 | -0.0012245 | 219.9843 | 0 | 330.8289 | 8.9705e-06 | 219.9843 | 0 | 219.9843 | 0.00018397 | 219.807 | 0 | 513.6475 | 0.00174 | 219.807 | 0 | 512.2697 | 4.667e-05 | 513.6475 | 0.00396 | 219.5901 | 0
| 220.1886 | 0.00014991 | 220.0102 | 2.9894e-05 | 330.3648 | 0.00029479 | 220.1886 | -0.00057199 | 220.0102 | 0 | 213.268 | 0 | 220.0102 | 0 | 220.1886 | 0 | 219.7932 | 0 | 330.3648 | 0.00070485 | 220.1886 | 0 | 220.1886 | 0 | 214.21 | -0.0014196 | 220.1886 | 0 | 330.9382 | 1.0247e-05 | 220.1886 | 0 | 220.1886 | 0 | 220.0102 | 0 | 513.802 | 0.00215 | 220.0102 | 0 | 512.4254 | 1.0001e-05 | 513.802 | 0.00419 | 219.7932 | 0
| 220.393 | 0.00034935 | 220.2135 | 0.00015808 | 330.4788 | 0.00012167 | 220.393 | 0.00060296 | 220.2135 | 0 | 213.4741 | 0 | 220.2135 | 0 | 220.393 | 0 | 219.9963 | 0 | 330.4788 | 0.00021766 | 220.393 | 0 | 220.393 | 5.6298e-06 | 214.41 | -0.00096444 | 220.393 | 0 | 331.0475 | 1.0013e-05 | 220.393 | 0 | 220.393 | 9.9033e-05 | 220.2135 | 0 | 513.9564 | 0.00213 | 220.2135 | 0 | 512.581 | 6.6672e-06 | 513.9564 | 0.00397 | 219.9963 | 0
| 220.5974 | 0.00027984 | 220.4168 | -0.0008069 | 330.5928 | 0.00027745 | 220.5974 | 0.00029739 | 220.4168 | 0 | 213.6803 | 0 | 220.4168 | 0 | 220.5974 | 0 | 220.1994 | 0 | 330.5928 | 0.00022234 | 220.5974 | 0 | 220.5974 | 0 | 214.61 | 0.0009211 | 220.5974 | 0 | 331.1568 | 1.0118e-05 | 220.5974 | 0 | 220.5974 | 0 | 220.4169 | 0 | 514.1108 | 0.00209 | 220.4168 | 0 | 512.7367 | 1.0001e-05 | 514.1108 | 0.00421 | 220.1994 | 0
| 220.8019 | 0.00075211 | 220.6202 | 0.0005104 | 330.7068 | 0 | 220.8019 | 0.00034982 | 220.6202 | 0 | 213.8865 | 0 | 220.6202 | 0 | 220.8019 | 0 | 220.4025 | 0 | 330.7068 | 0.00132 | 220.8019 | 0 | 220.8019 | 1.0222e-05 | 214.82 | -0.0014521 | 220.8019 | 0 | 331.2661 | 9.0993e-06 | 220.8019 | 0 | 220.8019 | 0.00023908 | 220.6202 | 0 | 514.2653 | 0.00214 | 220.6202 | 0 | 512.8923 | 6.6672e-06 | 514.2653 | 0.00403 | 220.4025 | 0
| 221.0063 | 0.00056082 | 220.8235 | -0.0011959 | 330.8208 | 5.2025e-05 | 221.0063 | -0.00026788 | 220.8235 | 0 | 214.0928 | 0 | 220.8235 | 0 | 221.0063 | 0 | 220.6056 | 0 | 330.8208 | 0 | 221.0063 | 0 | 221.0063 | 0 | 215.02 | -0.0022323 | 221.0063 | 0 | 331.3754 | 9.1578e-06 | 221.0063 | 0 | 221.0063 | 0 | 220.8235 | 0 | 514.4197 | 0.0009847 | 220.8235 | 0 | 513.048 | 0 | 514.4197 | 0.0042 | 220.6056 | 0
| 221.2108 | 0.00090549 | 221.0269 | 0.00050691 | 330.9348 | 6.9519e-05 | 221.2108 | 0.00025436 | 221.0269 | 0 | 214.299 | 0 | 221.0269 | 0 | 221.2108 | 0 | 220.8087 | 0 | 330.9348 | 0 | 221.2108 | 0 | 221.2108 | 1.5876e-05 | 215.23 | -0.00054182 | 221.2108 | 0 | 331.4847 | 8.8065e-06 | 221.2108 | 0 | 221.2108 | 0.00030119 | 221.0269 | 0 | 514.5742 | 0.00216 | 221.0269 | 0 | 513.2037 | 6.6672e-06 | 514.5742 | 0.00403 | 220.8087 | 0
| 221.4153 | -0.00027996 | 221.2303 | -0.00056471 | 331.0488 | 0 | 221.4153 | -0.00024676 | 221.2303 | 0 | 214.5053 | 0 | 221.2303 | 0 | 221.4152 | 0 | 221.0118 | 0 | 331.0488 | 0.00079001 | 221.4152 | 0 | 221.4153 | 0 | 215.43 | -0.00015171 | 221.4152 | 0 | 331.594 | 8.3498e-06 | 221.4152 | 0 | 221.4152 | 0 | 221.2303 | 0 | 514.7287 | 0.00165 | 221.2303 | 0 | 513.3593 | 1.0001e-05 | 514.7287 | 0.00421 | 221.0118 | 0
| 221.6197 | 0.001001 | 221.4337 | 0.0012646 | 331.1628 | 0 | 221.6197 | 0.00036952 | 221.4337 | 0 | 214.7115 | 0 | 221.4337 | 0 | 221.6197 | 0 | 221.215 | 0 | 331.1628 | 0.00101 | 221.6197 | 0 | 221.6197 | 1.1421e-05 | 215.63 | -5.4182e-05 | 221.6197 | 0 | 331.7034 | 9.5209e-06 | 221.6197 | 0 | 221.6197 | 0.0002772 | 221.4337 | 0 | 514.8831 | 0.00345 | 221.4337 | 0 | 513.515 | 6.6672e-06 | 514.8831 | 0.00399 | 221.215 | 0
| 221.8242 | -0.00082689 | 221.6371 | -0.00025072 | 331.2767 | 0.00024276 | 221.8242 | -0.00046542 | 221.6371 | 0 | 214.9178 | 0 | 221.6371 | 0 | 221.8242 | 0 | 221.4182 | 0 | 331.2767 | 0.00067647 | 221.8242 | 0 | 221.8242 | 0 | 215.84 | 0.00040094 | 221.8242 | 0 | 331.8127 | 9.3569e-06 | 221.8242 | 0 | 221.8243 | 0 | 221.6371 | 0 | 515.0376 | 0.00127 | 221.6371 | 0 | 513.6707 | 3.0002e-05 | 515.0376 | 0.00424 | 221.4181 | 0
| 222.0288 | 0.0016299 | 221.8406 | 0.00056689 | 331.3907 | 0.00083426 | 222.0288 | 3.6212e-05 | 221.8406 | 0 | 215.1241 | 0 | 221.8406 | 0 | 222.0288 | 0 | 221.6213 | 0 | 331.3907 | 0.00016089 | 222.0288 | 0 | 222.0288 | 1.5968e-05 | 216.04 | 0.0033593 | 222.0288 | 0 | 331.9221 | 8.7245e-06 | 222.0288 | 0 | 222.0288 | 0.00031899 | 221.8406 | 0 | 515.1921 | 0.00183 | 221.8406 | 0 | 513.8264 | 6.6672e-06 | 515.1921 | 0.00403 | 221.6213 | 0
| 222.2333 | 3.4504e-05 | 222.044 | -0.00026379 | 331.5047 | 0.0013 | 222.2333 | 0.00014586 | 222.044 | 0 | 215.3304 | 0 | 222.044 | 0 | 222.2333 | 0 | 221.8245 | 0 | 331.5047 | 0.00119 | 222.2333 | 0 | 222.2333 | 0 | 216.25 | -0.001257 | 222.2333 | 0 | 332.0314 | 8.6191e-06 | 222.2333 | 0 | 222.2333 | 0 | 222.044 | 0 | 515.3466 | 0.00139 | 222.044 | 0 | 513.9821 | 3.0002e-05 | 515.3466 | 0.0042 | 221.8245 | 0
| 222.4379 | 0.00075271 | 222.2475 | 0.00071279 | 331.6187 | 0 | 222.4379 | 5.3877e-05 | 222.2475 | 0 | 215.5367 | 0 | 222.2475 | 0 | 222.4379 | 0 | 222.0277 | 0 | 331.6187 | 0.0001041 | 222.4379 | 0 | 222.4379 | 1.0939e-05 | 216.45 | 0.00043346 | 222.4379 | 0 | 332.1408 | 8.2912e-06 | 222.4379 | 0 | 222.4379 | 0.00032177 | 222.2475 | 0 | 515.5012 | 0.00193 | 222.2475 | 0 | 514.1378 | 0 | 515.5012 | 0.00386 | 222.0277 | 0
| 222.6425 | -0.00035355 | 222.451 | -0.00023616 | 331.7326 | 0.00116 | 222.6425 | -0.0005335 | 222.451 | 0 | 215.7431 | 0 | 222.451 | 0 | 222.6425 | 0 | 222.231 | 0 | 331.7326 | 0.00198 | 222.6425 | 0 | 222.6425 | 0 | 216.65 | -0.00086692 | 222.6425 | 0 | 332.2501 | 8.8651e-06 | 222.6425 | 0 | 222.6425 | 0 | 222.451 | 0 | 515.6557 | 0.00218 | 222.451 | 0 | 514.2936 | 1.0001e-05 | 515.6557 | 0.00407 | 222.231 | 0
| 222.847 | 0.00063338 | 222.6545 | 0.0010699 | 331.8466 | 0 | 222.847 | 0.00029359 | 222.6545 | 0 | 215.9494 | 0 | 222.6545 | 0 | 222.8471 | 0 | 222.4342 | 0 | 331.8466 | 0.00027444 | 222.8471 | 0 | 222.847 | 1.438e-05 | 216.86 | -0.0018096 | 222.8471 | 0 | 332.3595 | 7.9633e-06 | 222.8471 | 0 | 222.847 | 0.00019977 | 222.6546 | 0 | 515.8102 | 0.00288 | 222.6545 | 0 | 514.4493 | 6.6672e-06 | 515.8102 | 0.00391 | 222.4342 | 0
| 223.0517 | -0.00053091 | 222.8581 | 0.00015191 | 331.9606 | 0 | 223.0517 | -0.00012735 | 222.8581 | 0 | 216.1558 | 0 | 222.8581 | 0 | 223.0517 | 0 | 222.6375 | 0 | 331.9606 | 0 | 223.0517 | 0 | 223.0517 | 1.1001e-06 | 217.06 | -0.0018096 | 223.0517 | 0 | 332.4689 | 9.0524e-06 | 223.0517 | 0 | 223.0517 | 0 | 222.8581 | 0 | 515.9647 | 0.00222 | 222.8581 | 0 | 514.605 | 3.0002e-05 | 515.9647 | 0.00417 | 222.6375 | 0
| 223.2563 | 0.00075914 | 223.0616 | 0.00023153 | 332.0745 | 0 | 223.2563 | 7.7213e-06 | 223.0616 | 0 | 216.3622 | 0 | 223.0616 | 0 | 223.2563 | 0 | 222.8407 | 0 | 332.0745 | 0.00169 | 223.2563 | 0 | 223.2563 | 1.0298e-05 | 217.27 | -0.00021673 | 223.2563 | 0 | 332.5783 | 8.9353e-06 | 223.2563 | 0 | 223.2563 | 0.00035863 | 223.0616 | 0 | 516.1193 | 0.0028 | 223.0616 | 0 | 514.7608 | 0 | 516.1193 | 0.00394 | 222.8407 | 0
| 223.4609 | -0.00014169 | 223.2652 | -0.00067772 | 332.1885 | 5.2025e-05 | 223.4609 | -0.00052381 | 223.2652 | 0 | 216.5685 | 0 | 223.2652 | 0 | 223.4609 | 0 | 223.044 | 0 | 332.1885 | 0.00153 | 223.4609 | 0 | 223.4609 | 0 | 217.47 | -0.0013546 | 223.4609 | 0 | 332.6877 | 9.3569e-06 | 223.4609 | 0 | 223.4609 | 0 | 223.2652 | 0 | 516.2739 | 0.00183 | 223.2652 | 0 | 514.9165 | 3.0002e-05 | 516.2739 | 0.00422 | 223.044 | 0
| 223.6656 | -5.2495e-05 | 223.4688 | 9.5547e-05 | 332.3024 | 0 | 223.6656 | 0.00027432 | 223.4688 | 0 | 216.7749 | 0 | 223.4688 | 0 | 223.6656 | 0 | 223.2473 | 0 | 332.3024 | 0.00061512 | 223.6656 | 0 | 223.6656 | 5.1311e-06 | 217.67 | 0.00043346 | 223.6656 | 0 | 332.7971 | 8.4318e-06 | 223.6656 | 0 | 223.6656 | 9.1162e-05 | 223.4688 | 0 | 516.4284 | 0.00281 | 223.4688 | 0 | 515.0723 | 0 | 516.4284 | 0.004 | 223.2473 | 0
| 223.8703 | 0.00045703 | 223.6724 | 8.3851e-05 | 332.4164 | 0.00134 | 223.8703 | -0.00015126 | 223.6724 | 0 | 216.9814 | 0 | 223.6724 | 0 | 223.8703 | 0 | 223.4506 | 0 | 332.4164 | 0.00079001 | 223.8703 | 0 | 223.8703 | 0 | 217.88 | -0.00037928 | 223.8703 | 0 | 332.9065 | 1.0036e-05 | 223.8703 | 0 | 223.8703 | 0 | 223.6724 | 0 | 516.583 | 0.00309 | 223.6724 | 0 | 515.2281 | 3.0002e-05 | 516.583 | 0.00435 | 223.4506 | 0
| 224.075 | 0.00058461 | 223.876 | 0.00039864 | 332.5303 | 0 | 224.075 | 0.00029902 | 223.876 | 0 | 217.1878 | 0 | 223.876 | 0 | 224.075 | 0 | 223.6539 | 0 | 332.5303 | 0.00055835 | 224.075 | 0 | 224.075 | 1.6785e-05 | 218.08 | 0.00082357 | 224.075 | 0 | 333.0159 | 9.919e-06 | 224.075 | 0 | 224.075 | 0.00015875 | 223.876 | 0 | 516.7376 | 0.00243 | 223.876 | 0 | 515.3839 | 0 | 516.7376 | 0.00407 | 223.654 | 0
| 224.2797 | -0.00048407 | 224.0797 | -0.0014343 | 332.6442 | 0.0004335 | 224.2797 | -0.0003458 | 224.0797 | 0 | 217.3943 | 0 | 224.0797 | 0 | 224.2797 | 0 | 223.8573 | 0 | 332.6442 | 0.00176 | 224.2797 | 0 | 224.2797 | 0 | 218.29 | -0.0012245 | 224.2797 | 0 | 333.1253 | 1.1594e-05 | 224.2797 | 0 | 224.2797 | 0 | 224.0797 | 0 | 516.8922 | 0.00213 | 224.0797 | 0 | 515.5396 | 1.0001e-05 | 516.8922 | 0.00439 | 223.8573 | 0
| 224.4844 | 0.00085917 | 224.2834 | -8.2953e-05 | 332.7582 | 0.00031285 | 224.4844 | 3.2091e-06 | 224.2834 | 0 | 217.6007 | 0 | 224.2834 | 0 | 224.4844 | 0 | 224.0606 | 0 | 332.7582 | 0 | 224.4844 | 0 | 224.4844 | 5.7252e-06 | 218.49 | -2.1673e-05 | 224.4844 | 0 | 333.2347 | 1.0821e-05 | 224.4844 | 0 | 224.4844 | 0 | 224.2834 | 0 | 517.0468 | 0.00213 | 224.2834 | 0 | 515.6954 | 0 | 517.0468 | 0.00403 | 224.0606 | 0
| 224.6891 | -0.00062775 | 224.487 | 0.00024924 | 332.8721 | 0 | 224.6891 | -0.00024368 | 224.487 | 0 | 217.8072 | 0 | 224.487 | 0 | 224.6891 | 0 | 224.264 | 0 | 332.8721 | 0.0001088 | 224.6891 | 0 | 224.6891 | 0 | 218.7 | 0.0017338 | 224.6891 | 0 | 333.3441 | 1.0821e-05 | 224.6891 | 0 | 224.6892 | 0 | 224.487 | 0 | 517.2014 | 0.00155 | 224.487 | 0 | 515.8512 | 3.0002e-05 | 517.2014 | 0.00429 | 224.264 | 0
| 224.8939 | 0.00049119 | 224.6907 | -0.00021632 | 332.9861 | 0 | 224.8939 | 0.00015266 | 224.6907 | 0 | 218.0137 | 0 | 224.6907 | 0 | 224.8939 | 0 | 224.4674 | 0 | 332.9861 | 0 | 224.8939 | 0 | 224.8939 | 8.9466e-06 | 218.9 | -0.00057433 | 224.8939 | 0 | 333.4535 | 1.0223e-05 | 224.8939 | 0 | 224.8939 | 0.00036771 | 224.6908 | 0 | 517.3561 | 0.00144 | 224.6907 | 0 | 516.007 | 0 | 517.3561 | 0.00403 | 224.4674 | 0
| 225.0987 | -2.0984e-05 | 224.8945 | -0.0005789 | 333.1 | 0.00134 | 225.0987 | -0.00037005 | 224.8945 | 0 | 218.2202 | 0 | 224.8945 | 0 | 225.0987 | 0 | 224.6708 | 0 | 333.1 | 0.00053456 | 225.0987 | 0 | 225.0987 | 0 | 219.1 | 0.00079106 | 225.0987 | 0 | 333.563 | 1.0341e-05 | 225.0987 | 0 | 225.0987 | 0 | 224.8945 | 0 | 517.5107 | 0.00116 | 224.8945 | 0 | 516.1628 | 3.0002e-05 | 517.5107 | 0.00435 | 224.6708 | 0
| 225.3035 | 0.00073978 | 225.0982 | 0.00065189 | 333.2139 | 0.00123 | 225.3035 | 0.00020596 | 225.0982 | 0 | 218.4267 | 0 | 225.0982 | 0 | 225.3035 | 0 | 224.8742 | 0 | 333.2139 | 0.00121 | 225.3035 | 0 | 225.3035 | 1.5985e-05 | 219.31 | -0.00080189 | 225.3035 | 0 | 333.6724 | 1.0692e-05 | 225.3035 | 0 | 225.3035 | 0.00059014 | 225.0982 | 0 | 517.6653 | 0.00155 | 225.0982 | 0 | 516.3187 | 0 | 517.6653 | 0.00417 | 224.8742 | 0
| 225.5083 | -0.00074274 | 225.302 | -0.0014111 | 333.3278 | 0.00090168 | 225.5083 | -0.00055541 | 225.302 | 0 | 218.6332 | 0 | 225.302 | 0 | 225.5083 | 0 | 225.0776 | 0 | 333.3278 | 0 | 225.5083 | 0 | 225.5083 | 0 | 219.51 | -0.0022323 | 225.5083 | 0 | 333.7819 | 1.0903e-05 | 225.5083 | 0 | 225.5083 | 0 | 225.302 | 0 | 517.82 | 0.00253 | 225.302 | 0 | 516.4745 | 3.0002e-05 | 517.82 | 0.00433 | 225.0776 | 0
| 225.7131 | 0.00023996 | 225.5057 | 0.00012007 | 333.4418 | 0 | 225.7131 | -0.00019307 | 225.5057 | 0 | 218.8398 | 0 | 225.5057 | 0 | 225.7131 | 0 | 225.2811 | 0 | 333.4418 | 0.00061512 | 225.7131 | 0 | 225.7131 | 9.0115e-06 | 219.72 | -0.00034676 | 225.7131 | 0 | 333.8913 | 9.919e-06 | 225.7131 | 0 | 225.7131 | 0.00024811 | 225.5057 | 0 | 517.9746 | 0.001 | 225.5057 | 0 | 516.6303 | 0 | 517.9746 | 0.00408 | 225.281 | 0
| 225.918 | 4.1588e-05 | 225.7095 | -0.00049758 | 333.5557 | 0.00045084 | 225.918 | -0.00017989 | 225.7095 | 0 | 219.0463 | 0 | 225.7095 | 0 | 225.918 | 0 | 225.4845 | 0 | 333.5557 | 0.00207 | 225.918 | 0 | 225.918 | 0 | 219.92 | -0.001127 | 225.918 | 0 | 334.0008 | 8.7479e-06 | 225.918 | 0 | 225.918 | 0 | 225.7095 | 0 | 518.1293 | 0.00183 | 225.7095 | 0 | 516.7862 | 1.0001e-05 | 518.1293 | 0.00423 | 225.4845 | 0
| 226.1228 | 0.0012366 | 225.9133 | 0.00062446 | 333.6696 | 0.00048665 | 226.1228 | 0.00060091 | 225.9133 | 0 | 219.2529 | 0 | 225.9133 | 0 | 226.1228 | 0 | 225.688 | 0 | 333.6696 | 7.5708e-05 | 226.1228 | 0 | 226.1228 | 1.6489e-05 | 220.13 | 0.0019289 | 226.1228 | 0 | 334.1103 | 8.584e-06 | 226.1228 | 0 | 226.1228 | 0.00038492 | 225.9133 | 0 | 518.284 | 0.00207 | 225.9133 | 0 | 516.942 | 6.6672e-06 | 518.284 | 0.00395 | 225.688 | 0
| 226.3277 | 0.00042244 | 226.1172 | -0.0007963 | 333.7835 | 0.00086701 | 226.3277 | -0.00043283 | 226.1172 | 0 | 219.4595 | 0 | 226.1172 | 0 | 226.3277 | 0 | 225.8914 | 0 | 333.7835 | 0.00127 | 226.3277 | 0 | 226.3277 | 0 | 220.33 | -0.0013546 | 226.3277 | 0 | 334.2197 | 9.7902e-06 | 226.3277 | 0 | 226.3277 | 0 | 226.1172 | 0 | 518.4387 | 0.00128 | 226.1172 | 0 | 517.0979 | 1.0001e-05 | 518.4387 | 0.00414 | 225.8914 | 0
| 226.5326 | 0.0015787 | 226.321 | 0.00078414 | 333.8974 | 0 | 226.5326 | 0.00038019 | 226.321 | 0 | 219.6661 | 0 | 226.321 | 0 | 226.5326 | 0 | 226.0949 | 0 | 333.8974 | 0.00061512 | 226.5326 | 0 | 226.5326 | 1.4073e-05 | 220.53 | -0.00037928 | 226.5326 | 0 | 334.3292 | 1.0657e-05 | 226.5326 | 0 | 226.5326 | 0.00035997 | 226.321 | 0 | 518.5934 | 0.0022 | 226.321 | 0 | 517.2537 | 0 | 518.5934 | 0.00392 | 226.0949 | 0
| 226.7375 | 0.00069765 | 226.5249 | -0.00016348 | 334.0113 | 0.00060691 | 226.7375 | 5.9908e-05 | 226.5249 | 0 | 219.8727 | 0 | 226.5249 | 0 | 226.7375 | 0 | 226.2984 | 0 | 334.0113 | 0.0017 | 226.7375 | 0 | 226.7375 | 0 | 220.74 | -0.0010945 | 226.7375 | 0 | 334.4387 | 1.1453e-05 | 226.7375 | 0 | 226.7375 | 0 | 226.5249 | 0 | 518.7481 | 0.00068578 | 226.5249 | 0 | 517.4096 | 0 | 518.7481 | 0.0042 | 226.2985 | 0
| 226.9424 | 0.0002698 | 226.7288 | 0.0010572 | 334.1252 | 0 | 226.9424 | -3.5276e-05 | 226.7288 | 0 | 220.0793 | 0 | 226.7288 | 0 | 226.9424 | 0 | 226.502 | 0 | 334.1252 | 0.00184 | 226.9424 | 0 | 226.9424 | 1.3313e-05 | 220.94 | -0.001062 | 226.9424 | 0 | 334.5482 | 9.9542e-06 | 226.9424 | 0 | 226.9424 | 0.00030854 | 226.7288 | 0 | 518.9028 | 0.00114 | 226.7288 | 0 | 517.5655 | 0 | 518.9028 | 0.00403 | 226.502 | 0
| 227.1474 | -0.00063431 | 226.9327 | -0.0005763 | 334.2391 | 0.00010404 | 227.1474 | 0.00012538 | 226.9327 | 0 | 220.286 | 0 | 226.9327 | 0 | 227.1474 | 0 | 226.7055 | 0 | 334.2391 | 0 | 227.1474 | 0 | 227.1474 | 0 | 221.15 | -0.0016472 | 227.1474 | 0 | 334.6577 | 9.8371e-06 | 227.1474 | 0 | 227.1474 | 0 | 226.9327 | 0 | 519.0575 | 0.00239 | 226.9327 | 0 | 517.7214 | 0 | 519.0575 | 0.00424 | 226.7055 | 0
| 227.3524 | 0.00074702 | 227.1366 | -3.2123e-05 | 334.353 | 0 | 227.3524 | 0.00053552 | 227.1366 | 0 | 220.4926 | 0 | 227.1366 | 0 | 227.3524 | 0 | 226.9091 | 0 | 334.353 | 0.00064351 | 227.3524 | 0 | 227.3524 | 1.0915e-05 | 221.35 | 0.00010836 | 227.3524 | 0 | 334.7672 | 8.1273e-06 | 227.3524 | 0 | 227.3524 | 0.00022788 | 227.1366 | 0 | 519.2123 | 0.00316 | 227.1366 | 0 | 517.8773 | 6.6672e-06 | 519.2123 | 0.00401 | 226.9091 | 0
| 227.5573 | -0.00070091 | 227.3405 | -0.00032868 | 334.4669 | 0.00079764 | 227.5573 | -8.3493e-05 | 227.3405 | 0 | 220.6993 | 0 | 227.3405 | 0 | 227.5573 | 0 | 227.1126 | 0 | 334.4669 | 0.00113 | 227.5573 | 0 | 227.5573 | 0 | 221.56 | -0.00060684 | 227.5573 | 0 | 334.8767 | 1.0141e-05 | 227.5573 | 0 | 227.5573 | 0 | 227.3405 | 0 | 519.367 | 0.00084403 | 227.3405 | 0 | 518.0332 | 0 | 519.367 | 0.00413 | 227.1126 | 0
| 227.7623 | 0.00074364 | 227.5445 | 0.00063389 | 334.5808 | 0 | 227.7623 | 0.0013079 | 227.5445 | 0 | 220.906 | 0 | 227.5445 | 0 | 227.7623 | 0 | 227.3162 | 0 | 334.5808 | 0.0013 | 227.7623 | 0 | 227.7623 | 9.3571e-06 | 221.76 | -0.00067186 | 227.7623 | 0 | 334.9862 | 9.0993e-06 | 227.7623 | 0 | 227.7623 | 0.00012371 | 227.5445 | 0 | 519.5217 | 0.00329 | 227.5445 | 0 | 518.1891 | 6.6672e-06 | 519.5217 | 0.00389 | 227.3162 | 0
| 227.9673 | 0.00032065 | 227.7485 | -0.00033513 | 334.6947 | 0.00046818 | 227.9673 | -0.00062496 | 227.7485 | 0 | 221.1127 | 0 | 227.7485 | 0 | 227.9673 | 0 | 227.5198 | 0 | 334.6947 | 0 | 227.9673 | 0 | 227.9673 | 0 | 221.97 | -0.0027199 | 227.9673 | 0 | 335.0957 | 1.0223e-05 | 227.9673 | 0 | 227.9673 | 0 | 227.7485 | 0 | 519.6765 | 0.00193 | 227.7485 | 0 | 518.345 | 0 | 519.6765 | 0.00419 | 227.5198 | 0
| 228.1724 | 0.0016311 | 227.9525 | 0.0012457 | 334.8086 | 0.00033023 | 228.1724 | 0.00024839 | 227.9525 | 0 | 221.3194 | 0 | 227.9525 | 0 | 228.1724 | 0 | 227.7234 | 0 | 334.8086 | 0.00033123 | 228.1724 | 0 | 228.1724 | 1.5593e-05 | 222.17 | -0.00024923 | 228.1724 | 0 | 335.2052 | 8.7011e-06 | 228.1724 | 0 | 228.1724 | 0.0005471 | 227.9525 | 0 | 519.8313 | 0.00427 | 227.9525 | 0 | 518.5009 | 6.6672e-06 | 519.8313 | 0.00405 | 227.7234 | 0
| 228.3774 | -9.2171e-05 | 228.1565 | -0.00020759 | 334.9224 | 0 | 228.3774 | -0.0005435 | 228.1565 | 0 | 221.5261 | 0 | 228.1565 | 0 | 228.3774 | 0 | 227.927 | 0 | 334.9224 | 0.00081839 | 228.3774 | 0 | 228.3774 | 0 | 222.38 | -0.00067186 | 228.3774 | 0 | 335.3148 | 1.0247e-05 | 228.3774 | 0 | 228.3774 | 0 | 228.1565 | 0 | 519.986 | 0.00295 | 228.1565 | 0 | 518.6569 | 1.0001e-05 | 519.986 | 0.00432 | 227.927 | 0
| 228.5825 | 0.0015632 | 228.3605 | 2.8584e-06 | 335.0363 | 0.00055617 | 228.5825 | -5.1896e-05 | 228.3605 | 0 | 221.7328 | 0 | 228.3605 | 0 | 228.5825 | 0 | 228.1307 | 0 | 335.0363 | 0.0006719 | 228.5825 | 0 | 228.5825 | 8.1138e-06 | 222.58 | -0.0021023 | 228.5825 | 0 | 335.4243 | 9.6263e-06 | 228.5825 | 0 | 228.5825 | 0.00020334 | 228.3605 | 0 | 520.1408 | 0.00065043 | 228.3605 | 0 | 518.8128 | 6.6672e-06 | 520.1408 | 0.00399 | 228.1307 | 0
| 228.7876 | -0.00014687 | 228.5646 | -0.00026399 | 335.1502 | 0.00175 | 228.7876 | -0.00010329 | 228.5646 | 0 | 221.9396 | 0 | 228.5646 | 0 | 228.7876 | 0 | 228.3343 | 0 | 335.1502 | 0.00252 | 228.7876 | 0 | 228.7876 | 0 | 222.78 | -0.00099695 | 228.7876 | 0 | 335.5339 | 1.0083e-05 | 228.7876 | 0 | 228.7876 | 0 | 228.5646 | 0 | 520.2956 | 0.00091437 | 228.5646 | 0 | 518.9688 | 0 | 520.2956 | 0.00427 | 228.3343 | 0
| 228.9926 | 0.00084826 | 228.7686 | 0.00054332 | 335.264 | 0.00055617 | 228.9926 | 0.0003129 | 228.7686 | 0 | 222.1464 | 0 | 228.7686 | 0 | 228.9926 | 0 | 228.538 | 0 | 335.264 | 0.00266 | 228.9926 | 0 | 228.9926 | 1.3607e-05 | 222.99 | 0.00014088 | 228.9926 | 0 | 335.6434 | 9.6028e-06 | 228.9926 | 0 | 228.9926 | 0.00029767 | 228.7686 | 0 | 520.4504 | 0.00214 | 228.7686 | 0 | 519.1247 | 6.6672e-06 | 520.4504 | 0.00409 | 228.538 | 0
| 229.1978 | 0.00030535 | 228.9727 | 0.00024655 | 335.3779 | 0.00041617 | 229.1978 | -0.00016536 | 228.9727 | 0 | 222.3531 | 0 | 228.9727 | 0 | 229.1978 | 0 | 228.7417 | 0 | 335.3779 | 0.00139 | 229.1978 | 0 | 229.1978 | 0 | 223.19 | -0.0017771 | 229.1978 | 0 | 335.753 | 1.0423e-05 | 229.1978 | 0 | 229.1978 | 0 | 228.9727 | 0 | 520.6052 | 0.00375 | 228.9727 | 0 | 519.2807 | 3.0002e-05 | 520.6052 | 0.00433 | 228.7416 | 0
| 229.4029 | 0.00075112 | 229.1768 | 0.00065511 | 335.4918 | 0 | 229.4029 | 3.745e-05 | 229.1768 | 0 | 222.5599 | 0 | 229.1768 | 0 | 229.4029 | 0 | 228.9453 | 0 | 335.4918 | 0.00107 | 229.4029 | 0 | 229.4029 | 1.4261e-05 | 223.4 | 0.00066102 | 229.4029 | 0 | 335.8625 | 9.6848e-06 | 229.4029 | 0 | 229.4029 | 0.00024821 | 229.1768 | 0 | 520.7601 | 0.00341 | 229.1768 | 0 | 519.4366 | 0 | 520.7601 | 0.00403 | 228.9453 | 0
| 229.608 | 9.7099e-05 | 229.3809 | -0.00074067 | 335.6056 | 0 | 229.608 | -4.4693e-05 | 229.3809 | 0 | 222.7667 | 0 | 229.3809 | 0 | 229.608 | 0 | 229.149 | 0 | 335.6056 | 0.00167 | 229.608 | 0 | 229.608 | 0 | 223.6 | -0.00037928 | 229.608 | 0 | 335.9721 | 1.0305e-05 | 229.608 | 0 | 229.608 | 0 | 229.381 | 0 | 520.9149 | 0.00148 | 229.3809 | 0 | 519.5926 | 3.0002e-05 | 520.9149 | 0.00418 | 229.149 | 0
| 229.8132 | 0.0015052 | 229.5851 | 0.00016345 | 335.7195 | 0.00024332 | 229.8132 | 0.00024549 | 229.5851 | 0 | 222.9736 | 0 | 229.5851 | 0 | 229.8132 | 0 | 229.3528 | 0 | 335.7195 | 0 | 229.8132 | 0 | 229.8132 | 8.5143e-06 | 223.81 | 0.0012462 | 229.8132 | 0 | 336.0817 | 9.0524e-06 | 229.8132 | 0 | 229.8132 | 0.00032131 | 229.5851 | 0 | 521.0697 | 0.00271 | 229.5851 | 0 | 519.7486 | 0 | 521.0697 | 0.00395 | 229.3528 | 0
| 230.0184 | 0.00012105 | 229.7892 | -0.00088392 | 335.8333 | 0.00062425 | 230.0184 | -0.00069262 | 229.7892 | 0 | 223.1804 | 0 | 229.7892 | 0 | 230.0184 | 0 | 229.5565 | 0 | 335.8333 | 0.00036425 | 230.0184 | 0 | 230.0184 | 0 | 224.01 | -0.00044429 | 230.0184 | 0 | 336.1913 | 1.061e-05 | 230.0184 | 0 | 230.0184 | 0 | 229.7893 | 0 | 521.2246 | 0.00211 | 229.7892 | 0 | 519.9046 | 0 | 521.2246 | 0.00421 | 229.5565 | 0
| 230.2236 | 0.00041907 | 229.9934 | 0.00014748 | 335.9472 | 0 | 230.2236 | -2.9654e-05 | 229.9934 | 0 | 223.3873 | 0 | 229.9934 | 0 | 230.2236 | 0 | 229.7603 | 0 | 335.9472 | 0.0007003 | 230.2236 | 0 | 230.2236 | 1.3072e-05 | 224.22 | -0.0024274 | 230.2236 | 0 | 336.3009 | 8.7479e-06 | 230.2236 | 0 | 230.2236 | 0.00052565 | 229.9934 | 0 | 521.3794 | 0.00285 | 229.9934 | 0 | 520.0606 | 0 | 521.3794 | 0.00403 | 229.7603 | 0
| 230.4288 | 0.00017098 | 230.1976 | -0.0016445 | 336.0611 | 0.00154 | 230.4288 | -8.5156e-05 | 230.1976 | 0 | 223.5941 | 0 | 230.1976 | 0 | 230.4288 | 0 | 229.964 | 0 | 336.0611 | 0.00224 | 230.4288 | 0 | 230.4288 | 0 | 224.42 | -0.00054182 | 230.4288 | 0 | 336.4104 | 8.7245e-06 | 230.4288 | 0 | 230.4288 | 0 | 230.1976 | 0 | 521.5343 | 0.00186 | 230.1976 | 0 | 520.2166 | 1.0001e-05 | 521.5343 | 0.00428 | 229.964 | 0
| 230.634 | 0.0011459 | 230.4018 | 0.00037261 | 336.1749 | 0.00060832 | 230.634 | 0.00030941 | 230.4018 | 0 | 223.801 | 0 | 230.4018 | 0 | 230.634 | 0 | 230.1678 | 0 | 336.1749 | 0.00124 | 230.634 | 0 | 230.634 | 8.9208e-06 | 224.63 | -0.0024923 | 230.634 | 0 | 336.52 | 8.0687e-06 | 230.634 | 0 | 230.634 | 0.00032338 | 230.4018 | 0 | 521.6892 | 0.00202 | 230.4018 | 0 | 520.3726 | 0 | 521.6892 | 0.00404 | 230.1678 | 0
| 230.8393 | 0.00061575 | 230.6061 | 5.573e-06 | 336.2887 | 0.0012 | 230.8393 | -0.00015281 | 230.6061 | 0 | 224.0079 | 0 | 230.6061 | 0 | 230.8393 | 0 | 230.3716 | 0 | 336.2887 | 0 | 230.8393 | 0 | 230.8393 | 0 | 224.83 | -0.0015822 | 230.8393 | 0 | 336.6297 | 9.3218e-06 | 230.8393 | 0 | 230.8393 | 0 | 230.6061 | 0 | 521.8441 | 0.002 | 230.6061 | 0 | 520.5286 | 1.0001e-05 | 521.8441 | 0.0042 | 230.3716 | 0
| 231.0445 | 0.00096979 | 230.8103 | 0.00060449 | 336.4026 | 0 | 231.0445 | 0.00013531 | 230.8103 | 0 | 224.2148 | 0 | 230.8103 | 0 | 231.0445 | 0 | 230.5754 | 0 | 336.4026 | 0 | 231.0445 | 0 | 231.0445 | 1.3317e-05 | 225.04 | -0.00044429 | 231.0445 | 0 | 336.7393 | 9.1578e-06 | 231.0445 | 0 | 231.0445 | 0.00017465 | 230.8103 | 0 | 521.9989 | 0.00229 | 230.8103 | 0 | 520.6847 | 6.6672e-06 | 521.9989 | 0.004 | 230.5754 | 0
| 231.2498 | 7.7247e-05 | 231.0146 | -0.00058418 | 336.5164 | 0.00036414 | 231.2498 | -0.00031752 | 231.0146 | 0 | 224.4217 | 0 | 231.0146 | 0 | 231.2498 | 0 | 230.7792 | 0 | 336.5164 | 0.00167 | 231.2498 | 0 | 231.2498 | 0 | 225.24 | -0.0010295 | 231.2498 | 0 | 336.8489 | 9.6731e-06 | 231.2498 | 0 | 231.2498 | 0 | 231.0146 | 0 | 522.1538 | 0.00132 | 231.0146 | 0 | 520.8407 | 1.0001e-05 | 522.1538 | 0.00415 | 230.7792 | 0
| 231.4551 | 0.0013884 | 231.2189 | -0.00059235 | 336.6302 | 0.00067784 | 231.4551 | 0.00038834 | 231.2189 | 0 | 224.6286 | 0 | 231.2189 | 0 | 231.4551 | 0 | 230.983 | 0 | 336.6302 | 0.00041639 | 231.4551 | 0 | 231.4551 | 2.0112e-06 | 225.45 | 0.0011162 | 231.4551 | 0 | 336.9585 | 9.8956e-06 | 231.4551 | 0 | 231.4551 | 7.7787e-05 | 231.2189 | 0 | 522.3088 | 0.00139 | 231.2189 | 0 | 520.9967 | 0 | 522.3088 | 0.00397 | 230.983 | 0
| 231.6604 | -6.2703e-05 | 231.4232 | 3.669e-05 | 336.7441 | 0.00128 | 231.6604 | -0.00029954 | 231.4232 | 0 | 224.8356 | 0 | 231.4232 | 0 | 231.6604 | 0 | 231.1869 | 0 | 336.7441 | 0.00181 | 231.6604 | 0 | 231.6604 | 0 | 225.65 | -0.0010295 | 231.6604 | 0 | 337.0681 | 1.1125e-05 | 231.6604 | 0 | 231.6604 | 0 | 231.4232 | 0 | 522.4637 | 0.00332 | 231.4232 | 0 | 521.1528 | 3.0002e-05 | 522.4637 | 0.00416 | 231.1869 | 0
| 231.8657 | 0.00049337 | 231.6275 | -0.0003548 | 336.8579 | 0.00010428 | 231.8657 | -0.000185 | 231.6275 | 0 | 225.0425 | 0 | 231.6275 | 0 | 231.8657 | 0 | 231.3907 | 0 | 336.8579 | 0.00209 | 231.8657 | 0 | 231.8657 | 1.1442e-05 | 225.86 | 1.0836e-05 | 231.8657 | 0 | 337.1778 | 1.1617e-05 | 231.8657 | 0 | 231.8657 | 0.00030882 | 231.6275 | 0 | 522.6186 | 0.00185 | 231.6275 | 0 | 521.3089 | 0 | 522.6186 | 0.004 | 231.3907 | 0
| 232.0711 | -2.1315e-05 | 231.8318 | -0.00052575 | 336.9717 | 0.0007803 | 232.0711 | -0.0003596 | 231.8318 | 0 | 225.2495 | 0 | 231.8318 | 0 | 232.0711 | 0 | 231.5946 | 0 | 336.9717 | 0.00156 | 232.0711 | 0 | 232.0711 | 0 | 226.06 | -0.00067186 | 232.0711 | 0 | 337.2874 | 1.1043e-05 | 232.0711 | 0 | 232.0711 | 0 | 231.8318 | 0 | 522.7735 | 0.00243 | 231.8318 | 0 | 521.4649 | 3.0002e-05 | 522.7735 | 0.00419 | 231.5946 | 0
| 232.2764 | 0.0016063 | 232.0362 | 0.00055613 | 337.0855 | 0 | 232.2764 | 0.00023747 | 232.0362 | 0 | 225.4565 | 0 | 232.0362 | 0 | 232.2764 | 0 | 231.7985 | 0 | 337.0855 | 7.5708e-05 | 232.2764 | 0 | 232.2764 | 9.5263e-06 | 226.27 | -0.00024923 | 232.2764 | 0 | 337.397 | 1.0762e-05 | 232.2764 | 0 | 232.2764 | 0.00035714 | 232.0362 | 0 | 522.9285 | 0.00251 | 232.0362 | 0 | 521.621 | 0 | 522.9285 | 0.00396 | 231.7985 | 0
| 232.4818 | -0.00038805 | 232.2406 | -0.00080968 | 337.1994 | 0.00039883 | 232.4818 | -0.00028561 | 232.2406 | 0 | 225.6635 | 0 | 232.2406 | 0 | 232.4818 | 0 | 232.0024 | 0 | 337.1994 | 0.00153 | 232.4818 | 0 | 232.4818 | 0 | 226.47 | 0.0010511 | 232.4818 | 0 | 337.5067 | 1.0118e-05 | 232.4818 | 0 | 232.4818 | 0 | 232.2406 | 0 | 523.0834 | 0.00229 | 232.2406 | 0 | 521.7771 | 3.0002e-05 | 523.0834 | 0.00418 | 232.0024 | 0
| 232.6872 | 0.0001608 | 232.445 | -0.00030708 | 337.3132 | 0.00031285 | 232.6872 | 0.0001991 | 232.445 | 0 | 225.8705 | 0 | 232.445 | 0 | 232.6872 | 0 | 232.2063 | 0 | 337.3132 | 0.00027444 | 232.6872 | 0 | 232.6872 | 6.4466e-06 | 226.68 | -0.0021998 | 232.6872 | 0 | 337.6164 | 1.0797e-05 | 232.6872 | 0 | 232.6872 | 0.0003377 | 232.445 | 0 | 523.2384 | 0.00339 | 232.445 | 0 | 521.9331 | 0 | 523.2384 | 0.00395 | 232.2063 | 0
| 232.8926 | -0.00031643 | 232.6494 | -0.00044525 | 337.427 | 0.00055488 | 232.8926 | -0.00039797 | 232.6494 | 0 | 226.0775 | 0 | 232.6494 | 0 | 232.8926 | 0 | 232.4103 | 0 | 337.427 | 0.00087516 | 232.8926 | 0 | 232.8926 | 0 | 226.88 | -0.00099695 | 232.8926 | 0 | 337.726 | 1.0633e-05 | 232.8926 | 0 | 232.8926 | 0 | 232.6494 | 0 | 523.3934 | 0.00213 | 232.6494 | 0 | 522.0892 | 3.0002e-05 | 523.3934 | 0.0042 | 232.4103 | 0
| 233.0981 | 0.0015359 | 232.8538 | 0.0007078 | 337.5408 | 0 | 233.0981 | 0.0002363 | 232.8538 | 0 | 226.2846 | 0 | 232.8538 | 0 | 233.0981 | 0 | 232.6142 | 0 | 337.5408 | 0.00072869 | 233.0981 | 0 | 233.0981 | 1.546e-05 | 227.09 | -0.0016472 | 233.0981 | 0 | 337.8357 | 1.102e-05 | 233.0981 | 0 | 233.0981 | 0.00023447 | 232.8538 | 0 | 523.5483 | 0.00211 | 232.8538 | 0 | 522.2453 | 0 | 523.5483 | 0.004 | 232.6142 | 0
| 233.3035 | 6.2224e-05 | 233.0583 | -0.0006666 | 337.6546 | 0 | 233.3035 | -0.00080641 | 233.0583 | 0 | 226.4916 | 0 | 233.0583 | 0 | 233.3035 | 0 | 232.8182 | 0 | 337.6546 | 0.00073324 | 233.3035 | 0 | 233.3035 | 0 | 227.29 | -0.00063934 | 233.3035 | 0 | 337.9454 | 1.0095e-05 | 233.3035 | 0 | 233.3035 | 0 | 233.0583 | 0 | 523.7033 | 0.00311 | 233.0583 | 0 | 522.4014 | 1.0001e-05 | 523.7033 | 0.00423 | 232.8182 | 0
| 233.509 | 0.00059138 | 233.2627 | 4.13e-05 | 337.7684 | 0.00066046 | 233.509 | 0.00031633 | 233.2627 | 0 | 226.6987 | 0 | 233.2627 | 0 | 233.509 | 0 | 233.0222 | 0 | 337.7684 | 0.00064351 | 233.509 | 0 | 233.509 | 5.5298e-06 | 227.5 | -0.0016472 | 233.509 | 0 | 338.0551 | 9.8136e-06 | 233.509 | 0 | 233.509 | 0.00011522 | 233.2627 | 0 | 523.8583 | 0.0033 | 233.2627 | 0 | 522.5576 | 0 | 523.8583 | 0.00391 | 233.0222 | 0
| 233.7144 | -0.00013003 | 233.4672 | -0.00033734 | 337.8822 | 3.4683e-05 | 233.7144 | -0.00021722 | 233.4672 | 0 | 226.9058 | 0 | 233.4672 | 0 | 233.7144 | 0 | 233.2261 | 0 | 337.8822 | 0.00056294 | 233.7144 | 0 | 233.7144 | 0 | 227.7 | -0.00067186 | 233.7144 | 0 | 338.1648 | 9.029e-06 | 233.7144 | 0 | 233.7144 | 0 | 233.4672 | 0 | 524.0133 | 0.00215 | 233.4672 | 0 | 522.7137 | 0 | 524.0133 | 0.00418 | 233.2261 | 0
| 233.9199 | 0.0008093 | 233.6717 | 0.00037786 | 337.996 | 0 | 233.9199 | 0.00028983 | 233.6717 | 0 | 227.1129 | 0 | 233.6717 | 0 | 233.9199 | 0 | 233.4301 | 0 | 337.996 | 0.00306 | 233.9199 | 0 | 233.9199 | 1.4339e-05 | 227.91 | 0.00033593 | 233.9199 | 0 | 338.2745 | 9.7317e-06 | 233.9199 | 0 | 233.9199 | 0.00022795 | 233.6717 | 0 | 524.1684 | 0.00243 | 233.6717 | 0 | 522.8698 | 6.6672e-06 | 524.1684 | 0.00392 | 233.4301 | 0
| 234.1255 | 0.00031928 | 233.8763 | -0.00044634 | 338.1098 | 0.00067626 | 234.1255 | -0.00062472 | 233.8763 | 0 | 227.32 | 0 | 233.8763 | 0 | 234.1255 | 0 | 233.6342 | 0 | 338.1098 | 0.00133 | 234.1255 | 0 | 234.1255 | 0 | 228.11 | -0.00021673 | 234.1255 | 0 | 338.3841 | 9.6848e-06 | 234.1255 | 0 | 234.1255 | 0 | 233.8762 | 0 | 524.3234 | 0.00167 | 233.8763 | 0 | 523.026 | 1.0001e-05 | 524.3234 | 0.00422 | 233.6342 | 0
| 234.331 | 0.0012913 | 234.0808 | 8.8593e-05 | 338.2236 | 0.00081688 | 234.331 | 0.00016497 | 234.0808 | 0 | 227.5271 | 0 | 234.0808 | 0 | 234.331 | 0 | 233.8382 | 0 | 338.2236 | 0.00024605 | 234.331 | 0 | 234.331 | 1.1292e-05 | 228.32 | -0.00073687 | 234.331 | 0 | 338.4939 | 8.9705e-06 | 234.331 | 0 | 234.331 | 0.0003041 | 234.0808 | 0 | 524.4784 | 0.00315 | 234.0808 | 0 | 523.1821 | 6.6672e-06 | 524.4784 | 0.00388 | 233.8382 | 0
| 234.5365 | -0.00010611 | 234.2854 | -0.00034532 | 338.3374 | 0.00029479 | 234.5365 | -0.00031096 | 234.2854 | 0 | 227.7343 | 0 | 234.2854 | 0 | 234.5365 | 0 | 234.0422 | 0 | 338.3374 | 0.00098869 | 234.5365 | 0 | 234.5365 | 0 | 228.52 | -0.00034676 | 234.5365 | 0 | 338.6036 | 9.1812e-06 | 234.5365 | 0 | 234.5365 | 0 | 234.2853 | 0 | 524.6335 | 0.00164 | 234.2854 | 0 | 523.3383 | 3.0002e-05 | 524.6335 | 0.00414 | 234.0422 | 0
| 234.7421 | 0.00090235 | 234.4899 | 1.5253e-05 | 338.4511 | 0 | 234.7421 | 0.00077699 | 234.4899 | 0 | 227.9414 | 0 | 234.4899 | 0 | 234.7421 | 0 | 234.2463 | 0 | 338.4511 | 0.00351 | 234.7421 | 0 | 234.7421 | 6.1103e-06 | 228.73 | 0.00075855 | 234.7421 | 0 | 338.7133 | 9.2398e-06 | 234.7421 | 0 | 234.7421 | 0.00028586 | 234.4899 | 0 | 524.7885 | 0.0032 | 234.4899 | 0 | 523.4944 | 6.6672e-06 | 524.7885 | 0.00391 | 234.2463 | 0
| 234.9477 | -0.00054887 | 234.6945 | -0.0005629 | 338.5649 | 0.00097105 | 234.9477 | -1.2691e-05 | 234.6945 | 0 | 228.1486 | 0 | 234.6945 | 0 | 234.9477 | 0 | 234.4504 | 0 | 338.5649 | 0.00113 | 234.9477 | 0 | 234.9477 | 0 | 228.93 | -0.0030451 | 234.9477 | 0 | 338.823 | 9.919e-06 | 234.9477 | 0 | 234.9477 | 0 | 234.6945 | 0 | 524.9436 | 0.00156 | 234.6945 | 0 | 523.6506 | 3.0002e-05 | 524.9436 | 0.00414 | 234.4504 | 0
| 235.1533 | -0.00015155 | 234.8991 | -0.00078689 | 338.6787 | 0 | 235.1533 | -0.00018552 | 234.8991 | 0 | 228.3558 | 0 | 234.8991 | 0 | 235.1533 | 0 | 234.6544 | 0 | 338.6787 | 0.00078546 | 235.1533 | 0 | 235.1533 | 9.3594e-06 | 229.14 | -0.00060684 | 235.1533 | 0 | 338.9327 | 9.8136e-06 | 235.1533 | 0 | 235.1533 | 0.00027965 | 234.8991 | 0 | 525.0986 | 0.00278 | 234.8991 | 0 | 523.8068 | 6.6672e-06 | 525.0986 | 0.00386 | 234.6544 | 0
| 235.3589 | -0.00040222 | 235.1038 | -0.00063074 | 338.7925 | 0.00041617 | 235.3589 | -0.00011317 | 235.1038 | 0 | 228.563 | 0 | 235.1038 | 0 | 235.3589 | 0 | 234.8586 | 0 | 338.7925 | 0.00022234 | 235.3589 | 0 | 235.3589 | 0 | 229.34 | 0.0012462 | 235.3589 | 0 | 339.0425 | 9.8956e-06 | 235.3589 | 0 | 235.3589 | 0 | 235.1038 | 0 | 525.2537 | 0.0003341 | 235.1038 | 0 | 523.9629 | 1.0001e-05 | 525.2537 | 0.00405 | 234.8586 | 0
| 235.5645 | 0.00048008 | 235.3084 | 0.0016362 | 338.9062 | 0 | 235.5645 | 8.2568e-05 | 235.3084 | 0 | 228.7702 | 0 | 235.3084 | 0 | 235.5645 | 0 | 235.0627 | 0 | 338.9062 | 0.00033123 | 235.5645 | 0 | 235.5645 | 2.1558e-05 | 229.55 | 0.00066102 | 235.5645 | 0 | 339.1522 | 9.3569e-06 | 235.5645 | 0 | 235.5645 | 0.00028837 | 235.3084 | 0 | 525.4088 | 0.00322 | 235.3084 | 0 | 524.1191 | 0 | 525.4088 | 0.00384 | 235.0627 | 0
| 235.7701 | -0.00027867 | 235.5131 | -1.5416e-05 | 339.02 | 0.00012138 | 235.7701 | -0.0001235 | 235.5131 | 0 | 228.9774 | 0 | 235.5131 | 0 | 235.7701 | 0 | 235.2668 | 0 | 339.02 | 0.00030748 | 235.7701 | 0 | 235.7701 | 0 | 229.75 | -5.4182e-05 | 235.7701 | 0 | 339.262 | 1.0165e-05 | 235.7701 | 0 | 235.7701 | 0 | 235.5131 | 0 | 525.5639 | 0.00278 | 235.5131 | 0 | 524.2753 | 1.0001e-05 | 525.5639 | 0.00403 | 235.2668 | 0
| 235.9758 | 0.00065507 | 235.7178 | 0.00025816 | 339.1338 | 0 | 235.9758 | -1.4869e-05 | 235.7178 | 0 | 229.1846 | 0 | 235.7178 | 0 | 235.9758 | 0 | 235.4709 | 0 | 339.1338 | 0.00016089 | 235.9758 | 0 | 235.9758 | 8.9899e-06 | 229.96 | 0.00010836 | 235.9758 | 0 | 339.3717 | 9.0173e-06 | 235.9758 | 0 | 235.9758 | 0.00037396 | 235.7178 | 0 | 525.719 | 0.00262 | 235.7178 | 0 | 524.4315 | 2.6669e-05 | 525.719 | 0.00381 | 235.4709 | 0
| 236.1815 | 1.4763e-06 | 235.9225 | 0.00045559 | 339.2475 | 0.00055488 | 236.1815 | -0.00049663 | 235.9225 | 0 | 229.3919 | 0 | 235.9225 | 0 | 236.1815 | 0 | 235.6751 | 0 | 339.2475 | 0.00227 | 236.1815 | 0 | 236.1815 | 0 | 230.16 | -0.001322 | 236.1815 | 0 | 339.4815 | 9.4623e-06 | 236.1815 | 0 | 236.1815 | 0 | 235.9225 | 0 | 525.8741 | 0.0026 | 235.9225 | 0 | 524.5877 | 1.0001e-05 | 525.8741 | 0.00406 | 235.6751 | 0
| 236.3872 | 0.0012479 | 236.1272 | -0.00013091 | 339.3613 | 0 | 236.3872 | 5.3809e-05 | 236.1272 | 0 | 229.5991 | 0 | 236.1272 | 0 | 236.3872 | 0 | 235.8793 | 0 | 339.3613 | 0.00192 | 236.3872 | 0 | 236.3872 | 4.8441e-06 | 230.37 | -0.00037928 | 236.3872 | 0 | 339.5913 | 9.0173e-06 | 236.3872 | 0 | 236.3872 | 0.00024677 | 236.1272 | 0 | 526.0292 | 0.00292 | 236.1272 | 0 | 524.744 | 6.6672e-06 | 526.0292 | 0.00394 | 235.8793 | 0
| 236.5929 | -0.00023994 | 236.3319 | 7.0042e-05 | 339.4751 | 0.00128 | 236.5929 | -0.00047724 | 236.3319 | 0 | 229.8064 | 0 | 236.3319 | 0 | 236.5929 | 0 | 236.0835 | 0 | 339.4751 | 0.00113 | 236.5929 | 0 | 236.5929 | 0 | 230.57 | -0.00021673 | 236.5929 | 0 | 339.701 | 1.0657e-05 | 236.5929 | 0 | 236.5929 | 0 | 236.3319 | 0 | 526.1843 | 0.00334 | 236.3319 | 0 | 524.9002 | 3.0002e-05 | 526.1843 | 0.00422 | 236.0834 | 0
| 236.7986 | 0.00029639 | 236.5367 | 0.00035628 | 339.5888 | 0 | 236.7986 | 0.00059535 | 236.5367 | 0 | 230.0137 | 0 | 236.5367 | 0 | 236.7986 | 0 | 236.2876 | 0 | 339.5888 | 0.00061512 | 236.7986 | 0 | 236.7986 | 5.7873e-06 | 230.78 | 0.0011162 | 236.7986 | 0 | 339.8108 | 1.0657e-05 | 236.7986 | 0 | 236.7986 | 0.00023959 | 236.5367 | 0 | 526.3395 | 0.00202 | 236.5367 | 0 | 525.0564 | 0 | 526.3395 | 0.00399 | 236.2876 | 0
| 237.0044 | -0.00059365 | 236.7415 | -0.00093836 | 339.7026 | 0 | 237.0044 | -0.00024168 | 236.7415 | 0 | 230.221 | 0 | 236.7415 | 0 | 237.0044 | 0 | 236.4919 | 0 | 339.7026 | 0.00207 | 237.0044 | 0 | 237.0044 | 0 | 230.98 | 0.0017988 | 237.0044 | 0 | 339.9206 | 1.0926e-05 | 237.0044 | 0 | 237.0044 | 0 | 236.7415 | 0 | 526.4946 | 0.00139 | 236.7415 | 0 | 525.2127 | 3.0002e-05 | 526.4946 | 0.00415 | 236.4918 | 0
| 237.2101 | 0.00068885 | 236.9463 | 0.00076282 | 339.8163 | 0 | 237.2101 | 0.00062907 | 236.9463 | 0 | 230.4283 | 0 | 236.9463 | 0 | 237.2101 | 0 | 236.6961 | 0 | 339.8163 | 0 | 237.2101 | 0 | 237.2101 | 9.0276e-06 | 231.19 | 0.00069354 | 237.2101 | 0 | 340.0304 | 9.3452e-06 | 237.2101 | 0 | 237.2101 | 0.00024539 | 236.9463 | 0 | 526.6498 | 0.00269 | 236.9463 | 0 | 525.3689 | 6.6672e-06 | 526.6498 | 0.00392 | 236.6961 | 0
| 237.4159 | -0.00053897 | 237.1511 | -0.00065665 | 339.9301 | 0.00091902 | 237.4159 | 4.4083e-05 | 237.1511 | 0 | 230.6357 | 0 | 237.1511 | 0 | 237.4159 | 0 | 236.9003 | 0 | 339.9301 | 0.00070485 | 237.4159 | 0 | 237.4159 | 0 | 231.39 | -0.00086692 | 237.4159 | 0 | 340.1402 | 9.4389e-06 | 237.4159 | 0 | 237.4159 | 0 | 237.1511 | 0 | 526.8049 | 0.00024618 | 237.1511 | 0 | 525.5252 | 0 | 526.8049 | 0.00408 | 236.9003 | 0
| 237.6217 | 0.0010356 | 237.3559 | 9.254e-05 | 340.0438 | 3.4765e-05 | 237.6217 | -0.00032919 | 237.3559 | 0 | 230.843 | 0 | 237.3559 | 0 | 237.6217 | 0 | 237.1046 | 0 | 340.0438 | 0.00013249 | 237.6217 | 0 | 237.6217 | 6.9936e-06 | 231.6 | 0.00059601 | 237.6217 | 0 | 340.25 | 8.0922e-06 | 237.6217 | 0 | 237.6217 | 0.0002042 | 237.3559 | 0 | 526.9601 | 0.00304 | 237.3559 | 0 | 525.6814 | 6.6672e-06 | 526.9601 | 0.0039 | 237.1046 | 0
| 237.8275 | 0.00034857 | 237.5608 | -0.00016765 | 340.1576 | 0.00084967 | 237.8275 | -0.00032483 | 237.5608 | 0 | 231.0504 | 0 | 237.5608 | 0 | 237.8275 | 0 | 237.3089 | 0 | 340.1576 | 0.00042102 | 237.8275 | 0 | 237.8275 | 0 | 231.81 | -0.0008344 | 237.8275 | 0 | 340.3598 | 8.4552e-06 | 237.8275 | 0 | 237.8275 | 0 | 237.5608 | 0 | 527.1153 | 0.00234 | 237.5608 | 0 | 525.8377 | 0 | 527.1153 | 0.00408 | 237.3089 | 0
| 238.0333 | 0.0015789 | 237.7656 | 6.7901e-05 | 340.2713 | 0 | 238.0333 | 0.0006663 | 237.7656 | 0 | 231.2577 | 0 | 237.7656 | 0 | 238.0333 | 0 | 237.5131 | 0 | 340.2713 | 0.00181 | 238.0333 | 0 | 238.0333 | 1.3226e-05 | 232.01 | -0.0008344 | 238.0333 | 0 | 340.4696 | 7.7174e-06 | 238.0333 | 0 | 238.0333 | 0.00025836 | 237.7656 | 0 | 527.2705 | 0.00253 | 237.7656 | 0 | 525.994 | 6.6672e-06 | 527.2705 | 0.00393 | 237.5131 | 0
| 238.2392 | -6.0149e-05 | 237.9705 | 0.00021981 | 340.385 | 0 | 238.2392 | 4.8556e-05 | 237.9705 | 0 | 231.4651 | 0 | 237.9705 | 0 | 238.2392 | 0 | 237.7174 | 0 | 340.385 | 0.00173 | 238.2392 | 0 | 238.2392 | 0 | 232.22 | -0.0017771 | 238.2392 | 0 | 340.5794 | 9.2164e-06 | 238.2392 | 0 | 238.2392 | 0 | 237.9705 | 0 | 527.4257 | 0.00186 | 237.9705 | 0 | 526.1503 | 3.0002e-05 | 527.4257 | 0.00401 | 237.7174 | 0
| 238.445 | 0.0016063 | 238.1754 | 0.00018241 | 340.4987 | 0 | 238.445 | 0.00084757 | 238.1754 | 0 | 231.6725 | 0 | 238.1754 | 0 | 238.445 | 0 | 237.9217 | 0 | 340.4987 | 0.00283 | 238.445 | 0 | 238.445 | 8.3487e-06 | 232.42 | -0.0011595 | 238.445 | 0 | 340.6893 | 1.02e-05 | 238.445 | 0 | 238.445 | 0.0001581 | 238.1754 | 0 | 527.5809 | 0.00248 | 238.1754 | 0 | 526.3065 | 6.6672e-06 | 527.5809 | 0.00379 | 237.9217 | 0
| 238.6509 | -0.00014267 | 238.3803 | -0.00046998 | 340.6125 | 0.00146 | 238.6509 | -0.00096032 | 238.3803 | 0 | 231.8799 | 0 | 238.3803 | 0 | 238.6509 | 0 | 238.1261 | 0 | 340.6125 | 0.00079001 | 238.6509 | 0 | 238.6509 | 0 | 232.63 | -0.0038253 | 238.6509 | 0 | 340.7991 | 1.102e-05 | 238.6509 | 0 | 238.6509 | 0 | 238.3803 | 0 | 527.7361 | 0.00096712 | 238.3803 | 0 | 526.4628 | 1.0001e-05 | 527.7361 | 0.00393 | 238.1261 | 0
| 238.8568 | 0.0011503 | 238.5853 | 8.9063e-05 | 340.7262 | 0 | 238.8568 | 0.00073181 | 238.5853 | 0 | 232.0874 | 0 | 238.5853 | 0 | 238.8568 | 0 | 238.3304 | 0 | 340.7262 | 0.00118 | 238.8568 | 0 | 238.8568 | 7.5626e-06 | 232.83 | -0.00037928 | 238.8568 | 0 | 340.9089 | 9.5443e-06 | 238.8568 | 0 | 238.8568 | 0.00035033 | 238.5853 | 0 | 527.8913 | 0.00171 | 238.5853 | 0 | 526.6191 | 0 | 527.8913 | 0.00379 | 238.3304 | 0
| 239.0627 | 0.00095183 | 238.7902 | 0.0010433 | 340.8399 | 0.00091902 | 239.0627 | -0.00018558 | 238.7902 | 0 | 232.2948 | 0 | 238.7902 | 0 | 239.0627 | 0 | 238.5348 | 0 | 340.8399 | 0.00124 | 239.0627 | 0 | 239.0627 | 4.7713e-06 | 233.04 | -0.0021023 | 239.0627 | 0 | 341.0188 | 1.0985e-05 | 239.0627 | 0 | 239.0627 | 0 | 238.7902 | 0 | 528.0466 | 0.00132 | 238.7902 | 0 | 526.7755 | 0 | 528.0466 | 0.00404 | 238.5348 | 0
| 239.2686 | 0.0013038 | 238.9952 | 0.00042255 | 340.9536 | 0 | 239.2686 | -0.00031606 | 238.9952 | 0 | 232.5023 | 0 | 238.9952 | 0 | 239.2686 | 0 | 238.7391 | 0 | 340.9536 | 0.00030283 | 239.2686 | 0 | 239.2686 | 1.093e-05 | 233.24 | 0.0030016 | 239.2686 | 0 | 341.1286 | 1.0247e-05 | 239.2686 | 0 | 239.2686 | 0.0003101 | 238.9952 | 0 | 528.2018 | 0.00318 | 238.9952 | 0 | 526.9318 | 6.6672e-06 | 528.2018 | 0.00385 | 238.7391 | 0
| 239.4746 | -0.00031867 | 239.2002 | -0.00062079 | 341.0674 | 0.00024276 | 239.4746 | -0.00042749 | 239.2002 | 0 | 232.7097 | 0 | 239.2002 | 0 | 239.4746 | 0 | 238.9435 | 0 | 341.0674 | 0.00167 | 239.4746 | 0 | 239.4746 | 0 | 233.45 | 0.00030341 | 239.4746 | 0 | 341.2385 | 1.0469e-05 | 239.4746 | 0 | 239.4746 | 0 | 239.2002 | 0 | 528.3571 | 0.00178 | 239.2002 | 0 | 527.0881 | 5.0004e-05 | 528.3571 | 0.00403 | 238.9435 | 0
| 239.6805 | 0.00042553 | 239.4052 | 0.00028272 | 341.1811 | 0 | 239.6805 | 0.00081414 | 239.4052 | 0 | 232.9172 | 0 | 239.4052 | 0 | 239.6805 | 0 | 239.1479 | 0 | 341.1811 | 0.00172 | 239.6805 | 0 | 239.6805 | 1.1818e-05 | 233.65 | 0.0015712 | 239.6805 | 0 | 341.3483 | 8.2912e-06 | 239.6805 | 0 | 239.6805 | 0.00038376 | 239.4052 | 0 | 528.5123 | 0.00376 | 239.4052 | 0 | 527.2445 | 0 | 528.5123 | 0.00377 | 239.1479 | 0
| 239.8865 | 0.00051155 | 239.6102 | -0.00023947 | 341.2948 | 0.00065893 | 239.8865 | -0.00023412 | 239.6102 | 0 | 233.1247 | 0 | 239.6102 | 0 | 239.8865 | 0 | 239.3523 | 0 | 341.2948 | 0.00227 | 239.8865 | 0 | 239.8865 | 0 | 233.86 | -0.0027199 | 239.8865 | 0 | 341.4582 | 9.1578e-06 | 239.8865 | 0 | 239.8865 | 0 | 239.6102 | 0 | 528.6676 | 0.00215 | 239.6102 | 0 | 527.4008 | 1.0001e-05 | 528.6676 | 0.00395 | 239.3523 | 0
| 240.0925 | 0.0013603 | 239.8153 | 0.00042646 | 341.4085 | 0.00027809 | 240.0925 | -0.00020771 | 239.8153 | 0 | 233.3322 | 0 | 239.8153 | 0 | 240.0925 | 0 | 239.5567 | 0 | 341.4085 | 0 | 240.0925 | 0 | 240.0925 | 9.6198e-06 | 234.07 | 0.00036844 | 240.0925 | 0 | 341.5681 | 1.0223e-05 | 240.0925 | 0 | 240.0925 | 0.00015234 | 239.8153 | 0 | 528.8229 | 0.00272 | 239.8153 | 0 | 527.5571 | 6.6672e-06 | 528.8229 | 0.00378 | 239.5567 | 0
| 240.2985 | 0.00039936 | 240.0204 | -0.00094213 | 341.5222 | 0 | 240.2985 | -0.00019431 | 240.0204 | 0 | 233.5397 | 0 | 240.0204 | 0 | 240.2985 | 0 | 239.7612 | 0 | 341.5222 | 0.00292 | 240.2985 | 0 | 240.2985 | 0 | 234.27 | 0.00020589 | 240.2985 | 0 | 341.678 | 1.1617e-05 | 240.2985 | 0 | 240.2985 | 0 | 240.0204 | 0 | 528.9782 | 0.00038685 | 240.0204 | 0 | 527.7135 | 0 | 528.9782 | 0.00395 | 239.7612 | 0
| 240.5045 | 0.0001808 | 240.2254 | 0.00038421 | 341.6359 | 0 | 240.5045 | 0.00030524 | 240.2254 | 0 | 233.7473 | 0 | 240.2254 | 0 | 240.5045 | 0 | 239.9656 | 0 | 341.6359 | 0.00050157 | 240.5045 | 0 | 240.5045 | 7.7611e-06 | 234.48 | 0.0009536 | 240.5045 | 0 | 341.7878 | 1.1231e-05 | 240.5045 | 0 | 240.5045 | 0.00028058 | 240.2254 | 0 | 529.1335 | 0.0032 | 240.2254 | 0 | 527.8699 | 6.6672e-06 | 529.1335 | 0.00375 | 239.9656 | 0
| 240.7106 | 0.00022486 | 240.4305 | -1.2345e-05 | 341.7496 | 0.00052021 | 240.7106 | 0.00023186 | 240.4305 | 0 | 233.9548 | 0 | 240.4305 | 0 | 240.7106 | 0 | 240.1701 | 0 | 341.7496 | 0.0011 | 240.7106 | 0 | 240.7106 | 0 | 234.68 | 1.0836e-05 | 240.7106 | 0 | 341.8977 | 1.0528e-05 | 240.7106 | 0 | 240.7106 | 0 | 240.4305 | 0 | 529.2888 | 0.00183 | 240.4305 | 0 | 528.0262 | 3.0002e-05 | 529.2888 | 0.00391 | 240.1701 | 0
| 240.9166 | 0.0011445 | 240.6357 | 0.00036618 | 341.8633 | 0 | 240.9166 | 7.4421e-06 | 240.6357 | 0 | 234.1624 | 0 | 240.6357 | 0 | 240.9166 | 0 | 240.3746 | 0 | 341.8633 | 0.00113 | 240.9166 | 0 | 240.9166 | 1.0966e-05 | 234.89 | -0.00015171 | 240.9166 | 0 | 342.0076 | 9.5092e-06 | 240.9166 | 0 | 240.9166 | 0.00024733 | 240.6356 | 0 | 529.4441 | 0.00214 | 240.6357 | 0 | 528.1826 | 0 | 529.4441 | 0.00375 | 240.3746 | 0
| 241.1227 | -6.9545e-06 | 240.8408 | -0.0010604 | 341.977 | 0 | 241.1227 | -0.00026861 | 240.8408 | 0 | 234.37 | 0 | 240.8408 | 0 | 241.1227 | 0 | 240.5791 | 0 | 341.977 | 0.00113 | 241.1227 | 0 | 241.1227 | 0 | 235.09 | -0.00034676 | 241.1227 | 0 | 342.1175 | 9.6848e-06 | 241.1227 | 0 | 241.1227 | 0 | 240.8408 | 0 | 529.5994 | 0.00287 | 240.8408 | 0 | 528.339 | 0 | 529.5994 | 0.00396 | 240.5791 | 0
| 241.3288 | 0.00093283 | 241.0459 | 0.00054714 | 342.0907 | 0 | 241.3288 | 0.00031541 | 241.0459 | 0 | 234.5776 | 0 | 241.0459 | 0 | 241.3288 | 0 | 240.7836 | 0 | 342.0907 | 0.00186 | 241.3288 | 0 | 241.3288 | 1.0372e-05 | 235.3 | 0.00066102 | 241.3288 | 0 | 342.2274 | 8.7831e-06 | 241.3288 | 0 | 241.3288 | 0.00027965 | 241.046 | 0 | 529.7547 | 0.00288 | 241.0459 | 0 | 528.4954 | 0 | 529.7547 | 0.00383 | 240.7835 | 0
| 241.5349 | -5.3719e-05 | 241.2511 | -0.00075933 | 342.2044 | 0.00019074 | 241.5349 | -0.00058229 | 241.2511 | 0 | 234.7852 | 0 | 241.2511 | 0 | 241.5349 | 0 | 240.9881 | 0 | 342.2044 | 0.00161 | 241.5349 | 0 | 241.5349 | 0 | 235.51 | -0.00080189 | 241.5349 | 0 | 342.3374 | 8.2561e-06 | 241.5349 | 0 | 241.5349 | 0 | 241.2511 | 0 | 529.9101 | 0.00111 | 241.2511 | 0 | 528.6518 | 1.0001e-05 | 529.9101 | 0.00403 | 240.9881 | 0
| 241.741 | 0.0011632 | 241.4563 | 0.00076906 | 342.318 | 0.00022595 | 241.741 | 0.00036468 | 241.4563 | 0 | 234.9928 | 0 | 241.4563 | 0 | 241.741 | 0 | 241.1926 | 0 | 342.318 | 0.00064351 | 241.741 | 0 | 241.741 | 1.1532e-05 | 235.71 | 0.002189 | 241.741 | 0 | 342.4473 | 7.694e-06 | 241.741 | 0 | 241.741 | 0.00020344 | 241.4563 | 0 | 530.0654 | 0.00367 | 241.4563 | 0 | 528.8082 | 6.6672e-06 | 530.0654 | 0.00385 | 241.1926 | 0
| 241.9472 | 7.7656e-05 | 241.6615 | -0.00067944 | 342.4317 | 0.00012138 | 241.9472 | -0.00016879 | 241.6615 | 0 | 235.2004 | 0 | 241.6615 | 0 | 241.9472 | 0 | 241.3972 | 0 | 342.4317 | 0 | 241.9472 | 0 | 241.9472 | 0 | 235.92 | -0.0028175 | 241.9472 | 0 | 342.5572 | 9.1344e-06 | 241.9472 | 0 | 241.9472 | 0 | 241.6615 | 0 | 530.2208 | 0.00114 | 241.6615 | 0 | 528.9646 | 0 | 530.2208 | 0.00401 | 241.3972 | 0
| 242.1533 | 0.0005314 | 241.8667 | 0.00077345 | 342.5454 | 0 | 242.1533 | 0.00047828 | 241.8667 | 0 | 235.4081 | 0 | 241.8667 | 0 | 242.1533 | 0 | 241.6017 | 0 | 342.5454 | 0.00167 | 242.1533 | 0 | 242.1533 | 1.3548e-05 | 236.12 | -0.00073687 | 242.1533 | 0 | 342.6671 | 1.068e-05 | 242.1533 | 0 | 242.1533 | 0.00035813 | 241.8667 | 0 | 530.3761 | 0.00343 | 241.8667 | 0 | 529.121 | 0 | 530.3761 | 0.00382 | 241.6017 | 0
| 242.3595 | -0.00020845 | 242.072 | -0.00061462 | 342.6591 | 0.00046818 | 242.3595 | -0.00051322 | 242.072 | 0 | 235.6158 | 0 | 242.072 | 0 | 242.3595 | 0 | 241.8063 | 0 | 342.6591 | 0.00181 | 242.3595 | 0 | 242.3595 | 0 | 236.33 | -0.00018422 | 242.3595 | 0 | 342.7771 | 1.0879e-05 | 242.3595 | 0 | 242.3595 | 0 | 242.072 | 0 | 530.5315 | 0.00111 | 242.072 | 0 | 529.2775 | 1.0001e-05 | 530.5315 | 0.00402 | 241.8063 | 0
| 242.5657 | 0.0014812 | 242.2773 | 0.000795 | 342.7727 | 0 | 242.5657 | 0.00020145 | 242.2773 | 0 | 235.8234 | 0 | 242.2773 | 0 | 242.5657 | 0 | 242.0109 | 0 | 342.7727 | 0.0011 | 242.5657 | 0 | 242.5657 | 8.9212e-06 | 236.53 | 0.00046596 | 242.5657 | 0 | 342.887 | 9.5911e-06 | 242.5657 | 0 | 242.5657 | 0.00026967 | 242.2773 | 0 | 530.6869 | 0.00186 | 242.2773 | 0 | 529.4339 | 6.6672e-06 | 530.6869 | 0.00379 | 242.0109 | 0
| 242.7719 | 0.0011031 | 242.4825 | -0.00043282 | 342.8864 | 0.00013872 | 242.7719 | -0.00053501 | 242.4825 | 0 | 236.0311 | 0 | 242.4825 | 0 | 242.7719 | 0 | 242.2155 | 0 | 342.8864 | 2.3658e-05 | 242.7719 | 0 | 242.7719 | 0 | 236.74 | -0.00024923 | 242.7719 | 0 | 342.997 | 8.7479e-06 | 242.7719 | 0 | 242.7719 | 0 | 242.4825 | 0 | 530.8423 | 0.0008792 | 242.4825 | 0 | 529.5903 | 3.0002e-05 | 530.8423 | 0.00391 | 242.2155 | 0
| 242.9781 | 0.00085743 | 242.6878 | 0.0009527 | 343.0001 | 0 | 242.9781 | -0.00018487 | 242.6878 | 0 | 236.2388 | 0 | 242.6878 | 0 | 242.9781 | 0 | 242.4201 | 0 | 343.0001 | 0.00047317 | 242.9781 | 0 | 242.9781 | 1.7785e-05 | 236.95 | -0.00073687 | 242.9781 | 0 | 343.1069 | 8.5957e-06 | 242.9781 | 0 | 242.9781 | 0.00044583 | 242.6878 | 0 | 530.9977 | 0.00301 | 242.6878 | 0 | 529.7468 | 6.6672e-06 | 530.9977 | 0.00373 | 242.4201 | 0
| 243.1844 | -0.00017285 | 242.8932 | -0.00031269 | 343.1138 | 0.00108 | 243.1844 | -0.00064163 | 242.8932 | 0 | 236.4465 | 0 | 242.8932 | 0 | 243.1844 | 0 | 242.6248 | 0 | 343.1138 | 0.00116 | 243.1844 | 0 | 243.1844 | 0 | 237.15 | -0.0016797 | 243.1844 | 0 | 343.2169 | 9.0173e-06 | 243.1844 | 0 | 243.1844 | 0 | 242.8931 | 0 | 531.1531 | 0.00091437 | 242.8932 | 0 | 529.9032 | 1.0001e-05 | 531.1531 | 0.00395 | 242.6248 | 0
| 243.3906 | 0.0005872 | 243.0985 | 0.00020242 | 343.2274 | 0 | 243.3906 | 0.00066641 | 243.0985 | 0 | 236.6543 | 0 | 243.0985 | 0 | 243.3906 | 0 | 242.8294 | 0 | 343.2274 | 0.00152 | 243.3906 | 0 | 243.3906 | 1.0316e-05 | 237.36 | -0.0013871 | 243.3906 | 0 | 343.3269 | 9.7668e-06 | 243.3906 | 0 | 243.3906 | 0.00028018 | 243.0985 | 0 | 531.3085 | 0.00295 | 243.0985 | 0 | 530.0597 | 0 | 531.3085 | 0.0038 | 242.8294 | 0
| 243.5969 | 0.00016643 | 243.3038 | -0.00083674 | 343.3411 | 0.00027745 | 243.5969 | -0.00069801 | 243.3038 | 0 | 236.862 | 0 | 243.3038 | 0 | 243.5969 | 0 | 243.0341 | 0 | 343.3411 | 0.00073324 | 243.5969 | 0 | 243.5969 | 0 | 237.56 | -0.00021673 | 243.5969 | 0 | 343.4368 | 1.0598e-05 | 243.5969 | 0 | 243.5969 | 0 | 243.3038 | 0 | 531.4639 | 0.00267 | 243.3038 | 0 | 530.2162 | 3.0002e-05 | 531.4639 | 0.00401 | 243.0341 | 0
| 243.8032 | 0.00070539 | 243.5092 | -0.00047771 | 343.4547 | 8.6901e-05 | 243.8032 | 0.00041704 | 243.5092 | 0 | 237.0698 | 0 | 243.5092 | 0 | 243.8032 | 0 | 243.2387 | 0 | 343.4547 | 0.00038799 | 243.8032 | 0 | 243.8032 | 3.9116e-06 | 237.77 | -0.00093193 | 243.8032 | 0 | 343.5468 | 1.0001e-05 | 243.8032 | 0 | 243.8032 | 0.00020262 | 243.5092 | 0 | 531.6194 | 0.00297 | 243.5092 | 0 | 530.3727 | 0 | 531.6194 | 0.00381 | 243.2387 | 0
| 244.0095 | 3.3333e-05 | 243.7146 | -0.0002978 | 343.5684 | 0.0006936 | 244.0095 | -0.00092904 | 243.7146 | 0 | 237.2775 | 0 | 243.7146 | 0 | 244.0095 | 0 | 243.4434 | 0 | 343.5684 | 0 | 244.0095 | 0 | 244.0095 | 0 | 237.98 | -0.0024923 | 244.0095 | 0 | 343.6568 | 8.666e-06 | 244.0095 | 0 | 244.0095 | 0 | 243.7146 | 0 | 531.7748 | 0.00176 | 243.7146 | 0 | 530.5292 | 3.0002e-05 | 531.7748 | 0.00398 | 243.4434 | 0
| 244.2158 | 0.00051421 | 243.92 | 0.0004101 | 343.682 | 0 | 244.2158 | 0.00038351 | 243.92 | 0 | 237.4853 | 0 | 243.92 | 0 | 244.2158 | 0 | 243.6481 | 0 | 343.682 | 0.0006719 | 244.2158 | 0 | 244.2158 | 5.0589e-06 | 238.18 | -0.001062 | 244.2158 | 0 | 343.7668 | 7.5183e-06 | 244.2158 | 0 | 244.2158 | 0.00018186 | 243.92 | 0 | 531.9303 | 0.00329 | 243.92 | 0 | 530.6857 | 6.6672e-06 | 531.9303 | 0.00377 | 243.6481 | 0
| 244.4221 | 0.00011664 | 244.1254 | -0.00058077 | 343.7957 | 0.00027745 | 244.4221 | 0.00032304 | 244.1254 | 0 | 237.6931 | 0 | 244.1254 | 0 | 244.4221 | 0 | 243.8528 | 0 | 343.7957 | 0.00184 | 244.4221 | 0 | 244.4221 | 0 | 238.39 | -0.00060684 | 244.4221 | 0 | 343.8768 | 9.029e-06 | 244.4221 | 0 | 244.4221 | 0 | 244.1254 | 0 | 532.0857 | 0.00158 | 244.1254 | 0 | 530.8421 | 1.0001e-05 | 532.0857 | 0.00396 | 243.8528 | 0
| 244.6285 | 0.0015582 | 244.3309 | -0.00042603 | 343.9093 | 0.00015642 | 244.6285 | 0.00037569 | 244.3309 | 0 | 237.9009 | 0 | 244.3309 | 0 | 244.6285 | 0 | 244.0576 | 0 | 343.9093 | 0.00101 | 244.6285 | 0 | 244.6285 | 4.8708e-06 | 238.59 | 0.0014088 | 244.6285 | 0 | 343.9868 | 9.8371e-06 | 244.6285 | 0 | 244.6285 | 0.00029719 | 244.3309 | 0 | 532.2412 | 0.00244 | 244.3309 | 0 | 530.9987 | 0 | 532.2412 | 0.00378 | 244.0576 | 0
| 244.8349 | -2.878e-05 | 244.5363 | 0.0005651 | 344.023 | 0.0003468 | 244.8349 | 0.00020944 | 244.5363 | 0 | 238.1088 | 0 | 244.5363 | 0 | 244.8349 | 0 | 244.2623 | 0 | 344.023 | 0.00272 | 244.8349 | 0 | 244.8349 | 0 | 238.8 | 0.0017988 | 244.8349 | 0 | 344.0968 | 1.0821e-05 | 244.8349 | 0 | 244.8349 | 0 | 244.5363 | 0 | 532.3967 | 0.00244 | 244.5363 | 0 | 531.1552 | 3.0002e-05 | 532.3967 | 0.00392 | 244.2623 | 0
| 245.0413 | 0.001297 | 244.7418 | -0.00012309 | 344.1366 | 0 | 245.0413 | 0.0010553 | 244.7418 | 0 | 238.3166 | 0 | 244.7418 | 0 | 245.0413 | 0 | 244.4671 | 0 | 344.1366 | 0.00158 | 245.0413 | 0 | 245.0413 | 6.8246e-06 | 239.01 | 0.00088859 | 245.0413 | 0 | 344.2068 | 1.0844e-05 | 245.0413 | 0 | 245.0413 | 0.00022033 | 244.7418 | 0 | 532.5522 | 0.00309 | 244.7418 | 0 | 531.3117 | 0 | 532.5522 | 0.00368 | 244.4671 | 0
| 245.2477 | -0.00018972 | 244.9473 | 0.00023311 | 344.2502 | 0.00065893 | 245.2477 | -0.0010739 | 244.9473 | 0 | 238.5244 | 0 | 244.9473 | 0 | 245.2477 | 0 | 244.6718 | 0 | 344.2502 | 0.00107 | 245.2477 | 0 | 245.2477 | 0 | 239.21 | 0.00062851 | 245.2477 | 0 | 344.3169 | 1.1184e-05 | 245.2477 | 0 | 245.2477 | 0 | 244.9473 | 0 | 532.7077 | 0.00206 | 244.9473 | 0 | 531.4682 | 1.0001e-05 | 532.7077 | 0.00392 | 244.6718 | 0
| 245.4541 | 0.00082411 | 245.1528 | 0.0010904 | 344.3639 | 0 | 245.4541 | 0.00030339 | 245.1528 | 0 | 238.7323 | 0 | 245.1528 | 0 | 245.4541 | 0 | 244.8766 | 0 | 344.3639 | 0 | 245.4541 | 0 | 245.4541 | 1.6499e-05 | 239.42 | -0.0015171 | 245.4541 | 0 | 344.4269 | 1.0961e-05 | 245.4541 | 0 | 245.4541 | 0.00037126 | 245.1528 | 0 | 532.8632 | 0.00294 | 245.1528 | 0 | 531.6248 | 0 | 532.8632 | 0.00373 | 244.8766 | 0
| 245.6605 | -0.00074129 | 245.3584 | -0.0015052 | 344.4775 | 0.0012 | 245.6605 | -0.00040477 | 245.3584 | 0 | 238.9402 | 0 | 245.3584 | 0 | 245.6605 | 0 | 245.0814 | 0 | 344.4775 | 0.00136 | 245.6605 | 0 | 245.6605 | 0 | 239.62 | -0.00089942 | 245.6605 | 0 | 344.5369 | 9.7082e-06 | 245.6605 | 0 | 245.6605 | 0 | 245.3584 | 0 | 533.0187 | 0.00144 | 245.3584 | 0 | 531.7813 | 1.0001e-05 | 533.0187 | 0.00398 | 245.0814 | 0
| 245.867 | 0.0014398 | 245.5639 | -0.00014594 | 344.5911 | 0.00053879 | 245.867 | 0.00035472 | 245.5639 | 0 | 239.1481 | 0 | 245.5639 | 0 | 245.867 | 0 | 245.2862 | 0 | 344.5911 | 0.0011 | 245.867 | 0 | 245.867 | 1.0359e-05 | 239.83 | 0.00062851 | 245.867 | 0 | 344.647 | 8.9705e-06 | 245.867 | 0 | 245.867 | 0.00027486 | 245.5639 | 0 | 533.1742 | 0.00353 | 245.5639 | 0 | 531.9379 | 0 | 533.1742 | 0.00375 | 245.2862 | 0
| 246.0734 | 0.00024264 | 245.7695 | -9.9351e-05 | 344.7048 | 0.00076297 | 246.0734 | -0.00043775 | 245.7695 | 0 | 239.356 | 0 | 245.7695 | 0 | 246.0734 | 0 | 245.4911 | 0 | 344.7048 | 0.0013 | 246.0734 | 0 | 246.0734 | 0 | 240.04 | -0.0020047 | 246.0734 | 0 | 344.757 | 9.6497e-06 | 246.0734 | 0 | 246.0734 | 0 | 245.7695 | 0 | 533.3297 | 0.00146 | 245.7695 | 0 | 532.0944 | 0 | 533.3297 | 0.00397 | 245.4911 | 0
| 246.2799 | 0.0013622 | 245.9751 | 7.3794e-05 | 344.8184 | 0 | 246.2799 | 0.001272 | 245.9751 | 0 | 239.5639 | 0 | 245.9751 | 0 | 246.2799 | 0 | 245.6959 | 0 | 344.8184 | 0.00084224 | 246.2799 | 0 | 246.2799 | 1.1207e-05 | 240.24 | -0.0014196 | 246.2799 | 0 | 344.8671 | 1.0797e-05 | 246.2799 | 0 | 246.2799 | 0.00022272 | 245.9751 | 0 | 533.4853 | 0.00383 | 245.9751 | 0 | 532.251 | 0 | 533.4853 | 0.00376 | 245.6959 | 0
| 246.4864 | -0.00020614 | 246.1807 | -0.00013211 | 344.932 | 0.00065893 | 246.4864 | -0.0006903 | 246.1807 | 0 | 239.7719 | 0 | 246.1807 | 0 | 246.4864 | 0 | 245.9008 | 0 | 344.932 | 0.00093192 | 246.4864 | 0 | 246.4864 | 0 | 240.45 | -0.0017121 | 246.4864 | 0 | 344.9771 | 1.0575e-05 | 246.4864 | 0 | 246.4864 | 0 | 246.1807 | 0 | 533.6408 | 0.00181 | 246.1807 | 0 | 532.4076 | 1.0001e-05 | 533.6408 | 0.00398 | 245.9008 | 0
| 246.6929 | 0.00038957 | 246.3863 | -0.00015569 | 345.0456 | 0 | 246.6929 | 0.00026097 | 246.3863 | 0 | 239.9798 | 0 | 246.3863 | 0 | 246.693 | 0 | 246.1056 | 0 | 345.0456 | 0.00147 | 246.693 | 0 | 246.6929 | 1.4094e-05 | 240.65 | -0.0010945 | 246.693 | 0 | 345.0872 | 1.0469e-05 | 246.693 | 0 | 246.6929 | 0.00027011 | 246.3863 | 0 | 533.7964 | 0.0029 | 246.3863 | 0 | 532.5642 | 0 | 533.7964 | 0.00377 | 246.1056 | 0
| 246.8995 | -0.00011254 | 246.5919 | -0.00049722 | 345.1592 | 0.00022542 | 246.8995 | -6.8619e-05 | 246.5919 | 0 | 240.1878 | 0 | 246.5919 | 0 | 246.8995 | 0 | 246.3105 | 0 | 345.1592 | 0.0009603 | 246.8995 | 0 | 246.8995 | 0 | 240.86 | -0.00067186 | 246.8995 | 0 | 345.1972 | 1.0551e-05 | 246.8995 | 0 | 246.8995 | 0 | 246.5919 | 0 | 533.9519 | 0.00273 | 246.5919 | 0 | 532.7207 | 1.0001e-05 | 533.9519 | 0.00389 | 246.3105 | 0
| 247.106 | 0.0012145 | 246.7976 | 0.00039187 | 345.2729 | 0 | 247.106 | -0.00013953 | 246.7976 | 0 | 240.3958 | 0 | 246.7976 | 0 | 247.106 | 0 | 246.5154 | 0 | 345.2729 | 0 | 247.106 | 0 | 247.106 | 1.3503e-05 | 241.07 | -0.00073687 | 247.106 | 0 | 345.3073 | 1.0516e-05 | 247.106 | 0 | 247.106 | 0.00021816 | 246.7976 | 0 | 534.1075 | 0.00292 | 246.7976 | 0 | 532.8773 | 2.6669e-05 | 534.1075 | 0.00369 | 246.5154 | 0
| 247.3126 | -0.00029969 | 247.0033 | -0.00052326 | 345.3865 | 5.2025e-05 | 247.3126 | -0.00074215 | 247.0033 | 0 | 240.6037 | 0 | 247.0033 | 0 | 247.3126 | 0 | 246.7203 | 0 | 345.3865 | 0.00193 | 247.3126 | 0 | 247.3126 | 0 | 241.27 | -0.0008344 | 247.3126 | 0 | 345.4174 | 1.0657e-05 | 247.3126 | 0 | 247.3126 | 0 | 247.0033 | 0 | 534.2631 | 0.00368 | 247.0033 | 0 | 533.0339 | 1.0001e-05 | 534.2631 | 0.00387 | 246.7203 | 0
| 247.5192 | 0.0012965 | 247.209 | 0.0002995 | 345.5001 | 0.00060832 | 247.5192 | 0.0010832 | 247.209 | 0 | 240.8117 | 0 | 247.209 | 0 | 247.5192 | 0 | 246.9252 | 0 | 345.5001 | 0.00164 | 247.5192 | 0 | 247.5192 | 1.6448e-05 | 241.48 | 0.00020589 | 247.5192 | 0 | 345.5275 | 9.111e-06 | 247.5192 | 0 | 247.5192 | 0.00026818 | 247.2089 | 0 | 534.4187 | 0.00185 | 247.209 | 0 | 533.1906 | 0 | 534.4187 | 0.00374 | 246.9253 | 0
| 247.7258 | -0.00038723 | 247.4147 | 8.5496e-05 | 345.6137 | 0.00039883 | 247.7258 | -0.00051415 | 247.4147 | 0 | 241.0198 | 0 | 247.4147 | 0 | 247.7258 | 0 | 247.1302 | 0 | 345.6137 | 0.00050617 | 247.7258 | 0 | 247.7258 | 0 | 241.69 | -0.00093193 | 247.7258 | 0 | 345.6376 | 9.8956e-06 | 247.7258 | 0 | 247.7258 | 0 | 247.4147 | 0 | 534.5743 | 0.00257 | 247.4147 | 0 | 533.3472 | 3.0002e-05 | 534.5743 | 0.00389 | 247.1302 | 0
| 247.9324 | 0.0011532 | 247.6204 | 0.00074213 | 345.7273 | 0 | 247.9324 | 0.00059283 | 247.6204 | 0 | 241.2278 | 0 | 247.6204 | 0 | 247.9324 | 0 | 247.3351 | 0 | 345.7273 | 0.00021766 | 247.9324 | 0 | 247.9324 | 1.6248e-05 | 241.89 | -0.0012895 | 247.9324 | 0 | 345.7477 | 1.0388e-05 | 247.9324 | 0 | 247.9324 | 0.00029391 | 247.6204 | 0 | 534.7299 | 0.00049221 | 247.6204 | 0 | 533.5038 | 2.6669e-05 | 534.7299 | 0.00372 | 247.3351 | 0
| 248.139 | 0.00024178 | 247.8261 | -0.00051748 | 345.8409 | 0.0006936 | 248.139 | 0.00047025 | 247.8261 | 0 | 241.4358 | 0 | 247.8261 | 0 | 248.139 | 0 | 247.5401 | 0 | 345.8409 | 0.00102 | 248.139 | 0 | 248.139 | 0 | 242.1 | -0.00067186 | 248.139 | 0 | 345.8578 | 1.1617e-05 | 248.139 | 0 | 248.139 | 0 | 247.8261 | 0 | 534.8855 | 0.00179 | 247.8261 | 0 | 533.6604 | 3.0002e-05 | 534.8855 | 0.00398 | 247.5401 | 0
| 248.3457 | 0.001534 | 248.0319 | -0.00012075 | 345.9545 | 0 | 248.3457 | 0.00012022 | 248.0319 | 0 | 241.6439 | 0 | 248.0319 | 0 | 248.3457 | 0 | 247.7451 | 0 | 345.9545 | 0.00184 | 248.3457 | 0 | 248.3457 | 1.6967e-06 | 242.3 | 0.0012462 | 248.3457 | 0 | 345.9679 | 1.1781e-05 | 248.3457 | 0 | 248.3457 | 0.00028337 | 248.0319 | 0 | 535.0411 | 0.00229 | 248.0319 | 0 | 533.8171 | 6.6672e-06 | 535.0411 | 0.00379 | 247.7451 | 0
| 248.5524 | -4.0745e-05 | 248.2377 | -0.00055478 | 346.0681 | 0.0006936 | 248.5524 | 0.00025674 | 248.2377 | 0 | 241.852 | 0 | 248.2377 | 0 | 248.5524 | 0 | 247.9501 | 0 | 346.0681 | 0.00098869 | 248.5524 | 0 | 248.5524 | 0 | 242.51 | -0.0018422 | 248.5524 | 0 | 346.078 | 1.0821e-05 | 248.5524 | 0 | 248.5523 | 0 | 248.2377 | 0 | 535.1967 | 0.00080887 | 248.2377 | 0 | 533.9737 | 3.0002e-05 | 535.1967 | 0.00398 | 247.9501 | 0
| 248.759 | 0.0013706 | 248.4435 | -0.00017846 | 346.1816 | 0.00029547 | 248.759 | 0.00039027 | 248.4435 | 0 | 242.06 | 0 | 248.4435 | 0 | 248.759 | 0 | 248.1551 | 0 | 346.1816 | 0.00058673 | 248.759 | 0 | 248.759 | 1.2082e-05 | 242.72 | -0.001257 | 248.759 | 0 | 346.1881 | 1.0141e-05 | 248.759 | 0 | 248.7591 | 0.00025879 | 248.4435 | 0 | 535.3524 | 0.00216 | 248.4435 | 0 | 534.1304 | 6.6672e-06 | 535.3524 | 0.00374 | 248.1551 | 0
| 248.9657 | -0.00044032 | 248.6493 | -0.00028239 | 346.2952 | 6.9356e-05 | 248.9657 | -0.00021426 | 248.6493 | 0 | 242.2681 | 0 | 248.6493 | 0 | 248.9657 | 0 | 248.3601 | 0 | 346.2952 | 0.00366 | 248.9657 | 0 | 248.9657 | 0 | 242.92 | -0.0021673 | 248.9657 | 0 | 346.2983 | 9.6263e-06 | 248.9657 | 0 | 248.9657 | 0 | 248.6493 | 0 | 535.508 | 0.00215 | 248.6493 | 0 | 534.287 | 0 | 535.508 | 0.00395 | 248.3601 | 0
| 249.1725 | 0.00066979 | 248.8551 | 0.00026732 | 346.4088 | 0 | 249.1725 | 0.00011272 | 248.8551 | 0 | 242.4763 | 0 | 248.8551 | 0 | 249.1725 | 0 | 248.5651 | 0 | 346.4088 | 0.00147 | 249.1725 | 0 | 249.1725 | 1.2633e-05 | 243.13 | 0.00062851 | 249.1725 | 0 | 346.4084 | 9.111e-06 | 249.1725 | 0 | 249.1724 | 0.0003988 | 248.8551 | 0 | 535.6637 | 0.0032 | 248.8551 | 0 | 534.4437 | 6.6672e-06 | 535.6637 | 0.00376 | 248.5651 | 0
| 249.3792 | -0.0005638 | 249.061 | -0.00022586 | 346.5224 | 0.0003468 | 249.3792 | -0.00055854 | 249.061 | 0 | 242.6844 | 0 | 249.061 | 0 | 249.3792 | 0 | 248.7702 | 0 | 346.5224 | 0.00207 | 249.3792 | 0 | 249.3792 | 0 | 243.34 | -0.001322 | 249.3792 | 0 | 346.5185 | 8.666e-06 | 249.3792 | 0 | 249.3792 | 0 | 249.061 | 0 | 535.8194 | 0.00215 | 249.061 | 0 | 534.6004 | 1.0001e-05 | 535.8194 | 0.00397 | 248.7702 | 0
| 249.5859 | 0.00096001 | 249.2669 | -7.6511e-05 | 346.636 | 0 | 249.5859 | 0.00068014 | 249.2669 | 0 | 242.8925 | 0 | 249.2669 | 0 | 249.5859 | 0 | 248.9753 | 0 | 346.636 | 0.00041639 | 249.5859 | 0 | 249.5859 | 1.0059e-05 | 243.54 | 0.0012137 | 249.5859 | 0 | 346.6287 | 8.1039e-06 | 249.5859 | 0 | 249.5859 | 0.00010898 | 249.2669 | 0 | 535.9751 | 0.00248 | 249.2669 | 0 | 534.7571 | 6.6672e-06 | 535.9751 | 0.00379 | 248.9753 | 0
| 249.7927 | 0.00027297 | 249.4728 | -0.001371 | 346.7496 | 0 | 249.7927 | 0.00026947 | 249.4728 | 0 | 243.1007 | 0 | 249.4728 | 0 | 249.7927 | 0 | 249.1803 | 0 | 346.7496 | 0.0021 | 249.7927 | 0 | 249.7927 | 0 | 243.75 | 0.00066102 | 249.7927 | 0 | 346.7388 | 8.3498e-06 | 249.7927 | 0 | 249.7927 | 0 | 249.4728 | 0 | 536.1307 | 0.00223 | 249.4728 | 0 | 534.9137 | 1.0001e-05 | 536.1307 | 0.00395 | 249.1803 | 0
| 249.9995 | -6.0949e-06 | 249.6787 | -0.00037885 | 346.8631 | 0 | 249.9995 | 0.00032406 | 249.6787 | 0 | 243.3089 | 0 | 249.6787 | 0 | 249.9995 | 0 | 249.3854 | 0 | 346.8631 | 0.00027444 | 249.9995 | 0 | 249.9995 | 8.5671e-06 | 243.96 | -0.0012245 | 249.9995 | 0 | 346.849 | 9.2164e-06 | 249.9995 | 0 | 249.9995 | 0.00015925 | 249.6787 | 0 | 536.2864 | 0.00207 | 249.6787 | 0 | 535.0704 | 6.6672e-06 | 536.2864 | 0.0037 | 249.3854 | 0
| 250.2063 | 0.00023554 | 249.8846 | -0.0003203 | 346.9767 | 0.0013 | 250.2063 | -0.00082894 | 249.8846 | 0 | 243.517 | 0 | 249.8846 | 0 | 250.2063 | 0 | 249.5905 | 0 | 346.9767 | 0 | 250.2063 | 0 | 250.2063 | 0 | 244.16 | -0.0024923 | 250.2063 | 0 | 346.9592 | 9.4857e-06 | 250.2063 | 0 | 250.2063 | 0 | 249.8846 | 0 | 536.4421 | 0.00193 | 249.8846 | 0 | 535.2271 | 1.0001e-05 | 536.4421 | 0.00385 | 249.5905 | 0
| 250.4131 | 0.0013269 | 250.0905 | 7.8454e-05 | 347.0903 | 0 | 250.4131 | -0.000265 | 250.0905 | 0 | 243.7252 | 0 | 250.0905 | 0 | 250.4131 | 0 | 249.7957 | 0 | 347.0903 | 0.00238 | 250.4131 | 0 | 250.4131 | 9.5327e-06 | 244.37 | -0.0016147 | 250.4131 | 0 | 347.0693 | 9.9542e-06 | 250.4131 | 0 | 250.4131 | 0.00042285 | 250.0905 | 0 | 536.5978 | 0.00353 | 250.0905 | 0 | 535.3839 | 0 | 536.5978 | 0.0036 | 249.7956 | 0
| 250.6199 | -0.00028633 | 250.2965 | -8.6455e-05 | 347.2038 | 0.00017341 | 250.6199 | -0.00062631 | 250.2965 | 0 | 243.9334 | 0 | 250.2965 | 0 | 250.6199 | 0 | 250.0008 | 0 | 347.2038 | 0.00156 | 250.6199 | 0 | 250.6199 | 0 | 244.58 | -0.00037928 | 250.6199 | 0 | 347.1795 | 1.061e-05 | 250.6199 | 0 | 250.6199 | 0 | 250.2965 | 0 | 536.7536 | 0.00309 | 250.2965 | 0 | 535.5406 | 0 | 536.7536 | 0.00383 | 250.0008 | 0
| 250.8268 | 0.0010488 | 250.5025 | -6.1843e-05 | 347.3174 | 0 | 250.8268 | 0.00037066 | 250.5025 | 0 | 244.1416 | 0 | 250.5025 | 0 | 250.8268 | 0 | 250.2059 | 0 | 347.3174 | 0.00061512 | 250.8268 | 0 | 250.8268 | 8.2582e-06 | 244.78 | 0.00053099 | 250.8268 | 0 | 347.2897 | 1.0762e-05 | 250.8268 | 0 | 250.8268 | 0.00031987 | 250.5025 | 0 | 536.9093 | 0.00281 | 250.5025 | 0 | 535.6973 | 6.6672e-06 | 536.9093 | 0.00367 | 250.2059 | 0
| 251.0336 | 0.00067301 | 250.7085 | -0.00064788 | 347.431 | 0.00015606 | 251.0336 | 1.2998e-05 | 250.7085 | 0 | 244.3499 | 0 | 250.7085 | 0 | 251.0336 | 0 | 250.4111 | 0 | 347.431 | 0.00107 | 251.0336 | 0 | 251.0336 | 0 | 244.99 | -0.00050931 | 251.0336 | 0 | 347.3999 | 1.0469e-05 | 251.0336 | 0 | 251.0336 | 0 | 250.7085 | 0 | 537.065 | 0.00232 | 250.7085 | 0 | 535.854 | 1.0001e-05 | 537.065 | 0.00392 | 250.4111 | 0
| 251.2405 | 0.0010061 | 250.9145 | 0.00017157 | 347.5445 | 0 | 251.2405 | 4.8858e-05 | 250.9145 | 0 | 244.5581 | 0 | 250.9145 | 0 | 251.2405 | 0 | 250.6163 | 0 | 347.5445 | 0 | 251.2405 | 0 | 251.2405 | 6.064e-06 | 245.19 | 0.00066102 | 251.2405 | 0 | 347.5101 | 8.9353e-06 | 251.2405 | 0 | 251.2405 | 0.0001469 | 250.9145 | 0 | 537.2208 | 0.00302 | 250.9145 | 0 | 536.0108 | 6.6672e-06 | 537.2208 | 0.0037 | 250.6163 | 0
| 251.4474 | -0.00036655 | 251.1205 | 0.0004095 | 347.6581 | 8.6698e-05 | 251.4474 | -0.00032529 | 251.1205 | 0 | 244.7664 | 0 | 251.1205 | 0 | 251.4474 | 0 | 250.8215 | 0 | 347.6581 | 0.00127 | 251.4474 | 0 | 251.4474 | 0 | 245.4 | -0.0024598 | 251.4474 | 0 | 347.6203 | 9.4389e-06 | 251.4474 | 0 | 251.4474 | 0 | 251.1205 | 0 | 537.3765 | 0.0019 | 251.1205 | 0 | 536.1675 | 3.0002e-05 | 537.3765 | 0.00382 | 250.8215 | 0
| 251.6543 | 0.00087616 | 251.3266 | -0.00064786 | 347.7716 | 0.00019118 | 251.6543 | 0.00072179 | 251.3266 | 0 | 244.9747 | 0 | 251.3266 | 0 | 251.6543 | 0 | 251.0267 | 0 | 347.7716 | 0.0009558 | 251.6543 | 0 | 251.6543 | 1.9326e-06 | 245.61 | -0.0029475 | 251.6543 | 0 | 347.7305 | 9.5911e-06 | 251.6543 | 0 | 251.6543 | 0.00032018 | 251.3266 | 0 | 537.5323 | 0.00285 | 251.3266 | 0 | 536.3243 | 6.6672e-06 | 537.5323 | 0.00359 | 251.0267 | 0
| 251.8613 | -0.00066254 | 251.5326 | -0.00013885 | 347.8852 | 6.9356e-05 | 251.8613 | 0.00015357 | 251.5326 | 0 | 245.183 | 0 | 251.5326 | 0 | 251.8613 | 0 | 251.2319 | 0 | 347.8852 | 0.00081839 | 251.8613 | 0 | 251.8613 | 0 | 245.81 | -0.0031751 | 251.8613 | 0 | 347.8407 | 1.1231e-05 | 251.8613 | 0 | 251.8613 | 0 | 251.5326 | 0 | 537.688 | 0.00207 | 251.5326 | 0 | 536.481 | 1.0001e-05 | 537.688 | 0.00374 | 251.2319 | 0
| 252.0682 | 0.00030233 | 251.7387 | 0.00081549 | 347.9987 | 0.00029547 | 252.0682 | -0.00027292 | 251.7387 | 0 | 245.3913 | 0 | 251.7387 | 0 | 252.0682 | 0 | 251.4371 | 0 | 347.9987 | 0.00118 | 252.0682 | 0 | 252.0682 | 1.6027e-05 | 246.02 | -0.00054182 | 252.0682 | 0 | 347.9509 | 1.1008e-05 | 252.0682 | 0 | 252.0682 | 0.00033072 | 251.7387 | 0 | 537.8438 | 0.00403 | 251.7387 | 0 | 536.6378 | 0 | 537.8438 | 0.00358 | 251.4371 | 0
| 252.2752 | 5.5933e-05 | 251.9448 | -0.00057157 | 348.1123 | 0.00091902 | 252.2752 | 0.00025672 | 251.9448 | 0 | 245.5996 | 0 | 251.9448 | 0 | 252.2752 | 0 | 251.6423 | 0 | 348.1123 | 0.0019 | 252.2752 | 0 | 252.2752 | 0 | 246.23 | 7.5855e-05 | 252.2752 | 0 | 348.0611 | 1.0411e-05 | 252.2752 | 0 | 252.2752 | 0 | 251.9448 | 0 | 537.9996 | 0.00174 | 251.9448 | 0 | 536.7946 | 3.0002e-05 | 537.9996 | 0.00373 | 251.6423 | 0
| 252.4821 | 0.00099039 | 252.1509 | 0.00074057 | 348.2258 | 0.00059094 | 252.4821 | -0.00047385 | 252.1509 | 0 | 245.8079 | 0 | 252.1509 | 0 | 252.4821 | 0 | 251.8476 | 0 | 348.2258 | 0.00115 | 252.4821 | 0 | 252.4821 | 1.3826e-05 | 246.43 | -0.00060684 | 252.4821 | 0 | 348.1713 | 9.2632e-06 | 252.4821 | 0 | 252.4821 | 0.00037691 | 252.1509 | 0 | 538.1554 | 0.00339 | 252.1509 | 0 | 536.9514 | 0 | 538.1554 | 0.00356 | 251.8476 | 0
| 252.6891 | -0.00063872 | 252.3571 | 0.00018856 | 348.3394 | 0 | 252.6891 | 0.00030954 | 252.3571 | 0 | 246.0163 | 0 | 252.3571 | 0 | 252.6891 | 0 | 252.0529 | 0 | 348.3394 | 0.00056294 | 252.6891 | 0 | 252.6891 | 0 | 246.64 | -0.0014521 | 252.6891 | 0 | 348.2816 | 8.9939e-06 | 252.6891 | 0 | 252.6891 | 0 | 252.3571 | 0 | 538.3112 | 0.00063303 | 252.3571 | 0 | 537.1081 | 3.0002e-05 | 538.3112 | 0.0038 | 252.0529 | 0
| 252.8961 | 0.0011114 | 252.5632 | 0.00055767 | 348.4529 | 0.00033023 | 252.8961 | -0.00022773 | 252.5632 | 0 | 246.2246 | 0 | 252.5632 | 0 | 252.8961 | 0 | 252.2582 | 0 | 348.4529 | 0 | 252.8961 | 0 | 252.8961 | 9.2514e-06 | 246.85 | 0.0010186 | 252.8961 | 0 | 348.3918 | 9.111e-06 | 252.8961 | 0 | 252.8961 | 0.00023126 | 252.5633 | 0 | 538.467 | 0.00339 | 252.5632 | 0 | 537.2649 | 6.6672e-06 | 538.467 | 0.00362 | 252.2582 | 0
| 253.1032 | 0.00058748 | 252.7694 | -0.00014498 | 348.5664 | 6.9356e-05 | 253.1032 | -0.00054356 | 252.7694 | 0 | 246.433 | 0 | 252.7694 | 0 | 253.1032 | 0 | 252.4635 | 0 | 348.5664 | 0.00079001 | 253.1032 | 0 | 253.1032 | 0 | 247.05 | -0.0040204 | 253.1032 | 0 | 348.502 | 9.4038e-06 | 253.1032 | 0 | 253.1032 | 0 | 252.7694 | 0 | 538.6228 | 0.00123 | 252.7694 | 0 | 537.4217 | 3.0002e-05 | 538.6228 | 0.00375 | 252.4635 | 0
| 253.3102 | 0.0010388 | 252.9756 | 0.00061825 | 348.68 | 0 | 253.3102 | 0.00058826 | 252.9756 | 0 | 246.6414 | 0 | 252.9756 | 0 | 253.3102 | 0 | 252.6688 | 0 | 348.68 | 0 | 253.3102 | 0 | 253.3102 | 1.3252e-05 | 247.26 | 0.0013112 | 253.3102 | 0 | 348.6123 | 8.8885e-06 | 253.3102 | 0 | 253.3102 | 0.00043703 | 252.9756 | 0 | 538.7787 | 0.00422 | 252.9756 | 0 | 537.5785 | 2.6669e-05 | 538.7787 | 0.00351 | 252.6688 | 0
| 253.5173 | -0.00047852 | 253.1818 | 0.0001705 | 348.7935 | 0 | 253.5173 | -0.00037434 | 253.1818 | 0 | 246.8498 | 0 | 253.1818 | 0 | 253.5173 | 0 | 252.8741 | 0 | 348.7935 | 0.00181 | 253.5173 | 0 | 253.5173 | 0 | 247.47 | -0.00018422 | 253.5173 | 0 | 348.7226 | 8.666e-06 | 253.5173 | 0 | 253.5173 | 0 | 253.1818 | 0 | 538.9345 | 0.00167 | 253.1818 | 0 | 537.7354 | 1.0001e-05 | 538.9345 | 0.00371 | 252.8741 | 0
| 253.7243 | 0.00087691 | 253.3881 | -0.00027724 | 348.907 | 0.00027809 | 253.7243 | 0.00055003 | 253.3881 | 0 | 247.0582 | 0 | 253.3881 | 0 | 253.7243 | 0 | 253.0794 | 0 | 348.907 | 0.00121 | 253.7243 | 0 | 253.7243 | 4.824e-06 | 247.67 | -0.00070437 | 253.7243 | 0 | 348.8328 | 8.9705e-06 | 253.7243 | 0 | 253.7243 | 0.00019346 | 253.388 | 0 | 539.0904 | 0.00346 | 253.3881 | 0 | 537.8922 | 2.6669e-05 | 539.0904 | 0.00362 | 253.0794 | 0
| 253.9314 | -0.00040769 | 253.5943 | -0.00055132 | 349.0205 | 0.00057222 | 253.9314 | -7.0707e-05 | 253.5943 | 0 | 247.2666 | 0 | 253.5943 | 0 | 253.9314 | 0 | 253.2848 | 0 | 349.0205 | 0 | 253.9314 | 0 | 253.9314 | 0 | 247.88 | 1.0836e-05 | 253.9314 | 0 | 348.9431 | 9.7317e-06 | 253.9314 | 0 | 253.9314 | 0 | 253.5943 | 0 | 539.2462 | 0.00248 | 253.5943 | 0 | 538.049 | 3.0002e-05 | 539.2462 | 0.00374 | 253.2848 | 0
| 254.1385 | 0.0014849 | 253.8006 | 0.0006893 | 349.1341 | 0.00045189 | 254.1385 | 0.00040509 | 253.8006 | 0 | 247.4751 | 0 | 253.8006 | 0 | 254.1385 | 0 | 253.4902 | 0 | 349.1341 | 0.00101 | 254.1385 | 0 | 254.1385 | 1.2421e-05 | 248.09 | 0.00059601 | 254.1385 | 0 | 349.0534 | 9.4272e-06 | 254.1385 | 0 | 254.1385 | 0.00043223 | 253.8006 | 0 | 539.4021 | 0.00404 | 253.8006 | 0 | 538.2059 | 0 | 539.4021 | 0.00359 | 253.4902 | 0
| 254.3457 | 0.0005244 | 254.0068 | -0.00041051 | 349.2476 | 0.00041617 | 254.3457 | -0.00038441 | 254.0068 | 0 | 247.6835 | 0 | 254.0068 | 0 | 254.3457 | 0 | 253.6955 | 0 | 349.2476 | 0.00033588 | 254.3457 | 0 | 254.3457 | 0 | 248.3 | -0.0017446 | 254.3457 | 0 | 349.1637 | 9.6497e-06 | 254.3457 | 0 | 254.3457 | 0 | 254.0068 | 0 | 539.558 | 0.00218 | 254.0068 | 0 | 538.3627 | 1.0001e-05 | 539.558 | 0.00376 | 253.6955 | 0
| 254.5528 | 0.00099766 | 254.2131 | 0.00075891 | 349.3611 | 0 | 254.5528 | 0.00017504 | 254.2131 | 0 | 247.892 | 0 | 254.2131 | 0 | 254.5528 | 0 | 253.9009 | 0 | 349.3611 | 0 | 254.5528 | 0 | 254.5528 | 1.1029e-05 | 248.5 | 0.0019939 | 254.5528 | 0 | 349.2739 | 9.5443e-06 | 254.5528 | 0 | 254.5528 | 0.00034647 | 254.2131 | 0 | 539.7138 | 0.0026 | 254.2131 | 0 | 538.5196 | 6.6672e-06 | 539.7138 | 0.00362 | 253.9009 | 0
| 254.76 | 0.0002869 | 254.4195 | -7.2625e-05 | 349.4746 | 0.00064159 | 254.76 | -0.00013595 | 254.4195 | 0 | 248.1004 | 0 | 254.4195 | 0 | 254.76 | 0 | 254.1064 | 0 | 349.4746 | 0.00098869 | 254.76 | 0 | 254.76 | 0 | 248.71 | -0.0019397 | 254.76 | 0 | 349.3842 | 1.0282e-05 | 254.76 | 0 | 254.76 | 0 | 254.4195 | 0 | 539.8697 | 0.00144 | 254.4195 | 0 | 538.6764 | 1.0001e-05 | 539.8697 | 0.0038 | 254.1063 | 0
| 254.9671 | 0.0007582 | 254.6258 | -0.0010676 | 349.5881 | 0 | 254.9671 | 1.3272e-05 | 254.6258 | 0 | 248.3089 | 0 | 254.6258 | 0 | 254.9671 | 0 | 254.3118 | 0 | 349.5881 | 0 | 254.9671 | 0 | 254.9671 | 1.2393e-05 | 248.92 | 0.00043346 | 254.9671 | 0 | 349.4945 | 9.6497e-06 | 254.9671 | 0 | 254.9671 | 0.00012565 | 254.6258 | 0 | 540.0256 | 0.00276 | 254.6258 | 0 | 538.8333 | 6.6672e-06 | 540.0256 | 0.00359 | 254.3118 | 0
| 255.1743 | -0.00035822 | 254.8321 | -0.00058551 | 349.7016 | 0 | 255.1743 | -9.0553e-05 | 254.8321 | 0 | 248.5175 | 0 | 254.8321 | 0 | 255.1743 | 0 | 254.5172 | 0 | 349.7016 | 0.00050617 | 255.1743 | 0 | 255.1743 | 0 | 249.12 | -5.4182e-05 | 255.1743 | 0 | 349.6048 | 9.9307e-06 | 255.1743 | 0 | 255.1743 | 0 | 254.8321 | 0 | 540.1815 | 0.00049235 | 254.8321 | 0 | 538.9902 | 1.0001e-05 | 540.1815 | 0.00379 | 254.5172 | 0
| 255.3815 | 0.00094326 | 255.0385 | 0.00031878 | 349.8151 | 0 | 255.3815 | 0.00035317 | 255.0385 | 0 | 248.726 | 0 | 255.0385 | 0 | 255.3815 | 0 | 254.7227 | 0 | 349.8151 | 0.00272 | 255.3815 | 0 | 255.3815 | 6.1985e-06 | 249.33 | 0.00036844 | 255.3815 | 0 | 349.7151 | 9.4038e-06 | 255.3815 | 0 | 255.3815 | 0.0003024 | 255.0385 | 0 | 540.3374 | 0.00406 | 255.0385 | 0 | 539.1471 | 6.6672e-06 | 540.3374 | 0.00356 | 254.7227 | 0
| 255.5888 | -2.8604e-06 | 255.2449 | -0.000224 | 349.9286 | 0 | 255.5888 | -0.0014485 | 255.2449 | 0 | 248.9345 | 0 | 255.2449 | 0 | 255.5888 | 0 | 254.9281 | 0 | 349.9286 | 0.00067647 | 255.5888 | 0 | 255.5888 | 0 | 249.54 | -0.0010945 | 255.5888 | 0 | 349.8254 | 1.0083e-05 | 255.5888 | 0 | 255.5888 | 0 | 255.2449 | 0 | 540.4934 | 0.00236 | 255.2449 | 0 | 539.3039 | 1.0001e-05 | 540.4934 | 0.00373 | 254.9281 | 0
| 255.796 | 0.00095144 | 255.4513 | 0.00012875 | 350.0421 | 0 | 255.796 | 0.00060578 | 255.4513 | 0 | 249.1431 | 0 | 255.4513 | 0 | 255.796 | 0 | 255.1336 | 0 | 350.0421 | 0.00027444 | 255.796 | 0 | 255.796 | 7.3106e-06 | 249.74 | 0.00062851 | 255.796 | 0 | 349.9358 | 9.9307e-06 | 255.796 | 0 | 255.796 | 0.00028707 | 255.4513 | 0 | 540.6493 | 0.00206 | 255.4513 | 0 | 539.4608 | 0 | 540.6493 | 0.0035 | 255.1336 | 0
| 256.0032 | 0.00039053 | 255.6577 | 0.00011164 | 350.1556 | 0.00019074 | 256.0032 | -0.00046194 | 255.6577 | 0 | 249.3516 | 0 | 255.6577 | 0 | 256.0032 | 0 | 255.3391 | 0 | 350.1556 | 0.00027911 | 256.0032 | 0 | 256.0032 | 0 | 249.95 | -0.0019397 | 256.0032 | 0 | 350.0461 | 1.0657e-05 | 256.0032 | 0 | 256.0032 | 0 | 255.6577 | 0 | 540.8053 | 0.00178 | 255.6577 | 0 | 539.6178 | 3.0002e-05 | 540.8053 | 0.00373 | 255.3391 | 0
| 256.2105 | 0.00035893 | 255.8642 | 0.0013578 | 350.2691 | 0 | 256.2105 | 0.00068292 | 255.8642 | 0 | 249.5602 | 0 | 255.8642 | 0 | 256.2105 | 0 | 255.5446 | 0 | 350.2691 | 0.00255 | 256.2105 | 0 | 256.2105 | 1.9997e-05 | 250.16 | -0.0001192 | 256.2105 | 0 | 350.1564 | 9.6263e-06 | 256.2105 | 0 | 256.2105 | 0.00028534 | 255.8642 | 0 | 540.9612 | 0.00232 | 255.8642 | 0 | 539.7747 | 0 | 540.9612 | 0.0036 | 255.5446 | 0
| 256.4178 | 0.00014607 | 256.0706 | -0.00066236 | 350.3826 | 0.00104 | 256.4178 | 1.6188e-05 | 256.0706 | 0 | 249.7688 | 0 | 256.0706 | 0 | 256.4178 | 0 | 255.7501 | 0 | 350.3826 | 0.00059133 | 256.4178 | 0 | 256.4178 | 0 | 250.36 | -0.0022973 | 256.4178 | 0 | 350.2668 | 9.4857e-06 | 256.4178 | 0 | 256.4178 | 0 | 256.0706 | 0 | 541.1172 | 0.00271 | 256.0706 | 0 | 539.9316 | 3.0002e-05 | 541.1172 | 0.00379 | 255.7501 | 0
| 256.6251 | 0.00072722 | 256.2771 | -0.00023275 | 350.4961 | 0 | 256.6251 | 0.00056991 | 256.2771 | 0 | 249.9774 | 0 | 256.2771 | 0 | 256.6251 | 0 | 255.9557 | 0 | 350.4961 | 0.00113 | 256.6251 | 0 | 256.6251 | 6.3435e-06 | 250.57 | 0.00088859 | 256.6251 | 0 | 350.3771 | 8.5606e-06 | 256.6251 | 0 | 256.6251 | 0.00026669 | 256.2771 | 0 | 541.2731 | 0.00383 | 256.2771 | 0 | 540.0885 | 0 | 541.2731 | 0.00357 | 255.9557 | 0
| 256.8324 | -0.00047792 | 256.4836 | -6.0596e-05 | 350.6096 | 0 | 256.8324 | -9.1797e-06 | 256.4836 | 0 | 250.186 | 0 | 256.4836 | 0 | 256.8324 | 0 | 256.1612 | 0 | 350.6096 | 0.00158 | 256.8324 | 0 | 256.8324 | 0 | 250.78 | -0.0016797 | 256.8324 | 0 | 350.4875 | 9.5911e-06 | 256.8324 | 0 | 256.8324 | 0 | 256.4836 | 0 | 541.4291 | 0.00262 | 256.4836 | 0 | 540.2454 | 3.0002e-05 | 541.4291 | 0.00374 | 256.1612 | 0
| 257.0398 | 0.0010056 | 256.6901 | 0.00066246 | 350.7231 | 0 | 257.0398 | 0.00041251 | 256.6901 | 0 | 250.3946 | 0 | 256.6901 | 0 | 257.0398 | 0 | 256.3668 | 0 | 350.7231 | 0.00058673 | 257.0398 | 0 | 257.0398 | 9.9941e-06 | 250.99 | -0.0013871 | 257.0398 | 0 | 350.5978 | 1.0388e-05 | 257.0398 | 0 | 257.0398 | 0.0001989 | 256.6901 | 0 | 541.5851 | 0.00329 | 256.6901 | 0 | 540.4024 | 2.6669e-05 | 541.5851 | 0.00356 | 256.3668 | 0
| 257.2471 | 0.00070612 | 256.8966 | -0.00043767 | 350.8366 | 0.00057222 | 257.2471 | -1.3694e-05 | 256.8966 | 0 | 250.6033 | 0 | 256.8966 | 0 | 257.2471 | 0 | 256.5723 | 0 | 350.8366 | 0 | 257.2471 | 0 | 257.2471 | 0 | 251.19 | -0.0018422 | 257.2471 | 0 | 350.7082 | 1.2296e-05 | 257.2471 | 0 | 257.2471 | 0 | 256.8966 | 0 | 541.7411 | 0.00345 | 256.8966 | 0 | 540.5593 | 1.0001e-05 | 541.7411 | 0.00376 | 256.5723 | 0
| 257.4545 | 0.00091947 | 257.1032 | 2.0965e-05 | 350.9501 | 0 | 257.4545 | 0.00026351 | 257.1032 | 0 | 250.8119 | 0 | 257.1032 | 0 | 257.4545 | 0 | 256.7779 | 0 | 350.9501 | 0.00027444 | 257.4545 | 0 | 257.4545 | 1.675e-05 | 251.4 | 0.0019614 | 257.4545 | 0 | 350.8186 | 1.1722e-05 | 257.4545 | 0 | 257.4545 | 0.00042366 | 257.1032 | 0 | 541.8971 | 0.00262 | 257.1032 | 0 | 540.7163 | 0 | 541.8971 | 0.00356 | 256.7779 | 0
| 257.6619 | -8.6919e-05 | 257.3098 | -0.0009633 | 351.0635 | 0.00032946 | 257.6619 | -0.00032635 | 257.3098 | 0 | 251.0206 | 0 | 257.3098 | 0 | 257.6619 | 0 | 256.9835 | 0 | 351.0635 | 0.00164 | 257.6619 | 0 | 257.6619 | 0 | 251.61 | -0.00034676 | 257.6619 | 0 | 350.9289 | 1.1371e-05 | 257.6619 | 0 | 257.6619 | 0 | 257.3098 | 0 | 542.0531 | 0.00181 | 257.3098 | 0 | 540.8732 | 0 | 542.0531 | 0.00381 | 256.9835 | 0
| 257.8693 | 0.0013449 | 257.5163 | 3.6071e-05 | 351.177 | 0.00013905 | 257.8693 | 0.00047096 | 257.5163 | 0 | 251.2293 | 0 | 257.5163 | 0 | 257.8693 | 0 | 257.1891 | 0 | 351.177 | 0.00047317 | 257.8693 | 0 | 257.8693 | 9.0088e-06 | 251.81 | 0.0017988 | 257.8693 | 0 | 351.0393 | 9.4389e-06 | 257.8693 | 0 | 257.8693 | 0.00033392 | 257.5163 | 0 | 542.2091 | 0.00411 | 257.5163 | 0 | 541.0302 | 2.6669e-05 | 542.2091 | 0.0036 | 257.1891 | 0
| 258.0767 | 0.00015416 | 257.7229 | 0.00010543 | 351.2905 | 0.00086701 | 258.0767 | 2.1756e-06 | 257.7229 | 0 | 251.438 | 0 | 257.7229 | 0 | 258.0767 | 0 | 257.3948 | 0 | 351.2905 | 0.00064808 | 258.0767 | 0 | 258.0767 | 0 | 252.02 | -0.0011595 | 258.0767 | 0 | 351.1497 | 1.0083e-05 | 258.0767 | 0 | 258.0767 | 0 | 257.7229 | 0 | 542.3651 | 0.00278 | 257.7229 | 0 | 541.1872 | 0 | 542.3651 | 0.00372 | 257.3948 | 0
| 258.2841 | 0.0013269 | 257.9296 | -0.00074859 | 351.404 | 0.00143 | 258.2841 | -6.3299e-05 | 257.9296 | 0 | 251.6467 | 0 | 257.9296 | 0 | 258.2841 | 0 | 257.6004 | 0 | 351.404 | 0.00226 | 258.2841 | 0 | 258.2841 | 6.7062e-06 | 252.23 | 0.0019939 | 258.2841 | 0 | 351.2601 | 9.7551e-06 | 258.2841 | 0 | 258.2841 | 0.00045185 | 257.9296 | 0 | 542.5212 | 0.00216 | 257.9296 | 0 | 541.3442 | 6.6672e-06 | 542.5212 | 0.00344 | 257.6004 | 0
| 258.4916 | 0.00019487 | 258.1362 | 0.00045789 | 351.5174 | 0.00041617 | 258.4916 | -1.8626e-05 | 258.1362 | 0 | 251.8554 | 0 | 258.1362 | 0 | 258.4916 | 0 | 257.8061 | 0 | 351.5174 | 0.00064808 | 258.4916 | 0 | 258.4916 | 0 | 252.44 | 0.0012137 | 258.4916 | 0 | 351.3705 | 1.1125e-05 | 258.4916 | 0 | 258.4916 | 0 | 258.1362 | 0 | 542.6772 | 0.0016 | 258.1362 | 0 | 541.5012 | 1.0001e-05 | 542.6772 | 0.00355 | 257.8061 | 0
| 258.699 | 0.00069575 | 258.3428 | -0.00032765 | 351.6309 | 0 | 258.699 | 0.0011038 | 258.3428 | 0 | 252.0642 | 0 | 258.3428 | 0 | 258.699 | 0 | 258.0117 | 0 | 351.6309 | 0.0009558 | 258.699 | 0 | 258.699 | 7.634e-06 | 252.64 | 0.00017338 | 258.699 | 0 | 351.4809 | 9.6497e-06 | 258.699 | 0 | 258.699 | 0.00029252 | 258.3428 | 0 | 542.8333 | 0.00213 | 258.3428 | 0 | 541.6581 | 4.667e-05 | 542.8333 | 0.00341 | 258.0118 | 0
| 258.9065 | 0.00058798 | 258.5495 | -2.5482e-05 | 351.7444 | 0 | 258.9065 | -0.00049667 | 258.5495 | 0 | 252.2729 | 0 | 258.5495 | 0 | 258.9065 | 0 | 258.2174 | 0 | 351.7444 | 0.00047779 | 258.9065 | 0 | 258.9065 | 0 | 252.85 | 0.00027091 | 258.9065 | 0 | 351.5913 | 1.0013e-05 | 258.9065 | 0 | 258.9065 | 0 | 258.5495 | 0 | 542.9893 | 0.00164 | 258.5495 | 0 | 541.8152 | 0 | 542.9893 | 0.00365 | 258.2174 | 0
| 259.114 | 0.0015003 | 258.7562 | 0.00016484 | 351.8578 | 0.00019118 | 259.114 | 0.00052763 | 258.7562 | 0 | 252.4817 | 0 | 258.7562 | 0 | 259.114 | 0 | 258.4231 | 0 | 351.8578 | 0.00115 | 259.114 | 0 | 259.114 | 7.048e-06 | 253.06 | -0.00018422 | 259.114 | 0 | 351.7017 | 9.9776e-06 | 259.114 | 0 | 259.114 | 0.00032739 | 258.7562 | 0 | 543.1454 | 0.00294 | 258.7562 | 0 | 541.9722 | 0 | 543.1454 | 0.00356 | 258.4231 | 0
| 259.3215 | 0.00059359 | 258.9629 | -0.00041441 | 351.9713 | 0.00038148 | 259.3215 | 4.8212e-05 | 258.9629 | 0 | 252.6904 | 0 | 258.9629 | 0 | 259.3215 | 0 | 258.6288 | 0 | 351.9713 | 0.00122 | 259.3215 | 0 | 259.3215 | 0 | 253.26 | -0.0016147 | 259.3215 | 0 | 351.8121 | 9.919e-06 | 259.3215 | 0 | 259.3215 | 0 | 258.9629 | 0 | 543.3015 | 0.00294 | 258.9629 | 0 | 542.1292 | 0 | 543.3015 | 0.00378 | 258.6288 | 0
| 259.5291 | 0.00090276 | 259.1696 | 0.00012346 | 352.0847 | 0 | 259.5291 | 0.00017666 | 259.1696 | 0 | 252.8992 | 0 | 259.1696 | 0 | 259.5291 | 0 | 258.8346 | 0 | 352.0847 | 0 | 259.5291 | 0 | 259.5291 | 1.3005e-05 | 253.47 | 0.00043346 | 259.5291 | 0 | 351.9225 | 9.6848e-06 | 259.5291 | 0 | 259.529 | 0.00027518 | 259.1696 | 0 | 543.4575 | 0.00459 | 259.1696 | 0 | 542.2862 | 2.6669e-05 | 543.4575 | 0.00356 | 258.8346 | 0
| 259.7366 | 0.00031237 | 259.3764 | 0.00040384 | 352.1982 | 0 | 259.7366 | -0.0009586 | 259.3764 | 0 | 253.108 | 0 | 259.3764 | 0 | 259.7366 | 0 | 259.0403 | 0 | 352.1982 | 0.00056294 | 259.7366 | 0 | 259.7366 | 0 | 253.68 | -0.0016472 | 259.7366 | 0 | 352.033 | 9.3218e-06 | 259.7366 | 0 | 259.7366 | 0 | 259.3764 | 0 | 543.6136 | 0.00227 | 259.3764 | 0 | 542.4432 | 1.0001e-05 | 543.6136 | 0.00368 | 259.0403 | 0
| 259.9442 | 0.00093809 | 259.5831 | 5.3957e-05 | 352.3116 | 0.00036499 | 259.9442 | 0.00011351 | 259.5831 | 0 | 253.3169 | 0 | 259.5831 | 0 | 259.9442 | 0 | 259.2461 | 0 | 352.3116 | 0.00016089 | 259.9442 | 0 | 259.9442 | 1.275e-05 | 253.89 | -0.00057433 | 259.9442 | 0 | 352.1434 | 1.0177e-05 | 259.9442 | 0 | 259.9442 | 0.00037179 | 259.5831 | 0 | 543.7697 | 0.00248 | 259.5831 | 0 | 542.6003 | 0 | 543.7697 | 0.00348 | 259.2461 | 0
| 260.1518 | -0.00022854 | 259.7899 | -0.00032607 | 352.4251 | 0.00024276 | 260.1518 | -0.00068036 | 259.7899 | 0 | 253.5257 | 0 | 259.7899 | 0 | 260.1517 | 0 | 259.4518 | 0 | 352.4251 | 5.2034e-05 | 260.1517 | 0 | 260.1518 | 0 | 254.09 | -0.0021348 | 260.1517 | 0 | 352.2539 | 8.9939e-06 | 260.1517 | 0 | 260.1518 | 0 | 259.7899 | 0 | 543.9258 | 0.0029 | 259.7899 | 0 | 542.7573 | 1.0001e-05 | 543.9258 | 0.00367 | 259.4518 | 0
| 260.3593 | 0.0013772 | 259.9967 | -0.00029531 | 352.5385 | 0.00090379 | 260.3593 | 0.00019752 | 259.9967 | 0 | 253.7345 | 0 | 259.9967 | 0 | 260.3593 | 0 | 259.6576 | 0 | 352.5385 | 0.00061512 | 260.3593 | 0 | 260.3593 | 7.0805e-06 | 254.3 | -0.00060684 | 260.3593 | 0 | 352.3643 | 8.1273e-06 | 260.3593 | 0 | 260.3593 | 0.00030406 | 259.9967 | 0 | 544.082 | 0.00278 | 259.9967 | 0 | 542.9144 | 0 | 544.082 | 0.00353 | 259.6576 | 0
| 260.567 | 0.00029514 | 260.2035 | -0.00037873 | 352.652 | 0.00052021 | 260.567 | 6.6143e-06 | 260.2035 | 0 | 253.9434 | 0 | 260.2035 | 0 | 260.567 | 0 | 259.8634 | 0 | 352.652 | 0.00027911 | 260.567 | 0 | 260.567 | 0 | 254.51 | -2.1673e-05 | 260.567 | 0 | 352.4748 | 8.3498e-06 | 260.567 | 0 | 260.567 | 0 | 260.2035 | 0 | 544.2381 | 0.00269 | 260.2035 | 0 | 543.0714 | 0 | 544.2381 | 0.00365 | 259.8634 | 0
| 260.7746 | 0.00083154 | 260.4103 | 0.00045481 | 352.7654 | 0 | 260.7746 | 0.00035442 | 260.4103 | 0 | 254.1523 | 0 | 260.4103 | 0 | 260.7746 | 0 | 260.0692 | 0 | 352.7654 | 0.00101 | 260.7746 | 0 | 260.7746 | 9.5138e-06 | 254.72 | 0.0016688 | 260.7746 | 0 | 352.5852 | 8.7831e-06 | 260.7746 | 0 | 260.7746 | 0.00028936 | 260.4103 | 0 | 544.3942 | 0.00431 | 260.4103 | 0 | 543.2285 | 2.6669e-05 | 544.3942 | 0.00347 | 260.0692 | 0
| 260.9822 | -0.00058492 | 260.6172 | -0.00051918 | 352.8789 | 8.6698e-05 | 260.9822 | -0.00068083 | 260.6172 | 0 | 254.3612 | 0 | 260.6172 | 0 | 260.9822 | 0 | 260.2751 | 0 | 352.8789 | 0.00133 | 260.9822 | 0 | 260.9822 | 0 | 254.92 | -0.0010295 | 260.9822 | 0 | 352.6957 | 1.0762e-05 | 260.9822 | 0 | 260.9822 | 0 | 260.6172 | 0 | 544.5504 | 0.00266 | 260.6172 | 0 | 543.3856 | 1.0001e-05 | 544.5504 | 0.00362 | 260.2751 | 0
| 261.1899 | 0.00093543 | 260.8241 | 0.0007921 | 352.9923 | 0.00060832 | 261.1899 | 0.00042884 | 260.8241 | 0 | 254.5701 | 0 | 260.8241 | 0 | 261.1899 | 0 | 260.4809 | 0 | 352.9923 | 0.00030283 | 261.1899 | 0 | 261.1899 | 1.2336e-05 | 255.13 | 0.0010186 | 261.1899 | 0 | 352.8062 | 9.5092e-06 | 261.1899 | 0 | 261.1899 | 0.00022353 | 260.8241 | 0 | 544.7065 | 0.00311 | 260.8241 | 0 | 543.5427 | 6.6672e-06 | 544.7065 | 0.00349 | 260.4809 | 0
| 261.3976 | -0.00060389 | 261.0309 | -0.00068594 | 353.1057 | 0.00091902 | 261.3976 | 0.00014872 | 261.0309 | 0 | 254.779 | 0 | 261.0309 | 0 | 261.3976 | 0 | 260.6867 | 0 | 353.1057 | 0.00255 | 261.3976 | 0 | 261.3976 | 0 | 255.34 | -0.0017121 | 261.3976 | 0 | 352.9166 | 1.0141e-05 | 261.3976 | 0 | 261.3976 | 0 | 261.0309 | 0 | 544.8627 | 0.00299 | 261.0309 | 0 | 543.6997 | 1.0001e-05 | 544.8627 | 0.00366 | 260.6867 | 0
| 261.6053 | 0.00083082 | 261.2378 | 0.0014219 | 353.2192 | 0 | 261.6053 | 0.00077057 | 261.2378 | 0 | 254.9879 | 0 | 261.2378 | 0 | 261.6053 | 0 | 260.8926 | 0 | 353.2192 | 0.00044478 | 261.6053 | 0 | 261.6053 | 1.9069e-05 | 255.54 | -0.00063934 | 261.6053 | 0 | 353.0271 | 8.7831e-06 | 261.6053 | 0 | 261.6053 | 0.00043169 | 261.2378 | 0 | 545.0189 | 0.00304 | 261.2378 | 0 | 543.8568 | 6.6672e-06 | 545.0189 | 0.00342 | 260.8926 | 0
| 261.813 | 0.00013031 | 261.4448 | -1.7922e-05 | 353.3326 | 0.00012138 | 261.813 | -0.00022663 | 261.4448 | 0 | 255.1969 | 0 | 261.4448 | 0 | 261.813 | 0 | 261.0985 | 0 | 353.3326 | 0.00167 | 261.813 | 0 | 261.813 | 0 | 255.75 | 0.0018639 | 261.813 | 0 | 353.1376 | 1.0411e-05 | 261.813 | 0 | 261.813 | 0 | 261.4448 | 0 | 545.175 | 0.00322 | 261.4448 | 0 | 544.014 | 0 | 545.175 | 0.00362 | 261.0985 | 0
| 262.0207 | 0.00060583 | 261.6517 | 0.0001308 | 353.446 | 0 | 262.0207 | 0.00044214 | 261.6517 | 0 | 255.4058 | 0 | 261.6517 | 0 | 262.0207 | 0 | 261.3044 | 0 | 353.446 | 0.00115 | 262.0207 | 0 | 262.0207 | 1.215e-05 | 255.96 | 0.0002384 | 262.0207 | 0 | 353.2481 | 9.5209e-06 | 262.0207 | 0 | 262.0207 | 0.00039939 | 261.6517 | 0 | 545.3312 | 0.00334 | 261.6517 | 0 | 544.1711 | 0 | 545.3312 | 0.00337 | 261.3043 | 0
| 262.2284 | 0.00022651 | 261.8586 | 0.00037022 | 353.5594 | 0.00057222 | 262.2284 | -0.0004621 | 261.8586 | 0 | 255.6148 | 0 | 261.8586 | 0 | 262.2284 | 0 | 261.5103 | 0 | 353.5594 | 0.00116 | 262.2284 | 0 | 262.2284 | 0 | 256.17 | -0.00054182 | 262.2284 | 0 | 353.3586 | 1.0341e-05 | 262.2284 | 0 | 262.2284 | 0 | 261.8586 | 0 | 545.4874 | 0.00181 | 261.8586 | 0 | 544.3282 | 1.0001e-05 | 545.4874 | 0.00363 | 261.5103 | 0
| 262.4362 | 0.00062385 | 262.0656 | 0.00050512 | 353.6729 | 0 | 262.4362 | 0.00075828 | 262.0656 | 0 | 255.8238 | 0 | 262.0656 | 0 | 262.4362 | 0 | 261.7162 | 0 | 353.6729 | 0.00030283 | 262.4362 | 0 | 262.4362 | 7.2949e-06 | 256.37 | 0.0015712 | 262.4362 | 0 | 353.4691 | 9.8136e-06 | 262.4362 | 0 | 262.4362 | 0.00032268 | 262.0656 | 0 | 545.6436 | 0.00427 | 262.0656 | 0 | 544.4853 | 0 | 545.6436 | 0.00341 | 261.7162 | 0
| 262.644 | 0.00027174 | 262.2726 | 2.753e-05 | 353.7863 | 0.00067626 | 262.644 | -1.2942e-05 | 262.2726 | 0 | 256.0327 | 0 | 262.2726 | 0 | 262.644 | 0 | 261.9221 | 0 | 353.7863 | 0.00081839 | 262.644 | 0 | 262.644 | 0 | 256.58 | 1.0836e-05 | 262.644 | 0 | 353.5796 | 1.1067e-05 | 262.644 | 0 | 262.644 | 0 | 262.2726 | 0 | 545.7998 | 0.0026 | 262.2726 | 0 | 544.6424 | 1.0001e-05 | 545.7998 | 0.00365 | 261.9221 | 0
| 262.8517 | 0.0012281 | 262.4796 | -0.00015682 | 353.8997 | 0.00033023 | 262.8517 | 0.00061459 | 262.4796 | 0 | 256.2418 | 0 | 262.4796 | 0 | 262.8518 | 0 | 262.1281 | 0 | 353.8997 | 0.00238 | 262.8518 | 0 | 262.8517 | 6.3017e-06 | 256.79 | 0.0010186 | 262.8518 | 0 | 353.6901 | 1.0903e-05 | 262.8518 | 0 | 262.8517 | 0.00033098 | 262.4796 | 0 | 545.9561 | 0.00146 | 262.4796 | 0 | 544.7996 | 6.6672e-06 | 545.9561 | 0.00338 | 262.1281 | 0
| 263.0596 | 0.0001496 | 262.6866 | -0.00061927 | 354.0131 | 0.00095371 | 263.0596 | -0.00038392 | 262.6866 | 0 | 256.4508 | 0 | 262.6866 | 0 | 263.0596 | 0 | 262.334 | 0 | 354.0131 | 0.00119 | 263.0596 | 0 | 263.0596 | 0 | 257 | 0.0010186 | 263.0596 | 0 | 353.8007 | 1.0165e-05 | 263.0596 | 0 | 263.0596 | 0 | 262.6866 | 0 | 546.1123 | 0.00188 | 262.6866 | 0 | 544.9567 | 0 | 546.1123 | 0.00351 | 262.334 | 0
| 263.2674 | 0.00071709 | 262.8937 | 0.00056746 | 354.1265 | 0 | 263.2674 | -0.0002572 | 262.8937 | 0 | 256.6598 | 0 | 262.8937 | 0 | 263.2674 | 0 | 262.54 | 0 | 354.1265 | 0 | 263.2674 | 0 | 263.2674 | 9.2103e-06 | 257.2 | 0.0009536 | 263.2674 | 0 | 353.9112 | 9.1344e-06 | 263.2674 | 0 | 263.2674 | 0.00036156 | 262.8937 | 0 | 546.2685 | 0.00209 | 262.8937 | 0 | 545.1139 | 6.6672e-06 | 546.2685 | 0.00331 | 262.54 | 0
| 263.4752 | 0.00010832 | 263.1007 | 0.00046175 | 354.2399 | 0 | 263.4752 | -0.00025347 | 263.1007 | 0 | 256.8689 | 0 | 263.1007 | 0 | 263.4752 | 0 | 262.746 | 0 | 354.2399 | 0 | 263.4752 | 0 | 263.4752 | 0 | 257.41 | -0.0012245 | 263.4752 | 0 | 354.0217 | 8.6777e-06 | 263.4752 | 0 | 263.4752 | 0 | 263.1007 | 0 | 546.4248 | 0.0025 | 263.1007 | 0 | 545.271 | 3.0002e-05 | 546.4248 | 0.00351 | 262.746 | 0
| 263.6831 | 0.00081413 | 263.3078 | 0.00014685 | 354.3533 | 0 | 263.6831 | 0.00068684 | 263.3078 | 0 | 257.0779 | 0 | 263.3078 | 0 | 263.6831 | 0 | 262.952 | 0 | 354.3533 | 0 | 263.6831 | 0 | 263.6831 | 1.0001e-05 | 257.62 | 0.0013438 | 263.6831 | 0 | 354.1323 | 9.3218e-06 | 263.6831 | 0 | 263.6831 | 0.00028282 | 263.3078 | 0 | 546.581 | 0.00318 | 263.3078 | 0 | 545.4282 | 0 | 546.581 | 0.00343 | 262.952 | 0
| 263.891 | 0.00033711 | 263.5149 | 1.8055e-05 | 354.4667 | 0.00055488 | 263.891 | -0.00027032 | 263.5149 | 0 | 257.287 | 0 | 263.5149 | 0 | 263.8909 | 0 | 263.158 | 0 | 354.4667 | 0.00025072 | 263.8909 | 0 | 263.891 | 0 | 257.83 | -0.00057433 | 263.8909 | 0 | 354.2428 | 1.0141e-05 | 263.8909 | 0 | 263.891 | 0 | 263.5149 | 0 | 546.7373 | 0.00304 | 263.5149 | 0 | 545.5854 | 3.0002e-05 | 546.7373 | 0.00367 | 263.158 | 0
| 264.0988 | 0.00088 | 263.722 | 0.0015811 | 354.5802 | 5.2137e-05 | 264.0988 | 0.00021162 | 263.722 | 0 | 257.4961 | 0 | 263.722 | 0 | 264.0988 | 0 | 263.364 | 0 | 354.5802 | 0.00052996 | 264.0988 | 0 | 264.0988 | 1.4009e-05 | 258.04 | -0.00086692 | 264.0988 | 0 | 354.3534 | 1.0692e-05 | 264.0988 | 0 | 264.0989 | 0.00043577 | 263.722 | 0 | 546.8936 | 0.00343 | 263.722 | 0 | 545.7426 | 0 | 546.8936 | 0.00351 | 263.364 | 0
| 264.3067 | 8.9579e-05 | 263.9291 | 0.00041126 | 354.6936 | 0.00027745 | 264.3067 | 1.2298e-05 | 263.9291 | 0 | 257.7052 | 0 | 263.9291 | 0 | 264.3067 | 0 | 263.5701 | 0 | 354.6936 | 0 | 264.3067 | 0 | 264.3067 | 0 | 258.24 | 0.00030341 | 264.3067 | 0 | 354.4639 | 1.1289e-05 | 264.3067 | 0 | 264.3067 | 0 | 263.9291 | 0 | 547.0498 | 0.00207 | 263.9291 | 0 | 545.8997 | 3.0002e-05 | 547.0498 | 0.00362 | 263.5701 | 0
| 264.5146 | 0.00050632 | 264.1363 | 0.00094309 | 354.8069 | 0 | 264.5146 | 0.00024483 | 264.1363 | 0 | 257.9143 | 0 | 264.1363 | 0 | 264.5147 | 0 | 263.7761 | 0 | 354.8069 | 0.00175 | 264.5147 | 0 | 264.5146 | 1.5732e-05 | 258.45 | -0.00057433 | 264.5147 | 0 | 354.5745 | 1.006e-05 | 264.5147 | 0 | 264.5147 | 0.00035275 | 264.1363 | 0 | 547.2061 | 0.00378 | 264.1363 | 0 | 546.0569 | 4.667e-05 | 547.2061 | 0.00338 | 263.7761 | 0
| 264.7226 | 0.00035426 | 264.3434 | -0.00066763 | 354.9203 | 0.0004335 | 264.7226 | -0.00044012 | 264.3434 | 0 | 258.1234 | 0 | 264.3434 | 0 | 264.7226 | 0 | 263.9822 | 0 | 354.9203 | 0.0017 | 264.7226 | 0 | 264.7226 | 0 | 258.66 | 0.00043346 | 264.7226 | 0 | 354.6851 | 1.0633e-05 | 264.7226 | 0 | 264.7226 | 0 | 264.3435 | 0 | 547.3624 | 0.0029 | 264.3434 | 0 | 546.2141 | 3.0002e-05 | 547.3624 | 0.00354 | 263.9822 | 0
| 264.9305 | 0.0010352 | 264.5506 | 0.00058911 | 355.0337 | 0 | 264.9305 | 8.696e-05 | 264.5506 | 0 | 258.3326 | 0 | 264.5506 | 0 | 264.9305 | 0 | 264.1883 | 0 | 355.0337 | 0.00050157 | 264.9305 | 0 | 264.9305 | 1.7725e-05 | 258.87 | 0.0018314 | 264.9305 | 0 | 354.7956 | 9.4038e-06 | 264.9305 | 0 | 264.9305 | 0.00034289 | 264.5506 | 0 | 547.5187 | 0.00385 | 264.5506 | 0 | 546.3713 | 0 | 547.5187 | 0.00335 | 264.1883 | 0
| 265.1385 | 0.00029029 | 264.7578 | -0.0011645 | 355.1471 | 0.00139 | 265.1385 | -0.00068593 | 264.7578 | 0 | 258.5417 | 0 | 264.7578 | 0 | 265.1385 | 0 | 264.3944 | 0 | 355.1471 | 0.0015 | 265.1385 | 0 | 265.1385 | 0 | 259.07 | -0.00070437 | 265.1385 | 0 | 354.9062 | 1.1102e-05 | 265.1385 | 0 | 265.1385 | 0 | 264.7578 | 0 | 547.675 | 0.00327 | 264.7578 | 0 | 546.5286 | 0 | 547.675 | 0.00357 | 264.3944 | 0
| 265.3465 | 0.00080113 | 264.965 | 0.00024028 | 355.2605 | 0.00010428 | 265.3465 | 0.0012637 | 264.965 | 0 | 258.7509 | 0 | 264.965 | 0 | 265.3465 | 0 | 264.6005 | 0 | 355.2605 | 0.00132 | 265.3465 | 0 | 265.3465 | 1.003e-05 | 259.28 | -0.0019722 | 265.3465 | 0 | 355.0168 | 9.7551e-06 | 265.3465 | 0 | 265.3465 | 8.4238e-05 | 264.9651 | 0 | 547.8314 | 0.0032 | 264.965 | 0 | 546.6858 | 6.6672e-06 | 547.8314 | 0.00334 | 264.6005 | 0
| 265.5545 | 0.00057701 | 265.1723 | -0.0011915 | 355.3739 | 0.00086701 | 265.5545 | 0.00048243 | 265.1723 | 0 | 258.9601 | 0 | 265.1723 | 0 | 265.5545 | 0 | 264.8066 | 0 | 355.3739 | 0 | 265.5545 | 0 | 265.5545 | 0 | 259.49 | -0.0020047 | 265.5545 | 0 | 355.1274 | 1.061e-05 | 265.5545 | 0 | 265.5545 | 0 | 265.1723 | 0 | 547.9877 | 0.0019 | 265.1723 | 0 | 546.843 | 3.0002e-05 | 547.9877 | 0.00348 | 264.8066 | 0
| 265.7625 | 0.0012233 | 265.3795 | 0.00034 | 355.4873 | 0.00039975 | 265.7625 | 0.00037483 | 265.3795 | 0 | 259.1693 | 0 | 265.3795 | 0 | 265.7625 | 0 | 265.0128 | 0 | 355.4873 | 0 | 265.7625 | 0 | 265.7625 | 5.3402e-06 | 259.7 | -0.00024923 | 265.7625 | 0 | 355.238 | 9.2164e-06 | 265.7625 | 0 | 265.7625 | 0.00012738 | 265.3795 | 0 | 548.144 | 0.00283 | 265.3795 | 0 | 547.0003 | 2.6669e-05 | 548.144 | 0.00325 | 265.0128 | 0
| 265.9706 | 0.00049896 | 265.5868 | -0.00058772 | 355.6007 | 0.00050287 | 265.9706 | -0.00049941 | 265.5868 | 0 | 259.3785 | 0 | 265.5868 | 0 | 265.9705 | 0 | 265.2189 | 0 | 355.6007 | 0.00119 | 265.9705 | 0 | 265.9706 | 0 | 259.9 | -0.00031426 | 265.9705 | 0 | 355.3486 | 9.3452e-06 | 265.9705 | 0 | 265.9706 | 0 | 265.5868 | 0 | 548.3004 | 0.00213 | 265.5868 | 0 | 547.1575 | 5.0004e-05 | 548.3004 | 0.00352 | 265.2189 | 0
| 266.1786 | 0.0014607 | 265.7941 | -1.5345e-05 | 355.714 | 0 | 266.1786 | 0.0005193 | 265.7941 | 0 | 259.5877 | 0 | 265.7941 | 0 | 266.1786 | 0 | 265.4251 | 0 | 355.714 | 0.00175 | 266.1786 | 0 | 266.1786 | 1.4898e-05 | 260.11 | -0.0016472 | 266.1786 | 0 | 355.4592 | 1.0364e-05 | 266.1786 | 0 | 266.1786 | 0.00033863 | 265.7941 | 0 | 548.4567 | 0.00406 | 265.7941 | 0 | 547.3147 | 6.6672e-06 | 548.4567 | 0.0034 | 265.4251 | 0
| 266.3867 | 0.00055224 | 266.0014 | -0.00034456 | 355.8274 | 0.00101 | 266.3867 | 0.00028262 | 266.0014 | 0 | 259.797 | 0 | 266.0014 | 0 | 266.3867 | 0 | 265.6313 | 0 | 355.8274 | 0 | 266.3867 | 0 | 266.3867 | 0 | 260.32 | -0.00050931 | 266.3867 | 0 | 355.5698 | 1.102e-05 | 266.3867 | 0 | 266.3867 | 0 | 266.0014 | 0 | 548.6131 | 0.00215 | 266.0014 | 0 | 547.472 | 1.0001e-05 | 548.6131 | 0.0036 | 265.6313 | 0
| 266.5947 | 0.00065659 | 266.2087 | 5.4397e-05 | 355.9408 | 0 | 266.5947 | 0.00058972 | 266.2087 | 0 | 260.0062 | 0 | 266.2087 | 0 | 266.5947 | 0 | 265.8374 | 0 | 355.9408 | 0.00104 | 266.5947 | 0 | 266.5947 | 1.0031e-05 | 260.53 | -2.1673e-05 | 266.5947 | 0 | 355.6805 | 1.061e-05 | 266.5947 | 0 | 266.5947 | 0.00021401 | 266.2087 | 0 | 548.7694 | 0.002 | 266.2087 | 0 | 547.6293 | 0 | 548.7694 | 0.00342 | 265.8374 | 0
| 266.8028 | 0.00028966 | 266.4161 | 0.00022497 | 356.0542 | 0.00114 | 266.8028 | -0.00017638 | 266.4161 | 0 | 260.2155 | 0 | 266.4161 | 0 | 266.8028 | 0 | 266.0436 | 0 | 356.0542 | 0.00059133 | 266.8028 | 0 | 266.8028 | 0 | 260.74 | -0.00080189 | 266.8028 | 0 | 355.7911 | 9.3569e-06 | 266.8028 | 0 | 266.8028 | 0 | 266.416 | 0 | 548.9258 | 0.00232 | 266.4161 | 0 | 547.7865 | 3.0002e-05 | 548.9258 | 0.00356 | 266.0436 | 0
| 267.011 | 0.00073185 | 266.6234 | 0.00039646 | 356.1675 | 0.00034761 | 267.011 | -1.7317e-05 | 266.6234 | 0 | 260.4248 | 0 | 266.6234 | 0 | 267.0109 | 0 | 266.2499 | 0 | 356.1675 | 0.00058673 | 267.0109 | 0 | 267.011 | 5.6979e-06 | 260.94 | -0.00089942 | 267.0109 | 0 | 355.9017 | 8.9705e-06 | 267.0109 | 0 | 267.011 | 0.00031663 | 266.6234 | 0 | 549.0822 | 0.00223 | 266.6234 | 0 | 547.9438 | 6.6672e-06 | 549.0822 | 0.00334 | 266.2499 | 0
| 267.2191 | 0.0002786 | 266.8308 | -0.0010691 | 356.2809 | 0.00081498 | 267.2191 | -0.00059419 | 266.8308 | 0 | 260.6341 | 0 | 266.8308 | 0 | 267.2191 | 0 | 266.4561 | 0 | 356.2809 | 0.00116 | 267.2191 | 0 | 267.2191 | 0 | 261.15 | -0.0018096 | 267.2191 | 0 | 356.0124 | 8.8651e-06 | 267.2191 | 0 | 267.2191 | 0 | 266.8308 | 0 | 549.2386 | 0.0032 | 266.8308 | 0 | 548.1011 | 1.0001e-05 | 549.2386 | 0.00348 | 266.4561 | 0
| 267.4272 | 0.00077507 | 267.0382 | 1.7845e-05 | 356.3943 | 0 | 267.4272 | -0.00026869 | 267.0382 | 0 | 260.8434 | 0 | 267.0382 | 0 | 267.4272 | 0 | 266.6624 | 0 | 356.3943 | 0.00141 | 267.4272 | 0 | 267.4272 | 5.5534e-06 | 261.36 | 0.00098612 | 267.4272 | 0 | 356.123 | 9.3569e-06 | 267.4272 | 0 | 267.4272 | 0.00010355 | 267.0382 | 0 | 549.395 | 0.00308 | 267.0382 | 0 | 548.2584 | 0 | 549.395 | 0.0033 | 266.6624 | 0
| 267.6354 | 0.00032871 | 267.2456 | 0.00011312 | 356.5076 | 0.00065893 | 267.6354 | -0.00085425 | 267.2456 | 0 | 261.0527 | 0 | 267.2456 | 0 | 267.6354 | 0 | 266.8686 | 0 | 356.5076 | 0.00105 | 267.6354 | 0 | 267.6354 | 0 | 261.57 | -0.0019722 | 267.6354 | 0 | 356.2336 | 1.1558e-05 | 267.6354 | 0 | 267.6354 | 0 | 267.2456 | 0 | 549.5514 | 0.00359 | 267.2456 | 0 | 548.4157 | 1.0001e-05 | 549.5514 | 0.00351 | 266.8686 | 0
| 267.8436 | 0.0011627 | 267.453 | 0.00048805 | 356.621 | 0.00053879 | 267.8436 | 0.00078456 | 267.453 | 0 | 261.262 | 0 | 267.453 | 0 | 267.8436 | 0 | 267.0749 | 0 | 356.621 | 0 | 267.8436 | 0 | 267.8436 | 9.8941e-06 | 261.78 | 0.0002384 | 267.8436 | 0 | 356.3443 | 1.0856e-05 | 267.8436 | 0 | 267.8436 | 0.00031106 | 267.453 | 0 | 549.7078 | 0.00364 | 267.453 | 0 | 548.573 | 6.6672e-06 | 549.7078 | 0.00333 | 267.0749 | 0
| 268.0518 | 0.00026307 | 267.6605 | -0.00027224 | 356.7344 | 0.00052021 | 268.0518 | -0.00042189 | 267.6605 | 0 | 261.4713 | 0 | 267.6605 | 0 | 268.0518 | 0 | 267.2812 | 0 | 356.7344 | 0.0004494 | 268.0518 | 0 | 268.0518 | 0 | 261.98 | 0.00069354 | 268.0518 | 0 | 356.455 | 1.061e-05 | 268.0518 | 0 | 268.0518 | 0 | 267.6605 | 0 | 549.8643 | 0.00266 | 267.6605 | 0 | 548.7303 | 0 | 549.8643 | 0.00354 | 267.2812 | 0
| 268.2599 | 0.00067026 | 267.8679 | 0.00040665 | 356.8477 | 0 | 268.2599 | 0.00041757 | 267.8679 | 0 | 261.6807 | 0 | 267.8679 | 0 | 268.26 | 0 | 267.4875 | 0 | 356.8477 | 0.00098419 | 268.26 | 0 | 268.2599 | 1.4106e-05 | 262.19 | 0.00010836 | 268.26 | 0 | 356.5656 | 7.9867e-06 | 268.26 | 0 | 268.26 | 0.00031711 | 267.8679 | 0 | 550.0207 | 0.00299 | 267.8679 | 0 | 548.8876 | 6.6672e-06 | 550.0207 | 0.00336 | 267.4875 | 0
| 268.4682 | 6.1751e-05 | 268.0754 | -0.00084739 | 356.9611 | 0.0018 | 268.4682 | -0.00051039 | 268.0754 | 0 | 261.8901 | 0 | 268.0754 | 0 | 268.4682 | 0 | 267.6938 | 0 | 356.9611 | 0 | 268.4682 | 0 | 268.4682 | 0 | 262.4 | -0.0023624 | 268.4682 | 0 | 356.6763 | 9.4272e-06 | 268.4682 | 0 | 268.4682 | 0 | 268.0754 | 0 | 550.1772 | 0.00318 | 268.0754 | 0 | 549.045 | 0 | 550.1772 | 0.00357 | 267.6938 | 0
| 268.6764 | 0.00080537 | 268.2829 | 0.0012882 | 357.0744 | 0 | 268.6764 | 0.00072664 | 268.2829 | 0 | 262.0995 | 0 | 268.2829 | 0 | 268.6764 | 0 | 267.9001 | 0 | 357.0744 | 0.00189 | 268.6764 | 0 | 268.6764 | 1.4188e-05 | 262.61 | -0.00018422 | 268.6764 | 0 | 356.787 | 8.8651e-06 | 268.6764 | 0 | 268.6764 | 0.00023172 | 268.2829 | 0 | 550.3336 | 0.00325 | 268.2829 | 0 | 549.2023 | 6.6672e-06 | 550.3336 | 0.00334 | 267.9001 | 0
| 268.8847 | -0.00030481 | 268.4904 | -0.00011687 | 357.1878 | 0 | 268.8847 | 0.00010832 | 268.4904 | 0 | 262.3089 | 0 | 268.4904 | 0 | 268.8847 | 0 | 268.1065 | 0 | 357.1878 | 0 | 268.8847 | 0 | 268.8847 | 0 | 262.82 | -0.0017771 | 268.8847 | 0 | 356.8977 | 9.5911e-06 | 268.8847 | 0 | 268.8847 | 0 | 268.4904 | 0 | 550.4901 | 0.00325 | 268.4904 | 0 | 549.3596 | 3.0002e-05 | 550.4901 | 0.00349 | 268.1065 | 0
| 269.093 | 0.0015307 | 268.6979 | 0.00048411 | 357.3011 | 0 | 269.093 | -2.7983e-05 | 268.6979 | 0 | 262.5183 | 0 | 268.6979 | 0 | 269.093 | 0 | 268.3128 | 0 | 357.3011 | 0.00141 | 269.093 | 0 | 269.093 | 1.0984e-05 | 263.02 | -0.00041178 | 269.093 | 0 | 357.0084 | 9.5443e-06 | 269.093 | 0 | 269.093 | 0.00025058 | 268.6979 | 0 | 550.6465 | 0.00413 | 268.6979 | 0 | 549.517 | 0 | 550.6465 | 0.00327 | 268.3128 | 0
| 269.3012 | -0.00077849 | 268.9055 | -0.0007509 | 357.4145 | 0.00095371 | 269.3012 | -9.5372e-05 | 268.9055 | 0 | 262.7277 | 0 | 268.9055 | 0 | 269.3013 | 0 | 268.5192 | 0 | 357.4145 | 0.00147 | 269.3013 | 0 | 269.3012 | 0 | 263.23 | -0.0014521 | 269.3013 | 0 | 357.1191 | 1.0165e-05 | 269.3013 | 0 | 269.3012 | 0 | 268.9055 | 0 | 550.803 | 0.00313 | 268.9055 | 0 | 549.6744 | 0 | 550.803 | 0.00346 | 268.5192 | 0
| 269.5096 | 0.00061842 | 269.113 | 0.00025581 | 357.5278 | 3.4765e-05 | 269.5096 | 0.00085939 | 269.113 | 0 | 262.9371 | 0 | 269.113 | 0 | 269.5096 | 0 | 268.7256 | 0 | 357.5278 | 0 | 269.5096 | 0 | 269.5096 | 1.1425e-05 | 263.44 | 0.0024815 | 269.5096 | 0 | 357.2298 | 1.1289e-05 | 269.5096 | 0 | 269.5095 | 0 | 269.113 | 0 | 550.9595 | 0.00359 | 269.113 | 0 | 549.8317 | 6.6672e-06 | 550.9595 | 0.0033 | 268.7256 | 0
| 269.7179 | 0.00051421 | 269.3206 | -0.00051682 | 357.6411 | 0 | 269.7179 | -0.00021555 | 269.3206 | 0 | 263.1466 | 0 | 269.3206 | 0 | 269.7179 | 0 | 268.932 | 0 | 357.6411 | 0 | 269.7179 | 0 | 269.7179 | 0 | 263.65 | -0.00080189 | 269.7179 | 0 | 357.3405 | 1.1828e-05 | 269.7179 | 0 | 269.7179 | 0 | 269.3206 | 0 | 551.116 | 0.00193 | 269.3206 | 0 | 549.9891 | 1.0001e-05 | 551.116 | 0.00353 | 268.932 | 0
| 269.9262 | 0.00066363 | 269.5282 | 0.0013668 | 357.7545 | 0.00041713 | 269.9262 | 0.00073097 | 269.5282 | 0 | 263.3561 | 0 | 269.5282 | 0 | 269.9262 | 0 | 269.1384 | 0 | 357.7545 | 0.00198 | 269.9262 | 0 | 269.9262 | 1.7014e-05 | 263.86 | 7.5855e-05 | 269.9262 | 0 | 357.4512 | 1.1722e-05 | 269.9262 | 0 | 269.9262 | 0.00047616 | 269.5282 | 0 | 551.2725 | 0.00362 | 269.5282 | 0 | 550.1465 | 6.6672e-06 | 551.2725 | 0.00337 | 269.1384 | 0
| 270.1346 | -0.00037485 | 269.7359 | -8.933e-05 | 357.8678 | 0.0006936 | 270.1346 | -0.00062435 | 269.7359 | 0 | 263.5656 | 0 | 269.7359 | 0 | 270.1346 | 0 | 269.3448 | 0 | 357.8678 | 0 | 270.1346 | 0 | 270.1346 | 0 | 264.06 | -5.4182e-05 | 270.1346 | 0 | 357.5619 | 1.1043e-05 | 270.1346 | 0 | 270.1346 | 0 | 269.7359 | 0 | 551.429 | 0.00285 | 269.7359 | 0 | 550.3039 | 1.0001e-05 | 551.429 | 0.00358 | 269.3448 | 0
| 270.3429 | 0.00071523 | 269.9435 | -0.00017591 | 357.9812 | 0 | 270.3429 | 0.00081416 | 269.9435 | 0 | 263.775 | 0 | 269.9435 | 0 | 270.3429 | 0 | 269.5512 | 0 | 357.9812 | 0.0001041 | 270.3429 | 0 | 270.3429 | 9.847e-06 | 264.27 | 0.00082357 | 270.3429 | 0 | 357.6726 | 1.0493e-05 | 270.3429 | 0 | 270.3429 | 0.00014785 | 269.9435 | 0 | 551.5855 | 0.00355 | 269.9435 | 0 | 550.4612 | 6.6672e-06 | 551.5855 | 0.00336 | 269.5512 | 0
| 270.5513 | 0.00047765 | 270.1511 | -6.6935e-05 | 358.0945 | 0.00036414 | 270.5513 | -0.00015447 | 270.1511 | 0 | 263.9846 | 0 | 270.1511 | 0 | 270.5513 | 0 | 269.7577 | 0 | 358.0945 | 0.00187 | 270.5513 | 0 | 270.5513 | 0 | 264.48 | -0.00034676 | 270.5513 | 0 | 357.7833 | 1.0223e-05 | 270.5513 | 0 | 270.5513 | 0 | 270.1511 | 0 | 551.7421 | 0.00357 | 270.1511 | 0 | 550.6186 | 1.0001e-05 | 551.7421 | 0.00351 | 269.7577 | 0
| 270.7597 | 0.00080624 | 270.3588 | 0.00099678 | 358.2078 | 0.00067784 | 270.7597 | -0.00047123 | 270.3588 | 0 | 264.1941 | 0 | 270.3588 | 0 | 270.7597 | 0 | 269.9642 | 0 | 358.2078 | 0.00198 | 270.7597 | 0 | 270.7597 | 8.1107e-06 | 264.69 | -0.00047681 | 270.7597 | 0 | 357.8941 | 9.5092e-06 | 270.7597 | 0 | 270.7597 | 0.00037346 | 270.3588 | 0 | 551.8986 | 0.00397 | 270.3588 | 0 | 550.7761 | 0 | 551.8986 | 0.00334 | 269.9642 | 0
| 270.9681 | 0.00046848 | 270.5665 | 0.00023838 | 358.3211 | 0.00038148 | 270.9681 | -0.00036652 | 270.5665 | 0 | 264.4036 | 0 | 270.5665 | 0 | 270.9681 | 0 | 270.1707 | 0 | 358.3211 | 0.0011 | 270.9681 | 0 | 270.9681 | 0 | 264.9 | 0.0011162 | 270.9681 | 0 | 358.0048 | 8.8299e-06 | 270.9681 | 0 | 270.9681 | 0 | 270.5665 | 0 | 552.0552 | 0.00267 | 270.5665 | 0 | 550.9335 | 0 | 552.0552 | 0.0035 | 270.1707 | 0
| 271.1766 | 0.00080449 | 270.7742 | 9.9502e-05 | 358.4345 | 0 | 271.1766 | 0.00012643 | 270.7742 | 0 | 264.6132 | 0 | 270.7742 | 0 | 271.1766 | 0 | 270.3771 | 0 | 358.4345 | 0 | 271.1766 | 0 | 271.1766 | 9.012e-06 | 265.11 | 0.002124 | 271.1766 | 0 | 358.1156 | 9.2632e-06 | 271.1766 | 0 | 271.1766 | 0.0004246 | 270.7742 | 0 | 552.2117 | 0.00352 | 270.7742 | 0 | 551.0909 | 0 | 552.2117 | 0.00329 | 270.3771 | 0
| 271.385 | 0.0004853 | 270.9819 | -0.00080888 | 358.5478 | 0.00064159 | 271.385 | -0.00046058 | 270.9819 | 0 | 264.8227 | 0 | 270.9819 | 0 | 271.385 | 0 | 270.5836 | 0 | 358.5478 | 0.0019 | 271.385 | 0 | 271.385 | 0 | 265.31 | 0.00030341 | 271.385 | 0 | 358.2263 | 1.0493e-05 | 271.385 | 0 | 271.385 | 0 | 270.9819 | 0 | 552.3683 | 0.00106 | 270.9819 | 0 | 551.2483 | 1.0001e-05 | 552.3683 | 0.00336 | 270.5836 | 0
| 271.5935 | 0.0013053 | 271.1897 | 0.00022753 | 358.6611 | 0.00029547 | 271.5935 | 0.00040325 | 271.1897 | 0 | 265.0323 | 0 | 271.1897 | 0 | 271.5935 | 0 | 270.7902 | 0 | 358.6611 | 0.00013249 | 271.5935 | 0 | 271.5935 | 1.0173e-05 | 265.52 | -0.001127 | 271.5935 | 0 | 358.3371 | 1.006e-05 | 271.5935 | 0 | 271.5935 | 0.00020406 | 271.1897 | 0 | 552.5248 | 0.00244 | 271.1897 | 0 | 551.4057 | 0 | 552.5248 | 0.00315 | 270.7902 | 0
| 271.802 | 0.00029156 | 271.3974 | -0.00056076 | 358.7744 | 0.00022542 | 271.802 | -0.00039335 | 271.3974 | 0 | 265.2419 | 0 | 271.3974 | 0 | 271.802 | 0 | 270.9967 | 0 | 358.7744 | 0 | 271.802 | 0 | 271.802 | 0 | 265.73 | -0.0015822 | 271.802 | 0 | 358.4479 | 1.0001e-05 | 271.802 | 0 | 271.802 | 0 | 271.3974 | 0 | 552.6814 | 0.00297 | 271.3974 | 0 | 551.5632 | 5.0004e-05 | 552.6814 | 0.00338 | 270.9967 | 0
| 272.0105 | 0.00071803 | 271.6052 | 3.3538e-05 | 358.8877 | 0 | 272.0105 | 0.00048657 | 271.6052 | 0 | 265.4515 | 0 | 271.6052 | 0 | 272.0105 | 0 | 271.2032 | 0 | 358.8877 | 0.00089903 | 272.0105 | 0 | 272.0105 | 1.2717e-05 | 265.94 | 0.00010836 | 272.0105 | 0 | 358.5586 | 8.1741e-06 | 272.0105 | 0 | 272.0105 | 0.00034615 | 271.6052 | 0 | 552.838 | 0.00239 | 271.6052 | 0 | 551.7206 | 6.6672e-06 | 552.838 | 0.00323 | 271.2033 | 0
| 272.219 | -0.00018386 | 271.813 | -0.0013966 | 359.0011 | 0.00113 | 272.219 | 0.00039179 | 271.813 | 0 | 265.6611 | 0 | 271.813 | 0 | 272.219 | 0 | 271.4098 | 0 | 359.0011 | 0.00119 | 272.219 | 0 | 272.219 | 0 | 266.15 | 0.00082357 | 272.219 | 0 | 358.6694 | 8.6777e-06 | 272.219 | 0 | 272.219 | 0 | 271.813 | 0 | 552.9946 | 0.00266 | 271.813 | 0 | 551.8781 | 3.0002e-05 | 552.9946 | 0.00346 | 271.4098 | 0
| 272.4275 | 0.00029891 | 272.0208 | -0.00022764 | 359.1144 | 0 | 272.4275 | 0.00051308 | 272.0208 | 0 | 265.8707 | 0 | 272.0208 | 0 | 272.4275 | 0 | 271.6164 | 0 | 359.1144 | 0.00055835 | 272.4275 | 0 | 272.4275 | 5.8448e-06 | 266.35 | 0.00014088 | 272.4275 | 0 | 358.7802 | 8.4786e-06 | 272.4275 | 0 | 272.4275 | 0.0002283 | 272.0208 | 0 | 553.1512 | 0.00431 | 272.0208 | 0 | 552.0355 | 0 | 553.1512 | 0.00324 | 271.6164 | 0
| 272.6361 | -4.7667e-06 | 272.2286 | -0.00043782 | 359.2277 | 0.00095371 | 272.6361 | -0.00053835 | 272.2286 | 0 | 266.0804 | 0 | 272.2286 | 0 | 272.6361 | 0 | 271.823 | 0 | 359.2277 | 0.00107 | 272.6361 | 0 | 272.6361 | 0 | 266.56 | -0.0031426 | 272.6361 | 0 | 358.891 | 9.6848e-06 | 272.6361 | 0 | 272.6361 | 0 | 272.2286 | 0 | 553.3078 | 0.00466 | 272.2286 | 0 | 552.193 | 0 | 553.3078 | 0.00339 | 271.823 | 0
| 272.8446 | 0.001165 | 272.4365 | 0.00068001 | 359.341 | 0.0002607 | 272.8446 | 0.00054709 | 272.4365 | 0 | 266.29 | 0 | 272.4365 | 0 | 272.8446 | 0 | 272.0296 | 0 | 359.341 | 0.00167 | 272.8446 | 0 | 272.8446 | 8.6869e-06 | 266.77 | -8.6692e-05 | 272.8446 | 0 | 359.0018 | 1.0118e-05 | 272.8446 | 0 | 272.8446 | 0.00025711 | 272.4365 | 0 | 553.4644 | 0.00431 | 272.4365 | 0 | 552.3505 | 0 | 553.4644 | 0.00314 | 272.0296 | 0
| 273.0532 | 7.9e-05 | 272.6443 | -0.00013172 | 359.4543 | 0.00019074 | 273.0532 | 3.8016e-05 | 272.6443 | 0 | 266.4997 | 0 | 272.6443 | 0 | 273.0532 | 0 | 272.2362 | 0 | 359.4543 | 0.00346 | 273.0532 | 0 | 273.0532 | 0 | 266.98 | 0.00017338 | 273.0532 | 0 | 359.1126 | 1.0118e-05 | 273.0532 | 0 | 273.0532 | 0 | 272.6443 | 0 | 553.6211 | 0.00125 | 272.6443 | 0 | 552.508 | 1.0001e-05 | 553.6211 | 0.00338 | 272.2362 | 0
| 273.2618 | 0.00074636 | 272.8522 | 0.00029904 | 359.5676 | 0.00012167 | 273.2618 | 9.0363e-05 | 272.8522 | 0 | 266.7094 | 0 | 272.8522 | 0 | 273.2618 | 0 | 272.4428 | 0 | 359.5676 | 4.7316e-05 | 273.2618 | 0 | 273.2618 | 1.149e-05 | 267.19 | -0.00015171 | 273.2618 | 0 | 359.2234 | 1.0036e-05 | 273.2618 | 0 | 273.2618 | 0.00043074 | 272.8522 | 0 | 553.7777 | 0.00304 | 272.8522 | 0 | 552.6655 | 0 | 553.7777 | 0.00323 | 272.4428 | 0
| 273.4704 | -0.00056717 | 273.0601 | -0.00090354 | 359.6809 | 0.00095371 | 273.4704 | -0.00010512 | 273.0601 | 0 | 266.919 | 0 | 273.0601 | 0 | 273.4704 | 0 | 272.6494 | 0 | 359.6809 | 0.00252 | 273.4704 | 0 | 273.4704 | 0 | 267.4 | -0.001257 | 273.4704 | 0 | 359.3342 | 9.9307e-06 | 273.4704 | 0 | 273.4704 | 0 | 273.0601 | 0 | 553.9343 | 0.00299 | 273.0601 | 0 | 552.823 | 3.0002e-05 | 553.9343 | 0.00344 | 272.6494 | 0
| 273.679 | 0.00069582 | 273.268 | 0.00044487 | 359.7942 | 0 | 273.679 | 0.00043646 | 273.268 | 0 | 267.1288 | 0 | 273.268 | 0 | 273.679 | 0 | 272.8561 | 0 | 359.7942 | 0.00024605 | 273.679 | 0 | 273.679 | 1.3953e-05 | 267.61 | -0.00024923 | 273.679 | 0 | 359.445 | 9.3803e-06 | 273.679 | 0 | 273.6791 | 0.00035963 | 273.268 | 0 | 554.091 | 0.00336 | 273.268 | 0 | 552.9805 | 6.6672e-06 | 554.091 | 0.0032 | 272.8561 | 0
| 273.8877 | 0.00066815 | 273.476 | 0.00016371 | 359.9075 | 0 | 273.8877 | 0.00013633 | 273.476 | 0 | 267.3385 | 0 | 273.476 | 0 | 273.8877 | 0 | 273.0628 | 0 | 359.9075 | 0.00102 | 273.8877 | 0 | 273.8877 | 0 | 267.81 | -0.0022973 | 273.8877 | 0 | 359.5558 | 9.9307e-06 | 273.8877 | 0 | 273.8877 | 0 | 273.476 | 0 | 554.2477 | 0.0035 | 273.476 | 0 | 553.138 | 1.0001e-05 | 554.2477 | 0.00336 | 273.0628 | 0
| 274.0963 | 0.0017514 | 273.6839 | 0.00094681 | 360.0208 | 0 | 274.0963 | -7.1483e-06 | 273.6839 | 0 | 267.5482 | 0 | 273.6839 | 0 | 274.0963 | 0 | 273.2695 | 0 | 360.0208 | 0.00101 | 274.0963 | 0 | 274.0963 | 1.2993e-05 | 268.02 | -0.0001192 | 274.0963 | 0 | 359.6666 | 1.0013e-05 | 274.0963 | 0 | 274.0963 | 0.00020572 | 273.6839 | 0 | 554.4043 | 0.00396 | 273.6839 | 0 | 553.2955 | 0 | 554.4043 | 0.00321 | 273.2695 | 0
| 274.305 | -0.00060542 | 273.8919 | -0.00076735 | 360.1341 | 0 | 274.305 | -0.00043005 | 273.8919 | 0 | 267.758 | 0 | 273.8919 | 0 | 274.305 | 0 | 273.4762 | 0 | 360.1341 | 0.00064808 | 274.305 | 0 | 274.305 | 0 | 268.23 | -0.0008344 | 274.305 | 0 | 359.7775 | 1.2085e-05 | 274.305 | 0 | 274.305 | 0 | 273.8919 | 0 | 554.561 | 0.00167 | 273.8919 | 0 | 553.453 | 1.0001e-05 | 554.561 | 0.00344 | 273.4762 | 0
| 274.5137 | 0.001721 | 274.0999 | 0.00058039 | 360.2474 | 0 | 274.5137 | 0.00012499 | 274.0999 | 0 | 267.9677 | 0 | 274.0999 | 0 | 274.5137 | 0 | 273.6829 | 0 | 360.2474 | 0.00124 | 274.5137 | 0 | 274.5137 | 1.0022e-05 | 268.44 | 0.0010511 | 274.5137 | 0 | 359.8883 | 1.1149e-05 | 274.5137 | 0 | 274.5137 | 0.00038976 | 274.0999 | 0 | 554.7177 | 0.00258 | 274.0999 | 0 | 553.6105 | 6.6672e-06 | 554.7177 | 0.00325 | 273.6829 | 0
| 274.7224 | 0.00059747 | 274.3079 | -0.00060657 | 360.3607 | 0.00020808 | 274.7224 | -0.00034884 | 274.3079 | 0 | 268.1775 | 0 | 274.3079 | 0 | 274.7224 | 0 | 273.8896 | 0 | 360.3607 | 0.00232 | 274.7224 | 0 | 274.7224 | 0 | 268.65 | -0.00089942 | 274.7224 | 0 | 359.9992 | 1.1594e-05 | 274.7224 | 0 | 274.7224 | 0 | 274.3079 | 0 | 554.8744 | 0.0035 | 274.3079 | 0 | 553.7681 | 3.0002e-05 | 554.8744 | 0.00336 | 273.8896 | 0
| 274.9312 | 0.00092263 | 274.5159 | 0.0011044 | 360.4739 | 0.00041713 | 274.9312 | 0.00054116 | 274.5159 | 0 | 268.3873 | 0 | 274.5159 | 0 | 274.9311 | 0 | 274.0963 | 0 | 360.4739 | 0.00016089 | 274.9311 | 0 | 274.9312 | 2.3795e-05 | 268.86 | 0.0017013 | 274.9311 | 0 | 360.11 | 1.0083e-05 | 274.9311 | 0 | 274.9312 | 0.0004469 | 274.5159 | 0 | 555.0311 | 0.00271 | 274.5159 | 0 | 553.9256 | 0 | 555.0311 | 0.00311 | 274.0963 | 0
| 275.1399 | 0.0010498 | 274.7239 | -0.00038079 | 360.5872 | 0 | 275.1399 | -0.00047715 | 274.7239 | 0 | 268.5971 | 0 | 274.7239 | 0 | 275.1399 | 0 | 274.3031 | 0 | 360.5872 | 0.00070485 | 275.1399 | 0 | 275.1399 | 0 | 269.06 | -0.0014196 | 275.1399 | 0 | 360.2209 | 1.0926e-05 | 275.1399 | 0 | 275.1399 | 0 | 274.7239 | 0 | 555.1878 | 0.00244 | 274.7239 | 0 | 554.0832 | 1.0001e-05 | 555.1878 | 0.0033 | 274.3031 | 0
| 275.3486 | 0.0010951 | 274.932 | 0.0004104 | 360.7005 | 0 | 275.3486 | 0.00096007 | 274.932 | 0 | 268.8069 | 0 | 274.932 | 0 | 275.3486 | 0 | 274.5099 | 0 | 360.7005 | 0.00127 | 275.3486 | 0 | 275.3486 | 1.2403e-05 | 269.27 | 0.0013438 | 275.3486 | 0 | 360.3317 | 1.0036e-05 | 275.3486 | 0 | 275.3486 | 0.00035039 | 274.932 | 0 | 555.3445 | 0.00503 | 274.932 | 0 | 554.2407 | 6.6672e-06 | 555.3445 | 0.00316 | 274.5099 | 0
| 275.5574 | -9.0605e-05 | 275.14 | -0.00017622 | 360.8138 | 0 | 275.5574 | -0.00037861 | 275.14 | 0 | 269.0167 | 0 | 275.14 | 0 | 275.5574 | 0 | 274.7166 | 0 | 360.8138 | 0.00093192 | 275.5574 | 0 | 275.5574 | 0 | 269.48 | -0.0013546 | 275.5574 | 0 | 360.4426 | 1.0411e-05 | 275.5574 | 0 | 275.5574 | 0 | 275.14 | 0 | 555.5013 | 0.00281 | 275.14 | 0 | 554.3983 | 1.0001e-05 | 555.5013 | 0.00338 | 274.7166 | 0
| 275.7662 | 0.00087096 | 275.3481 | 0.00091154 | 360.9271 | 0 | 275.7662 | 0.0010422 | 275.3481 | 0 | 269.2266 | 0 | 275.3481 | 0 | 275.7662 | 0 | 274.9234 | 0 | 360.9271 | 0.00164 | 275.7662 | 0 | 275.7662 | 9.795e-06 | 269.69 | 0.00098612 | 275.7662 | 0 | 360.5535 | 9.4272e-06 | 275.7662 | 0 | 275.7662 | 0.00015047 | 275.3481 | 0 | 555.658 | 0.00378 | 275.3481 | 0 | 554.5559 | 6.6672e-06 | 555.658 | 0.00315 | 274.9234 | 0
| 275.975 | -0.0001818 | 275.5562 | -0.0016659 | 361.0403 | 5.2025e-05 | 275.975 | -0.0002801 | 275.5562 | 0 | 269.4364 | 0 | 275.5562 | 0 | 275.975 | 0 | 275.1302 | 0 | 361.0403 | 0.00027911 | 275.975 | 0 | 275.975 | 0 | 269.9 | -0.001127 | 275.975 | 0 | 360.6643 | 1.0118e-05 | 275.975 | 0 | 275.975 | 0 | 275.5562 | 0 | 555.8147 | 0.00096712 | 275.5562 | 0 | 554.7135 | 3.0002e-05 | 555.8147 | 0.0033 | 275.1302 | 0
| 276.1838 | 0.00094342 | 275.7644 | 0.00055005 | 361.1536 | 0 | 276.1838 | 0.00047989 | 275.7644 | 0 | 269.6463 | 0 | 275.7644 | 0 | 276.1838 | 0 | 275.337 | 0 | 361.1536 | 0.00212 | 276.1838 | 0 | 276.1838 | 1.1115e-05 | 270.11 | -0.0014521 | 276.1838 | 0 | 360.7752 | 1.0036e-05 | 276.1838 | 0 | 276.1838 | 0.00030212 | 275.7644 | 0 | 555.9715 | 0.00309 | 275.7644 | 0 | 554.871 | 6.6672e-06 | 555.9715 | 0.00306 | 275.337 | 0
| 276.3926 | -0.00070301 | 275.9725 | -0.00058787 | 361.2669 | 0.00053755 | 276.3926 | -0.00012702 | 275.9725 | 0 | 269.8562 | 0 | 275.9725 | 0 | 276.3926 | 0 | 275.5439 | 0 | 361.2669 | 0.00073324 | 276.3926 | 0 | 276.3926 | 0 | 270.32 | -0.0025575 | 276.3926 | 0 | 360.8861 | 1.1395e-05 | 276.3926 | 0 | 276.3926 | 0 | 275.9725 | 0 | 556.1282 | 0.00443 | 275.9725 | 0 | 555.0286 | 0 | 556.1282 | 0.00326 | 275.5439 | 0
| 276.6015 | 0.00038251 | 276.1807 | 0.00015097 | 361.3801 | 0.00043451 | 276.6015 | 0.00036283 | 276.1807 | 0 | 270.0661 | 0 | 276.1807 | 0 | 276.6015 | 0 | 275.7507 | 0 | 361.3801 | 0.00124 | 276.6015 | 0 | 276.6015 | 5.1028e-06 | 270.52 | 0.0013763 | 276.6015 | 0 | 360.997 | 1.1746e-05 | 276.6015 | 0 | 276.6015 | 0.000363 | 276.1807 | 0 | 556.285 | 0.0041 | 276.1807 | 0 | 555.1862 | 0 | 556.285 | 0.00314 | 275.7507 | 0
| 276.8104 | 8.3876e-05 | 276.3888 | -0.00037018 | 361.4934 | 0 | 276.8104 | -0.00042302 | 276.3888 | 0 | 270.276 | 0 | 276.3888 | 0 | 276.8104 | 0 | 275.9576 | 0 | 361.4934 | 0.00124 | 276.8104 | 0 | 276.8104 | 0 | 270.73 | -0.0013871 | 276.8104 | 0 | 361.1079 | 1.006e-05 | 276.8104 | 0 | 276.8104 | 0 | 276.3888 | 0 | 556.4418 | 0.00329 | 276.3888 | 0 | 555.3438 | 3.0002e-05 | 556.4418 | 0.00336 | 275.9576 | 0
| 277.0193 | 0.0011669 | 276.597 | 0.00098636 | 361.6067 | 0 | 277.0193 | 3.3214e-05 | 276.597 | 0 | 270.4859 | 0 | 276.597 | 0 | 277.0192 | 0 | 276.1645 | 0 | 361.6067 | 0.00087064 | 277.0192 | 0 | 277.0193 | 1.1137e-05 | 270.94 | -0.0012895 | 277.0192 | 0 | 361.2188 | 8.8651e-06 | 277.0192 | 0 | 277.0193 | 0.00026063 | 276.597 | 0 | 556.5986 | 0.00267 | 276.597 | 0 | 555.5015 | 6.6672e-06 | 556.5986 | 0.00318 | 276.1645 | 0
| 277.2281 | -0.00045285 | 276.8052 | -0.00053924 | 361.7199 | 0.00090168 | 277.2281 | 0.00033621 | 276.8052 | 0 | 270.6958 | 0 | 276.8052 | 0 | 277.2281 | 0 | 276.3713 | 0 | 361.7199 | 0.00033588 | 277.2281 | 0 | 277.2281 | 0 | 271.15 | -0.00070437 | 277.2281 | 0 | 361.3297 | 8.3147e-06 | 277.2281 | 0 | 277.2282 | 0 | 276.8052 | 0 | 556.7554 | 0.00207 | 276.8052 | 0 | 555.6591 | 3.0002e-05 | 556.7554 | 0.00337 | 276.3713 | 0
| 277.4371 | 0.0011437 | 277.0135 | 0.0008751 | 361.8332 | 0 | 277.4371 | 0.00065016 | 277.0135 | 0 | 270.9058 | 0 | 277.0135 | 0 | 277.4371 | 0 | 276.5782 | 0 | 361.8332 | 0 | 277.4371 | 0 | 277.4371 | 1.0805e-05 | 271.36 | -0.00060684 | 277.4371 | 0 | 361.4407 | 8.5137e-06 | 277.4371 | 0 | 277.4371 | 0.00032101 | 277.0135 | 0 | 556.9122 | 0.00364 | 277.0135 | 0 | 555.8167 | 0 | 556.9122 | 0.00318 | 276.5783 | 0
| 277.646 | 0.00045968 | 277.2217 | -0.00029863 | 361.9465 | 0 | 277.646 | 0.00048941 | 277.2217 | 0 | 271.1158 | 0 | 277.2217 | 0 | 277.646 | 0 | 276.7852 | 0 | 361.9465 | 0.00070485 | 277.646 | 0 | 277.646 | 0 | 271.57 | 0.00017338 | 277.646 | 0 | 361.5516 | 8.4201e-06 | 277.646 | 0 | 277.646 | 0 | 277.2217 | 0 | 557.069 | 0.00178 | 277.2217 | 0 | 555.9743 | 1.0001e-05 | 557.069 | 0.00343 | 276.7852 | 0
| 277.8549 | 0.001389 | 277.43 | 0.0005278 | 362.0597 | 0 | 277.8549 | 0.00036914 | 277.43 | 0 | 271.3257 | 0 | 277.43 | 0 | 277.8549 | 0 | 276.9921 | 0 | 362.0597 | 0.00118 | 277.8549 | 0 | 277.8549 | 9.8782e-06 | 271.78 | 4.3346e-05 | 277.8549 | 0 | 361.6625 | 9.0524e-06 | 277.8549 | 0 | 277.8549 | 0.00033344 | 277.43 | 0 | 557.2258 | 0.00288 | 277.43 | 0 | 556.132 | 6.6672e-06 | 557.2258 | 0.0032 | 276.9921 | 0
| 278.0639 | 0.0003672 | 277.6383 | -0.00045814 | 362.173 | 0.00091902 | 278.0639 | -0.00057372 | 277.6383 | 0 | 271.5357 | 0 | 277.6383 | 0 | 278.0639 | 0 | 277.199 | 0 | 362.173 | 5.2034e-05 | 278.0639 | 0 | 278.0639 | 0 | 271.99 | 0.00027091 | 278.0639 | 0 | 361.7734 | 1.1722e-05 | 278.0639 | 0 | 278.0639 | 0 | 277.6383 | 0 | 557.3826 | 0.00267 | 277.6383 | 0 | 556.2897 | 1.0001e-05 | 557.3826 | 0.00336 | 277.199 | 0
| 278.2729 | 0.0008207 | 277.8465 | 0.00063735 | 362.2862 | 0 | 278.2729 | -0.00021855 | 277.8465 | 0 | 271.7457 | 0 | 277.8465 | 0 | 278.2729 | 0 | 277.406 | 0 | 362.2862 | 0.00044478 | 278.2729 | 0 | 278.2729 | 1.1115e-05 | 272.19 | 0.0015062 | 278.2729 | 0 | 361.8844 | 1.1746e-05 | 278.2729 | 0 | 278.2729 | 0.00040755 | 277.8465 | 0 | 557.5394 | 0.00468 | 277.8465 | 0 | 556.4473 | 6.6672e-06 | 557.5394 | 0.00311 | 277.406 | 0
| 278.4819 | 0.00055411 | 278.0549 | -0.00063533 | 362.3995 | 0.00058956 | 278.4819 | -7.7694e-05 | 278.0549 | 0 | 271.9557 | 0 | 278.0549 | 0 | 278.4819 | 0 | 277.6129 | 0 | 362.3995 | 0.00013718 | 278.4819 | 0 | 278.4819 | 0 | 272.4 | -0.00089942 | 278.4819 | 0 | 361.9953 | 1.1172e-05 | 278.4819 | 0 | 278.4819 | 0 | 278.0549 | 0 | 557.6963 | 0.00215 | 278.0549 | 0 | 556.605 | 0 | 557.6963 | 0.00326 | 277.613 | 0
| 278.6909 | 0.00089873 | 278.2632 | 0.00073446 | 362.5127 | 0.00053879 | 278.6909 | 0.00045555 | 278.2632 | 0 | 272.1657 | 0 | 278.2632 | 0 | 278.6909 | 0 | 277.8199 | 0 | 362.5127 | 0 | 278.6909 | 0 | 278.6909 | 7.2906e-06 | 272.61 | 0.00098612 | 278.6909 | 0 | 362.1063 | 9.3218e-06 | 278.6909 | 0 | 278.6909 | 0.00047943 | 278.2632 | 0 | 557.8532 | 0.00339 | 278.2632 | 0 | 556.7626 | 6.6672e-06 | 557.8532 | 0.00309 | 277.8199 | 0
| 278.8999 | 0.00010192 | 278.4715 | -0.00025436 | 362.626 | 0.00036414 | 278.8999 | -0.00044388 | 278.4715 | 0 | 272.3758 | 0 | 278.4715 | 0 | 278.8999 | 0 | 278.0269 | 0 | 362.626 | 0.00127 | 278.8999 | 0 | 278.8999 | 0 | 272.82 | -0.00063934 | 278.8999 | 0 | 362.2172 | 9.4857e-06 | 278.8999 | 0 | 278.8999 | 0 | 278.4715 | 0 | 558.01 | 0.00331 | 278.4715 | 0 | 556.9203 | 3.0002e-05 | 558.01 | 0.0032 | 278.0269 | 0
| 279.1089 | 0.0018063 | 278.6799 | -0.00029368 | 362.7392 | 0.0002607 | 279.1089 | 0.00019376 | 278.6799 | 0 | 272.5858 | 0 | 278.6799 | 0 | 279.109 | 0 | 278.2339 | 0 | 362.7392 | 0.0007003 | 279.109 | 0 | 279.1089 | 6.1884e-06 | 273.03 | -0.0015822 | 279.109 | 0 | 362.3282 | 9.2984e-06 | 279.109 | 0 | 279.1089 | 0.00030604 | 278.6799 | 0 | 558.1669 | 0.00487 | 278.6799 | 0 | 557.078 | 6.6672e-06 | 558.1669 | 0.0031 | 278.2339 | 0
| 279.318 | 0.00026707 | 278.8883 | -0.0006545 | 362.8524 | 1.7342e-05 | 279.318 | -4.777e-05 | 278.8883 | 0 | 272.7959 | 0 | 278.8883 | 0 | 279.318 | 0 | 278.4409 | 0 | 362.8524 | 0.00141 | 279.318 | 0 | 279.318 | 0 | 273.24 | -5.4182e-05 | 279.318 | 0 | 362.4392 | 1.1008e-05 | 279.318 | 0 | 279.318 | 0 | 278.8883 | 0 | 558.3238 | 0.00234 | 278.8883 | 0 | 557.2357 | 1.0001e-05 | 558.3238 | 0.00326 | 278.4409 | 0
| 279.5271 | 0.00035424 | 279.0967 | 0.00049596 | 362.9657 | 0.0007126 | 279.5271 | 4.7691e-05 | 279.0967 | 0 | 273.006 | 0 | 279.0967 | 0 | 279.5271 | 0 | 278.648 | 0 | 362.9657 | 0.0006719 | 279.5271 | 0 | 279.5271 | 1.2817e-05 | 273.45 | 0.0010836 | 279.5271 | 0 | 362.5501 | 1.0341e-05 | 279.5271 | 0 | 279.5271 | 0.00018484 | 279.0967 | 0 | 558.4806 | 0.00313 | 279.0967 | 0 | 557.3934 | 0 | 558.4806 | 0.00316 | 278.648 | 0
| 279.7362 | 2.8798e-05 | 279.3051 | -0.00015376 | 363.0789 | 0.00058956 | 279.7362 | -0.00024096 | 279.3051 | 0 | 273.2161 | 0 | 279.3051 | 0 | 279.7362 | 0 | 278.855 | 0 | 363.0789 | 0.00158 | 279.7362 | 0 | 279.7362 | 0 | 273.66 | -0.00018422 | 279.7362 | 0 | 362.6611 | 1.0528e-05 | 279.7362 | 0 | 279.7362 | 0 | 279.3051 | 0 | 558.6375 | 0.00236 | 279.3051 | 0 | 557.5511 | 3.0002e-05 | 558.6375 | 0.00324 | 278.855 | 0
| 279.9453 | 0.0014003 | 279.5135 | -8.7408e-05 | 363.1922 | 0 | 279.9453 | -0.00012913 | 279.5135 | 0 | 273.4262 | 0 | 279.5135 | 0 | 279.9453 | 0 | 279.0621 | 0 | 363.1922 | 0.00098419 | 279.9453 | 0 | 279.9453 | 7.4586e-06 | 273.87 | -0.00028175 | 279.9453 | 0 | 362.7721 | 9.0759e-06 | 279.9453 | 0 | 279.9453 | 0.00031557 | 279.5135 | 0 | 558.7944 | 0.00327 | 279.5135 | 0 | 557.7088 | 6.6672e-06 | 558.7944 | 0.00309 | 279.0621 | 0
| 280.1544 | 0.00041099 | 279.722 | -0.00016786 | 363.3054 | 0.00039883 | 280.1544 | -0.00019805 | 279.722 | 0 | 273.6363 | 0 | 279.722 | 0 | 280.1544 | 0 | 279.2692 | 0 | 363.3054 | 0.00158 | 280.1544 | 0 | 280.1544 | 0 | 274.07 | -0.0018096 | 280.1544 | 0 | 362.8831 | 9.4389e-06 | 280.1544 | 0 | 280.1544 | 0 | 279.722 | 0 | 558.9513 | 0.00276 | 279.722 | 0 | 557.8665 | 0 | 558.9513 | 0.00328 | 279.2692 | 0
| 280.3635 | 0.0005924 | 279.9305 | 0.00026732 | 363.4186 | 0.00036499 | 280.3635 | 0.00027756 | 279.9305 | 0 | 273.8465 | 0 | 279.9305 | 0 | 280.3635 | 0 | 279.4763 | 0 | 363.4186 | 0.00018926 | 280.3635 | 0 | 280.3635 | 1.018e-05 | 274.28 | 0.00059601 | 280.3635 | 0 | 362.9941 | 8.7011e-06 | 280.3635 | 0 | 280.3635 | 0.00040465 | 279.9305 | 0 | 559.1082 | 0.00396 | 279.9305 | 0 | 558.0243 | 0 | 559.1082 | 0.00321 | 279.4763 | 0
| 280.5727 | -7.4145e-05 | 280.1389 | -0.00067881 | 363.5319 | 0.00052021 | 280.5727 | 3.7589e-05 | 280.1389 | 0 | 274.0566 | 0 | 280.1389 | 0 | 280.5727 | 0 | 279.6833 | 0 | 363.5319 | 0.00039263 | 280.5727 | 0 | 280.5727 | 0 | 274.49 | -0.00070437 | 280.5727 | 0 | 363.1051 | 8.7011e-06 | 280.5727 | 0 | 280.5727 | 0 | 280.1389 | 0 | 559.2652 | 0.00368 | 280.1389 | 0 | 558.182 | 3.0002e-05 | 559.2652 | 0.00338 | 279.6834 | 0
| 280.7819 | 0.0010901 | 280.3474 | 0.00040636 | 363.6451 | 0.00010428 | 280.7819 | -0.0004058 | 280.3474 | 0 | 274.2668 | 0 | 280.3474 | 0 | 280.7819 | 0 | 279.8905 | 0 | 363.6451 | 0.00152 | 280.7819 | 0 | 280.7819 | 9.8562e-06 | 274.7 | -0.00096444 | 280.7819 | 0 | 363.2161 | 9.3569e-06 | 280.7819 | 0 | 280.7819 | 7.933e-05 | 280.3474 | 0 | 559.4221 | 0.00468 | 280.3474 | 0 | 558.3397 | 6.6672e-06 | 559.4221 | 0.00316 | 279.8905 | 0
| 280.9911 | -0.00078755 | 280.556 | -0.0012518 | 363.7583 | 6.9356e-05 | 280.9911 | 0.0001744 | 280.556 | 0 | 274.4769 | 0 | 280.556 | 0 | 280.991 | 0 | 280.0976 | 0 | 363.7583 | 0.00067647 | 280.991 | 0 | 280.9911 | 0 | 274.91 | 0.00056349 | 280.991 | 0 | 363.3271 | 9.7082e-06 | 280.991 | 0 | 280.9911 | 0 | 280.556 | 0 | 559.579 | 0.00299 | 280.556 | 0 | 558.4975 | 0 | 559.579 | 0.00331 | 280.0976 | 0
| 281.2003 | 0.0013706 | 280.7645 | 0.0007283 | 363.8715 | 0 | 281.2003 | 0.00026557 | 280.7645 | 0 | 274.6871 | 0 | 280.7645 | 0 | 281.2002 | 0 | 280.3047 | 0 | 363.8715 | 0.0007003 | 281.2002 | 0 | 281.2003 | 1.2491e-05 | 275.12 | -0.001192 | 281.2002 | 0 | 363.4381 | 9.1812e-06 | 281.2002 | 0 | 281.2003 | 0.00030992 | 280.7645 | 0 | 559.736 | 0.00299 | 280.7645 | 0 | 558.6552 | 0 | 559.736 | 0.00306 | 280.3048 | 0
| 281.4095 | 0.00018132 | 280.9731 | 5.4566e-05 | 363.9848 | 0 | 281.4095 | -0.0011201 | 280.9731 | 0 | 274.8973 | 0 | 280.9731 | 0 | 281.4095 | 0 | 280.5119 | 0 | 363.9848 | 0.00076162 | 281.4095 | 0 | 281.4095 | 0 | 275.33 | -0.0023624 | 281.4095 | 0 | 363.5492 | 9.4623e-06 | 281.4095 | 0 | 281.4094 | 0 | 280.9731 | 0 | 559.893 | 0.0029 | 280.9731 | 0 | 558.813 | 1.0001e-05 | 559.893 | 0.00323 | 280.5119 | 0
| 281.6187 | 0.001285 | 281.1816 | 0.00062492 | 364.098 | 0 | 281.6187 | 3.0694e-05 | 281.1816 | 0 | 275.1075 | 0 | 281.1816 | 0 | 281.6187 | 0 | 280.7191 | 0 | 364.098 | 0.00050157 | 281.6187 | 0 | 281.6187 | 8.1564e-06 | 275.54 | 0.0002384 | 281.6187 | 0 | 363.6602 | 8.9353e-06 | 281.6187 | 0 | 281.6187 | 0.00029355 | 281.1816 | 0 | 560.0499 | 0.00415 | 281.1816 | 0 | 558.9707 | 0 | 560.0499 | 0.00301 | 280.7191 | 0
| 281.8279 | 0.00017895 | 281.3902 | 0.00031726 | 364.2112 | 0.00019074 | 281.8279 | -0.00040286 | 281.3902 | 0 | 275.3178 | 0 | 281.3902 | 0 | 281.8279 | 0 | 280.9263 | 0 | 364.2112 | 0.00141 | 281.8279 | 0 | 281.8279 | 0 | 275.75 | -0.0023299 | 281.8279 | 0 | 363.7712 | 1.0001e-05 | 281.8279 | 0 | 281.8279 | 0 | 281.3902 | 0 | 560.2069 | 0.00125 | 281.3902 | 0 | 559.1285 | 0 | 560.2069 | 0.00329 | 280.9263 | 0
| 282.0372 | 0.00067254 | 281.5988 | 0.00064207 | 364.3244 | 0 | 282.0372 | 0.00052562 | 281.5988 | 0 | 275.528 | 0 | 281.5988 | 0 | 282.0372 | 0 | 281.1335 | 0 | 364.3244 | 0.00209 | 282.0372 | 0 | 282.0372 | 1.1439e-05 | 275.96 | -0.00080189 | 282.0372 | 0 | 363.8823 | 7.8579e-06 | 282.0372 | 0 | 282.0372 | 0.00021607 | 281.5988 | 0 | 560.3639 | 0.00348 | 281.5988 | 0 | 559.2863 | 6.6672e-06 | 560.3639 | 0.00311 | 281.1334 | 0
| 282.2465 | -0.00024302 | 281.8075 | 0.00015257 | 364.4376 | 0.0002601 | 282.2465 | -0.00079156 | 281.8075 | 0 | 275.7383 | 0 | 281.8075 | 0 | 282.2465 | 0 | 281.3407 | 0 | 364.4376 | 0.00016557 | 282.2465 | 0 | 282.2465 | 1.5151e-06 | 276.17 | -0.0014846 | 282.2465 | 0 | 363.9933 | 9.3569e-06 | 282.2465 | 0 | 282.2465 | 0 | 281.8075 | 0 | 560.5209 | 0.00125 | 281.8075 | 0 | 559.4441 | 3.0002e-05 | 560.5209 | 0.00334 | 281.3407 | 0
| 282.4558 | 5.564e-05 | 282.0161 | 0.00054939 | 364.5508 | 0.00060832 | 282.4558 | 0.00093582 | 282.0161 | 0 | 275.9485 | 0 | 282.0161 | 0 | 282.4558 | 0 | 281.5479 | 0 | 364.5508 | 0 | 282.4558 | 0 | 282.4558 | 8.012e-06 | 276.37 | -0.00024923 | 282.4558 | 0 | 364.1044 | 8.2912e-06 | 282.4558 | 0 | 282.4558 | 0.0001825 | 282.0161 | 0 | 560.6779 | 0.00281 | 282.0161 | 0 | 559.6019 | 6.6672e-06 | 560.6779 | 0.00308 | 281.5479 | 0
| 282.6651 | 0.00029458 | 282.2247 | -0.0013525 | 364.664 | 0.00058956 | 282.6651 | -0.00032679 | 282.2247 | 0 | 276.1588 | 0 | 282.2247 | 0 | 282.6651 | 0 | 281.7551 | 0 | 364.664 | 0.0013 | 282.6651 | 0 | 282.6651 | 0 | 276.58 | -0.0010945 | 282.6651 | 0 | 364.2154 | 1.02e-05 | 282.6651 | 0 | 282.6651 | 0 | 282.2247 | 0 | 560.8349 | 0.00248 | 282.2247 | 0 | 559.7597 | 3.0002e-05 | 560.8349 | 0.00327 | 281.7551 | 0
| 282.8744 | 0.00034936 | 282.4334 | 3.3305e-05 | 364.7772 | 0 | 282.8744 | 0.00027534 | 282.4334 | 0 | 276.3691 | 0 | 282.4334 | 0 | 282.8744 | 0 | 281.9624 | 0 | 364.7772 | 0.00158 | 282.8744 | 0 | 282.8744 | 7.734e-06 | 276.79 | -0.00099695 | 282.8744 | 0 | 364.3265 | 9.4272e-06 | 282.8744 | 0 | 282.8744 | 0.0002693 | 282.4334 | 0 | 560.9919 | 0.00429 | 282.4334 | 0 | 559.9175 | 6.6672e-06 | 560.9919 | 0.00305 | 281.9624 | 0
| 283.0838 | 5.3806e-05 | 282.6421 | -0.00093477 | 364.8904 | 0.00139 | 283.0838 | -6.438e-05 | 282.6421 | 0 | 276.5794 | 0 | 282.6421 | 0 | 283.0838 | 0 | 282.1696 | 0 | 364.8904 | 0.00204 | 283.0838 | 0 | 283.0838 | 0 | 277 | -0.0010295 | 283.0838 | 0 | 364.4376 | 1.1289e-05 | 283.0838 | 0 | 283.0838 | 0 | 282.6421 | 0 | 561.1489 | 0.0026 | 282.6421 | 0 | 560.0753 | 5.0004e-05 | 561.1489 | 0.00322 | 282.1696 | 0
| 283.2931 | 0.001026 | 282.8508 | 0.00091467 | 365.0036 | 0.00038237 | 283.2931 | 0.00024632 | 282.8508 | 0 | 276.7897 | 0 | 282.8508 | 0 | 283.2931 | 0 | 282.3769 | 0 | 365.0036 | 4.7316e-05 | 283.2931 | 0 | 283.2931 | 1.5033e-05 | 277.21 | -0.0016797 | 283.2931 | 0 | 364.5487 | 1.1231e-05 | 283.2931 | 0 | 283.2931 | 0.00023193 | 282.8508 | 0 | 561.3059 | 0.00338 | 282.8508 | 0 | 560.2331 | 0 | 561.3059 | 0.00304 | 282.3769 | 0
| 283.5025 | 0.00038146 | 283.0596 | -0.00022285 | 365.1168 | 0.00045084 | 283.5025 | -0.00018224 | 283.0596 | 0 | 277.0001 | 0 | 283.0596 | 0 | 283.5025 | 0 | 282.5842 | 0 | 365.1168 | 0.00076162 | 283.5025 | 0 | 283.5025 | 0 | 277.42 | -0.0018422 | 283.5025 | 0 | 364.6597 | 1.1371e-05 | 283.5025 | 0 | 283.5025 | 0 | 283.0596 | 0 | 561.463 | 0.0032 | 283.0596 | 0 | 560.391 | 1.0001e-05 | 561.463 | 0.00322 | 282.5842 | 0
| 283.7119 | 0.0012022 | 283.2683 | 0.0010598 | 365.2301 | 0 | 283.7119 | 0.00054401 | 283.2683 | 0 | 277.2104 | 0 | 283.2683 | 0 | 283.7119 | 0 | 282.7915 | 0 | 365.2301 | 0.00044478 | 283.7119 | 0 | 283.7119 | 1.2592e-05 | 277.63 | 0.00072604 | 283.7119 | 0 | 364.7708 | 1.068e-05 | 283.7119 | 0 | 283.7119 | 0.00027649 | 283.2683 | 0 | 561.62 | 0.00309 | 283.2683 | 0 | 560.5488 | 0 | 561.62 | 0.00309 | 282.7915 | 0
| 283.9213 | 0.00015591 | 283.4771 | -0.00049566 | 365.3433 | 0.00151 | 283.9213 | -0.00019385 | 283.4771 | 0 | 277.4208 | 0 | 283.4771 | 0 | 283.9213 | 0 | 282.9988 | 0 | 365.3433 | 0.00278 | 283.9213 | 0 | 283.9213 | 0 | 277.84 | 0.0016038 | 283.9213 | 0 | 364.8819 | 9.9307e-06 | 283.9213 | 0 | 283.9213 | 0 | 283.4771 | 0 | 561.7771 | 0.00292 | 283.4771 | 0 | 560.7066 | 3.0002e-05 | 561.7771 | 0.00324 | 282.9988 | 0
| 284.1307 | 0.0010151 | 283.6858 | 0.0011117 | 365.4564 | 0 | 284.1307 | 0.00054909 | 283.6858 | 0 | 277.6312 | 0 | 283.6858 | 0 | 284.1307 | 0 | 283.2062 | 0 | 365.4564 | 0.00147 | 284.1307 | 0 | 284.1307 | 1.6362e-05 | 278.05 | 0.00053099 | 284.1307 | 0 | 364.993 | 9.8722e-06 | 284.1307 | 0 | 284.1307 | 0.0002951 | 283.6858 | 0 | 561.9341 | 0.00443 | 283.6858 | 0 | 560.8645 | 0 | 561.9341 | 0.00303 | 283.2062 | 0
| 284.3402 | -0.00023437 | 283.8946 | -0.00012167 | 365.5696 | 0.00027745 | 284.3402 | -0.00077959 | 283.8946 | 0 | 277.8416 | 0 | 283.8946 | 0 | 284.3402 | 0 | 283.4135 | 0 | 365.5696 | 0.00127 | 284.3402 | 0 | 284.3402 | 0 | 278.26 | 4.3346e-05 | 284.3402 | 0 | 365.1041 | 9.5677e-06 | 284.3402 | 0 | 284.3402 | 0 | 283.8946 | 0 | 562.0912 | 0.00165 | 283.8946 | 0 | 561.0223 | 3.0002e-05 | 562.0912 | 0.00312 | 283.4135 | 0
| 284.5496 | 0.0016509 | 284.1034 | -5.6808e-06 | 365.6828 | 0.00041713 | 284.5496 | 0.00028861 | 284.1034 | 0 | 278.052 | 0 | 284.1034 | 0 | 284.5496 | 0 | 283.6209 | 0 | 365.6828 | 0.00055835 | 284.5496 | 0 | 284.5496 | 8.1572e-06 | 278.47 | 0.00049847 | 284.5496 | 0 | 365.2152 | 9.4389e-06 | 284.5496 | 0 | 284.5496 | 0.00039384 | 284.1035 | 0 | 562.2483 | 0.00424 | 284.1034 | 0 | 561.1802 | 2.6669e-05 | 562.2483 | 0.00298 | 283.6209 | 0
| 284.7591 | 8.2286e-05 | 284.3123 | -0.00049004 | 365.796 | 0.00052021 | 284.7591 | -0.00082253 | 284.3123 | 0 | 278.2624 | 0 | 284.3123 | 0 | 284.7591 | 0 | 283.8282 | 0 | 365.796 | 0.00027911 | 284.7591 | 0 | 284.7591 | 0 | 278.68 | 0.00098612 | 284.7591 | 0 | 365.3263 | 9.3803e-06 | 284.7591 | 0 | 284.7591 | 0 | 284.3123 | 0 | 562.4054 | 0.00262 | 284.3123 | 0 | 561.3381 | 0 | 562.4054 | 0.00313 | 283.8283 | 0
| 284.9686 | 0.00097872 | 284.5211 | -0.0012739 | 365.9092 | 0 | 284.9686 | 0.00043246 | 284.5211 | 0 | 278.4728 | 0 | 284.5211 | 0 | 284.9686 | 0 | 284.0356 | 0 | 365.9092 | 0.00055835 | 284.9686 | 0 | 284.9686 | 1.0575e-05 | 278.89 | 0.0011812 | 284.9686 | 0 | 365.4375 | 9.0524e-06 | 284.9686 | 0 | 284.9686 | 0.00024853 | 284.5211 | 0 | 562.5625 | 0.00229 | 284.5211 | 0 | 561.496 | 6.6672e-06 | 562.5625 | 0.00297 | 284.0356 | 0
| 285.1781 | 0.0003137 | 284.73 | -0.00011102 | 366.0224 | 0.00139 | 285.1781 | -0.00076033 | 284.73 | 0 | 278.6832 | 0 | 284.73 | 0 | 285.1781 | 0 | 284.243 | 0 | 366.0224 | 0.00173 | 285.1781 | 0 | 285.1781 | 0 | 279.09 | -0.0008344 | 285.1781 | 0 | 365.5486 | 1.0095e-05 | 285.1781 | 0 | 285.1781 | 0 | 284.73 | 0 | 562.7196 | 0.0026 | 284.73 | 0 | 561.6539 | 1.0001e-05 | 562.7196 | 0.00314 | 284.243 | 0
| 285.3876 | 0.0012829 | 284.9389 | 0.000179 | 366.1356 | 0 | 285.3876 | 0.00031058 | 284.9389 | 0 | 278.8937 | 0 | 284.9389 | 0 | 285.3876 | 0 | 284.4504 | 0 | 366.1356 | 0.00178 | 285.3876 | 0 | 285.3876 | 8.183e-06 | 279.3 | 0.0013438 | 285.3876 | 0 | 365.6597 | 1.0141e-05 | 285.3876 | 0 | 285.3876 | 0.00029564 | 284.9389 | 0 | 562.8767 | 0.00408 | 284.9389 | 0 | 561.8117 | 0 | 562.8767 | 0.00297 | 284.4504 | 0
| 285.5971 | 0.00011716 | 285.1478 | -0.00087771 | 366.2488 | 0.00022542 | 285.5971 | -0.0006818 | 285.1478 | 0 | 279.1042 | 0 | 285.1478 | 0 | 285.5971 | 0 | 284.6579 | 0 | 366.2488 | 0.00147 | 285.5971 | 0 | 285.5971 | 0 | 279.51 | 0.002449 | 285.5971 | 0 | 365.7709 | 1.0469e-05 | 285.5971 | 0 | 285.5971 | 0 | 285.1478 | 0 | 563.0338 | 0.00218 | 285.1478 | 0 | 561.9696 | 1.0001e-05 | 563.0338 | 0.00317 | 284.6579 | 0
| 285.8067 | 0.0010767 | 285.3567 | 0.00059925 | 366.3619 | 0 | 285.8067 | -3.0325e-05 | 285.3567 | 0 | 279.3146 | 0 | 285.3567 | 0 | 285.8067 | 0 | 284.8653 | 0 | 366.3619 | 0 | 285.8067 | 0 | 285.8067 | 1.3335e-05 | 279.72 | 0.00069354 | 285.8067 | 0 | 365.882 | 9.2984e-06 | 285.8067 | 0 | 285.8067 | 0.00031363 | 285.3567 | 0 | 563.1909 | 0.00431 | 285.3567 | 0 | 562.1276 | 6.6672e-06 | 563.1909 | 0.003 | 284.8653 | 0
| 286.0163 | 0.00059843 | 285.5656 | -0.00032394 | 366.4751 | 0 | 286.0163 | -0.00023924 | 285.5656 | 0 | 279.5251 | 0 | 285.5656 | 0 | 286.0163 | 0 | 285.0728 | 0 | 366.4751 | 0.00081839 | 286.0163 | 0 | 286.0163 | 0 | 279.93 | -0.0019722 | 286.0163 | 0 | 365.9932 | 9.9542e-06 | 286.0163 | 0 | 286.0163 | 0 | 285.5656 | 0 | 563.348 | 0.0028 | 285.5656 | 0 | 562.2855 | 1.0001e-05 | 563.348 | 0.00314 | 285.0727 | 0
| 286.2258 | 0.0021184 | 285.7746 | -6.446e-05 | 366.5883 | 0.00036499 | 286.2258 | 0.00037271 | 285.7746 | 0 | 279.7357 | 0 | 285.7746 | 0 | 286.2258 | 0 | 285.2802 | 0 | 366.5883 | 0.00113 | 286.2258 | 0 | 286.2258 | 6.1656e-06 | 280.14 | 0.00075855 | 286.2258 | 0 | 366.1043 | 9.1812e-06 | 286.2258 | 0 | 286.2258 | 0.00017761 | 285.7746 | 0 | 563.5052 | 0.00336 | 285.7746 | 0 | 562.4434 | 0 | 563.5052 | 0.00296 | 285.2802 | 0
| 286.4354 | 0.00066537 | 285.9835 | 6.6878e-05 | 366.7015 | 0.00114 | 286.4354 | -0.00014546 | 285.9835 | 0 | 279.9462 | 0 | 285.9835 | 0 | 286.4354 | 0 | 285.4877 | 0 | 366.7015 | 0.00070485 | 286.4354 | 0 | 286.4354 | 0 | 280.35 | 0.00072604 | 286.4354 | 0 | 366.2155 | 9.919e-06 | 286.4354 | 0 | 286.4354 | 0 | 285.9835 | 0 | 563.6623 | 0.00306 | 285.9835 | 0 | 562.6013 | 1.0001e-05 | 563.6623 | 0.00302 | 285.4877 | 0
| 286.6451 | 0.0013948 | 286.1925 | 0.00027236 | 366.8146 | 0.00015642 | 286.6451 | 0.00038825 | 286.1925 | 0 | 280.1567 | 0 | 286.1925 | 0 | 286.645 | 0 | 285.6952 | 0 | 366.8146 | 0.0022 | 286.645 | 0 | 286.6451 | 6.8086e-06 | 280.56 | 0.0013438 | 286.645 | 0 | 366.3266 | 1.02e-05 | 286.645 | 0 | 286.6451 | 0.00032997 | 286.1925 | 0 | 563.8195 | 0.00512 | 286.1925 | 0 | 562.7592 | 0 | 563.8195 | 0.0029 | 285.6952 | 0
| 286.8547 | 0.00032152 | 286.4015 | -0.00034925 | 366.9278 | 8.6698e-05 | 286.8547 | -0.00017279 | 286.4015 | 0 | 280.3672 | 0 | 286.4015 | 0 | 286.8547 | 0 | 285.9027 | 0 | 366.9278 | 0.00207 | 286.8547 | 0 | 286.8547 | 0 | 280.77 | 0.0009536 | 286.8547 | 0 | 366.4378 | 1.102e-05 | 286.8547 | 0 | 286.8547 | 0 | 286.4015 | 0 | 563.9767 | 0.00324 | 286.4015 | 0 | 562.9172 | 0 | 563.9767 | 0.00308 | 285.9027 | 0
| 287.0643 | 0.00141 | 286.6105 | 0.00034603 | 367.041 | 0.00081688 | 287.0643 | 0.00029041 | 286.6105 | 0 | 280.5778 | 0 | 286.6105 | 0 | 287.0643 | 0 | 286.1102 | 0 | 367.041 | 0.00041639 | 287.0643 | 0 | 287.0643 | 6.0946e-06 | 280.98 | -0.00057433 | 287.0643 | 0 | 366.549 | 1.0446e-05 | 287.0643 | 0 | 287.0643 | 0.00017477 | 286.6105 | 0 | 564.1339 | 0.00366 | 286.6105 | 0 | 563.0751 | 6.6672e-06 | 564.1339 | 0.003 | 286.1102 | 0
| 287.274 | 0.0002559 | 286.8196 | 0.00025604 | 367.1542 | 0 | 287.274 | 0.00034256 | 286.8196 | 0 | 280.7884 | 0 | 286.8196 | 0 | 287.274 | 0 | 286.3177 | 0 | 367.1542 | 0 | 287.274 | 0 | 287.274 | 0 | 281.19 | -0.00060684 | 287.274 | 0 | 366.6602 | 8.1273e-06 | 287.274 | 0 | 287.274 | 0 | 286.8196 | 0 | 564.291 | 0.00397 | 286.8196 | 0 | 563.2331 | 0 | 564.291 | 0.00312 | 286.3177 | 0
| 287.4836 | 0.00088375 | 287.0286 | -0.00030738 | 367.2673 | 0.00027809 | 287.4836 | -7.5247e-05 | 287.0286 | 0 | 280.999 | 0 | 287.0286 | 0 | 287.4837 | 0 | 286.5253 | 0 | 367.2673 | 0.00218 | 287.4837 | 0 | 287.4836 | 3.8487e-06 | 281.4 | 0.0018964 | 287.4837 | 0 | 366.7713 | 7.9633e-06 | 287.4837 | 0 | 287.4836 | 0.000386 | 287.0286 | 0 | 564.4482 | 0.00526 | 287.0286 | 0 | 563.391 | 6.6672e-06 | 564.4482 | 0.00294 | 286.5253 | 0
| 287.6934 | 0.0010625 | 287.2377 | 0.00038772 | 367.3805 | 0.00058956 | 287.6934 | -0.00048987 | 287.2377 | 0 | 281.2096 | 0 | 287.2377 | 0 | 287.6934 | 0 | 286.7329 | 0 | 367.3805 | 0.00036425 | 287.6934 | 0 | 287.6934 | 0 | 281.61 | -0.0043454 | 287.6934 | 0 | 366.8825 | 7.3544e-06 | 287.6934 | 0 | 287.6934 | 0 | 287.2377 | 0 | 564.6054 | 0.00334 | 287.2377 | 0 | 563.549 | 5.0004e-05 | 564.6054 | 0.00313 | 286.7329 | 0
| 287.903 | 0.00088264 | 287.4468 | 0.00053695 | 367.4936 | 0.00039975 | 287.903 | 5.064e-05 | 287.4468 | 0 | 281.4202 | 0 | 287.4468 | 0 | 287.9031 | 0 | 286.9404 | 0 | 367.4936 | 0 | 287.9031 | 0 | 287.903 | 1.1016e-05 | 281.82 | -0.00024923 | 287.9031 | 0 | 366.9937 | 8.1507e-06 | 287.9031 | 0 | 287.9031 | 0.00013438 | 287.4468 | 0 | 564.7626 | 0.00348 | 287.4468 | 0 | 563.707 | 0 | 564.7626 | 0.00301 | 286.9404 | 0
| 288.1128 | 0.00045972 | 287.6559 | 0.00047514 | 367.6068 | 0 | 288.1128 | -0.0002984 | 287.6559 | 0 | 281.6308 | 0 | 287.6559 | 0 | 288.1128 | 0 | 287.148 | 0 | 367.6068 | 0.00147 | 288.1128 | 0 | 288.1128 | 0 | 282.03 | 0.00066102 | 288.1128 | 0 | 367.1049 | 8.6191e-06 | 288.1128 | 0 | 288.1128 | 0 | 287.6559 | 0 | 564.9198 | 0.00302 | 287.6559 | 0 | 563.865 | 1.0001e-05 | 564.9198 | 0.00315 | 287.148 | 0
| 288.3225 | 0.0011123 | 287.865 | 0.0005675 | 367.7199 | 0 | 288.3225 | 0.00071591 | 287.865 | 0 | 281.8415 | 0 | 287.865 | 0 | 288.3225 | 0 | 287.3556 | 0 | 367.7199 | 0.0026 | 288.3225 | 0 | 288.3225 | 1.37e-05 | 282.24 | -0.00028175 | 288.3225 | 0 | 367.2162 | 9.7317e-06 | 288.3225 | 0 | 288.3225 | 0.00022848 | 287.865 | 0 | 565.0771 | 0.00388 | 287.865 | 0 | 564.0229 | 6.6672e-06 | 565.0771 | 0.00297 | 287.3556 | 0
| 288.5323 | -0.00022327 | 288.0741 | -0.0003777 | 367.8331 | 0.00027745 | 288.5323 | -0.00010572 | 288.0741 | 0 | 282.0521 | 0 | 288.0741 | 0 | 288.5323 | 0 | 287.5632 | 0 | 367.8331 | 8.0426e-05 | 288.5323 | 0 | 288.5323 | 0 | 282.45 | -0.00067186 | 288.5323 | 0 | 367.3274 | 1.0821e-05 | 288.5323 | 0 | 288.5323 | 0 | 288.0741 | 0 | 565.2343 | 0.00295 | 288.0741 | 0 | 564.1809 | 0 | 565.2343 | 0.00307 | 287.5632 | 0
| 288.742 | 0.0011121 | 288.2833 | 0.0009127 | 367.9463 | 0 | 288.742 | 0.00043213 | 288.2833 | 0 | 282.2628 | 0 | 288.2833 | 0 | 288.742 | 0 | 287.7709 | 0 | 367.9463 | 0.00021766 | 288.742 | 0 | 288.742 | 1.609e-05 | 282.66 | 0.0012462 | 288.742 | 0 | 367.4386 | 9.2398e-06 | 288.742 | 0 | 288.742 | 0.00058449 | 288.2833 | 0 | 565.3916 | 0.00323 | 288.2833 | 0 | 564.3389 | 6.6672e-06 | 565.3916 | 0.00288 | 287.7709 | 0
| 288.9518 | 0.00065095 | 288.4925 | -6.7036e-05 | 368.0594 | 0.00072829 | 288.9518 | -0.00065726 | 288.4925 | 0 | 282.4734 | 0 | 288.4925 | 0 | 288.9518 | 0 | 287.9785 | 0 | 368.0594 | 0.00263 | 288.9518 | 0 | 288.9518 | 0 | 282.87 | -0.0015171 | 288.9518 | 0 | 367.5498 | 1.0469e-05 | 288.9518 | 0 | 288.9518 | 0 | 288.4925 | 0 | 565.5488 | 0.00207 | 288.4925 | 0 | 564.4969 | 3.0002e-05 | 565.5488 | 0.00306 | 287.9785 | 0
| 289.1617 | 0.00054185 | 288.7017 | 0.00055839 | 368.1726 | 0 | 289.1617 | 3.8536e-05 | 288.7017 | 0 | 282.6841 | 0 | 288.7017 | 0 | 289.1616 | 0 | 288.1862 | 0 | 368.1726 | 0.00152 | 289.1616 | 0 | 289.1617 | 9.374e-06 | 283.08 | 0.00033593 | 289.1616 | 0 | 367.661 | 1.0223e-05 | 289.1616 | 0 | 289.1617 | 0.00045316 | 288.7017 | 0 | 565.7061 | 0.00545 | 288.7017 | 0 | 564.655 | 6.6672e-06 | 565.7061 | 0.00295 | 288.1862 | 0
| 289.3715 | 0.00069737 | 288.9109 | -0.0016726 | 368.2857 | 0.00146 | 289.3715 | -0.00034213 | 288.9109 | 0 | 282.8948 | 0 | 288.9109 | 0 | 289.3715 | 0 | 288.3938 | 0 | 368.2857 | 0.0017 | 289.3715 | 0 | 289.3715 | 0 | 283.29 | 0.00020589 | 289.3715 | 0 | 367.7723 | 1.1207e-05 | 289.3715 | 0 | 289.3715 | 0 | 288.9109 | 0 | 565.8633 | 0.0016 | 288.9109 | 0 | 564.813 | 3.0002e-05 | 565.8633 | 0.00314 | 288.3938 | 0
| 289.5813 | 0.0013753 | 289.1201 | -0.00010534 | 368.3989 | 0.00013905 | 289.5813 | 0.00062042 | 289.1201 | 0 | 283.1056 | 0 | 289.1201 | 0 | 289.5813 | 0 | 288.6015 | 0 | 368.3989 | 0.00158 | 289.5813 | 0 | 289.5813 | 9.1459e-06 | 283.5 | 0.0018964 | 289.5813 | 0 | 367.8835 | 9.4623e-06 | 289.5813 | 0 | 289.5813 | 0.00020555 | 289.1201 | 0 | 566.0206 | 0.00322 | 289.1201 | 0 | 564.971 | 0 | 566.0206 | 0.00295 | 288.6015 | 0
| 289.7911 | 0.00032875 | 289.3293 | 0.0012074 | 368.512 | 0.00072829 | 289.7911 | -0.00015423 | 289.3293 | 0 | 283.3163 | 0 | 289.3293 | 0 | 289.7911 | 0 | 288.8092 | 0 | 368.512 | 0.00087516 | 289.7911 | 0 | 289.7911 | 5.5154e-07 | 283.7 | -0.0025248 | 289.7911 | 0 | 367.9948 | 8.9939e-06 | 289.7911 | 0 | 289.7911 | 0 | 289.3293 | 0 | 566.1779 | 0.0026 | 289.3293 | 0 | 565.1291 | 3.0002e-05 | 566.1779 | 0.00307 | 288.8092 | 0
| 290.001 | 0.0011601 | 289.5386 | 0.00063758 | 368.6252 | 0.00048665 | 290.001 | 0.00062249 | 289.5386 | 0 | 283.527 | 0 | 289.5386 | 0 | 290.001 | 0 | 289.0169 | 0 | 368.6252 | 0.00192 | 290.001 | 0 | 290.001 | 8.1861e-06 | 283.91 | -0.0010945 | 290.001 | 0 | 368.106 | 8.8651e-06 | 290.001 | 0 | 290.001 | 0.00029581 | 289.5386 | 0 | 566.3352 | 0.00394 | 289.5386 | 0 | 565.2871 | 0 | 566.3352 | 0.00288 | 289.0169 | 0
| 290.2109 | 0.00047844 | 289.7479 | -0.00064885 | 368.7383 | 0.00050287 | 290.2109 | -0.00035087 | 289.7479 | 0 | 283.7378 | 0 | 289.7479 | 0 | 290.2109 | 0 | 289.2246 | 0 | 368.7383 | 0.00081839 | 290.2109 | 0 | 290.2109 | 0 | 284.12 | -0.001127 | 290.2109 | 0 | 368.2173 | 1.0692e-05 | 290.2109 | 0 | 290.2109 | 0 | 289.7479 | 0 | 566.4924 | 0.00197 | 289.7479 | 0 | 565.4451 | 0 | 566.4924 | 0.00304 | 289.2246 | 0
| 290.4208 | 0.0012601 | 289.9572 | 0.00022059 | 368.8514 | 0.00095592 | 290.4208 | 0.00098218 | 289.9572 | 0 | 283.9486 | 0 | 289.9572 | 0 | 290.4208 | 0 | 289.4324 | 0 | 368.8514 | 0.0006719 | 290.4208 | 0 | 290.4208 | 4.8394e-06 | 284.33 | -2.1673e-05 | 290.4208 | 0 | 368.3286 | 1.1371e-05 | 290.4208 | 0 | 290.4208 | 0.00054189 | 289.9572 | 0 | 566.6498 | 0.00376 | 289.9572 | 0 | 565.6032 | 0 | 566.6498 | 0.0029 | 289.4324 | 0
| 290.6307 | 0.00091654 | 290.1665 | -0.00022859 | 368.9646 | 0.0016 | 290.6307 | 0.0002759 | 290.1665 | 0 | 284.1594 | 0 | 290.1665 | 0 | 290.6307 | 0 | 289.6401 | 0 | 368.9646 | 0.00084678 | 290.6307 | 0 | 290.6307 | 0 | 284.54 | 0.00014088 | 290.6307 | 0 | 368.4398 | 1.1722e-05 | 290.6307 | 0 | 290.6307 | 0 | 290.1665 | 0 | 566.8071 | 0.00299 | 290.1665 | 0 | 565.7613 | 3.0002e-05 | 566.8071 | 0.00316 | 289.6401 | 0
| 290.8406 | 0.0012752 | 290.3758 | 0.00048103 | 369.0777 | 0.00103 | 290.8406 | 0.00014296 | 290.3758 | 0 | 284.3701 | 0 | 290.3758 | 0 | 290.8406 | 0 | 289.8479 | 0 | 369.0777 | 0.00107 | 290.8406 | 0 | 290.8406 | 1.8953e-05 | 284.75 | -0.00073687 | 290.8406 | 0 | 368.5511 | 1.0411e-05 | 290.8406 | 0 | 290.8406 | 0.00044793 | 290.3758 | 0 | 566.9644 | 0.00422 | 290.3758 | 0 | 565.9193 | 6.6672e-06 | 566.9644 | 0.00297 | 289.8479 | 0
| 291.0506 | 0.00082277 | 290.5851 | 0.0010211 | 369.1908 | 0 | 291.0506 | -0.00049334 | 290.5851 | 0 | 284.581 | 0 | 290.5851 | 0 | 291.0506 | 0 | 290.0557 | 0 | 369.1908 | 0.00156 | 291.0506 | 0 | 291.0506 | 3.4419e-06 | 284.96 | -0.00086692 | 291.0506 | 0 | 368.6624 | 1.1582e-05 | 291.0506 | 0 | 291.0506 | 0 | 290.5851 | 0 | 567.1217 | 0.0032 | 290.5851 | 0 | 566.0774 | 3.0002e-05 | 567.1217 | 0.00317 | 290.0557 | 0
| 291.2605 | 0.001526 | 290.7945 | 0.00029198 | 369.304 | 0.00057355 | 291.2605 | -0.00017848 | 290.7945 | 0 | 284.7918 | 0 | 290.7945 | 0 | 291.2605 | 0 | 290.2635 | 0 | 369.304 | 0.00101 | 291.2605 | 0 | 291.2605 | 4.4088e-06 | 285.17 | 0.002189 | 291.2605 | 0 | 368.7737 | 1.1395e-05 | 291.2605 | 0 | 291.2605 | 0.00041834 | 290.7945 | 0 | 567.2791 | 0.00432 | 290.7945 | 0 | 566.2355 | 0 | 567.2791 | 0.00285 | 290.2635 | 0
| 291.4705 | -0.00010995 | 291.0039 | -0.00061092 | 369.4171 | 0.00032946 | 291.4705 | -0.00023168 | 291.0039 | 0 | 285.0026 | 0 | 291.0039 | 0 | 291.4705 | 0 | 290.4713 | 0 | 369.4171 | 0.00056294 | 291.4705 | 0 | 291.4705 | 0 | 285.38 | -0.0016147 | 291.4705 | 0 | 368.885 | 1.0844e-05 | 291.4705 | 0 | 291.4705 | 0 | 291.0039 | 0 | 567.4364 | 0.00195 | 291.0039 | 0 | 566.3936 | 1.0001e-05 | 567.4364 | 0.00302 | 290.4712 | 0
| 291.6805 | 0.0007525 | 291.2133 | 0.001152 | 369.5302 | 0.00041713 | 291.6805 | 0.00015233 | 291.2133 | 0 | 285.2135 | 0 | 291.2133 | 0 | 291.6805 | 0 | 290.679 | 0 | 369.5302 | 0 | 291.6805 | 0 | 291.6805 | 1.2704e-05 | 285.59 | -0.00031426 | 291.6805 | 0 | 368.9963 | 8.947e-06 | 291.6805 | 0 | 291.6805 | 0.00016647 | 291.2133 | 0 | 567.5938 | 0.00388 | 291.2133 | 0 | 566.5517 | 6.6672e-06 | 567.5938 | 0.00283 | 290.6791 | 0
| 291.8905 | 4.3999e-05 | 291.4227 | -5.3471e-05 | 369.6433 | 0.00091902 | 291.8905 | -0.00024021 | 291.4227 | 0 | 285.4243 | 0 | 291.4227 | 0 | 291.8905 | 0 | 290.8869 | 0 | 369.6433 | 0.00193 | 291.8905 | 0 | 291.8905 | 0 | 285.8 | -0.0018096 | 291.8905 | 0 | 369.1076 | 8.3966e-06 | 291.8905 | 0 | 291.8905 | 0 | 291.4227 | 0 | 567.7511 | 0.00222 | 291.4227 | 0 | 566.7098 | 3.0002e-05 | 567.7511 | 0.00309 | 290.8869 | 0
| 292.1005 | 0.0012661 | 291.6321 | 0.00027356 | 369.7565 | 0.00066046 | 292.1005 | 0.00072932 | 291.6321 | 0 | 285.6352 | 0 | 291.6321 | 0 | 292.1005 | 0 | 291.0947 | 0 | 369.7565 | 0.00203 | 292.1005 | 0 | 292.1005 | 7.0343e-06 | 286.01 | -0.00015171 | 292.1005 | 0 | 369.2189 | 7.9399e-06 | 292.1005 | 0 | 292.1005 | 0.00032414 | 291.6321 | 0 | 567.9085 | 0.00366 | 291.6321 | 0 | 566.8679 | 0 | 567.9085 | 0.00288 | 291.0947 | 0
| 292.3106 | -0.00037967 | 291.8416 | -0.0012583 | 369.8696 | 0.00128 | 292.3106 | -0.00064628 | 291.8416 | 0 | 285.8461 | 0 | 291.8416 | 0 | 292.3106 | 0 | 291.3026 | 0 | 369.8696 | 0.00158 | 292.3106 | 0 | 292.3106 | 0 | 286.22 | -5.4182e-05 | 292.3106 | 0 | 369.3302 | 8.3147e-06 | 292.3106 | 0 | 292.3106 | 0 | 291.8416 | 0 | 568.0659 | 0.0028 | 291.8416 | 0 | 567.026 | 5.0004e-05 | 568.0659 | 0.00308 | 291.3026 | 0
| 292.5206 | 0.0009489 | 292.051 | 0.00028653 | 369.9827 | 0.00057355 | 292.5206 | 0.00020448 | 292.051 | 0 | 286.057 | 0 | 292.051 | 0 | 292.5206 | 0 | 291.5104 | 0 | 369.9827 | 0.00021766 | 292.5206 | 0 | 292.5206 | 1.1377e-05 | 286.43 | 0.00072604 | 292.5206 | 0 | 369.4415 | 7.7642e-06 | 292.5206 | 0 | 292.5206 | 0.00026846 | 292.051 | 0 | 568.2232 | 0.00403 | 292.051 | 0 | 567.1841 | 0 | 568.2232 | 0.00284 | 291.5104 | 0
| 292.7307 | 0.00031809 | 292.2605 | -0.00035554 | 370.0958 | 0.00106 | 292.7307 | -0.0012094 | 292.2605 | 0 | 286.2679 | 0 | 292.2605 | 0 | 292.7307 | 0 | 291.7183 | 0 | 370.0958 | 0 | 292.7307 | 0 | 292.7307 | 0 | 286.64 | -0.00073687 | 292.7307 | 0 | 369.5529 | 8.6191e-06 | 292.7307 | 0 | 292.7307 | 0 | 292.2605 | 0 | 568.3806 | 0.00348 | 292.2605 | 0 | 567.3423 | 1.0001e-05 | 568.3806 | 0.00303 | 291.7183 | 0
| 292.9408 | 0.00063681 | 292.47 | 0.0012479 | 370.209 | 0.00039975 | 292.9408 | 0.00039501 | 292.47 | 0 | 286.4789 | 0 | 292.47 | 0 | 292.9408 | 0 | 291.9262 | 0 | 370.209 | 0.0006719 | 292.9408 | 0 | 292.9408 | 1.2392e-05 | 286.85 | -0.00070437 | 292.9408 | 0 | 369.6642 | 7.8228e-06 | 292.9408 | 0 | 292.9408 | 0.00019679 | 292.47 | 0 | 568.538 | 0.00295 | 292.47 | 0 | 567.5004 | 0 | 568.538 | 0.00284 | 291.9262 | 0
| 293.1509 | 0.00074886 | 292.6795 | -0.00060541 | 370.3221 | 0.00158 | 293.1509 | -0.00078213 | 292.6795 | 0 | 286.6898 | 0 | 292.6795 | 0 | 293.1509 | 0 | 292.1341 | 0 | 370.3221 | 0 | 293.1509 | 0 | 293.1509 | 0 | 287.06 | -0.0016472 | 293.1509 | 0 | 369.7755 | 9.3218e-06 | 293.1509 | 0 | 293.1509 | 0 | 292.6795 | 0 | 568.6955 | 0.00329 | 292.6795 | 0 | 567.6585 | 3.0002e-05 | 568.6955 | 0.00304 | 292.1341 | 0
| 293.361 | 0.00078683 | 292.889 | 0.00030101 | 370.4352 | 0.00111 | 293.361 | -0.00034723 | 292.889 | 0 | 286.9008 | 0 | 292.889 | 0 | 293.361 | 0 | 292.3421 | 0 | 370.4352 | 0.00169 | 293.361 | 0 | 293.361 | 6.4827e-06 | 287.27 | -0.00073687 | 293.361 | 0 | 369.8869 | 9.7551e-06 | 293.361 | 0 | 293.361 | 4.4381e-05 | 292.889 | 0 | 568.8529 | 0.00487 | 292.889 | 0 | 567.8167 | 4.667e-05 | 568.8529 | 0.00289 | 292.3421 | 0
| 293.5711 | 0.00072421 | 293.0986 | 0.00088525 | 370.5483 | 0.00187 | 293.5711 | -0.0004768 | 293.0986 | 0 | 287.1118 | 0 | 293.0986 | 0 | 293.5711 | 0 | 292.55 | 0 | 370.5483 | 0.00053456 | 293.5711 | 0 | 293.5711 | 0 | 287.48 | -0.0021348 | 293.5711 | 0 | 369.9982 | 1.1828e-05 | 293.5711 | 0 | 293.5711 | 0 | 293.0986 | 0 | 569.0103 | 0.00197 | 293.0986 | 0 | 567.9748 | 1.0001e-05 | 569.0103 | 0.00297 | 292.55 | 0
| 293.7813 | 0.0017816 | 293.3082 | 0.0012632 | 370.6614 | 0.0016 | 293.7813 | 7.3557e-05 | 293.3082 | 0 | 287.3227 | 0 | 293.3082 | 0 | 293.7813 | 0 | 292.7579 | 0 | 370.6614 | 0.00223 | 293.7813 | 0 | 293.7813 | 1.5561e-05 | 287.69 | 0.00027091 | 293.7813 | 0 | 370.1096 | 1.0118e-05 | 293.7813 | 0 | 293.7813 | 0.00031083 | 293.3082 | 0 | 569.1677 | 0.00427 | 293.3082 | 0 | 568.133 | 6.6672e-06 | 569.1677 | 0.00285 | 292.7579 | 0
| 293.9915 | 0.00033739 | 293.5177 | 0.00034943 | 370.7745 | 0.00191 | 293.9915 | 7.2478e-05 | 293.5177 | 0 | 287.5337 | 0 | 293.5177 | 0 | 293.9915 | 0 | 292.9659 | 0 | 370.7745 | 0.00187 | 293.9915 | 0 | 293.9915 | 1.3073e-07 | 287.9 | -0.00070437 | 293.9915 | 0 | 370.2209 | 9.2632e-06 | 293.9915 | 0 | 293.9915 | 0 | 293.5177 | 0 | 569.3252 | 0.00355 | 293.5177 | 0 | 568.2912 | 1.0001e-05 | 569.3252 | 0.00302 | 292.9659 | 0
| 294.2016 | 0.00015907 | 293.7273 | -0.00040937 | 370.8876 | 0.00186 | 294.2016 | 0.00083172 | 293.7273 | 0 | 287.7448 | 0 | 293.7273 | 0 | 294.2016 | 0 | 293.1739 | 0 | 370.8876 | 0.00186 | 294.2016 | 0 | 294.2016 | 9.7838e-06 | 288.11 | 0.00027091 | 294.2016 | 0 | 370.3323 | 8.0687e-06 | 294.2016 | 0 | 294.2016 | 0.00022682 | 293.7273 | 0 | 569.4826 | 0.00338 | 293.7273 | 0 | 568.4494 | 0 | 569.4826 | 0.00291 | 293.1739 | 0
| 294.4118 | 0.00048517 | 293.9369 | -2.9174e-05 | 371.0007 | 0.00125 | 294.4118 | -5.0775e-05 | 293.9369 | 0 | 287.9557 | 0 | 293.9369 | 0 | 294.4118 | 0 | 293.3819 | 0 | 371.0007 | 0.00218 | 294.4118 | 0 | 294.4118 | 0 | 288.32 | 0.0012787 | 294.4118 | 0 | 370.4437 | 9.1812e-06 | 294.4118 | 0 | 294.4118 | 0 | 293.937 | 0 | 569.6401 | 0.00283 | 293.9369 | 0 | 568.6075 | 3.0002e-05 | 569.6401 | 0.0031 | 293.3819 | 0
| 294.622 | 0.00098333 | 294.1466 | 0.0005689 | 371.1138 | 0.00188 | 294.622 | 0.00073554 | 294.1466 | 0 | 288.1668 | 0 | 294.1466 | 0 | 294.622 | 0 | 293.5899 | 0 | 371.1138 | 0.00087064 | 294.622 | 0 | 294.622 | 1.009e-05 | 288.53 | -0.0011595 | 294.622 | 0 | 370.5551 | 9.919e-06 | 294.622 | 0 | 294.622 | 0.00041167 | 294.1466 | 0 | 569.7975 | 0.00499 | 294.1466 | 0 | 568.7657 | 0 | 569.7975 | 0.00296 | 293.5899 | 0
| 294.8323 | -0.00014926 | 294.3562 | 0.00020329 | 371.2269 | 0.00243 | 294.8323 | -0.00083927 | 294.3562 | 0 | 288.3778 | 0 | 294.3562 | 0 | 294.8323 | 0 | 293.7979 | 0 | 371.2269 | 0.0004494 | 294.8323 | 0 | 294.8323 | 0 | 288.74 | -0.0015171 | 294.8323 | 0 | 370.6664 | 8.5606e-06 | 294.8323 | 0 | 294.8323 | 0 | 294.3562 | 0 | 569.955 | 0.00172 | 294.3562 | 0 | 568.9239 | 1.0001e-05 | 569.955 | 0.00315 | 293.7979 | 0
| 295.0425 | 0.0010589 | 294.5659 | 0.0007415 | 371.34 | 0.00231 | 295.0425 | 0.0005359 | 294.5659 | 0 | 288.5889 | 0 | 294.5659 | 0 | 295.0425 | 0 | 294.0059 | 0 | 371.34 | 0.00027444 | 295.0425 | 0 | 295.0425 | 1.0827e-05 | 288.95 | 0.0009211 | 295.0425 | 0 | 370.7778 | 8.8885e-06 | 295.0425 | 0 | 295.0425 | 0.00023402 | 294.5659 | 0 | 570.1125 | 0.00381 | 294.5659 | 0 | 569.0821 | 0 | 570.1125 | 0.0029 | 294.0059 | 0
| 295.2528 | 0.0001513 | 294.7756 | -0.00051091 | 371.4531 | 0.00335 | 295.2528 | -0.00054148 | 294.7756 | 0 | 288.8 | 0 | 294.7756 | 0 | 295.2528 | 0 | 294.214 | 0 | 371.4531 | 0.00036425 | 295.2528 | 0 | 295.2528 | 0 | 289.16 | -0.00089942 | 295.2528 | 0 | 370.8892 | 7.9633e-06 | 295.2528 | 0 | 295.2528 | 0 | 294.7756 | 0 | 570.27 | 0.00266 | 294.7756 | 0 | 569.2404 | 0 | 570.27 | 0.00301 | 294.214 | 0
| 295.463 | 0.00083681 | 294.9853 | 0.00026056 | 371.5662 | 0.00249 | 295.463 | 0.00078794 | 294.9853 | 0 | 289.0111 | 0 | 294.9853 | 0 | 295.4631 | 0 | 294.422 | 0 | 371.5662 | 0.00104 | 295.4631 | 0 | 295.463 | 1.3186e-05 | 289.37 | 0.00075855 | 295.4631 | 0 | 371.0006 | 9.919e-06 | 295.4631 | 0 | 295.463 | 0.00034624 | 294.9853 | 0 | 570.4275 | 0.00396 | 294.9853 | 0 | 569.3986 | 6.6672e-06 | 570.4275 | 0.00276 | 294.422 | 0
| 295.6733 | 0.00093304 | 295.195 | 0.00035415 | 371.6793 | 0.00324 | 295.6733 | -0.00066031 | 295.195 | 0 | 289.2222 | 0 | 295.195 | 0 | 295.6733 | 0 | 294.6301 | 0 | 371.6793 | 0.00235 | 295.6733 | 0 | 295.6733 | 0 | 289.58 | -0.0010945 | 295.6733 | 0 | 371.112 | 1.1664e-05 | 295.6733 | 0 | 295.6733 | 0 | 295.195 | 0 | 570.585 | 0.00299 | 295.195 | 0 | 569.5568 | 1.0001e-05 | 570.585 | 0.003 | 294.6301 | 0
| 295.8836 | 0.0019111 | 295.4047 | 0.00036354 | 371.7924 | 0.00269 | 295.8836 | 0.00072646 | 295.4047 | 0 | 289.4333 | 0 | 295.4047 | 0 | 295.8837 | 0 | 294.8382 | 0 | 371.7924 | 0 | 295.8837 | 0 | 295.8836 | 6.4037e-06 | 289.79 | -0.0010295 | 295.8837 | 0 | 371.2234 | 1.1535e-05 | 295.8837 | 0 | 295.8836 | 0.0002691 | 295.4047 | 0 | 570.7425 | 0.00538 | 295.4047 | 0 | 569.715 | 6.6672e-06 | 570.7425 | 0.00281 | 294.8382 | 0
| 296.094 | -9.3313e-05 | 295.6145 | -5.0679e-05 | 371.9055 | 0.0044 | 296.094 | -0.00044844 | 295.6145 | 0 | 289.6444 | 0 | 295.6145 | 0 | 296.094 | 0 | 295.0463 | 0 | 371.9055 | 0.00113 | 296.094 | 0 | 296.094 | 0 | 290 | -0.00076939 | 296.094 | 0 | 371.3349 | 1.0446e-05 | 296.094 | 0 | 296.094 | 0 | 295.6145 | 0 | 570.9 | 0.00165 | 295.6145 | 0 | 569.8733 | 1.0001e-05 | 570.9 | 0.00297 | 295.0463 | 0
| 296.3043 | 0.0011533 | 295.8242 | 0.00066812 | 372.0186 | 0.00396 | 296.3043 | 0.00086294 | 295.8242 | 0 | 289.8556 | 0 | 295.8242 | 0 | 296.3043 | 0 | 295.2544 | 0 | 372.0186 | 0.00041639 | 296.3043 | 0 | 296.3043 | 1.287e-05 | 290.21 | -0.00093193 | 296.3043 | 0 | 371.4463 | 7.6823e-06 | 296.3043 | 0 | 296.3043 | 0.00029453 | 295.8243 | 0 | 571.0575 | 0.00371 | 295.8242 | 0 | 570.0315 | 0 | 571.0575 | 0.00282 | 295.2544 | 0
| 296.5146 | 0.00020581 | 296.034 | 6.6952e-05 | 372.1317 | 0.0043 | 296.5146 | -6.1399e-05 | 296.034 | 0 | 290.0667 | 0 | 296.034 | 0 | 296.5147 | 0 | 295.4625 | 0 | 372.1317 | 0.00229 | 296.5147 | 0 | 296.5146 | 0 | 290.43 | -0.00076939 | 296.5147 | 0 | 371.5577 | 8.3147e-06 | 296.5147 | 0 | 296.5147 | 0 | 296.034 | 0 | 571.2151 | 0.00403 | 296.034 | 0 | 570.1898 | 0 | 571.2151 | 0.00301 | 295.4625 | 0
| 296.725 | 0.0014878 | 296.2438 | -5.8691e-05 | 372.2448 | 0.00527 | 296.725 | 0.00028131 | 296.2438 | 0 | 290.2779 | 0 | 296.2438 | 0 | 296.725 | 0 | 295.6706 | 0 | 372.2448 | 0.00132 | 296.725 | 0 | 296.725 | 4.915e-06 | 290.64 | 0.00066102 | 296.725 | 0 | 371.6691 | 8.947e-06 | 296.725 | 0 | 296.725 | 0.00031395 | 296.2438 | 0 | 571.3726 | 0.0042 | 296.2438 | 0 | 570.348 | 2.6669e-05 | 571.3726 | 0.00284 | 295.6706 | 0
| 296.9354 | 0.00013635 | 296.4537 | -0.00074148 | 372.3579 | 0.00591 | 296.9354 | -0.0002706 | 296.4537 | 0 | 290.4891 | 0 | 296.4537 | 0 | 296.9354 | 0 | 295.8788 | 0 | 372.3579 | 0.00027911 | 296.9354 | 0 | 296.9354 | 0 | 290.85 | -0.00099695 | 296.9354 | 0 | 371.7806 | 1.0118e-05 | 296.9354 | 0 | 296.9354 | 0 | 296.4537 | 0 | 571.5302 | 0.00297 | 296.4537 | 0 | 570.5063 | 1.0001e-05 | 571.5302 | 0.00288 | 295.8788 | 0
| 297.1458 | 0.0008606 | 296.6635 | 9.0346e-06 | 372.471 | 0.00655 | 297.1458 | 0.00044273 | 296.6635 | 0 | 290.7003 | 0 | 296.6635 | 0 | 297.1458 | 0 | 296.0869 | 0 | 372.471 | 0.00084224 | 297.1458 | 0 | 297.1458 | 8.1154e-06 | 291.06 | -0.0013871 | 297.1458 | 0 | 371.892 | 1.1289e-05 | 297.1458 | 0 | 297.1458 | 0.00028176 | 296.6635 | 0 | 571.6877 | 0.0039 | 296.6635 | 0 | 570.6646 | 6.6672e-06 | 571.6877 | 0.00273 | 296.0869 | 0
| 297.3562 | 0.00038524 | 296.8733 | -0.00029334 | 372.584 | 0.00711 | 297.3562 | -9.6588e-05 | 296.8733 | 0 | 290.9115 | 0 | 296.8733 | 0 | 297.3562 | 0 | 296.2951 | 0 | 372.584 | 0.00113 | 297.3562 | 0 | 297.3562 | 0 | 291.27 | -0.00044429 | 297.3562 | 0 | 372.0035 | 1.1512e-05 | 297.3562 | 0 | 297.3562 | 0 | 296.8733 | 0 | 571.8453 | 0.00215 | 296.8733 | 0 | 570.8229 | 1.0001e-05 | 571.8453 | 0.00297 | 296.2951 | 0
| 297.5667 | 0.00098005 | 297.0832 | -6.9789e-06 | 372.6971 | 0.00787 | 297.5667 | 0.00042583 | 297.0832 | 0 | 291.1227 | 0 | 297.0832 | 0 | 297.5667 | 0 | 296.5033 | 0 | 372.6971 | 0.00209 | 297.5667 | 0 | 297.5667 | 5.6472e-06 | 291.48 | -5.4182e-05 | 297.5667 | 0 | 372.1149 | 1.2027e-05 | 297.5667 | 0 | 297.5666 | 0.00023625 | 297.0832 | 0 | 572.0029 | 0.00404 | 297.0832 | 0 | 570.9811 | 0 | 572.0029 | 0.00284 | 296.5033 | 0
| 297.7771 | -0.00026937 | 297.2931 | -0.00014303 | 372.8102 | 0.00931 | 297.7771 | 0.00012577 | 297.2931 | 0 | 291.3339 | 0 | 297.2931 | 0 | 297.7771 | 0 | 296.7115 | 0 | 372.8102 | 0.00061971 | 297.7771 | 0 | 297.7771 | 0 | 291.69 | -0.0015171 | 297.7771 | 0 | 372.2264 | 1.0985e-05 | 297.7771 | 0 | 297.7771 | 0 | 297.2931 | 0 | 572.1604 | 0.00304 | 297.2931 | 0 | 571.1394 | 1.0001e-05 | 572.1604 | 0.00295 | 296.7115 | 0
| 297.9876 | 0.00070736 | 297.503 | 0.0010353 | 372.9233 | 0.0085 | 297.9876 | 0.00054881 | 297.503 | 0 | 291.5452 | 0 | 297.503 | 0 | 297.9876 | 0 | 296.9197 | 0 | 372.9233 | 0.00035962 | 297.9876 | 0 | 297.9876 | 1.4401e-05 | 291.9 | 0.00020589 | 297.9876 | 0 | 372.3378 | 1.1008e-05 | 297.9876 | 0 | 297.9876 | 0.00029084 | 297.503 | 0 | 572.318 | 0.00452 | 297.503 | 0 | 571.2977 | 0 | 572.318 | 0.00272 | 296.9197 | 0
| 298.1981 | 0.00074093 | 297.7129 | -0.00029635 | 373.0364 | 0.01165 | 298.1981 | -0.00047227 | 297.7129 | 0 | 291.7564 | 0 | 297.7129 | 0 | 298.1981 | 0 | 297.1279 | 0 | 373.0364 | 0.00167 | 298.1981 | 0 | 298.1981 | 0 | 292.11 | -0.0014521 | 298.1981 | 0 | 372.4493 | 9.4623e-06 | 298.1981 | 0 | 298.1981 | 0 | 297.7129 | 0 | 572.4756 | 0.00174 | 297.7129 | 0 | 571.4561 | 1.0001e-05 | 572.4756 | 0.00296 | 297.1279 | 0
| 298.4085 | 0.00090937 | 297.9229 | 0.00018144 | 373.1494 | 0.01112 | 298.4085 | 0.00046234 | 297.9229 | 0 | 291.9677 | 0 | 297.9229 | 0 | 298.4085 | 0 | 297.3362 | 0 | 373.1494 | 0.00178 | 298.4085 | 0 | 298.4085 | 1.4565e-05 | 292.32 | -0.00015171 | 298.4085 | 0 | 372.5608 | 9.1812e-06 | 298.4085 | 0 | 298.4085 | 0.00034908 | 297.9229 | 0 | 572.6332 | 0.00441 | 297.9229 | 0 | 571.6144 | 0 | 572.6332 | 0.00285 | 297.3362 | 0
| 298.619 | -0.00025866 | 298.1328 | -0.00021003 | 373.2625 | 0.0137 | 298.619 | -0.00051148 | 298.1328 | 0 | 292.179 | 0 | 298.1328 | 0 | 298.6191 | 0 | 297.5444 | 0 | 373.2625 | 0 | 298.6191 | 0 | 298.619 | 0 | 292.53 | -0.00021673 | 298.6191 | 0 | 372.6723 | 8.0219e-06 | 298.6191 | 0 | 298.6191 | 0 | 298.1328 | 0 | 572.7909 | 0.00301 | 298.1328 | 0 | 571.7727 | 0 | 572.7909 | 0.00305 | 297.5444 | 0
| 298.8296 | 0.0010695 | 298.3428 | 0.00028177 | 373.3756 | 0.01422 | 298.8296 | -1.8426e-05 | 298.3428 | 0 | 292.3903 | 0 | 298.3428 | 0 | 298.8296 | 0 | 297.7527 | 0 | 373.3756 | 0.00192 | 298.8296 | 0 | 298.8296 | 8.9796e-06 | 292.74 | 0.0017988 | 298.8296 | 0 | 372.7838 | 8.7245e-06 | 298.8296 | 0 | 298.8296 | 0.00020465 | 298.3428 | 0 | 572.9485 | 0.00359 | 298.3428 | 0 | 571.931 | 2.6669e-05 | 572.9485 | 0.00279 | 297.7527 | 0
| 299.0401 | 4.2531e-05 | 298.5528 | -0.00041239 | 373.4886 | 0.01776 | 299.0401 | -0.00025836 | 298.5528 | 0 | 292.6016 | 0 | 298.5528 | 0 | 299.0401 | 0 | 297.961 | 0 | 373.4886 | 0.00238 | 299.0401 | 0 | 299.0401 | 0 | 292.95 | -0.00015171 | 299.0401 | 0 | 372.8952 | 9.6497e-06 | 299.0401 | 0 | 299.0401 | 0 | 298.5528 | 0 | 573.1061 | 0.00244 | 298.5528 | 0 | 572.0893 | 1.0001e-05 | 573.1061 | 0.00298 | 297.961 | 0
| 299.2507 | 0.0010419 | 298.7628 | 0.00042226 | 373.6017 | 0.01994 | 299.2507 | 0.0004052 | 298.7628 | 0 | 292.8129 | 0 | 298.7628 | 0 | 299.2507 | 0 | 298.1693 | 0 | 373.6017 | 0.0006719 | 299.2507 | 0 | 299.2507 | 9.5664e-06 | 293.16 | -0.00298 | 299.2507 | 0 | 373.0068 | 8.8065e-06 | 299.2507 | 0 | 299.2507 | 0.00027305 | 298.7628 | 0 | 573.2638 | 0.00339 | 298.7628 | 0 | 572.2477 | 6.6672e-06 | 573.2638 | 0.0028 | 298.1693 | 0
| 299.4612 | 0.00034244 | 298.9728 | 0.00073497 | 373.7148 | 0.02145 | 299.4612 | 0.00015099 | 298.9728 | 0 | 293.0243 | 0 | 298.9728 | 0 | 299.4613 | 0 | 298.3776 | 0 | 373.7148 | 0.00147 | 299.4613 | 0 | 299.4612 | 0 | 293.37 | -0.001257 | 299.4613 | 0 | 373.1182 | 9.9307e-06 | 299.4613 | 0 | 299.4612 | 0 | 298.9728 | 0 | 573.4214 | 0.00199 | 298.9728 | 0 | 572.406 | 1.0001e-05 | 573.4214 | 0.00296 | 298.3776 | 0
| 299.6718 | 0.0011544 | 299.1828 | 6.5007e-05 | 373.8278 | 0.02435 | 299.6718 | 0.00032347 | 299.1828 | 0 | 293.2356 | 0 | 299.1828 | 0 | 299.6718 | 0 | 298.5859 | 0 | 373.8278 | 0.00255 | 299.6718 | 0 | 299.6718 | 8.1993e-06 | 293.58 | -0.0024274 | 299.6718 | 0 | 373.2298 | 8.7714e-06 | 299.6718 | 0 | 299.6718 | 0.00022498 | 299.1828 | 0 | 573.5791 | 0.00313 | 299.1828 | 0 | 572.5644 | 0 | 573.5791 | 0.00275 | 298.5859 | 0
| 299.8824 | 0.00021329 | 299.3929 | -0.0007279 | 373.9409 | 0.0288 | 299.8824 | 7.2987e-05 | 299.3929 | 0 | 293.447 | 0 | 299.3929 | 0 | 299.8824 | 0 | 298.7942 | 0 | 373.9409 | 0.00167 | 299.8824 | 0 | 299.8824 | 0 | 293.79 | 0.00017338 | 299.8824 | 0 | 373.3413 | 1.0469e-05 | 299.8824 | 0 | 299.8825 | 0 | 299.3929 | 0 | 573.7367 | 0.00397 | 299.3929 | 0 | 572.7228 | 3.0002e-05 | 573.7367 | 0.00285 | 298.7942 | 0
| 300.0931 | 5.2139e-05 | 299.603 | 0.000427 | 374.0539 | 0.02859 | 300.0931 | -0.00020929 | 299.603 | 0 | 293.6584 | 6.6655e-06 | 299.603 | 0 | 300.0931 | 0 | 299.0026 | 0 | 374.0539 | 0.00101 | 300.0931 | 0 | 300.0931 | 1.4471e-05 | 294 | 0.0013112 | 300.0931 | 0 | 373.4528 | 8.8534e-06 | 300.0931 | 0 | 300.0931 | 0.00026592 | 299.603 | 0 | 573.8944 | 0.00339 | 299.603 | 0 | 572.8811 | 6.6672e-06 | 573.8944 | 0.00269 | 299.0026 | 0
| 300.3037 | -5.2678e-05 | 299.8131 | -0.0013905 | 374.167 | 0.03648 | 300.3037 | -0.00047645 | 299.8131 | 0 | 293.8698 | -5.3664e-06 | 299.8131 | 0 | 300.3037 | 0 | 299.2109 | 0 | 374.167 | 0.00184 | 300.3037 | 0 | 300.3037 | 0 | 294.21 | -0.0031426 | 300.3037 | 0 | 373.5643 | 9.7317e-06 | 300.3037 | 0 | 300.3037 | 0 | 299.8131 | 0 | 574.0521 | 0.00276 | 299.8131 | 0 | 573.0395 | 0 | 574.0521 | 0.00293 | 299.2109 | 0
| 300.5143 | 0.0013663 | 300.0232 | 0.0013955 | 374.2801 | 0.0378 | 300.5143 | 0.00055624 | 300.0232 | 0 | 294.0812 | 5.025e-06 | 300.0232 | 0 | 300.5144 | 0 | 299.4193 | 0 | 374.2801 | 0.00115 | 300.5144 | 0 | 300.5143 | 1.6e-05 | 294.42 | -0.00015171 | 300.5144 | 0 | 373.6759 | 8.8885e-06 | 300.5144 | 0 | 300.5143 | 0.00030728 | 300.0232 | 0 | 574.2098 | 0.00348 | 300.0232 | 0 | 573.1979 | 2.6669e-05 | 574.2098 | 0.00282 | 299.4193 | 0
| 300.725 | 0.00080474 | 300.2333 | 0.0002168 | 374.3931 | 0.04051 | 300.725 | 4.0909e-05 | 300.2333 | 0 | 294.2926 | -3.7058e-06 | 300.2333 | 0 | 300.725 | 0 | 299.6277 | 0 | 374.3931 | 0.00272 | 300.725 | 0 | 300.725 | 0 | 294.63 | 0.00059601 | 300.725 | 0 | 373.7874 | 9.6028e-06 | 300.725 | 0 | 300.725 | 0 | 300.2333 | 0 | 574.3675 | 0.0023 | 300.2333 | 0 | 573.3563 | 1.0001e-05 | 574.3675 | 0.00299 | 299.6277 | 0
| 300.9357 | 0.0011206 | 300.4434 | 0.0011128 | 374.5062 | 0.04276 | 300.9357 | -0.00010653 | 300.4434 | 0 | 294.504 | 9.626e-06 | 300.4434 | 0 | 300.9357 | 0 | 299.8361 | 0 | 374.5062 | 0.00266 | 300.9357 | 0 | 300.9357 | 9.461e-06 | 294.84 | 0.0016363 | 300.9357 | 0 | 373.8989 | 8.7479e-06 | 300.9357 | 0 | 300.9357 | 0.00033434 | 300.4434 | 0 | 574.5252 | 0.00415 | 300.4434 | 0 | 573.5147 | 6.6672e-06 | 574.5252 | 0.00271 | 299.8361 | 0
| 301.1464 | 0.00099094 | 300.6536 | 2.5032e-05 | 374.6192 | 0.05001 | 301.1464 | -0.00027154 | 300.6536 | 0 | 294.7155 | -6.117e-06 | 300.6536 | 0 | 301.1464 | 0 | 300.0445 | 0 | 374.6192 | 0 | 301.1464 | 0 | 301.1464 | 0 | 295.06 | -0.0021998 | 301.1464 | 0 | 374.0105 | 8.9705e-06 | 301.1464 | 0 | 301.1464 | 0 | 300.6536 | 0 | 574.6829 | 0.00438 | 300.6536 | 0 | 573.6731 | 0 | 574.6829 | 0.0028 | 300.0445 | 0
| 301.3571 | 0.0014063 | 300.8638 | 0.00057515 | 374.7323 | 0.05291 | 301.3571 | 0.00050455 | 300.8638 | 0 | 294.9269 | 7.1587e-06 | 300.8638 | 0 | 301.3571 | 0 | 300.253 | 0 | 374.7323 | 0.00064351 | 301.3571 | 0 | 301.3571 | 8.1631e-06 | 295.27 | -0.00037928 | 301.3571 | 0 | 374.122 | 7.9399e-06 | 301.3571 | 0 | 301.3571 | 0.00014786 | 300.8638 | 0 | 574.8406 | 0.00431 | 300.8638 | 0 | 573.8315 | 0 | 574.8406 | 0.00258 | 300.253 | 0
| 301.5678 | 0.00019473 | 301.0739 | 0.00079013 | 374.8453 | 0.05604 | 301.5678 | -0.00035102 | 301.0739 | 0 | 295.1384 | -4.2811e-06 | 301.0739 | 0 | 301.5678 | 0 | 300.4614 | 0 | 374.8453 | 0.0004494 | 301.5678 | 0 | 301.5678 | 2.3644e-06 | 295.48 | -0.00054182 | 301.5678 | 0 | 374.2336 | 7.9282e-06 | 301.5678 | 0 | 301.5678 | 0 | 301.074 | 0 | 574.9983 | 0.00267 | 301.0739 | 0 | 573.9899 | 3.0002e-05 | 574.9983 | 0.00279 | 300.4614 | 0
| 301.7786 | 0.0015768 | 301.2842 | 0.00046144 | 374.9584 | 0.06189 | 301.7786 | 0.00010191 | 301.2842 | 0 | 295.3499 | 5.6859e-06 | 301.2842 | 0 | 301.7786 | 0 | 300.6698 | 0 | 374.9584 | 0.00218 | 301.7786 | 0 | 301.7786 | 9.6391e-06 | 295.69 | 0.0010186 | 301.7786 | 0 | 374.3452 | 8.1858e-06 | 301.7786 | 0 | 301.7786 | 0.00014682 | 301.2842 | 0 | 575.1561 | 0.00341 | 301.2842 | 0 | 574.1483 | 6.6672e-06 | 575.1561 | 0.00269 | 300.6698 | 0
| 301.9893 | 2.7165e-05 | 301.4944 | -0.00021296 | 375.0714 | 0.06506 | 301.9893 | -0.00054757 | 301.4944 | 0 | 295.5614 | -2.1223e-06 | 301.4944 | 0 | 301.9893 | 0 | 300.8783 | 0 | 375.0714 | 0.00127 | 301.9893 | 0 | 301.9893 | 0 | 295.9 | 0.0020264 | 301.9893 | 0 | 374.4567 | 9.2164e-06 | 301.9893 | 0 | 301.9894 | 0 | 301.4944 | 0 | 575.3138 | 0.00234 | 301.4944 | 0 | 574.3067 | 1.0001e-05 | 575.3138 | 0.00289 | 300.8783 | 0
| 302.2001 | 0.00056333 | 301.7046 | 0.00051033 | 375.1845 | 0.07378 | 302.2001 | -0.00027386 | 301.7046 | 0 | 295.7729 | 1.0224e-05 | 301.7046 | 0 | 302.2001 | 0 | 301.0868 | 0 | 375.1845 | 0.00152 | 302.2001 | 0 | 302.2001 | 5.2569e-06 | 296.11 | -0.0016147 | 302.2001 | 0 | 374.5683 | 9.4623e-06 | 302.2001 | 0 | 302.2001 | 0.00012602 | 301.7046 | 0 | 575.4715 | 0.0025 | 301.7046 | 0 | 574.4652 | 0 | 575.4715 | 0.00271 | 301.0868 | 0
| 302.4109 | 0.00045161 | 301.9149 | 0.00023263 | 375.2975 | 0.07829 | 302.4109 | -0.00010047 | 301.9149 | 0 | 295.9844 | -2.2948e-06 | 301.9149 | 0 | 302.4109 | 0 | 301.2953 | 0 | 375.2975 | 0.00042102 | 302.4109 | 0 | 302.4109 | 0 | 296.32 | 0.0019939 | 302.4109 | 0 | 374.6799 | 9.6263e-06 | 302.4109 | 0 | 302.4109 | 0 | 301.9149 | 0 | 575.6293 | 0.00408 | 301.9149 | 0 | 574.6236 | 3.0002e-05 | 575.6293 | 0.00295 | 301.2953 | 0
| 302.6217 | 0.00098989 | 302.1252 | 0.00048763 | 375.4106 | 0.08398 | 302.6217 | 0.0011954 | 302.1252 | 0 | 296.1959 | 9.0504e-06 | 302.1252 | 0 | 302.6217 | 0 | 301.5038 | 0 | 375.4106 | 0.00226 | 302.6217 | 0 | 302.6217 | 7.6512e-06 | 296.53 | 0.0018964 | 302.6217 | 0 | 374.7915 | 9.5677e-06 | 302.6217 | 0 | 302.6217 | 0.00027135 | 302.1252 | 0 | 575.7871 | 0.00359 | 302.1252 | 0 | 574.7821 | 6.6672e-06 | 575.7871 | 0.00277 | 301.5038 | 0
| 302.8326 | 0.00028985 | 302.3354 | -0.00014381 | 375.5236 | 0.09296 | 302.8326 | 5.3172e-05 | 302.3354 | 0 | 296.4075 | -9.1916e-06 | 302.3354 | 0 | 302.8325 | 0 | 301.7123 | 0 | 375.5236 | 0.00144 | 302.8325 | 0 | 302.8326 | 0 | 296.74 | -0.00057433 | 302.8325 | 0 | 374.9031 | 1.0247e-05 | 302.8325 | 0 | 302.8326 | 0 | 302.3354 | 0 | 575.9448 | 0.00306 | 302.3354 | 0 | 574.9405 | 3.0002e-05 | 575.9448 | 0.0029 | 301.7123 | 0
| 303.0434 | 0.0015419 | 302.5458 | 0.0012477 | 375.6366 | 0.09363 | 303.0434 | 0.00035861 | 302.5458 | 0 | 296.619 | 4.9282e-06 | 302.5458 | 0 | 303.0434 | 0 | 301.9208 | 0 | 375.6366 | 0.00178 | 303.0434 | 0 | 303.0434 | 1.0907e-05 | 296.95 | 0.0013112 | 303.0434 | 0 | 375.0147 | 8.9705e-06 | 303.0434 | 0 | 303.0434 | 0.00028742 | 302.5457 | 0 | 576.1026 | 0.00202 | 302.5458 | 0 | 575.099 | 6.6672e-06 | 576.1026 | 0.0027 | 301.9208 | 0
| 303.2542 | 0.00065628 | 302.7561 | -0.00030199 | 375.7497 | 0.09873 | 303.2542 | -0.0010376 | 302.7561 | 0 | 296.8306 | -4.0914e-06 | 302.7561 | 0 | 303.2542 | 0 | 302.1294 | 0 | 375.7497 | 0.00244 | 303.2542 | 0 | 303.2542 | 0 | 297.16 | -0.0018422 | 303.2542 | 0 | 375.1263 | 9.6848e-06 | 303.2542 | 0 | 303.2542 | 0 | 302.7561 | 0 | 576.2604 | 0.0029 | 302.7561 | 0 | 575.2574 | 3.0002e-05 | 576.2604 | 0.00292 | 302.1294 | 0
| 303.4651 | 0.00081124 | 302.9664 | -0.00019397 | 375.8627 | 0.10128 | 303.4651 | 0.00051099 | 302.9664 | 0 | 297.0422 | 5.2203e-06 | 302.9664 | 0 | 303.4651 | 0 | 302.338 | 0 | 375.8627 | 0.00169 | 303.4651 | 0 | 303.4651 | 1.9318e-06 | 297.37 | 0.00049847 | 303.4651 | 0 | 375.2379 | 8.7831e-06 | 303.4651 | 0 | 303.4651 | 0.00026442 | 302.9664 | 0 | 576.4182 | 0.0036 | 302.9664 | 0 | 575.4159 | 0 | 576.4182 | 0.00279 | 302.3379 | 0
| 303.676 | -0.00028928 | 303.1768 | -0.00056933 | 375.9757 | 0.11197 | 303.676 | -0.00055697 | 303.1768 | 0 | 297.2538 | -5.7014e-06 | 303.1768 | 0 | 303.676 | 0 | 302.5465 | 0 | 375.9757 | 0.00036425 | 303.676 | 0 | 303.676 | 0 | 297.58 | 0.00062851 | 303.676 | 0 | 375.3495 | 1.0844e-05 | 303.676 | 0 | 303.676 | 0 | 303.1768 | 0 | 576.576 | 0.00237 | 303.1768 | 0 | 575.5744 | 3.0002e-05 | 576.576 | 0.00283 | 302.5465 | 0
| 303.8869 | 0.00038552 | 303.3872 | 0.00086708 | 376.0888 | 0.11713 | 303.8869 | 0.00046586 | 303.3872 | 0 | 297.4654 | 2.1697e-06 | 303.3872 | 0 | 303.8869 | 0 | 302.7551 | 0 | 376.0888 | 0 | 303.8869 | 0 | 303.8869 | 9.1607e-06 | 297.79 | -0.00093193 | 303.8869 | 0 | 375.4611 | 1.0469e-05 | 303.8869 | 0 | 303.8869 | 0.00038952 | 303.3872 | 0 | 576.7338 | 0.00176 | 303.3872 | 0 | 575.7329 | 0 | 576.7338 | 0.00255 | 302.7551 | 0
| 304.0978 | 0.00078956 | 303.5975 | -0.0006873 | 376.2018 | 0.12298 | 304.0978 | -0.00042739 | 303.5975 | 0 | 297.6771 | 2.2994e-07 | 303.5975 | 0 | 304.0978 | 0 | 302.9637 | 0 | 376.2018 | 0.00249 | 304.0978 | 0 | 304.0978 | 0 | 298.01 | -0.0015496 | 304.0978 | 0 | 375.5727 | 1.2179e-05 | 304.0978 | 0 | 304.0978 | 0 | 303.5976 | 0 | 576.8916 | 0.00315 | 303.5975 | 0 | 575.8914 | 3.0002e-05 | 576.8916 | 0.0027 | 302.9637 | 0
| 304.3087 | 0.0016505 | 303.808 | -0.00054069 | 376.3148 | 0.12669 | 304.3087 | 0.00034525 | 303.808 | 0 | 297.8887 | 5.4342e-06 | 303.808 | 0 | 304.3087 | 0 | 303.1723 | 0 | 376.3148 | 0.00238 | 304.3087 | 0 | 304.3087 | 1.1399e-05 | 298.22 | -0.0028175 | 304.3087 | 0 | 375.6844 | 1.1676e-05 | 304.3087 | 0 | 304.3087 | 0.0002337 | 303.808 | 0 | 577.0495 | 0.00371 | 303.808 | 0 | 576.0499 | 0 | 577.0495 | 0.00261 | 303.1723 | 0
| 304.5197 | 4.4705e-05 | 304.0184 | 0.00014787 | 376.4279 | 0.13446 | 304.5197 | -0.0002477 | 304.0184 | 0 | 298.1003 | -2.8875e-06 | 304.0184 | 0 | 304.5197 | 0 | 303.381 | 0 | 376.4279 | 0.00036425 | 304.5197 | 0 | 304.5197 | 0 | 298.43 | 0.0010836 | 304.5197 | 0 | 375.796 | 1.1289e-05 | 304.5197 | 0 | 304.5197 | 0 | 304.0184 | 0 | 577.2073 | 0.0038 | 304.0184 | 0 | 576.2084 | 0 | 577.2073 | 0.0028 | 303.3809 | 0
| 304.7307 | 0.0015091 | 304.2288 | 0.0022321 | 376.5409 | 0.13979 | 304.7307 | 0.00031182 | 304.2288 | 0 | 298.312 | 4.5799e-06 | 304.2288 | 0 | 304.7306 | 0 | 303.5896 | 0 | 376.5409 | 0.00072869 | 304.7306 | 0 | 304.7307 | 2.4522e-05 | 298.64 | 0.0009536 | 304.7306 | 0 | 375.9076 | 1.0575e-05 | 304.7306 | 0 | 304.7307 | 0.00038652 | 304.2288 | 0 | 577.3651 | 0.0036 | 304.2288 | 0 | 576.3669 | 0 | 577.3651 | 0.0026 | 303.5896 | 0
| 304.9416 | 0.0003242 | 304.4393 | -0.00078741 | 376.6539 | 0.14351 | 304.9416 | 0.00010787 | 304.4393 | 0 | 298.5237 | -4.117e-06 | 304.4393 | 0 | 304.9416 | 0 | 303.7982 | 0 | 376.6539 | 0.0015 | 304.9416 | 0 | 304.9416 | 0 | 298.85 | 0.0013438 | 304.9416 | 0 | 376.0193 | 1.0903e-05 | 304.9416 | 0 | 304.9416 | 0 | 304.4393 | 0 | 577.523 | 0.00317 | 304.4393 | 0 | 576.5254 | 3.0002e-05 | 577.523 | 0.00273 | 303.7982 | 0
| 305.1526 | 0.0014565 | 304.6498 | 0.00017087 | 376.7669 | 0.14954 | 305.1526 | 0.00025145 | 304.6498 | 0 | 298.7354 | 2.5695e-06 | 304.6498 | 0 | 305.1526 | 0 | 304.0069 | 0 | 376.7669 | 0.00243 | 305.1526 | 0 | 305.1526 | 8.933e-06 | 299.06 | -0.00057433 | 305.1526 | 0 | 376.1309 | 9.7082e-06 | 305.1526 | 0 | 305.1526 | 0.0004492 | 304.6498 | 0 | 577.6809 | 0.00454 | 304.6498 | 0 | 576.684 | 6.6672e-06 | 577.6809 | 0.0026 | 304.0069 | 0
| 305.3636 | 0.00069838 | 304.8603 | -0.00040906 | 376.88 | 0.15722 | 305.3636 | -0.00040107 | 304.8603 | 0 | 298.9471 | -3.5789e-06 | 304.8603 | 0 | 305.3636 | 0 | 304.2156 | 0 | 376.88 | 0.00261 | 305.3636 | 0 | 305.3636 | 0 | 299.27 | 0.00072604 | 305.3636 | 0 | 376.2426 | 8.7714e-06 | 305.3636 | 0 | 305.3636 | 0 | 304.8603 | 0 | 577.8387 | 0.00295 | 304.8603 | 0 | 576.8425 | 1.0001e-05 | 577.8387 | 0.00276 | 304.2156 | 0
| 305.5746 | 0.0013308 | 305.0708 | 0.00086148 | 376.993 | 0.16518 | 305.5746 | 0.0010642 | 305.0708 | 0 | 299.1588 | 8.5316e-06 | 305.0708 | 0 | 305.5746 | 0 | 304.4243 | 0 | 376.993 | 0.00016089 | 305.5746 | 0 | 305.5746 | 1.2948e-05 | 299.48 | 0.0031967 | 305.5746 | 0 | 376.3543 | 7.5534e-06 | 305.5746 | 0 | 305.5747 | 0.00023418 | 305.0708 | 0 | 577.9966 | 0.00371 | 305.0708 | 0 | 577.001 | 0 | 577.9966 | 0.00263 | 304.4243 | 0
| 305.7857 | 0.00040422 | 305.2813 | -0.00093401 | 377.106 | 0.16914 | 305.7857 | 0.00024734 | 305.2813 | 0 | 299.3705 | -3.4307e-06 | 305.2813 | 0 | 305.7857 | 0 | 304.633 | 0 | 377.106 | 0.00033588 | 305.7857 | 0 | 305.7857 | 0 | 299.69 | -0.00073687 | 305.7857 | 0 | 376.4659 | 8.4201e-06 | 305.7857 | 0 | 305.7857 | 0 | 305.2813 | 0 | 578.1545 | 0.00318 | 305.2813 | 0 | 577.1596 | 3.0002e-05 | 578.1545 | 0.00274 | 304.633 | 0
| 305.9967 | 0.00093477 | 305.4918 | 0.00055136 | 377.219 | 0.17756 | 305.9967 | -0.00010137 | 305.4918 | 0 | 299.5823 | 7.161e-06 | 305.4918 | 0 | 305.9967 | 0 | 304.8417 | 0 | 377.219 | 0.00161 | 305.9967 | 0 | 305.9967 | 9.7119e-06 | 299.9 | -0.00047681 | 305.9967 | 0 | 376.5776 | 9.9307e-06 | 305.9967 | 0 | 305.9967 | 0.00027799 | 305.4918 | 0 | 578.3124 | 0.00318 | 305.4918 | 0 | 577.3182 | 0 | 578.3124 | 0.00263 | 304.8417 | 0
| 306.2078 | -0.00011339 | 305.7024 | -0.00014652 | 377.332 | 0.18285 | 306.2078 | 5.9193e-05 | 305.7024 | 0 | 299.794 | -3.9359e-06 | 305.7024 | 0 | 306.2078 | 0 | 305.0504 | 0 | 377.332 | 0.00238 | 306.2078 | 0 | 306.2078 | 0 | 300.12 | -0.0023299 | 306.2078 | 0 | 376.6893 | 1.1149e-05 | 306.2078 | 0 | 306.2078 | 0 | 305.7024 | 0 | 578.4703 | 0.00244 | 305.7024 | 0 | 577.4767 | 0 | 578.4703 | 0.00283 | 305.0504 | 0
| 306.4189 | 0.00073787 | 305.913 | -0.00029058 | 377.445 | 0.19103 | 306.4189 | 0.00045226 | 305.913 | 0 | 300.0058 | 4.8514e-06 | 305.913 | 0 | 306.4189 | 0 | 305.2592 | 0 | 377.445 | 0.00047317 | 306.4189 | 0 | 306.4189 | 8.1063e-06 | 300.33 | 0.00066102 | 306.4189 | 0 | 376.801 | 1.068e-05 | 306.4189 | 0 | 306.4189 | 0.00025307 | 305.913 | 0 | 578.6282 | 0.00383 | 305.913 | 0 | 577.6353 | 0 | 578.6282 | 0.00272 | 305.2592 | 0
| 306.63 | 0.00047002 | 306.1236 | -8.0548e-05 | 377.5581 | 0.19801 | 306.63 | -0.00057209 | 306.1236 | 0 | 300.2176 | -5.268e-06 | 306.1236 | 0 | 306.63 | 0 | 305.4679 | 0 | 377.5581 | 0.00105 | 306.63 | 0 | 306.63 | 0 | 300.54 | -0.0020372 | 306.63 | 0 | 376.9126 | 9.6848e-06 | 306.63 | 0 | 306.63 | 0 | 306.1236 | 0 | 578.7861 | 0.00338 | 306.1236 | 0 | 577.7939 | 1.0001e-05 | 578.7861 | 0.00293 | 305.4679 | 0
| 306.8411 | 0.0010763 | 306.3342 | 0.00066329 | 377.6711 | 0.21049 | 306.8411 | 0.0004035 | 306.3342 | 0 | 300.4294 | 1.0288e-05 | 306.3342 | 0 | 306.8411 | 0 | 305.6767 | 0 | 377.6711 | 0.00158 | 306.8411 | 0 | 306.8411 | 8.6318e-06 | 300.75 | 0.00072604 | 306.8411 | 0 | 377.0244 | 7.9867e-06 | 306.8411 | 0 | 306.8411 | 0.00045642 | 306.3342 | 0 | 578.944 | 0.00418 | 306.3342 | 0 | 577.9524 | 0 | 578.944 | 0.00272 | 305.6767 | 0
| 307.0522 | 9.8173e-05 | 306.5448 | -0.00022668 | 377.7841 | 0.21278 | 307.0522 | 1.2865e-05 | 306.5448 | 0 | 300.6412 | -4.1956e-06 | 306.5448 | 0 | 307.0522 | 0 | 305.8855 | 0 | 377.7841 | 0.0013 | 307.0522 | 0 | 307.0522 | 0 | 300.96 | 0.00049847 | 307.0522 | 0 | 377.1361 | 9.2984e-06 | 307.0522 | 0 | 307.0523 | 0 | 306.5448 | 0 | 579.1019 | 0.00338 | 306.5448 | 0 | 578.111 | 3.0002e-05 | 579.1019 | 0.00283 | 305.8855 | 0
| 307.2634 | 0.00017173 | 306.7554 | 0.0010097 | 377.8971 | 0.2233 | 307.2634 | -0.00034077 | 306.7554 | 0 | 300.853 | 6.1807e-06 | 306.7554 | 0 | 307.2634 | 0 | 306.0943 | 0 | 377.8971 | 0.00027444 | 307.2634 | 0 | 307.2634 | 1.0907e-05 | 301.17 | 0.0011487 | 307.2634 | 0 | 377.2478 | 9.8136e-06 | 307.2634 | 0 | 307.2634 | 0.00043834 | 306.7554 | 0 | 579.2599 | 0.00371 | 306.7554 | 0 | 578.2696 | 0 | 579.2599 | 0.00262 | 306.0943 | 0
| 307.4745 | 0.00015025 | 306.9661 | 0.00019402 | 378.0101 | 0.22958 | 307.4745 | 0.00010098 | 306.9661 | 0 | 301.0649 | 8.7334e-07 | 306.9661 | 0 | 307.4746 | 0 | 306.3031 | 0 | 378.0101 | 0.00173 | 307.4746 | 0 | 307.4745 | 0 | 301.38 | -0.00028175 | 307.4746 | 0 | 377.3595 | 1.0223e-05 | 307.4746 | 0 | 307.4746 | 0 | 306.9661 | 0 | 579.4178 | 0.00287 | 306.9661 | 0 | 578.4282 | 1.0001e-05 | 579.4178 | 0.0027 | 306.3031 | 0
| 307.6857 | -9.2627e-05 | 307.1768 | 0.00018214 | 378.1231 | 0.24284 | 307.6857 | 0.0003309 | 307.1768 | 0 | 301.2767 | 5.7094e-06 | 307.1768 | 0 | 307.6857 | 0 | 306.5119 | 0 | 378.1231 | 0.00289 | 307.6857 | 0 | 307.6857 | 5.1752e-06 | 301.59 | 4.3346e-05 | 307.6857 | 0 | 377.4712 | 9.6263e-06 | 307.6857 | 0 | 307.6857 | 0.00033508 | 307.1768 | 0 | 579.5758 | 0.00452 | 307.1768 | 0 | 578.5869 | 2.6669e-05 | 579.5758 | 0.00258 | 306.5119 | 0
| 307.8969 | 0.00037192 | 307.3875 | 4.6569e-05 | 378.2361 | 0.25571 | 307.8969 | -0.00045247 | 307.3875 | 0 | 301.4886 | -1.7701e-06 | 307.3875 | 0 | 307.8969 | 0 | 306.7207 | 0 | 378.2361 | 0.00141 | 307.8969 | 0 | 307.8969 | 0 | 301.8 | -0.00089942 | 307.8969 | 0 | 377.5829 | 9.6848e-06 | 307.8969 | 0 | 307.8969 | 0 | 307.3875 | 0 | 579.7337 | 0.00371 | 307.3875 | 0 | 578.7455 | 1.0001e-05 | 579.7337 | 0.00268 | 306.7207 | 0
| 308.1082 | 0.00047234 | 307.5982 | 0.0002763 | 378.3491 | 0.26168 | 308.1082 | 0.00018126 | 307.5982 | 0 | 301.7005 | 6.8493e-07 | 307.5982 | 0 | 308.1081 | 0 | 306.9296 | 0 | 378.3491 | 0.00075708 | 308.1081 | 0 | 308.1082 | 7.7967e-06 | 302.02 | 0.00020589 | 308.1081 | 0 | 377.6946 | 1.1067e-05 | 308.1081 | 0 | 308.1082 | 0.00029531 | 307.5982 | 0 | 579.8917 | 0.0052 | 307.5982 | 0 | 578.9041 | 6.6672e-06 | 579.8917 | 0.00262 | 306.9296 | 0
| 308.3194 | 0.00069381 | 307.8089 | 0.00025456 | 378.4621 | 0.27432 | 308.3194 | -0.00024265 | 307.8089 | 0 | 301.9124 | -4.9117e-07 | 307.8089 | 0 | 308.3194 | 0 | 307.1385 | 0 | 378.4621 | 0 | 308.3194 | 0 | 308.3194 | 0 | 302.23 | -0.00037928 | 308.3194 | 0 | 377.8064 | 1.184e-05 | 308.3194 | 0 | 308.3194 | 0 | 307.8089 | 0 | 580.0497 | 0.0035 | 307.8089 | 0 | 579.0627 | 1.0001e-05 | 580.0497 | 0.0028 | 307.1385 | 0
| 308.5306 | 0.00149 | 308.0197 | 0.00020021 | 378.5751 | 0.27863 | 308.5306 | -0.00013731 | 308.0197 | 0 | 302.1242 | 4.8204e-06 | 308.0197 | 0 | 308.5306 | 0 | 307.3473 | 0 | 378.5751 | 0.00132 | 308.5306 | 0 | 308.5306 | 8.1543e-06 | 302.44 | -0.0013546 | 308.5306 | 0 | 377.9181 | 1.0856e-05 | 308.5306 | 0 | 308.5306 | 0.00019457 | 308.0197 | 0 | 580.2077 | 0.00527 | 308.0197 | 0 | 579.2214 | 6.6672e-06 | 580.2077 | 0.00267 | 307.3473 | 0
| 308.7419 | 0.00035602 | 308.2304 | -0.00027632 | 378.6881 | 0.29064 | 308.7419 | -0.00029298 | 308.2304 | 0 | 302.3362 | 1.3113e-06 | 308.2304 | 0 | 308.7419 | 0 | 307.5562 | 0 | 378.6881 | 0.00193 | 308.7419 | 0 | 308.7419 | 0 | 302.65 | -0.00063934 | 308.7419 | 0 | 378.0299 | 9.7317e-06 | 308.7419 | 0 | 308.7419 | 0 | 308.2304 | 0 | 580.3657 | 0.00269 | 308.2304 | 0 | 579.38 | 1.0001e-05 | 580.3657 | 0.00278 | 307.5562 | 0
| 308.9532 | 0.0014464 | 308.4412 | -0.00011884 | 378.8011 | 0.29974 | 308.9532 | -0.00013227 | 308.4412 | 0 | 302.5481 | 7.2828e-06 | 308.4412 | 0 | 308.9531 | 0 | 307.7651 | 0 | 378.8011 | 0.0009558 | 308.9531 | 0 | 308.9532 | 6.4113e-06 | 302.86 | -0.00034676 | 308.9531 | 0 | 378.1416 | 8.5957e-06 | 308.9531 | 0 | 308.9532 | 0.00026275 | 308.4412 | 0 | 580.5237 | 0.00473 | 308.4412 | 0 | 579.5386 | 6.6672e-06 | 580.5237 | 0.00259 | 307.7651 | 0
| 309.1644 | 0.00075704 | 308.652 | -2.4047e-05 | 378.9141 | 0.31601 | 309.1644 | 0.00023104 | 308.652 | 0 | 302.76 | -5.2649e-06 | 308.652 | 0 | 309.1644 | 0 | 307.974 | 0 | 378.9141 | 0.00073324 | 309.1644 | 0 | 309.1644 | 0 | 303.07 | -0.0014196 | 309.1644 | 0 | 378.2534 | 8.7831e-06 | 309.1644 | 0 | 309.1644 | 0 | 308.652 | 0 | 580.6817 | 0.00336 | 308.652 | 0 | 579.6973 | 0 | 580.6817 | 0.00277 | 307.974 | 0
| 309.3757 | 0.00066204 | 308.8628 | 0.00021318 | 379.0271 | 0.32915 | 309.3757 | 0.00065341 | 308.8628 | 0 | 302.972 | 5.9114e-06 | 308.8628 | 0 | 309.3757 | 0 | 308.183 | 0 | 379.0271 | 0 | 309.3757 | 0 | 309.3757 | 9.1326e-06 | 303.28 | 1.0836e-05 | 309.3757 | 0 | 378.3651 | 8.8651e-06 | 309.3757 | 0 | 309.3757 | 0.00022643 | 308.8628 | 0 | 580.8397 | 0.00404 | 308.8628 | 0 | 579.856 | 6.6672e-06 | 580.8397 | 0.00261 | 308.183 | 0
| 309.5871 | 0.00021604 | 309.0736 | 0.00060766 | 379.1401 | 0.34226 | 309.5871 | -6.3013e-05 | 309.0736 | 0 | 303.184 | -4.4134e-06 | 309.0736 | 0 | 309.5871 | 0 | 308.3919 | 0 | 379.1401 | 0.0019 | 309.5871 | 0 | 309.5871 | 0 | 303.49 | 0.00082357 | 309.5871 | 0 | 378.4769 | 8.2561e-06 | 309.5871 | 0 | 309.5871 | 0 | 309.0736 | 0 | 580.9977 | 0.00364 | 309.0736 | 0 | 580.0146 | 1.0001e-05 | 580.9977 | 0.00272 | 308.3919 | 0
| 309.7984 | 0.0012273 | 309.2845 | 0.00018994 | 379.2531 | 0.35566 | 309.7984 | -7.9507e-05 | 309.2845 | 0 | 303.3959 | 5.3136e-06 | 309.2845 | 0 | 309.7984 | 0 | 308.6009 | 0 | 379.2531 | 0.00030283 | 309.7984 | 0 | 309.7984 | 2.6629e-06 | 303.71 | 0.0026766 | 309.7984 | 0 | 378.5887 | 9.2164e-06 | 309.7984 | 0 | 309.7984 | 0.00011023 | 309.2845 | 0 | 581.1558 | 0.00441 | 309.2845 | 0 | 580.1733 | 0 | 581.1558 | 0.00249 | 308.6009 | 0
| 310.0097 | 0.0008642 | 309.4953 | -0.00047052 | 379.3661 | 0.36581 | 310.0097 | -0.00048208 | 309.4953 | 0 | 303.6079 | -4.5555e-07 | 309.4953 | 0 | 310.0097 | 0 | 308.8098 | 0 | 379.3661 | 0.0017 | 310.0097 | 0 | 310.0097 | 0 | 303.92 | -0.0018096 | 310.0097 | 0 | 378.7004 | 9.8956e-06 | 310.0097 | 0 | 310.0097 | 0 | 309.4953 | 0 | 581.3138 | 0.00308 | 309.4953 | 0 | 580.332 | 1.0001e-05 | 581.3138 | 0.00265 | 308.8098 | 0
| 310.2211 | 0.0010612 | 309.7062 | 0.00015632 | 379.4791 | 0.38588 | 310.2211 | 0.00011147 | 309.7062 | 0 | 303.8199 | 3.4723e-06 | 309.7062 | 0 | 310.2211 | 0 | 309.0188 | 0 | 379.4791 | 4.7316e-05 | 310.2211 | 0 | 310.2211 | 6.0815e-06 | 304.13 | 0.0017013 | 310.2211 | 0 | 378.8122 | 9.7082e-06 | 310.2211 | 0 | 310.2211 | 0.00039604 | 309.7062 | 0 | 581.4718 | 0.00524 | 309.7062 | 0 | 580.4907 | 6.6672e-06 | 581.4718 | 0.00253 | 309.0188 | 0
| 310.4325 | 0.00033309 | 309.9171 | 0.00044721 | 379.592 | 0.39882 | 310.4325 | -0.00012995 | 309.9171 | 0 | 304.032 | -9.6889e-07 | 309.9171 | 0 | 310.4325 | 0 | 309.2278 | 0 | 379.592 | 0.00127 | 310.4325 | 0 | 310.4325 | 0 | 304.34 | 0.0009211 | 310.4325 | 0 | 378.924 | 9.9307e-06 | 310.4325 | 0 | 310.4325 | 0 | 309.9171 | 0 | 581.6299 | 0.00345 | 309.9171 | 0 | 580.6494 | 1.0001e-05 | 581.6299 | 0.00268 | 309.2278 | 0
| 310.6439 | 0.00027274 | 310.128 | 0.00095061 | 379.705 | 0.42066 | 310.6439 | 3.9372e-05 | 310.128 | 0 | 304.244 | 2.0962e-06 | 310.128 | 0 | 310.6439 | 0 | 309.4368 | 0 | 379.705 | 0.00223 | 310.6439 | 0 | 310.6439 | 1.0916e-05 | 304.55 | -0.0013871 | 310.6439 | 0 | 379.0358 | 9.6731e-06 | 310.6439 | 0 | 310.6439 | 0.0003124 | 310.128 | 0 | 581.788 | 0.00406 | 310.128 | 0 | 580.8081 | 0 | 581.788 | 0.00254 | 309.4368 | 0
| 310.8553 | 0.00068648 | 310.3389 | -0.00069743 | 379.818 | 0.42969 | 310.8553 | 0.00036007 | 310.3389 | 0 | 304.456 | -4.2209e-06 | 310.3389 | 0 | 310.8553 | 0 | 309.6458 | 0 | 379.818 | 0.003 | 310.8553 | 0 | 310.8553 | 0 | 304.76 | -0.0021673 | 310.8553 | 0 | 379.1476 | 1.1594e-05 | 310.8553 | 0 | 310.8553 | 0 | 310.339 | 0 | 581.946 | 0.00357 | 310.3389 | 0 | 580.9668 | 0 | 581.946 | 0.00272 | 309.6458 | 0
| 311.0667 | 0.00057314 | 310.5499 | 1.4094e-05 | 379.931 | 0.44522 | 311.0667 | 0.00034537 | 310.5499 | 0 | 304.6681 | 5.8837e-06 | 310.5499 | 0 | 311.0667 | 0 | 309.8549 | 0 | 379.931 | 0.00263 | 311.0667 | 0 | 311.0667 | 1.131e-06 | 304.97 | 0.0011487 | 311.0667 | 0 | 379.2594 | 1.0305e-05 | 311.0667 | 0 | 311.0667 | 7.8947e-05 | 310.5499 | 0 | 582.1041 | 0.00496 | 310.5499 | 0 | 581.1255 | 0 | 582.1041 | 0.0026 | 309.8549 | 0
| 311.2782 | 0.00018411 | 310.7609 | -0.00075956 | 380.044 | 0.46173 | 311.2782 | -0.00051746 | 310.7609 | 0 | 304.8802 | -1.3054e-06 | 310.7609 | 0 | 311.2782 | 0 | 310.0639 | 0 | 380.044 | 0.00193 | 311.2782 | 0 | 311.2782 | 0 | 305.18 | -0.00099695 | 311.2782 | 0 | 379.3712 | 1.0961e-05 | 311.2782 | 0 | 311.2782 | 0 | 310.7609 | 0 | 582.2622 | 0.00417 | 310.7609 | 0 | 581.2842 | 0 | 582.2622 | 0.00274 | 310.0639 | 0
| 311.4896 | 0.0010144 | 310.9718 | -0.00013335 | 380.157 | 0.48074 | 311.4896 | 0.00062567 | 310.9718 | 0 | 305.0923 | 2.8287e-06 | 310.9718 | 0 | 311.4896 | 0 | 310.273 | 0 | 380.157 | 0.00107 | 311.4896 | 0 | 311.4896 | 5.3465e-06 | 305.4 | 0.00082357 | 311.4896 | 0 | 379.483 | 9.8371e-06 | 311.4896 | 0 | 311.4896 | 9.424e-06 | 310.9718 | 0 | 582.4203 | 0.00418 | 310.9718 | 0 | 581.443 | 0 | 582.4203 | 0.00256 | 310.273 | 0
| 311.7011 | 0.00066236 | 311.1828 | -0.00072299 | 380.2699 | 0.49704 | 311.7011 | -0.00017534 | 311.1828 | 0 | 305.3044 | -6.374e-06 | 311.1828 | 0 | 311.7011 | 0 | 310.4821 | 0 | 380.2699 | 0.00241 | 311.7011 | 0 | 311.7011 | 0 | 305.61 | -0.00324 | 311.7011 | 0 | 379.5949 | 9.1812e-06 | 311.7011 | 0 | 311.7011 | 0 | 311.1828 | 0 | 582.5784 | 0.00441 | 311.1828 | 0 | 581.6017 | 3.0002e-05 | 582.5784 | 0.0027 | 310.4821 | 0
| 311.9126 | 0.00078823 | 311.3938 | 0.00094645 | 380.3829 | 0.51437 | 311.9126 | 0.0007533 | 311.3938 | 0 | 305.5164 | 7.6039e-06 | 311.3938 | 0 | 311.9126 | 0 | 310.6911 | 0 | 380.3829 | 0.0007003 | 311.9126 | 0 | 311.9126 | 1.1002e-05 | 305.82 | 0.0002384 | 311.9126 | 0 | 379.7067 | 8.2327e-06 | 311.9126 | 0 | 311.9126 | 0.00034896 | 311.3938 | 0 | 582.7365 | 0.00292 | 311.3938 | 0 | 581.7604 | 6.6672e-06 | 582.7365 | 0.00254 | 310.6911 | 0
| 312.1241 | -9.6471e-05 | 311.6049 | -5.0257e-05 | 380.4959 | 0.53494 | 312.1241 | -0.00025147 | 311.6049 | 0 | 305.7286 | -2.358e-06 | 311.6049 | 0 | 312.1241 | 0 | 310.9002 | 0 | 380.4959 | 0.00073324 | 312.1241 | 0 | 312.1241 | 0 | 306.03 | -0.001062 | 312.1241 | 0 | 379.8185 | 8.3498e-06 | 312.1241 | 0 | 312.1241 | 0 | 311.6049 | 0 | 582.8946 | 0.00278 | 311.6049 | 0 | 581.9192 | 3.0002e-05 | 582.8946 | 0.0027 | 310.9002 | 0
| 312.3356 | 0.00097326 | 311.8159 | 0.00072318 | 380.6089 | 0.55682 | 312.3356 | 0.0010265 | 311.8159 | 0 | 305.9407 | 7.2673e-06 | 311.8159 | 0 | 312.3356 | 0 | 311.1093 | 0 | 380.6089 | 0.00232 | 312.3356 | 0 | 312.3356 | 9.3154e-06 | 306.24 | -0.00070437 | 312.3356 | 0 | 379.9303 | 8.4786e-06 | 312.3356 | 0 | 312.3356 | 0.00025886 | 311.8159 | 0 | 583.0527 | 0.00538 | 311.8159 | 0 | 582.0779 | 0 | 583.0527 | 0.00254 | 311.1093 | 0
| 312.5471 | 0.00023915 | 312.027 | 0.0002545 | 380.7218 | 0.57802 | 312.5471 | -3.3463e-05 | 312.027 | 0 | 306.1529 | -4.2724e-06 | 312.027 | 0 | 312.5471 | 0 | 311.3185 | 0 | 380.7218 | 0.00039263 | 312.5471 | 0 | 312.5471 | 0 | 306.45 | -0.00028175 | 312.5471 | 0 | 380.0422 | 8.666e-06 | 312.5471 | 0 | 312.5471 | 0 | 312.027 | 0 | 583.2109 | 0.0028 | 312.027 | 0 | 582.2367 | 6.9993e-05 | 583.2109 | 0.00268 | 311.3185 | 0
| 312.7587 | 0.00076458 | 312.238 | 0.00011745 | 380.8348 | 0.59203 | 312.7587 | -0.00039666 | 312.238 | 0 | 306.365 | 4.2443e-06 | 312.238 | 0 | 312.7587 | 0 | 311.5276 | 0 | 380.8348 | 0.00016089 | 312.7587 | 0 | 312.7587 | 1.0501e-05 | 306.67 | 0.00069354 | 312.7587 | 0 | 380.154 | 9.6497e-06 | 312.7587 | 0 | 312.7587 | 0.0003271 | 312.238 | 0 | 583.369 | 0.00399 | 312.238 | 0 | 582.3955 | 0 | 583.369 | 0.00247 | 311.5276 | 0
| 312.9703 | -0.00053343 | 312.4491 | -0.00023588 | 380.9478 | 0.61356 | 312.9703 | -0.00045064 | 312.4491 | 0 | 306.5772 | -3.5174e-06 | 312.4491 | 0 | 312.9703 | 0 | 311.7368 | 0 | 380.9478 | 0.00167 | 312.9703 | 0 | 312.9703 | 0 | 306.88 | -0.001192 | 312.9703 | 0 | 380.2659 | 1.0797e-05 | 312.9703 | 0 | 312.9703 | 0 | 312.4491 | 0 | 583.5272 | 0.00417 | 312.4491 | 0 | 582.5543 | 1.0001e-05 | 583.5272 | 0.00258 | 311.7368 | 0
| 313.1819 | -0.00011886 | 312.6603 | 0.00044891 | 381.0607 | 0.6316 | 313.1819 | 0.00087496 | 312.6603 | 0 | 306.7894 | 4.6145e-06 | 312.6603 | 0 | 313.1818 | 0 | 311.9459 | 0 | 381.0607 | 0.00206 | 313.1818 | 0 | 313.1819 | 9.2524e-06 | 307.09 | 0.0017013 | 313.1818 | 0 | 380.3777 | 1.0739e-05 | 313.1818 | 0 | 313.1818 | 0.00025627 | 312.6603 | 0 | 583.6853 | 0.00334 | 312.6603 | 0 | 582.713 | 0 | 583.6853 | 0.00246 | 311.9459 | 0
| 313.3934 | 0.00060985 | 312.8714 | -0.0011216 | 381.1737 | 0.6548 | 313.3934 | -0.0004932 | 312.8714 | 0 | 307.0016 | -1.035e-06 | 312.8714 | 0 | 313.3934 | 0 | 312.1551 | 0 | 381.1737 | 0.00298 | 313.3934 | 0 | 313.3934 | 0 | 307.3 | -0.0034351 | 313.3934 | 0 | 380.4896 | 9.8371e-06 | 313.3934 | 0 | 313.3934 | 0 | 312.8714 | 0 | 583.8435 | 0.00378 | 312.8714 | 0 | 582.8718 | 0 | 583.8435 | 0.00266 | 312.1551 | 0
| 313.605 | 0.0010737 | 313.0825 | 0.00020916 | 381.2867 | 0.66791 | 313.605 | 0.0009089 | 313.0825 | 0 | 307.2138 | 3.4509e-06 | 313.0825 | 0 | 313.6051 | 0 | 312.3643 | 0 | 381.2867 | 0.00198 | 313.6051 | 0 | 313.605 | 9.6866e-06 | 307.51 | -0.00050931 | 313.6051 | 0 | 380.6015 | 9.2398e-06 | 313.6051 | 0 | 313.605 | 0.00040709 | 313.0825 | 0 | 584.0016 | 0.00318 | 313.0825 | 0 | 583.0306 | 0 | 584.0016 | 0.00252 | 312.3643 | 0
| 313.8167 | 0.00041454 | 313.2937 | 9.2103e-06 | 381.3997 | 0.68736 | 313.8167 | -0.00021196 | 313.2937 | 0 | 307.426 | -2.3852e-06 | 313.2937 | 0 | 313.8167 | 0 | 312.5735 | 0 | 381.3997 | 0.00122 | 313.8167 | 0 | 313.8167 | 0 | 307.72 | 0.00030341 | 313.8167 | 0 | 380.7133 | 9.8722e-06 | 313.8167 | 0 | 313.8167 | 0 | 313.2937 | 0 | 584.1598 | 0.00232 | 313.2937 | 0 | 583.1894 | 5.0004e-05 | 584.1598 | 0.00262 | 312.5735 | 0
| 314.0283 | 0.00075678 | 313.5049 | 0.00089742 | 381.5126 | 0.69445 | 314.0283 | 0.0010076 | 313.5049 | 0 | 307.6383 | 5.7185e-06 | 313.5049 | 0 | 314.0283 | 0 | 312.7827 | 0 | 381.5126 | 0 | 314.0283 | 0 | 314.0283 | 8.8273e-06 | 307.93 | 1.0836e-05 | 314.0283 | 0 | 380.8252 | 9.4623e-06 | 314.0283 | 0 | 314.0283 | 0.00041767 | 313.5049 | 0 | 584.318 | 0.00432 | 313.5049 | 0 | 583.3482 | 0 | 584.318 | 0.00246 | 312.7827 | 0
| 314.24 | -9.245e-05 | 313.7161 | -0.00046732 | 381.6256 | 0.71899 | 314.24 | -0.00015451 | 313.7161 | 0 | 307.8505 | -7.3408e-06 | 313.7161 | 0 | 314.24 | 0 | 312.9919 | 0 | 381.6256 | 0.00113 | 314.24 | 0 | 314.24 | 0 | 308.15 | -0.00047681 | 314.24 | 0 | 380.9371 | 9.3803e-06 | 314.24 | 0 | 314.24 | 0 | 313.7161 | 0 | 584.4762 | 0.00241 | 313.7161 | 0 | 583.5071 | 1.0001e-05 | 584.4762 | 0.00263 | 312.9919 | 0
| 314.4517 | 0.001336 | 313.9273 | 0.00064108 | 381.7385 | 0.73304 | 314.4517 | 0.0003436 | 313.9273 | 0 | 308.0628 | 5.1714e-06 | 313.9273 | 0 | 314.4517 | 0 | 313.2012 | 0 | 381.7385 | 0.00078546 | 314.4517 | 0 | 314.4517 | 6.1066e-06 | 308.36 | -0.0016147 | 314.4517 | 0 | 381.049 | 8.0687e-06 | 314.4517 | 0 | 314.4517 | 0.00032218 | 313.9273 | 0 | 584.6344 | 0.00313 | 313.9273 | 0 | 583.6659 | 6.6672e-06 | 584.6344 | 0.00253 | 313.2012 | 0
| 314.6634 | -0.00054332 | 314.1385 | 0.0004409 | 381.8515 | 0.75052 | 314.6634 | -0.00031086 | 314.1385 | 0 | 308.2751 | -6.0003e-07 | 314.1385 | 0 | 314.6633 | 0 | 313.4105 | 0 | 381.8515 | 0.00334 | 314.6633 | 0 | 314.6634 | 0 | 308.57 | 0.00010836 | 314.6633 | 0 | 381.1609 | 9.0993e-06 | 314.6633 | 0 | 314.6634 | 0 | 314.1385 | 0 | 584.7926 | 0.00341 | 314.1385 | 0 | 583.8247 | 3.0002e-05 | 584.7926 | 0.00275 | 313.4105 | 0
| 314.8751 | 0.00052447 | 314.3497 | -9.8199e-05 | 381.9645 | 0.75834 | 314.8751 | 8.7147e-05 | 314.3497 | 0 | 308.4874 | 1.1884e-05 | 314.3497 | 0 | 314.8751 | 0 | 313.6197 | 0 | 381.9645 | 0.00033123 | 314.8751 | 0 | 314.8751 | 0 | 308.78 | -5.4182e-05 | 314.8751 | 0 | 381.2728 | 1.0305e-05 | 314.8751 | 0 | 314.8751 | 0.00015991 | 314.3497 | 0 | 584.9508 | 0.00417 | 314.3497 | 0 | 583.9836 | 0 | 584.9508 | 0.00257 | 313.6197 | 0
| 315.0868 | 1.0378e-05 | 314.561 | -0.00056008 | 382.0774 | 0.77906 | 315.0868 | -0.00032931 | 314.561 | 0 | 308.6997 | -4.3194e-06 | 314.561 | 0 | 315.0868 | 0 | 313.829 | 0 | 382.0774 | 0 | 315.0868 | 0 | 315.0868 | 0 | 308.99 | -0.00073687 | 315.0868 | 0 | 381.3847 | 1.0223e-05 | 315.0868 | 0 | 315.0868 | 0 | 314.561 | 0 | 585.109 | 0.00283 | 314.561 | 0 | 584.1424 | 3.0002e-05 | 585.109 | 0.00269 | 313.829 | 0
| 315.2985 | 0.0016679 | 314.7723 | 0.00069025 | 382.1904 | 0.79283 | 315.2985 | 0.0011975 | 314.7723 | 0 | 308.912 | 5.1113e-06 | 314.7723 | 0 | 315.2985 | 0 | 314.0383 | 0 | 382.1904 | 0.00147 | 315.2985 | 0 | 315.2985 | 1.0908e-05 | 309.21 | -2.1673e-05 | 315.2985 | 0 | 381.4966 | 1.0141e-05 | 315.2985 | 0 | 315.2985 | 0.00038466 | 314.7723 | 0 | 585.2673 | 0.00432 | 314.7723 | 0 | 584.3012 | 6.6672e-06 | 585.2673 | 0.00241 | 314.0383 | 0
| 315.5103 | -0.00058795 | 314.9836 | 0.00043719 | 382.3033 | 0.81124 | 315.5103 | -0.00044924 | 314.9836 | 0 | 309.1243 | -2.3802e-06 | 314.9836 | 0 | 315.5103 | 0 | 314.2476 | 0 | 382.3033 | 0.00050617 | 315.5103 | 0 | 315.5103 | 0 | 309.42 | 1.0836e-05 | 315.5103 | 0 | 381.6085 | 8.8299e-06 | 315.5103 | 0 | 315.5102 | 0 | 314.9836 | 0 | 585.4255 | 0.00239 | 314.9836 | 0 | 584.4601 | 1.0001e-05 | 585.4255 | 0.00254 | 314.2476 | 0
| 315.722 | 0.0010507 | 315.1949 | 0.00020301 | 382.4163 | 0.81617 | 315.722 | 0.00045157 | 315.1949 | 0 | 309.3367 | 6.8969e-06 | 315.1949 | 0 | 315.722 | 0 | 314.4569 | 0 | 382.4163 | 0.00178 | 315.722 | 0 | 315.722 | 5.5389e-06 | 309.63 | -2.1673e-05 | 315.722 | 0 | 381.7205 | 9.8956e-06 | 315.722 | 0 | 315.722 | 0.00022539 | 315.1949 | 0 | 585.5838 | 0.00285 | 315.1949 | 0 | 584.619 | 0 | 585.5838 | 0.00238 | 314.4569 | 0
| 315.9338 | 0.0018017 | 315.4062 | -0.00075472 | 382.5292 | 0.83215 | 315.9338 | -0.00020785 | 315.4062 | 0 | 309.549 | -4.8235e-07 | 315.4062 | 0 | 315.9338 | 0 | 314.6663 | 0 | 382.5292 | 0 | 315.9338 | 0 | 315.9338 | 0 | 309.84 | -0.0025899 | 315.9338 | 0 | 381.8324 | 9.193e-06 | 315.9338 | 0 | 315.9338 | 0 | 315.4062 | 0 | 585.742 | 0.00327 | 315.4062 | 0 | 584.7778 | 1.0001e-05 | 585.742 | 0.00258 | 314.6663 | 0
| 316.1456 | 0.0015477 | 315.6176 | 0.00086456 | 382.6422 | 0.8401 | 316.1456 | 0.00029358 | 315.6176 | 0 | 309.7614 | 2.6102e-06 | 315.6176 | 0 | 316.1456 | 0 | 314.8756 | 0 | 382.6422 | 0.00113 | 316.1456 | 0 | 316.1456 | 1.0974e-05 | 310.05 | -0.00076939 | 316.1456 | 0 | 381.9443 | 8.947e-06 | 316.1456 | 0 | 316.1456 | 0.00028783 | 315.6175 | 0 | 585.9003 | 0.00512 | 315.6176 | 0 | 584.9367 | 6.6672e-06 | 585.9003 | 0.00253 | 314.8756 | 0
| 316.3574 | 0.00022825 | 315.8289 | 0.00042269 | 382.7551 | 0.85161 | 316.3574 | -0.00040671 | 315.8289 | 0 | 309.9738 | -5.0649e-06 | 315.8289 | 0 | 316.3574 | 0 | 315.085 | 0 | 382.7551 | 0.00161 | 316.3574 | 0 | 316.3574 | 0 | 310.26 | 0.00066102 | 316.3574 | 0 | 382.0563 | 7.7642e-06 | 316.3574 | 0 | 316.3574 | 0 | 315.8289 | 0 | 586.0585 | 0.00313 | 315.8289 | 0 | 585.0956 | 1.0001e-05 | 586.0585 | 0.00266 | 315.085 | 0
| 316.5692 | 0.00074708 | 316.0403 | -0.00080045 | 382.8681 | 0.86982 | 316.5692 | 0.00065053 | 316.0403 | 0 | 310.1862 | 8.9145e-06 | 316.0403 | 0 | 316.5692 | 0 | 315.2944 | 0 | 382.8681 | 0.00167 | 316.5692 | 0 | 316.5692 | 1.0999e-05 | 310.48 | 0.00059601 | 316.5692 | 0 | 382.1682 | 8.0922e-06 | 316.5692 | 0 | 316.5692 | 0.00028996 | 316.0403 | 0 | 586.2168 | 0.00308 | 316.0403 | 0 | 585.2545 | 6.6672e-06 | 586.2168 | 0.00253 | 315.2944 | 0
| 316.7811 | 0.00031871 | 316.2517 | -0.0012367 | 382.981 | 0.8788 | 316.7811 | -0.00064558 | 316.2517 | 0 | 310.3986 | -2.5814e-06 | 316.2517 | 0 | 316.7811 | 0 | 315.5038 | 0 | 382.981 | 0.00084678 | 316.7811 | 0 | 316.7811 | 0 | 310.69 | -0.0017121 | 316.7811 | 0 | 382.2802 | 1.0692e-05 | 316.7811 | 0 | 316.7811 | 0 | 316.2517 | 0 | 586.3751 | 0.00369 | 316.2517 | 0 | 585.4134 | 0 | 586.3751 | 0.00253 | 315.5038 | 0
| 316.993 | 0.0012904 | 316.4631 | 0.00018492 | 383.094 | 0.888 | 316.993 | -0.00028702 | 316.4631 | 0 | 310.611 | 4.7605e-06 | 316.4631 | 0 | 316.9929 | 0 | 315.7131 | 0 | 383.094 | 0.00215 | 316.9929 | 0 | 316.993 | 4.6615e-06 | 310.9 | 0.00059601 | 316.9929 | 0 | 382.3921 | 1.0844e-05 | 316.9929 | 0 | 316.993 | 0.00030736 | 316.4631 | 0 | 586.5334 | 0.00445 | 316.4631 | 0 | 585.5723 | 0 | 586.5334 | 0.0024 | 315.7131 | 0
| 317.2048 | 0.00050675 | 316.6745 | -0.00022963 | 383.2069 | 0.89981 | 317.2048 | -3.7537e-06 | 316.6745 | 0 | 310.8234 | -2.7521e-06 | 316.6745 | 0 | 317.2048 | 0 | 315.9225 | 0 | 383.2069 | 0.00070485 | 317.2048 | 0 | 317.2048 | 0 | 311.11 | 0.0013112 | 317.2048 | 0 | 382.5041 | 1.0879e-05 | 317.2048 | 0 | 317.2048 | 0 | 316.6745 | 0 | 586.6917 | 0.00429 | 316.6745 | 0 | 585.7312 | 3.0002e-05 | 586.6917 | 0.00257 | 315.9226 | 0
| 317.4167 | 0.00072605 | 316.886 | 0.00047937 | 383.3199 | 0.90675 | 317.4167 | 0.00026889 | 316.886 | 0 | 311.0359 | 7.4886e-06 | 316.886 | 0 | 317.4167 | 0 | 316.132 | 0 | 383.3199 | 0.00035962 | 317.4167 | 0 | 317.4167 | 8.7907e-06 | 311.32 | 0.0020915 | 317.4167 | 0 | 382.616 | 8.2327e-06 | 317.4167 | 0 | 317.4167 | 0.00033723 | 316.886 | 0 | 586.85 | 0.00396 | 316.886 | 0 | 585.8901 | 2.6669e-05 | 586.85 | 0.00247 | 316.132 | 0
| 317.6286 | -0.00039077 | 317.0974 | -0.00081382 | 383.4328 | 0.90831 | 317.6286 | -0.00035049 | 317.0974 | 0 | 311.2484 | -1.2616e-06 | 317.0974 | 0 | 317.6286 | 0 | 316.3414 | 0 | 383.4328 | 0.00033588 | 317.6286 | 0 | 317.6286 | 0 | 311.54 | -0.0024274 | 317.6286 | 0 | 382.728 | 8.9353e-06 | 317.6286 | 0 | 317.6286 | 0 | 317.0974 | 0 | 587.0083 | 0.00283 | 317.0974 | 0 | 586.049 | 0 | 587.0083 | 0.00258 | 316.3414 | 0
| 317.8405 | 0.00071603 | 317.3089 | 0.00046835 | 383.5457 | 0.91932 | 317.8405 | 0.00024564 | 317.3089 | 0 | 311.4608 | 2.1187e-06 | 317.3089 | 0 | 317.8405 | 0 | 316.5509 | 0 | 383.5457 | 0.00050157 | 317.8405 | 0 | 317.8405 | 5.5287e-06 | 311.75 | 0.00079106 | 317.8405 | 0 | 382.84 | 8.0453e-06 | 317.8405 | 0 | 317.8406 | 0.00047515 | 317.3089 | 0 | 587.1667 | 0.00506 | 317.3089 | 0 | 586.2079 | 2.6669e-05 | 587.1667 | 0.00239 | 316.5509 | 0
| 318.0525 | 0.00012117 | 317.5204 | -0.001626 | 383.6587 | 0.91452 | 318.0525 | -0.00036335 | 317.5204 | 0 | 311.6733 | 1.1969e-06 | 317.5204 | 0 | 318.0525 | 0 | 316.7603 | 0 | 383.6587 | 0.00141 | 318.0525 | 0 | 318.0525 | 0 | 311.96 | 0.0017663 | 318.0525 | 0 | 382.952 | 8.7479e-06 | 318.0525 | 0 | 318.0525 | 0 | 317.5204 | 0 | 587.325 | 0.00503 | 317.5204 | 0 | 586.3669 | 1.0001e-05 | 587.325 | 0.00256 | 316.7604 | 0
| 318.2644 | 0.0016011 | 317.7319 | 0.00067858 | 383.7716 | 0.9306 | 318.2644 | 0.00020006 | 317.7319 | 0 | 311.8858 | 8.2815e-06 | 317.7319 | 0 | 318.2644 | 0 | 316.9698 | 0 | 383.7716 | 0.00223 | 318.2644 | 0 | 318.2644 | 6.2313e-06 | 312.17 | -0.00054182 | 318.2644 | 0 | 383.064 | 8.4786e-06 | 318.2644 | 0 | 318.2644 | 0.00052557 | 317.7319 | 0 | 587.4833 | 0.00443 | 317.7319 | 0 | 586.5258 | 6.6672e-06 | 587.4833 | 0.00246 | 316.9698 | 0
| 318.4764 | 0.00029717 | 317.9434 | 0.00064383 | 383.8846 | 0.92787 | 318.4764 | 0.00029156 | 317.9434 | 0 | 312.0983 | -6.0338e-06 | 317.9434 | 0 | 318.4764 | 0 | 317.1793 | 0 | 383.8846 | 0.00346 | 318.4764 | 0 | 318.4764 | 0 | 312.38 | -0.00070437 | 318.4764 | 0 | 383.176 | 8.5957e-06 | 318.4764 | 0 | 318.4764 | 0 | 317.9434 | 0 | 587.6417 | 0.00457 | 317.9434 | 0 | 586.6848 | 0 | 587.6417 | 0.00261 | 317.1793 | 0
| 318.6884 | 0.00065811 | 318.155 | -0.00010172 | 383.9975 | 0.93674 | 318.6884 | 0.00020106 | 318.155 | 0 | 312.3109 | 3.8069e-06 | 318.155 | 0 | 318.6884 | 0 | 317.3888 | 0 | 383.9975 | 0.00255 | 318.6884 | 0 | 318.6884 | 4.1947e-06 | 312.6 | 0.00017338 | 318.6884 | 0 | 383.288 | 9.0524e-06 | 318.6884 | 0 | 318.6884 | 0.00017841 | 318.155 | 0 | 587.8 | 0.00554 | 318.155 | 0 | 586.8437 | 2.6669e-05 | 587.8 | 0.00248 | 317.3888 | 0
| 318.9004 | 0.00019275 | 318.3665 | 9.9881e-05 | 384.1104 | 0.93831 | 318.9004 | -0.0002986 | 318.3665 | 0 | 312.5234 | -3.1353e-06 | 318.3665 | 0 | 318.9004 | 0 | 317.5983 | 0 | 384.1104 | 0.00122 | 318.9004 | 0 | 318.9004 | 0 | 312.81 | -0.00041178 | 318.9004 | 0 | 383.3999 | 1.0305e-05 | 318.9004 | 0 | 318.9004 | 0 | 318.3665 | 0 | 587.9584 | 0.00297 | 318.3665 | 0 | 587.0027 | 1.0001e-05 | 587.9584 | 0.00254 | 317.5983 | 0
| 319.1124 | 0.0011345 | 318.5781 | -4.9352e-05 | 384.2234 | 0.94063 | 319.1124 | 0.00075638 | 318.5781 | 0 | 312.7359 | 7.5859e-06 | 318.5781 | 0 | 319.1124 | 0 | 317.8079 | 0 | 384.2234 | 0.00158 | 319.1124 | 0 | 319.1124 | 9.4124e-06 | 313.02 | 0.0010836 | 319.1124 | 0 | 383.512 | 1.1313e-05 | 319.1124 | 0 | 319.1124 | 0.00014535 | 318.5781 | 0 | 588.1168 | 0.00364 | 318.5781 | 0 | 587.1617 | 2.6669e-05 | 588.1168 | 0.0024 | 317.8079 | 0
| 319.3244 | 0.00057644 | 318.7897 | -4.5332e-06 | 384.3363 | 0.9526 | 319.3244 | -0.0002042 | 318.7897 | 0 | 312.9485 | -7.9391e-06 | 318.7897 | 0 | 319.3244 | 0 | 318.0174 | 0 | 384.3363 | 0.00164 | 319.3244 | 0 | 319.3244 | 0 | 313.23 | -0.0012895 | 319.3244 | 0 | 383.624 | 1.02e-05 | 319.3244 | 0 | 319.3244 | 0 | 318.7897 | 0 | 588.2751 | 0.0038 | 318.7897 | 0 | 587.3206 | 1.0001e-05 | 588.2751 | 0.00249 | 318.0174 | 0
| 319.5364 | 0.0013201 | 319.0013 | 0.00022392 | 384.4492 | 0.95485 | 319.5364 | 0.00041627 | 319.0013 | 0 | 313.1611 | 2.5581e-06 | 319.0013 | 0 | 319.5365 | 0 | 318.227 | 0 | 384.4492 | 0.00033123 | 319.5365 | 0 | 319.5364 | 4.4832e-06 | 313.44 | 0.002514 | 319.5365 | 0 | 383.736 | 8.7245e-06 | 319.5365 | 0 | 319.5364 | 0.00036228 | 319.0013 | 0 | 588.4335 | 0.00462 | 319.0013 | 0 | 587.4796 | 0 | 588.4335 | 0.0024 | 318.227 | 0
| 319.7485 | 0.00060593 | 319.2129 | -0.0003995 | 384.5622 | 0.95939 | 319.7485 | -0.00027873 | 319.2129 | 0 | 313.3737 | -1.7426e-06 | 319.2129 | 0 | 319.7485 | 0 | 318.4366 | 0 | 384.5622 | 0.0011 | 319.7485 | 0 | 319.7485 | 0 | 313.66 | -0.00047681 | 319.7485 | 0 | 383.848 | 8.7831e-06 | 319.7485 | 0 | 319.7485 | 0 | 319.2129 | 0 | 588.5919 | 0.0032 | 319.2129 | 0 | 587.6386 | 0 | 588.5919 | 0.00256 | 318.4366 | 0
| 319.9606 | 0.0012709 | 319.4246 | 0.00068404 | 384.6751 | 0.94848 | 319.9606 | 0.00016173 | 319.4246 | 0 | 313.5863 | 5.7726e-06 | 319.4246 | 0 | 319.9606 | 0 | 318.6461 | 0 | 384.6751 | 0.00044478 | 319.9606 | 0 | 319.9606 | 1.2702e-05 | 313.87 | 0.0023191 | 319.9606 | 0 | 383.9601 | 9.7551e-06 | 319.9606 | 0 | 319.9606 | 0.00041003 | 319.4246 | 0 | 588.7503 | 0.00352 | 319.4246 | 0 | 587.7976 | 6.6672e-06 | 588.7503 | 0.00248 | 318.6461 | 0
| 320.1727 | -6.083e-05 | 319.6362 | -0.00049957 | 384.788 | 0.95898 | 320.1727 | -4.5848e-05 | 319.6362 | 0 | 313.7989 | -3.3565e-06 | 319.6362 | 0 | 320.1727 | 0 | 318.8557 | 0 | 384.788 | 0.00079001 | 320.1727 | 0 | 320.1727 | 0 | 314.08 | -0.00099695 | 320.1727 | 0 | 384.0721 | 1.0774e-05 | 320.1727 | 0 | 320.1727 | 0 | 319.6362 | 0 | 588.9087 | 0.00357 | 319.6362 | 0 | 587.9566 | 0 | 588.9087 | 0.00256 | 318.8557 | 0
| 320.3848 | 0.00060106 | 319.8479 | -9.4592e-06 | 384.901 | 0.95771 | 320.3848 | 0.00041426 | 319.8479 | 0 | 314.0115 | 6.5567e-06 | 319.8479 | 0 | 320.3848 | 0 | 319.0653 | 0 | 384.901 | 0.00115 | 320.3848 | 0 | 320.3848 | 8.655e-06 | 314.29 | -0.00060684 | 320.3848 | 0 | 384.1841 | 1.0001e-05 | 320.3848 | 0 | 320.3848 | 0.0002538 | 319.8479 | 0 | 589.0671 | 0.00262 | 319.8479 | 0 | 588.1156 | 6.6672e-06 | 589.0671 | 0.00243 | 319.0653 | 0
| 320.5969 | -0.00034682 | 320.0596 | -0.00025841 | 385.0139 | 0.96134 | 320.5969 | 3.5561e-05 | 320.0596 | 0 | 314.2242 | -5.125e-06 | 320.0596 | 0 | 320.5969 | 0 | 319.275 | 0 | 385.0139 | 0.00061971 | 320.5969 | 0 | 320.5969 | 0 | 314.5 | -0.0021348 | 320.5969 | 0 | 384.2962 | 1.068e-05 | 320.5969 | 0 | 320.5969 | 0 | 320.0596 | 0 | 589.2256 | 0.00417 | 320.0596 | 0 | 588.2746 | 3.0002e-05 | 589.2256 | 0.00255 | 319.275 | 0
| 320.809 | 0.0013229 | 320.2713 | 0.00029597 | 385.1268 | 0.96399 | 320.809 | 0.00053929 | 320.2713 | 0 | 314.4368 | 7.4425e-06 | 320.2713 | 0 | 320.809 | 0 | 319.4846 | 0 | 385.1268 | 0.0022 | 320.809 | 0 | 320.809 | 3.9228e-06 | 314.72 | -5.4182e-05 | 320.809 | 0 | 384.4082 | 9.8488e-06 | 320.809 | 0 | 320.809 | 0.0002732 | 320.2713 | 0 | 589.384 | 0.00478 | 320.2713 | 0 | 588.4336 | 6.6672e-06 | 589.384 | 0.00252 | 319.4846 | 0
| 321.0212 | 0.00040177 | 320.483 | -0.00079427 | 385.2397 | 0.96772 | 321.0212 | -0.00011613 | 320.483 | 0 | 314.6495 | -5.4917e-06 | 320.483 | 0 | 321.0212 | 0 | 319.6942 | 0 | 385.2397 | 0.00144 | 321.0212 | 0 | 321.0212 | 0 | 314.93 | -0.00063934 | 321.0212 | 0 | 384.5203 | 1.0797e-05 | 321.0212 | 0 | 321.0212 | 0 | 320.483 | 0 | 589.5424 | 0.00311 | 320.483 | 0 | 588.5927 | 3.0002e-05 | 589.5424 | 0.00259 | 319.6942 | 0
| 321.2333 | 0.0006118 | 320.6948 | 0.000794 | 385.3526 | 0.97007 | 321.2333 | 0.00052087 | 320.6948 | 0 | 314.8622 | 4.9266e-06 | 320.6948 | 0 | 321.2333 | 0 | 319.9039 | 0 | 385.3526 | 0.00101 | 321.2333 | 0 | 321.2333 | 8.0623e-06 | 315.14 | 0.00040094 | 321.2333 | 0 | 384.6323 | 9.8722e-06 | 321.2333 | 0 | 321.2333 | 0.0003026 | 320.6948 | 0 | 589.7009 | 0.00366 | 320.6948 | 0 | 588.7517 | 0 | 589.7009 | 0.00248 | 319.9039 | 0
| 321.4455 | -2.8641e-05 | 320.9065 | 0.00056103 | 385.4656 | 0.97105 | 321.4455 | -0.00016714 | 320.9065 | 0 | 315.0749 | -4.8623e-06 | 320.9065 | 0 | 321.4455 | 0 | 320.1136 | 0 | 385.4656 | 0.00272 | 321.4455 | 0 | 321.4455 | 0 | 315.35 | -2.1673e-05 | 321.4455 | 0 | 384.7444 | 1.0926e-05 | 321.4455 | 0 | 321.4455 | 0 | 320.9065 | 0 | 589.8593 | 0.00339 | 320.9065 | 0 | 588.9107 | 3.0002e-05 | 589.8593 | 0.00254 | 320.1136 | 0
| 321.6577 | 0.00010059 | 321.1183 | 0.000579 | 385.5785 | 0.96482 | 321.6577 | 0.00050749 | 321.1183 | 0 | 315.2876 | 4.4129e-06 | 321.1183 | 0 | 321.6577 | 0 | 320.3233 | 0 | 385.5785 | 0.00016089 | 321.6577 | 0 | 321.6577 | 9.9074e-06 | 315.56 | 4.3346e-05 | 321.6577 | 0 | 384.8565 | 9.9776e-06 | 321.6577 | 0 | 321.6577 | 0.00028961 | 321.1183 | 0 | 590.0178 | 0.0032 | 321.1183 | 0 | 589.0698 | 0 | 590.0178 | 0.00239 | 320.3233 | 0
| 321.8699 | 0.00052404 | 321.3301 | -0.00036993 | 385.6914 | 0.97493 | 321.8699 | -0.00029049 | 321.3301 | 0 | 315.5003 | -4.5805e-06 | 321.3301 | 0 | 321.8699 | 0 | 320.533 | 0 | 385.6914 | 0.00127 | 321.8699 | 0 | 321.8699 | 0 | 315.78 | -0.0021673 | 321.8699 | 0 | 384.9686 | 1.1512e-05 | 321.8699 | 0 | 321.8699 | 0 | 321.3301 | 0 | 590.1763 | 0.00267 | 321.3301 | 0 | 589.2288 | 3.0002e-05 | 590.1763 | 0.00248 | 320.533 | 0
| 322.0822 | 0.0012528 | 321.5419 | 0.00026541 | 385.8043 | 0.97553 | 322.0822 | 0.00028756 | 321.5419 | 0 | 315.713 | 6.4288e-06 | 321.5419 | 0 | 322.0822 | 0 | 320.7427 | 0 | 385.8043 | 0.00169 | 322.0822 | 0 | 322.0822 | 9.6821e-06 | 315.99 | -0.0016472 | 322.0822 | 0 | 385.0806 | 1.1395e-05 | 322.0822 | 0 | 322.0822 | 0.00025204 | 321.5419 | 0 | 590.3347 | 0.0055 | 321.5419 | 0 | 589.3879 | 0 | 590.3347 | 0.00234 | 320.7427 | 0
| 322.2944 | 0.00076122 | 321.7537 | 0.00018365 | 385.9172 | 0.9775 | 322.2944 | -0.00019929 | 321.7537 | 0 | 315.9258 | -3.6012e-06 | 321.7537 | 0 | 322.2944 | 0 | 320.9524 | 0 | 385.9172 | 0.00229 | 322.2944 | 0 | 322.2944 | 0 | 316.2 | -0.00034676 | 322.2944 | 0 | 385.1927 | 1.1289e-05 | 322.2944 | 0 | 322.2944 | 0 | 321.7537 | 0 | 590.4932 | 0.00239 | 321.7537 | 0 | 589.547 | 1.0001e-05 | 590.4932 | 0.0025 | 320.9524 | 0
| 322.5067 | 0.0014509 | 321.9655 | 1.0643e-05 | 386.0301 | 0.98265 | 322.5067 | -0.00010407 | 321.9655 | 0 | 316.1385 | 7.9188e-06 | 321.9655 | 0 | 322.5067 | 0 | 321.1621 | 0 | 386.0301 | 0.00098419 | 322.5067 | 0 | 322.5067 | 4.1009e-06 | 316.41 | 0.00079106 | 322.5067 | 0 | 385.3048 | 9.8371e-06 | 322.5067 | 0 | 322.5066 | 0.00022246 | 321.9655 | 0 | 590.6517 | 0.00316 | 321.9655 | 0 | 589.706 | 0 | 590.6517 | 0.00236 | 321.1621 | 0
| 322.7189 | 0.00050208 | 322.1774 | -0.00082092 | 386.1431 | 0.98891 | 322.7189 | -0.00045708 | 322.1774 | 0 | 316.3513 | -3.0259e-06 | 322.1774 | 0 | 322.7189 | 0 | 321.3719 | 0 | 386.1431 | 0.00306 | 322.7189 | 0 | 322.7189 | 0 | 316.63 | -0.00096444 | 322.7189 | 0 | 385.4169 | 9.8136e-06 | 322.7189 | 0 | 322.7189 | 0 | 322.1774 | 0 | 590.8102 | 0.00331 | 322.1774 | 0 | 589.8651 | 0 | 590.8102 | 0.00246 | 321.3719 | 0
| 322.9312 | 0.00073669 | 322.3893 | 0.0007272 | 386.256 | 0.98769 | 322.9312 | 0.00064296 | 322.3893 | 0 | 316.5641 | 2.9493e-06 | 322.3893 | 0 | 322.9312 | 0 | 321.5817 | 0 | 386.256 | 0.00089903 | 322.9312 | 0 | 322.9312 | 7.6265e-06 | 316.84 | -0.0008344 | 322.9312 | 0 | 385.529 | 1.0446e-05 | 322.9312 | 0 | 322.9312 | 0.00020934 | 322.3893 | 0 | 590.9687 | 0.00422 | 322.3893 | 0 | 590.0242 | 6.6672e-06 | 590.9687 | 0.00234 | 321.5817 | 0
| 323.1435 | 0.00055222 | 322.6012 | -0.00085087 | 386.3689 | 0.99463 | 323.1435 | 0.00011594 | 322.6012 | 0 | 316.7769 | -3.8386e-06 | 322.6012 | 0 | 323.1435 | 0 | 321.7914 | 0 | 386.3689 | 0.00303 | 323.1435 | 0 | 323.1435 | 0 | 317.05 | 0.00020589 | 323.1435 | 0 | 385.6411 | 1.0715e-05 | 323.1435 | 0 | 323.1435 | 0 | 322.6012 | 0 | 591.1272 | 0.00304 | 322.6012 | 0 | 590.1833 | 1.0001e-05 | 591.1272 | 0.00244 | 321.7914 | 0
| 323.3558 | 0.0010041 | 322.8131 | 0.00058401 | 386.4818 | 0.99249 | 323.3558 | 0.00057786 | 322.8131 | 0 | 316.9897 | 5.5939e-06 | 322.8131 | 0 | 323.3558 | 0 | 322.0012 | 0 | 386.4818 | 0.00169 | 323.3558 | 0 | 323.3558 | 6.3113e-06 | 317.26 | -0.00037928 | 323.3558 | 0 | 385.7533 | 9.4389e-06 | 323.3558 | 0 | 323.3558 | 0.00023688 | 322.8131 | 0 | 591.2858 | 0.00475 | 322.8131 | 0 | 590.3424 | 0 | 591.2858 | 0.00239 | 322.0012 | 0
| 323.5682 | -0.00013593 | 323.025 | -0.00025518 | 386.5947 | 0.99806 | 323.5682 | 0.00037838 | 323.025 | 0 | 317.2025 | 2.0781e-06 | 323.025 | 0 | 323.5682 | 0 | 322.211 | 0 | 386.5947 | 0.0019 | 323.5682 | 0 | 323.5682 | 0 | 317.48 | 0.0011812 | 323.5682 | 0 | 385.8654 | 9.4038e-06 | 323.5682 | 0 | 323.5682 | 0 | 323.025 | 0 | 591.4443 | 0.0032 | 323.025 | 0 | 590.5015 | 1.0001e-05 | 591.4443 | 0.00249 | 322.211 | 0
| 323.7805 | 0.0020822 | 323.2369 | 0.00074923 | 386.7076 | 1 | 323.7805 | 0.00075604 | 323.2369 | 0 | 317.4153 | 7.1999e-06 | 323.2369 | 0 | 323.7805 | 0 | 322.4209 | 0 | 386.7076 | 0.00155 | 323.7805 | 0 | 323.7805 | 8.6907e-06 | 317.69 | -0.00047681 | 323.7805 | 0 | 385.9775 | 9.0173e-06 | 323.7805 | 0 | 323.7805 | 0.00018787 | 323.2369 | 0 | 591.6028 | 0.00207 | 323.2369 | 0 | 590.6606 | 6.6672e-06 | 591.6028 | 0.00237 | 322.4209 | 0
| 323.9929 | 0.00082923 | 323.4489 | 0.0005728 | 386.8205 | 0.98794 | 323.9929 | 0.00012472 | 323.4489 | 0 | 317.6282 | -3.9093e-07 | 323.4489 | 0 | 323.9929 | 0 | 322.6307 | 0 | 386.8205 | 0.00127 | 323.9929 | 0 | 323.9929 | 0 | 317.9 | -0.00034676 | 323.9929 | 0 | 386.0896 | 9.6028e-06 | 323.9929 | 0 | 323.9929 | 0 | 323.4489 | 0 | 591.7614 | 0.00366 | 323.4489 | 0 | 590.8197 | 3.0002e-05 | 591.7614 | 0.00238 | 322.6307 | 0
| 324.2053 | 0.0013385 | 323.6608 | 1.7467e-06 | 386.9334 | 0.98596 | 324.2053 | 0.00077718 | 323.6608 | 0 | 317.8411 | 5.1708e-06 | 323.6608 | 0 | 324.2053 | 0 | 322.8405 | 0 | 386.9334 | 0.00147 | 324.2053 | 0 | 324.2053 | 5.3595e-06 | 318.11 | -0.0018747 | 324.2053 | 0 | 386.2018 | 9.5677e-06 | 324.2053 | 0 | 324.2053 | 0.00040232 | 323.6608 | 0 | 591.9199 | 0.0054 | 323.6608 | 0 | 590.9789 | 2.6669e-05 | 591.9199 | 0.0022 | 322.8406 | 0
| 324.4177 | 0.00050736 | 323.8728 | -0.00071472 | 387.0463 | 0.98544 | 324.4177 | -9.092e-05 | 323.8728 | 0 | 318.0539 | -7.7209e-06 | 323.8728 | 0 | 324.4177 | 0 | 323.0504 | 0 | 387.0463 | 0.00127 | 324.4177 | 0 | 324.4177 | 0 | 318.33 | -0.0035001 | 324.4177 | 0 | 386.3139 | 1.0469e-05 | 324.4177 | 0 | 324.4177 | 0 | 323.8728 | 0 | 592.0785 | 0.0036 | 323.8728 | 0 | 591.138 | 1.0001e-05 | 592.0785 | 0.00233 | 323.0504 | 0
| 324.6301 | 0.0016787 | 324.0848 | 5.97e-05 | 387.1592 | 0.9776 | 324.6301 | 0.00060133 | 324.0848 | 0 | 318.2668 | 7.9021e-06 | 324.0848 | 0 | 324.6301 | 0 | 323.2603 | 0 | 387.1592 | 0.00084224 | 324.6301 | 0 | 324.6301 | 2.2284e-06 | 318.54 | -0.00047681 | 324.6301 | 0 | 386.4261 | 1.0341e-05 | 324.6301 | 0 | 324.6301 | 0.00013291 | 324.0848 | 0 | 592.2371 | 0.00468 | 324.0848 | 0 | 591.2971 | 6.6672e-06 | 592.2371 | 0.00224 | 323.2602 | 0
| 324.8425 | 0.00034659 | 324.2969 | -9.5751e-05 | 387.2721 | 0.97132 | 324.8425 | 3.9267e-05 | 324.2969 | 0 | 318.4797 | -5.7596e-06 | 324.2969 | 0 | 324.8425 | 0 | 323.4702 | 0 | 387.2721 | 0.00187 | 324.8425 | 0 | 324.8425 | 0 | 318.75 | -0.0016147 | 324.8425 | 0 | 386.5382 | 1.1371e-05 | 324.8425 | 0 | 324.8425 | 0 | 324.2969 | 0 | 592.3956 | 0.00222 | 324.2969 | 0 | 591.4563 | 3.0002e-05 | 592.3956 | 0.00233 | 323.4701 | 0
| 325.0549 | 0.0017947 | 324.5089 | 0.00041016 | 387.385 | 0.96552 | 325.0549 | -7.1506e-05 | 324.5089 | 0 | 318.6926 | 1.1471e-05 | 324.5089 | 0 | 325.0549 | 0 | 323.68 | 0 | 387.385 | 0.00141 | 325.0549 | 0 | 325.0549 | 7.9695e-06 | 318.96 | -2.1673e-05 | 325.0549 | 0 | 386.6504 | 1.0223e-05 | 325.0549 | 0 | 325.0549 | 5.0649e-05 | 324.5089 | 0 | 592.5542 | 0.00438 | 324.5089 | 0 | 591.6154 | 6.6672e-06 | 592.5542 | 0.00218 | 323.68 | 0
| 325.2674 | 0.00010803 | 324.7209 | 0.00013594 | 387.498 | 0.9442 | 325.2674 | -0.00046083 | 324.7209 | 0 | 318.9055 | -2.204e-06 | 324.7209 | 0 | 325.2674 | 0 | 323.89 | 0 | 387.498 | 0.00016557 | 325.2674 | 0 | 325.2674 | 0 | 319.17 | 0.0010511 | 325.2674 | 0 | 386.7625 | 1.1043e-05 | 325.2674 | 0 | 325.2674 | 0 | 324.7209 | 0 | 592.7128 | 0.00322 | 324.7209 | 0 | 591.7746 | 0 | 592.7128 | 0.00228 | 323.8899 | 0
| 325.4799 | 0.0021591 | 324.933 | 0.00038088 | 387.6109 | 0.94035 | 325.4799 | 0.00034832 | 324.933 | 4.9276e-05 | 319.1185 | 6.2318e-06 | 324.933 | 0 | 325.4799 | 0 | 324.0999 | 0 | 387.6109 | 0.00107 | 325.4799 | 0 | 325.4799 | 5.6434e-06 | 319.39 | 0.0018639 | 325.4799 | 0 | 386.8747 | 9.5443e-06 | 325.4799 | 0 | 325.4799 | 0.00030687 | 324.933 | 0 | 592.8714 | 0.00308 | 324.933 | 0 | 591.9338 | 0 | 592.8714 | 0.00222 | 324.0999 | 0
| 325.6924 | 0.00055083 | 325.1451 | 0.00012143 | 387.7237 | 0.92839 | 325.6924 | 0.00033386 | 325.1451 | 0.00080398 | 319.3315 | -5.0132e-06 | 325.1451 | 0 | 325.6924 | 0 | 324.3098 | 0 | 387.7237 | 0.00102 | 325.6924 | 0 | 325.6924 | 0 | 319.6 | -0.0017446 | 325.6924 | 0 | 386.9869 | 1.0165e-05 | 325.6924 | 0 | 325.6923 | 0 | 325.1451 | 0 | 593.03 | 0.00535 | 325.1451 | 0 | 592.0929 | 0 | 593.03 | 0.00234 | 324.3098 | 0
| 325.9048 | 0.00036868 | 325.3572 | 0.001307 | 387.8366 | 0.90893 | 325.9048 | 0.00027964 | 325.3572 | -0.00023094 | 319.5444 | 8.7763e-06 | 325.3572 | 0 | 325.9049 | 0 | 324.5197 | 0 | 387.8366 | 0.00084224 | 325.9049 | 0 | 325.9048 | 1.7126e-05 | 319.81 | 0.00062851 | 325.9049 | 0 | 387.0991 | 9.4389e-06 | 325.9049 | 0 | 325.9049 | 0.0003323 | 325.3572 | 0 | 593.1886 | 0.00406 | 325.3572 | 0 | 592.2521 | 0 | 593.1886 | 0.00224 | 324.5197 | 0
| 326.1174 | 0.00028781 | 325.5693 | -0.00085004 | 387.9495 | 0.89378 | 326.1174 | -9.7853e-05 | 325.5693 | 0.00098288 | 319.7574 | -4.4685e-06 | 325.5693 | 0 | 326.1174 | 0 | 324.7297 | 0 | 387.9495 | 0.00105 | 326.1174 | 0 | 326.1174 | 0 | 320.03 | 0.0018964 | 326.1174 | 0 | 387.2113 | 9.7082e-06 | 326.1174 | 0 | 326.1174 | 0 | 325.5693 | 0 | 593.3472 | 0.00413 | 325.5693 | 0 | 592.4113 | 1.0001e-05 | 593.3472 | 0.00236 | 324.7297 | 0
| 326.3299 | 0.0011017 | 325.7814 | 0.00068941 | 388.0624 | 0.87319 | 326.3299 | 0.0006104 | 325.7814 | -0.0004867 | 319.9704 | 2.3311e-06 | 325.7814 | 0 | 326.3299 | 0 | 324.9397 | 0 | 388.0624 | 0.00201 | 326.3299 | 0 | 326.3299 | 6.5925e-06 | 320.24 | 0.0010186 | 326.3299 | 0 | 387.3234 | 8.7714e-06 | 326.3299 | 0 | 326.3299 | 0.00027618 | 325.7815 | 0 | 593.5059 | 0.00415 | 325.7814 | 0 | 592.5705 | 0 | 593.5059 | 0.00229 | 324.9397 | 0
| 326.5424 | -0.00092094 | 325.9936 | -0.00022112 | 388.1753 | 0.8643 | 326.5424 | 0.0006893 | 325.9936 | 0.0009059 | 320.1834 | -4.67e-06 | 325.9936 | 0 | 326.5425 | 0 | 325.1497 | 0 | 388.1753 | 0.00263 | 326.5425 | 0 | 326.5424 | 0 | 320.45 | -0.00015171 | 326.5425 | 0 | 387.4356 | 8.1273e-06 | 326.5425 | 0 | 326.5424 | 0 | 325.9936 | 0 | 593.6645 | 0.00334 | 325.9936 | 0 | 592.7297 | 1.0001e-05 | 593.6645 | 0.00239 | 325.1497 | 0
| 326.755 | 0.00056747 | 326.2058 | 0.00010848 | 388.2882 | 0.83751 | 326.755 | -0.00021983 | 326.2058 | -0.00017257 | 320.3964 | 9.6275e-06 | 326.2058 | 0 | 326.755 | 0 | 325.3597 | 0 | 388.2882 | 0.0013 | 326.755 | 0 | 326.755 | 7.1354e-06 | 320.66 | -0.00028175 | 326.755 | 0 | 387.5478 | 8.1273e-06 | 326.755 | 0 | 326.755 | 0.00017273 | 326.2058 | 0 | 593.8232 | 0.00461 | 326.2058 | 0 | 592.8889 | 0 | 593.8232 | 0.00225 | 325.3597 | 0
| 326.9676 | 0.00059819 | 326.4179 | 0.00021066 | 388.4011 | 0.82092 | 326.9676 | -0.00049155 | 326.4179 | 0.00045137 | 320.6094 | -5.7659e-06 | 326.4179 | 0 | 326.9676 | 0 | 325.5697 | 0 | 388.4011 | 0.00306 | 326.9676 | 0 | 326.9676 | 0 | 320.88 | 0.00069354 | 326.9676 | 0 | 387.66 | 8.7714e-06 | 326.9676 | 0 | 326.9676 | 0 | 326.418 | 0 | 593.9818 | 0.00262 | 326.4179 | 0 | 593.0481 | 0 | 593.9818 | 0.00231 | 325.5697 | 0
| 327.1802 | 0.0011576 | 326.6301 | 0.0005848 | 388.514 | 0.80534 | 327.1802 | 0.0011395 | 326.6301 | -0.00042692 | 320.8224 | 6.5356e-06 | 326.6301 | 0 | 327.1802 | 0 | 325.7797 | 0 | 388.514 | 0.00141 | 327.1802 | 0 | 327.1802 | 1.442e-05 | 321.09 | -0.00015171 | 327.1802 | 0 | 387.7722 | 9.8488e-06 | 327.1802 | 0 | 327.1802 | 0.00022103 | 326.6302 | 0 | 594.1405 | 0.00387 | 326.6301 | 0 | 593.2073 | 0 | 594.1405 | 0.00223 | 325.7797 | 0
| 327.3928 | 0.00021675 | 326.8424 | -0.00042898 | 388.6269 | 0.78384 | 327.3928 | -0.00015821 | 326.8424 | 0.00095339 | 321.0355 | -5.2283e-06 | 326.8424 | 0 | 327.3928 | 0 | 325.9897 | 0 | 388.6269 | 0.00249 | 327.3928 | 0 | 327.3928 | 0 | 321.3 | -0.0030776 | 327.3928 | 0 | 387.8845 | 1.1664e-05 | 327.3928 | 0 | 327.3928 | 0 | 326.8424 | 0 | 594.2991 | 0.00392 | 326.8424 | 0 | 593.3665 | 1.0001e-05 | 594.2991 | 0.00233 | 325.9898 | 0
| 327.6054 | 0.0017937 | 327.0546 | 0.00029838 | 388.7398 | 0.76206 | 327.6054 | 0.00030458 | 327.0546 | -0.00058888 | 321.2486 | 6.6262e-06 | 327.0546 | 0 | 327.6054 | 0 | 326.1998 | 0 | 388.7398 | 0.00038799 | 327.6054 | 0 | 327.6054 | 6.6349e-06 | 321.51 | -0.00021673 | 327.6054 | 0 | 387.9967 | 1.1582e-05 | 327.6054 | 0 | 327.6054 | 0.00017703 | 327.0546 | 0 | 594.4578 | 0.00517 | 327.0546 | 0 | 593.5258 | 6.6672e-06 | 594.4578 | 0.00224 | 326.1998 | 0
| 327.8181 | 5.8377e-05 | 327.2668 | 0.00035313 | 388.8527 | 0.74479 | 327.8181 | -0.00017675 | 327.2668 | 0.00040775 | 321.4617 | -9.8189e-07 | 327.2668 | 0 | 327.8181 | 0 | 326.4099 | 0 | 388.8527 | 0.00207 | 327.8181 | 0 | 327.8181 | 0 | 321.73 | -0.0045405 | 327.8181 | 0 | 388.1089 | 1.2191e-05 | 327.8181 | 0 | 327.8181 | 0 | 327.2668 | 0 | 594.6165 | 0.00364 | 327.2668 | 0 | 593.685 | 0 | 594.6165 | 0.00233 | 326.4099 | 0
| 328.0307 | 0.0007248 | 327.4791 | -0.00014314 | 388.9656 | 0.72904 | 328.0307 | 0.00046369 | 327.4791 | 3.3219e-05 | 321.6747 | 4.9868e-06 | 327.4791 | 0 | 328.0307 | 0 | 326.6199 | 0 | 388.9656 | 0.00118 | 328.0307 | 0 | 328.0307 | 6.6947e-06 | 321.94 | -0.00044429 | 328.0307 | 0 | 388.2212 | 9.6497e-06 | 328.0307 | 0 | 328.0307 | 0.00023729 | 327.4791 | 0 | 594.7752 | 0.00406 | 327.4791 | 0 | 593.8442 | 0 | 594.7752 | 0.00218 | 326.6199 | 0
| 328.2434 | 0.00068198 | 327.6914 | -0.00060779 | 389.0784 | 0.70623 | 328.2434 | -0.00088484 | 327.6914 | 0.0012408 | 321.8879 | -3.3717e-06 | 327.6914 | 0 | 328.2434 | 0 | 326.83 | 0 | 389.0784 | 0.00295 | 328.2434 | 0 | 328.2434 | 0 | 322.15 | -0.00089942 | 328.2434 | 0 | 388.3334 | 1.0469e-05 | 328.2434 | 0 | 328.2434 | 0 | 327.6914 | 0 | 594.9339 | 0.00359 | 327.6914 | 0 | 594.0035 | 1.0001e-05 | 594.9339 | 0.00234 | 326.83 | 0
| 328.4561 | 0.0013287 | 327.9037 | 0.0003248 | 389.1913 | 0.69242 | 328.4561 | 0.0005733 | 327.9037 | -0.0011647 | 322.101 | 2.0259e-06 | 327.9037 | 0 | 328.4561 | 0 | 327.0401 | 0 | 389.1913 | 0.0022 | 328.4561 | 0 | 328.4561 | 6.3722e-06 | 322.36 | 0.00040094 | 328.4561 | 0 | 388.4456 | 9.193e-06 | 328.4561 | 0 | 328.4561 | 0.00020392 | 327.9037 | 0 | 595.0926 | 0.00457 | 327.9037 | 0 | 594.1627 | 6.6672e-06 | 595.0926 | 0.00223 | 327.0401 | 0
| 328.6688 | 0.00082689 | 328.116 | -0.00045285 | 389.3042 | 0.66572 | 328.6688 | -0.00038196 | 328.116 | 0.001013 | 322.3141 | -9.7155e-06 | 328.116 | 0 | 328.6688 | 0 | 327.2502 | 0 | 389.3042 | 0.00215 | 328.6688 | 0 | 328.6688 | 0 | 322.58 | -0.0025899 | 328.6688 | 0 | 388.5579 | 1.0762e-05 | 328.6688 | 0 | 328.6688 | 0 | 328.116 | 0 | 595.2513 | 0.00348 | 328.116 | 0 | 594.322 | 0 | 595.2513 | 0.00242 | 327.2502 | 0
| 328.8815 | 0.0014253 | 328.3283 | -0.00012873 | 389.4171 | 0.64843 | 328.8815 | 0.00021449 | 328.3283 | -0.00018232 | 322.5273 | 5.4422e-06 | 328.3283 | 0 | 328.8815 | 0 | 327.4604 | 0 | 389.4171 | 0.00058673 | 328.8815 | 0 | 328.8815 | 1.2046e-05 | 322.79 | -0.00037928 | 328.8815 | 0 | 388.6701 | 9.6731e-06 | 328.8815 | 0 | 328.8815 | 0.00033265 | 328.3283 | 0 | 595.41 | 0.00459 | 328.3283 | 0 | 594.4813 | 2.6669e-05 | 595.41 | 0.0022 | 327.4604 | 0
| 329.0942 | 0.0002668 | 328.5407 | -0.00041812 | 389.53 | 0.62763 | 329.0942 | -0.00014901 | 328.5407 | 0.00026965 | 322.7404 | -2.062e-06 | 328.5407 | 0 | 329.0942 | 0 | 327.6705 | 0 | 389.53 | 0 | 329.0942 | 0 | 329.0942 | 0 | 323 | -0.00076939 | 329.0942 | 0 | 388.7824 | 1.0095e-05 | 329.0942 | 0 | 329.0942 | 0 | 328.5407 | 0 | 595.5687 | 0.00271 | 328.5407 | 0 | 594.6405 | 5.0004e-05 | 595.5687 | 0.00229 | 327.6705 | 0
| 329.3069 | 0.0017251 | 328.753 | 0.00025743 | 389.6429 | 0.60941 | 329.3069 | 0.0006505 | 328.753 | -0.00052442 | 322.9536 | 7.5685e-06 | 328.753 | 0 | 329.307 | 0 | 327.8807 | 0 | 389.6429 | 0.00101 | 329.307 | 0 | 329.3069 | 6.0759e-06 | 323.22 | 0.0014088 | 329.307 | 0 | 388.8947 | 9.8956e-06 | 329.307 | 0 | 329.3069 | 0.00023513 | 328.753 | 0 | 595.7275 | 0.0035 | 328.753 | 0 | 594.7998 | 0 | 595.7275 | 0.00214 | 327.8807 | 0
| 329.5197 | 0.00017612 | 328.9654 | -0.00072613 | 389.7557 | 0.5982 | 329.5197 | -2.089e-05 | 328.9654 | 0.00099571 | 323.1668 | -2.7606e-06 | 328.9654 | 0 | 329.5197 | 0 | 328.0909 | 0 | 389.7557 | 0.00261 | 329.5197 | 0 | 329.5197 | 0 | 323.43 | -0.001257 | 329.5197 | 0 | 389.0069 | 9.9307e-06 | 329.5197 | 0 | 329.5197 | 0 | 328.9654 | 0 | 595.8862 | 0.00366 | 328.9654 | 0 | 594.9591 | 3.0002e-05 | 595.8862 | 0.00228 | 328.0908 | 0
| 329.7325 | 0.00088316 | 329.1778 | 0.0003534 | 389.8686 | 0.57041 | 329.7325 | 0.00016934 | 329.1778 | -0.00028075 | 323.38 | 5.4202e-06 | 329.1778 | 0 | 329.7325 | 0 | 328.301 | 0 | 389.8686 | 0.0013 | 329.7325 | 0 | 329.7325 | 1.1093e-05 | 323.64 | -0.00054182 | 329.7325 | 0 | 389.1192 | 9.5209e-06 | 329.7325 | 0 | 329.7325 | 0.00016076 | 329.1778 | 0 | 596.0449 | 0.0051 | 329.1778 | 0 | 595.1184 | 0 | 596.0449 | 0.00222 | 328.301 | 0
| 329.9453 | -3.2716e-05 | 329.3902 | 0.00029841 | 389.9815 | 0.5562 | 329.9453 | -0.00027098 | 329.3902 | 0.00059993 | 323.5932 | 8.781e-07 | 329.3902 | 0 | 329.9453 | 0 | 328.5112 | 0 | 389.9815 | 0.00090353 | 329.9453 | 0 | 329.9453 | 0 | 323.85 | -0.001062 | 329.9453 | 0 | 389.2315 | 8.7011e-06 | 329.9453 | 0 | 329.9453 | 0 | 329.3902 | 0 | 596.2037 | 0.00397 | 329.3902 | 0 | 595.2777 | 0 | 596.2037 | 0.00232 | 328.5112 | 0
| 330.1581 | 0.00081998 | 329.6027 | 0.00032656 | 390.0944 | 0.5317 | 330.1581 | 0.00020046 | 329.6027 | -0.0004044 | 323.8064 | 5.789e-06 | 329.6027 | 0 | 330.1581 | 0 | 328.7214 | 0 | 390.0944 | 0.00263 | 330.1581 | 0 | 330.1581 | 6.2029e-06 | 324.07 | 0.0017338 | 330.1581 | 0 | 389.3438 | 9.2164e-06 | 330.1581 | 0 | 330.1581 | 0.0002768 | 329.6027 | 0 | 596.3625 | 0.00513 | 329.6027 | 0 | 595.437 | 0 | 596.3625 | 0.00223 | 328.7214 | 0
| 330.3709 | 0.00097234 | 329.8151 | -0.0006169 | 390.2072 | 0.52766 | 330.3709 | -0.0005326 | 329.8151 | 0.00028883 | 324.0196 | 1.4743e-06 | 329.8151 | 0 | 330.3709 | 0 | 328.9316 | 0 | 390.2072 | 0.00283 | 330.3709 | 0 | 330.3709 | 0 | 324.28 | -0.0020698 | 330.3709 | 0 | 389.4561 | 9.6497e-06 | 330.3709 | 0 | 330.3709 | 0 | 329.8151 | 0 | 596.5212 | 0.00408 | 329.8151 | 0 | 595.5963 | 0 | 596.5212 | 0.0023 | 328.9316 | 0
| 330.5837 | 0.0012632 | 330.0276 | -0.00033454 | 390.3201 | 0.50466 | 330.5837 | 0.00094433 | 330.0276 | -0.00079128 | 324.2329 | 6.5486e-06 | 330.0276 | 0 | 330.5837 | 0 | 329.1419 | 0 | 390.3201 | 0.00379 | 330.5837 | 0 | 330.5837 | 8.9878e-06 | 324.49 | -8.6692e-05 | 330.5837 | 0 | 389.5684 | 1.0329e-05 | 330.5837 | 0 | 330.5837 | 0.00014312 | 330.0276 | 0 | 596.68 | 0.0048 | 330.0276 | 0 | 595.7557 | 6.6672e-06 | 596.68 | 0.00222 | 329.1419 | 0
| 330.7966 | 0.00040249 | 330.24 | -0.0002044 | 390.433 | 0.48809 | 330.7966 | 6.9904e-06 | 330.24 | 0.00075176 | 324.4461 | -6.7607e-06 | 330.24 | 0 | 330.7966 | 0 | 329.3521 | 0 | 390.433 | 0.00278 | 330.7966 | 0 | 330.7966 | 0 | 324.71 | -0.0024923 | 330.7966 | 0 | 389.6807 | 1.0177e-05 | 330.7966 | 0 | 330.7966 | 0 | 330.24 | 0 | 596.8388 | 0.00304 | 330.24 | 0 | 595.915 | 0 | 596.8388 | 0.00225 | 329.3521 | 0
| 331.0095 | 0.00099811 | 330.4525 | 0.00052236 | 390.5459 | 0.47768 | 331.0095 | 0.00059991 | 330.4525 | -0.00076883 | 324.6594 | 3.8043e-06 | 330.4525 | 0 | 331.0095 | 0 | 329.5624 | 0 | 390.5459 | 0.00101 | 331.0095 | 0 | 331.0095 | 6.2287e-06 | 324.92 | -0.0011595 | 331.0095 | 0 | 389.793 | 9.7902e-06 | 331.0095 | 0 | 331.0095 | 0.00025055 | 330.4525 | 0 | 596.9976 | 0.00436 | 330.4525 | 0 | 596.0743 | 6.6672e-06 | 596.9976 | 0.00216 | 329.5624 | 0
| 331.2224 | 0.0004582 | 330.665 | -0.00040946 | 390.6587 | 0.45969 | 331.2224 | 0.00013362 | 330.665 | 0.0011469 | 324.8727 | -2.1425e-06 | 330.665 | 0 | 331.2223 | 0 | 329.7726 | 0 | 390.6587 | 0.00136 | 331.2223 | 0 | 331.2224 | 0 | 325.13 | -0.0018096 | 331.2223 | 0 | 389.9053 | 9.8722e-06 | 331.2223 | 0 | 331.2224 | 0 | 330.665 | 0 | 597.1564 | 0.00366 | 330.665 | 0 | 596.2337 | 1.0001e-05 | 597.1564 | 0.00227 | 329.7726 | 0
| 331.4352 | 0.0018081 | 330.8776 | -0.00059259 | 390.7716 | 0.45365 | 331.4352 | -0.0001359 | 330.8776 | -0.00072058 | 325.086 | 4.6855e-07 | 330.8776 | 0 | 331.4352 | 0 | 329.9829 | 0 | 390.7716 | 0.0026 | 331.4352 | 0 | 331.4352 | 6.4935e-06 | 325.34 | 7.5855e-05 | 331.4352 | 0 | 390.0176 | 9.8956e-06 | 331.4352 | 0 | 331.4352 | 0.00034728 | 330.8776 | 0 | 597.3152 | 0.0029 | 330.8776 | 0 | 596.393 | 6.6672e-06 | 597.3152 | 0.00222 | 329.9829 | 0
| 331.6482 | 0.0006147 | 331.0901 | -0.000248 | 390.8845 | 0.44092 | 331.6482 | -0.00014844 | 331.0901 | 0.00064779 | 325.2993 | -1.9373e-06 | 331.0901 | 0 | 331.6481 | 0 | 330.1932 | 0 | 390.8845 | 0.00090353 | 331.6481 | 0 | 331.6482 | 0 | 325.56 | -0.00054182 | 331.6481 | 0 | 390.1299 | 9.7551e-06 | 331.6481 | 0 | 331.6482 | 0 | 331.0901 | 0 | 597.474 | 0.00433 | 331.0901 | 0 | 596.5524 | 1.0001e-05 | 597.474 | 0.0023 | 330.1932 | 0
| 331.8611 | 0.0012319 | 331.3027 | 0.0011432 | 390.9973 | 0.42956 | 331.8611 | 0.00057022 | 331.3027 | -0.00033469 | 325.5126 | 6.804e-06 | 331.3027 | 0 | 331.8611 | 0 | 330.4035 | 0 | 390.9973 | 0.00431 | 331.8611 | 0 | 331.8611 | 1.236e-05 | 325.77 | -0.00063934 | 331.8611 | 0 | 390.2422 | 8.0453e-06 | 331.8611 | 0 | 331.8611 | 0.00019688 | 331.3027 | 0 | 597.6328 | 0.00476 | 331.3027 | 0 | 596.7117 | 6.6672e-06 | 597.6328 | 0.00215 | 330.4035 | 0
| 332.074 | 0.00018365 | 331.5152 | -0.00042777 | 391.1102 | 0.42102 | 332.074 | 0.00056134 | 331.5152 | 0.00089618 | 325.726 | -8.3869e-06 | 331.5152 | 0 | 332.074 | 0 | 330.6139 | 0 | 391.1102 | 0.0009603 | 332.074 | 0 | 332.074 | 0 | 325.98 | -0.0030125 | 332.074 | 0 | 390.3546 | 7.5183e-06 | 332.074 | 0 | 332.074 | 0 | 331.5152 | 0 | 597.7917 | 0.00317 | 331.5152 | 0 | 596.8711 | 3.0002e-05 | 597.7917 | 0.00229 | 330.6139 | 0
| 332.287 | 0.00053861 | 331.7278 | 0.00068238 | 391.2231 | 0.41352 | 332.287 | 0.00085448 | 331.7278 | -0.0010667 | 325.9393 | 7.5504e-06 | 331.7278 | 0 | 332.287 | 0 | 330.8242 | 0 | 391.2231 | 0.00178 | 332.287 | 0 | 332.287 | 7.5202e-06 | 326.2 | 0.00069354 | 332.287 | 0 | 390.4669 | 7.8814e-06 | 332.287 | 0 | 332.287 | 0.00012776 | 331.7278 | 0 | 597.9505 | 0.00494 | 331.7278 | 0 | 597.0305 | 0 | 597.9505 | 0.00218 | 330.8242 | 0
| 332.4999 | 0.00031481 | 331.9404 | 0.00053209 | 391.336 | 0.40035 | 332.4999 | -2.8521e-05 | 331.9404 | 0.00093256 | 326.1527 | -3.0104e-06 | 331.9404 | 0 | 332.4999 | 0 | 331.0345 | 0 | 391.336 | 0.00266 | 332.4999 | 0 | 332.4999 | 0 | 326.41 | -0.00024923 | 332.4999 | 0 | 390.5793 | 8.7011e-06 | 332.4999 | 0 | 332.4999 | 0 | 331.9404 | 0 | 598.1094 | 0.00438 | 331.9404 | 0 | 597.1898 | 1.0001e-05 | 598.1094 | 0.00232 | 331.0346 | 0
| 332.7129 | 0.0014303 | 332.1531 | 0.00089292 | 391.4488 | 0.39217 | 332.7129 | 0.00040647 | 332.1531 | 1.3429e-05 | 326.3661 | 6.8093e-06 | 332.1531 | 0 | 332.7129 | 0 | 331.2449 | 0 | 391.4488 | 0.00252 | 332.7129 | 0 | 332.7129 | 6.217e-06 | 326.62 | -0.00041178 | 332.7129 | 0 | 390.6916 | 1.0598e-05 | 332.7129 | 0 | 332.7129 | 0.00030987 | 332.1531 | 0 | 598.2682 | 0.00527 | 332.1531 | 0 | 597.3492 | 6.6672e-06 | 598.2682 | 0.00219 | 331.2449 | 0
| 332.9259 | 0.00052044 | 332.3657 | 0.0001543 | 391.5617 | 0.38235 | 332.9259 | 0.0002395 | 332.3657 | 0.00093817 | 326.5794 | -6.7682e-06 | 332.3657 | 0 | 332.9259 | 0 | 331.4553 | 0 | 391.5617 | 0.00173 | 332.9259 | 0 | 332.9259 | 0 | 326.84 | -0.0039877 | 332.9259 | 0 | 390.8039 | 1.0938e-05 | 332.9259 | 0 | 332.9259 | 0 | 332.3657 | 0 | 598.4271 | 0.00401 | 332.3657 | 0 | 597.5086 | 3.0002e-05 | 598.4271 | 0.00224 | 331.4553 | 0
| 333.1389 | 0.001278 | 332.5784 | 0.00090529 | 391.6746 | 0.37955 | 333.1389 | 0.00070716 | 332.5784 | -0.00062119 | 326.7928 | 4.2874e-06 | 332.5784 | 0 | 333.139 | 0 | 331.6656 | 0 | 391.6746 | 0.0009558 | 333.139 | 0 | 333.1389 | 8.5291e-06 | 327.05 | 0.00066102 | 333.139 | 0 | 390.9163 | 1.0844e-05 | 333.139 | 0 | 333.139 | 0.00039476 | 332.5784 | 0 | 598.5859 | 0.0033 | 332.5784 | 0 | 597.668 | 0 | 598.5859 | 0.00212 | 331.6657 | 0
| 333.352 | -0.00021124 | 332.791 | 0.00037341 | 391.7874 | 0.37039 | 333.352 | 0.00018834 | 332.791 | 0.00042596 | 327.0063 | -4.2913e-06 | 332.791 | 0 | 333.352 | 0 | 331.8761 | 0 | 391.7874 | 0 | 333.352 | 0 | 333.352 | 0 | 327.26 | -0.0015822 | 333.352 | 0 | 391.0287 | 1.0177e-05 | 333.352 | 0 | 333.352 | 0 | 332.791 | 0 | 598.7448 | 0.00406 | 332.791 | 0 | 597.8274 | 0 | 598.7448 | 0.00216 | 331.8761 | 0
| 333.565 | 0.00067961 | 333.0037 | 0.00074841 | 391.9003 | 0.362 | 333.565 | 0.00074511 | 333.0037 | -0.00036197 | 327.2197 | 9.1822e-06 | 333.0037 | 0 | 333.565 | 0 | 332.0865 | 0 | 391.9003 | 0.00072869 | 333.565 | 0 | 333.565 | 9.0556e-06 | 327.47 | 0.00049847 | 333.565 | 0 | 391.141 | 8.7245e-06 | 333.565 | 0 | 333.565 | 0.00018651 | 333.0037 | 0 | 598.9037 | 0.00439 | 333.0037 | 0 | 597.9868 | 0 | 598.9037 | 0.0021 | 332.0865 | 0
| 333.7781 | 0.00094147 | 333.2164 | -0.0002668 | 392.0131 | 0.35936 | 333.7781 | -0.00027089 | 333.2164 | 0.00063415 | 327.4331 | -1.6668e-06 | 333.2164 | 0 | 333.7781 | 0 | 332.2969 | 0 | 392.0131 | 0.00102 | 333.7781 | 0 | 333.7781 | 0 | 327.69 | -0.0010295 | 333.7781 | 0 | 391.2534 | 9.9542e-06 | 333.7781 | 0 | 333.7781 | 0 | 333.2164 | 0 | 599.0626 | 0.00355 | 333.2164 | 0 | 598.1463 | 1.0001e-05 | 599.0626 | 0.00221 | 332.2969 | 0
| 333.9912 | 0.0011127 | 333.4292 | 0.00025723 | 392.126 | 0.35972 | 333.9912 | 9.4013e-05 | 333.4292 | -0.00043118 | 327.6466 | 3.9404e-06 | 333.4292 | 0 | 333.9912 | 0 | 332.5073 | 0 | 392.126 | 0.00124 | 333.9912 | 0 | 333.9912 | 8.1935e-06 | 327.9 | 0.0010511 | 333.9912 | 0 | 391.3658 | 8.3732e-06 | 333.9912 | 0 | 333.9912 | 0.00012707 | 333.4291 | 0 | 599.2215 | 0.00519 | 333.4292 | 0 | 598.3057 | 0 | 599.2215 | 0.00219 | 332.5073 | 0
| 334.2043 | 1.2476e-05 | 333.6419 | -0.00019838 | 392.2389 | 0.35034 | 334.2043 | -0.00040807 | 333.6419 | 0.00072036 | 327.86 | -1.659e-06 | 333.6419 | 0 | 334.2043 | 0 | 332.7178 | 0 | 392.2389 | 0.00317 | 334.2043 | 0 | 334.2043 | 0 | 328.11 | -0.00044429 | 334.2043 | 0 | 391.4782 | 9.919e-06 | 334.2043 | 0 | 334.2043 | 0 | 333.6419 | 0 | 599.3804 | 0.00352 | 333.6419 | 0 | 598.4651 | 3.0002e-05 | 599.3804 | 0.00223 | 332.7178 | 0
| 334.4174 | 0.0017758 | 333.8546 | 0.00071043 | 392.3517 | 0.34992 | 334.4174 | 0.00031952 | 333.8546 | -0.00035502 | 328.0735 | 6.8214e-06 | 333.8546 | 0 | 334.4174 | 0 | 332.9283 | 0 | 392.3517 | 0.00141 | 334.4174 | 0 | 334.4174 | 9.9135e-06 | 328.33 | -0.001322 | 334.4174 | 0 | 391.5906 | 9.5911e-06 | 334.4174 | 0 | 334.4174 | 0.00043433 | 333.8546 | 0 | 599.5393 | 0.00367 | 333.8546 | 0 | 598.6245 | 0 | 599.5393 | 0.00208 | 332.9282 | 0
| 334.6305 | 0.00030299 | 334.0674 | -0.00093361 | 392.4646 | 0.34646 | 334.6305 | -2.1796e-05 | 334.0674 | 0.00070715 | 328.287 | -4.3809e-06 | 334.0674 | 0 | 334.6305 | 0 | 333.1387 | 0 | 392.4646 | 0.00215 | 334.6305 | 0 | 334.6305 | 0 | 328.54 | -0.00070437 | 334.6305 | 0 | 391.703 | 1.232e-05 | 334.6305 | 0 | 334.6305 | 0 | 334.0674 | 0 | 599.6982 | 0.00276 | 334.0674 | 0 | 598.784 | 3.0002e-05 | 599.6982 | 0.00214 | 333.1387 | 0
| 334.8436 | 0.0018534 | 334.2802 | -0.0008103 | 392.5774 | 0.34439 | 334.8436 | 0.00033759 | 334.2802 | -0.00048058 | 328.5005 | 3.3738e-06 | 334.2802 | 0 | 334.8436 | 0 | 333.3492 | 0 | 392.5774 | 0.00212 | 334.8436 | 0 | 334.8436 | 2.1713e-06 | 328.75 | 0.00069354 | 334.8436 | 0 | 391.8154 | 1.1805e-05 | 334.8436 | 0 | 334.8436 | 0.00031256 | 334.2802 | 0 | 599.8572 | 0.00508 | 334.2802 | 0 | 598.9434 | 6.6672e-06 | 599.8572 | 0.00213 | 333.3492 | 0
| 335.0568 | -0.00025927 | 334.493 | 0.00053805 | 392.6903 | 0.33713 | 335.0568 | -6.9948e-05 | 334.493 | 0.00043037 | 328.714 | -4.6317e-06 | 334.493 | 0 | 335.0568 | 0 | 333.5597 | 0 | 392.6903 | 0.00224 | 335.0568 | 0 | 335.0568 | 0 | 328.97 | -0.0013871 | 335.0568 | 0 | 391.9278 | 1.1594e-05 | 335.0568 | 0 | 335.0568 | 0 | 334.493 | 0 | 600.0161 | 0.00262 | 334.493 | 0 | 599.1029 | 1.0001e-05 | 600.0161 | 0.00229 | 333.5597 | 0
| 335.27 | 0.00067584 | 334.7058 | 0.00074479 | 392.8031 | 0.3323 | 335.27 | 0.00063174 | 334.7058 | 0.00010595 | 328.9276 | 4.4268e-06 | 334.7058 | 0 | 335.27 | 0 | 333.7702 | 0 | 392.8031 | 0.0013 | 335.27 | 0 | 335.27 | 1.1328e-05 | 329.18 | -0.0013871 | 335.27 | 0 | 392.0402 | 9.0524e-06 | 335.27 | 0 | 335.27 | 0.00027872 | 334.7058 | 0 | 600.175 | 0.00503 | 334.7058 | 0 | 599.2623 | 6.6672e-06 | 600.175 | 0.00222 | 333.7702 | 0
| 335.4832 | 0.00064494 | 334.9187 | 3.2941e-05 | 392.916 | 0.33756 | 335.4832 | -0.00054901 | 334.9187 | 0.0008008 | 329.1411 | -2.9979e-06 | 334.9187 | 0 | 335.4831 | 0 | 333.9808 | 0 | 392.916 | 0.00329 | 335.4831 | 0 | 335.4832 | 0 | 329.39 | -0.0014196 | 335.4831 | 0 | 392.1526 | 9.2984e-06 | 335.4831 | 0 | 335.4832 | 0 | 334.9187 | 0 | 600.334 | 0.00517 | 334.9187 | 0 | 599.4218 | 0 | 600.334 | 0.00234 | 333.9808 | 0
| 335.6964 | 0.001202 | 335.1315 | 0.0025344 | 393.0288 | 0.33035 | 335.6964 | 0.00034446 | 335.1315 | -0.00045828 | 329.3546 | 5.6155e-06 | 335.1315 | 0 | 335.6963 | 0 | 334.1913 | 0 | 393.0288 | 0.00189 | 335.6963 | 0 | 335.6964 | 2.7009e-05 | 329.61 | 0.0020915 | 335.6963 | 0 | 392.265 | 9.0759e-06 | 335.6963 | 0 | 335.6963 | 0.00052287 | 335.1315 | 0 | 600.4929 | 0.00482 | 335.1315 | 0 | 599.5813 | 6.6672e-06 | 600.4929 | 0.00224 | 334.1913 | 0
| 335.9096 | 0.00048165 | 335.3444 | 0.00036425 | 393.1417 | 0.32459 | 335.9096 | 0.00022694 | 335.3444 | 0.002045 | 329.5682 | -2.7089e-06 | 335.3444 | 0 | 335.9096 | 0 | 334.4019 | 0 | 393.1417 | 0.00136 | 335.9096 | 0 | 335.9096 | 0 | 329.82 | -0.00037928 | 335.9096 | 0 | 392.3775 | 1.0259e-05 | 335.9096 | 0 | 335.9096 | 0 | 335.3444 | 0 | 600.6519 | 0.00343 | 335.3444 | 0 | 599.7408 | 3.0002e-05 | 600.6519 | 0.00234 | 334.4019 | 0
| 336.1228 | 0.0011493 | 335.5573 | 0.00033192 | 393.2545 | 0.31957 | 336.1228 | 0.00031231 | 335.5573 | -1.7172e-05 | 329.7818 | 4.8168e-06 | 335.5573 | 0 | 336.1228 | 0 | 334.6124 | 0 | 393.2545 | 0.00169 | 336.1228 | 0 | 336.1228 | 6.9327e-06 | 330.03 | -0.00057433 | 336.1228 | 0 | 392.4899 | 1.0961e-05 | 336.1228 | 0 | 336.1228 | 0.00027744 | 335.5573 | 0 | 600.8109 | 0.0029 | 335.5573 | 0 | 599.9003 | 6.6672e-06 | 600.8109 | 0.00217 | 334.6124 | 0
| 336.336 | 0.0001169 | 335.7702 | -2.9713e-05 | 393.3674 | 0.31982 | 336.336 | -4.5395e-05 | 335.7702 | 0.00033519 | 329.9954 | -1.1838e-07 | 335.7702 | 0 | 336.336 | 0 | 334.823 | 0 | 393.3674 | 0 | 336.336 | 0 | 336.336 | 0 | 330.25 | 0.0017338 | 336.336 | 0 | 392.6023 | 1.0469e-05 | 336.336 | 0 | 336.336 | 0 | 335.7702 | 0 | 600.9698 | 0.00369 | 335.7702 | 0 | 600.0598 | 1.0001e-05 | 600.9698 | 0.00225 | 334.823 | 0
| 336.5493 | 0.0015973 | 335.9831 | 0.00081298 | 393.4802 | 0.31799 | 336.5493 | 0.00047078 | 335.9831 | -0.00054566 | 330.209 | 6.7152e-06 | 335.9831 | 0 | 336.5493 | 0 | 335.0336 | 0 | 393.4802 | 0.00121 | 336.5493 | 0 | 336.5493 | 7.0911e-06 | 330.46 | 0.00036844 | 336.5493 | 0 | 392.7148 | 1.02e-05 | 336.5493 | 0 | 336.5493 | 0.00033978 | 335.9831 | 0 | 601.1288 | 0.00522 | 335.9831 | 0 | 600.2193 | 0 | 601.1288 | 0.00213 | 335.0336 | 0
| 336.7626 | 0.00033452 | 336.196 | 0.00031939 | 393.5931 | 0.31347 | 336.7626 | -7.5282e-05 | 336.196 | 0.00044188 | 330.4226 | -3.9107e-06 | 336.196 | 0 | 336.7626 | 0 | 335.2442 | 0 | 393.5931 | 0.00309 | 336.7626 | 0 | 336.7626 | 0 | 330.67 | -0.00076939 | 336.7626 | 0 | 392.8272 | 1.0305e-05 | 336.7626 | 0 | 336.7626 | 0 | 336.196 | 0 | 601.2878 | 0.00357 | 336.196 | 0 | 600.3788 | 0 | 601.2878 | 0.0022 | 335.2442 | 0
| 336.9759 | 0.0020085 | 336.409 | 0.0009147 | 393.7059 | 0.30666 | 336.9759 | 0.00046533 | 336.409 | -0.00044 | 330.6363 | 7.0463e-06 | 336.409 | 0 | 336.9759 | 0 | 335.4548 | 0 | 393.7059 | 0.00033123 | 336.9759 | 0 | 336.9759 | 9.3914e-06 | 330.89 | 0.00049847 | 336.9759 | 0 | 392.9397 | 1.0879e-05 | 336.9759 | 0 | 336.9759 | 0.00035026 | 336.409 | 0 | 601.4468 | 0.00413 | 336.409 | 0 | 600.5383 | 0 | 601.4468 | 0.00207 | 335.4548 | 0
| 337.1892 | 0.00032613 | 336.6219 | 0.00018857 | 393.8188 | 0.30482 | 337.1892 | 8.9403e-05 | 336.6219 | 0.0013201 | 330.8499 | -1.7513e-06 | 336.6219 | 0 | 337.1892 | 0 | 335.6654 | 0 | 393.8188 | 0.0013 | 337.1892 | 0 | 337.1892 | 0 | 331.1 | 0.0010836 | 337.1892 | 0 | 393.0521 | 1.0388e-05 | 337.1892 | 0 | 337.1892 | 0 | 336.6219 | 0 | 601.6059 | 0.00415 | 336.6219 | 0 | 600.6978 | 1.0001e-05 | 601.6059 | 0.00216 | 335.6654 | 0
| 337.4025 | 0.0021976 | 336.8349 | 0.00046575 | 393.9316 | 0.29844 | 337.4025 | 9.5042e-05 | 336.8349 | 1.708e-05 | 331.0635 | 5.0466e-06 | 336.8349 | 0 | 337.4025 | 0 | 335.8761 | 0 | 393.9316 | 0.00198 | 337.4025 | 0 | 337.4025 | 8.7269e-06 | 331.31 | -0.0010295 | 337.4025 | 0 | 393.1646 | 9.029e-06 | 337.4025 | 0 | 337.4025 | 0.00042996 | 336.8349 | 0 | 601.7649 | 0.00469 | 336.8349 | 0 | 600.8573 | 0 | 601.7649 | 0.00209 | 335.8761 | 0
| 337.6158 | 0.0007429 | 337.0479 | 0.00020059 | 394.0445 | 0.29145 | 337.6158 | 0.00033432 | 337.0479 | 0.00066763 | 331.2772 | -3.9109e-06 | 337.0479 | 0 | 337.6158 | 0 | 336.0868 | 0 | 394.0445 | 0.00136 | 337.6158 | 0 | 337.6158 | 0 | 331.53 | -0.00080189 | 337.6158 | 0 | 393.2771 | 8.8299e-06 | 337.6158 | 0 | 337.6158 | 0 | 337.0479 | 0 | 601.9239 | 0.00266 | 337.0479 | 0 | 601.0169 | 1.0001e-05 | 601.9239 | 0.00219 | 336.0868 | 0
| 337.8292 | 0.0019202 | 337.2609 | 0.0012461 | 394.1573 | 0.28735 | 337.8292 | 0.00039551 | 337.2609 | -0.00030352 | 331.4909 | 6.52e-06 | 337.2609 | 0 | 337.8292 | 0 | 336.2974 | 0 | 394.1573 | 0.00201 | 337.8292 | 0 | 337.8292 | 1.0031e-05 | 331.74 | 0.0015387 | 337.8292 | 0 | 393.3895 | 8.7714e-06 | 337.8292 | 0 | 337.8292 | 0.00045987 | 337.2609 | 0 | 602.0829 | 0.00413 | 337.2609 | 0 | 601.1764 | 6.6672e-06 | 602.0829 | 0.00209 | 336.2974 | 0
| 338.0425 | 0.0011311 | 337.4739 | 0.00046348 | 394.2702 | 0.28264 | 338.0425 | -0.00027229 | 337.4739 | 0.00066393 | 331.7046 | -2.6528e-06 | 337.4739 | 0 | 338.0425 | 0 | 336.5081 | 0 | 394.2702 | 0.00198 | 338.0425 | 0 | 338.0425 | 0 | 331.95 | 0.0016038 | 338.0425 | 0 | 393.502 | 1.0141e-05 | 338.0425 | 0 | 338.0425 | 0 | 337.4739 | 0 | 602.242 | 0.00454 | 337.4739 | 0 | 601.336 | 1.0001e-05 | 602.242 | 0.00215 | 336.5081 | 0
| 338.2559 | 0.0020922 | 337.687 | 0.00096069 | 394.383 | 0.27918 | 338.2559 | 0.00013557 | 337.687 | 0.00028556 | 331.9183 | 6.893e-06 | 337.687 | 0 | 338.2559 | 0 | 336.7188 | 0 | 394.383 | 0.00249 | 338.2559 | 0 | 338.2559 | 1.0326e-05 | 332.17 | -0.00021673 | 338.2559 | 0 | 393.6145 | 9.919e-06 | 338.2559 | 0 | 338.2559 | 0.00043049 | 337.687 | 0 | 602.401 | 0.00663 | 337.687 | 0 | 601.4955 | 4.667e-05 | 602.401 | 0.00204 | 336.7188 | 0
| 338.4693 | 0.00040154 | 337.9 | 0.00013181 | 394.4959 | 0.27359 | 338.4693 | 0.00036358 | 337.9 | 0.001052 | 332.132 | -5.0553e-07 | 337.9 | 0 | 338.4693 | 0 | 336.9295 | 0 | 394.4959 | 0.00187 | 338.4693 | 0 | 338.4693 | 0 | 332.38 | -0.001062 | 338.4693 | 0 | 393.727 | 9.6848e-06 | 338.4693 | 0 | 338.4693 | 0 | 337.9 | 0 | 602.5601 | 0.00218 | 337.9 | 0 | 601.6551 | 0 | 602.5601 | 0.0022 | 336.9295 | 0
| 338.6827 | 0.0015694 | 338.1131 | 0.00083116 | 394.6087 | 0.26486 | 338.6827 | 0.00040125 | 338.1131 | -0.00063543 | 332.3458 | 6.7888e-06 | 338.1131 | 0 | 338.6827 | 0 | 337.1402 | 0 | 394.6087 | 0.00178 | 338.6827 | 0 | 338.6827 | 3.9185e-06 | 332.59 | 0.0017338 | 338.6827 | 0 | 393.8395 | 8.0219e-06 | 338.6827 | 0 | 338.6827 | 0.00033018 | 338.1131 | 0 | 602.7191 | 0.00483 | 338.1131 | 0 | 601.8146 | 6.6672e-06 | 602.7191 | 0.00213 | 337.1402 | 0
| 338.8961 | 0.00053476 | 338.3262 | 0.00078819 | 394.7215 | 0.26208 | 338.8961 | 0.00050021 | 338.3262 | 0.00047142 | 332.5595 | -2.046e-06 | 338.3262 | 0 | 338.8961 | 0 | 337.351 | 0 | 394.7215 | 0.00295 | 338.8961 | 0 | 338.8961 | 0 | 332.81 | -0.0023949 | 338.8961 | 0 | 393.952 | 8.1507e-06 | 338.8961 | 0 | 338.8961 | 0 | 338.3262 | 0 | 602.8782 | 0.00485 | 338.3262 | 0 | 601.9742 | 0 | 602.8782 | 0.00224 | 337.351 | 0
| 339.1096 | 0.00066092 | 338.5393 | 0.0013076 | 394.8344 | 0.25549 | 339.1096 | 0.0007428 | 338.5393 | -0.00031667 | 332.7733 | 7.7046e-06 | 338.5393 | 0 | 339.1096 | 0 | 337.5617 | 0 | 394.8344 | 0.00127 | 339.1096 | 0 | 339.1096 | 1.395e-05 | 333.02 | 0.00020589 | 339.1096 | 0 | 394.0645 | 8.6777e-06 | 339.1096 | 0 | 339.1096 | 0.00038336 | 338.5393 | 0 | 603.0373 | 0.00672 | 338.5393 | 0 | 602.1338 | 6.6672e-06 | 603.0373 | 0.00205 | 337.5617 | 0
| 339.323 | 0.001473 | 338.7524 | 0.000916 | 394.9472 | 0.25147 | 339.323 | -3.7666e-05 | 338.7524 | 0.0011835 | 332.987 | -4.7949e-06 | 338.7524 | 0 | 339.323 | 0 | 337.7725 | 0 | 394.9472 | 0.00176 | 339.323 | 0 | 339.323 | 0 | 333.24 | 0.00085607 | 339.323 | 0 | 394.177 | 9.3218e-06 | 339.323 | 0 | 339.323 | 0 | 338.7525 | 0 | 603.1963 | 0.00348 | 338.7524 | 0 | 602.2934 | 0 | 603.1963 | 0.00217 | 337.7725 | 0
| 339.5365 | 0.0013619 | 338.9656 | 0.0012207 | 395.06 | 0.24499 | 339.5365 | 0.00028593 | 338.9656 | -0.00010475 | 333.2008 | 4.7582e-06 | 338.9656 | 0 | 339.5365 | 0 | 337.9832 | 0 | 395.06 | 0.00178 | 339.5365 | 0 | 339.5365 | 4.6453e-06 | 333.45 | 0.00027091 | 339.5365 | 0 | 394.2895 | 9.4272e-06 | 339.5365 | 0 | 339.5365 | 0.00030493 | 338.9656 | 0 | 603.3554 | 0.00543 | 338.9656 | 0 | 602.453 | 0 | 603.3554 | 0.00209 | 337.9832 | 0
| 339.75 | 0.00085312 | 339.1787 | -0.00056293 | 395.1729 | 0.23746 | 339.75 | -0.00053015 | 339.1787 | 0.00089011 | 333.4146 | -5.9453e-06 | 339.1787 | 0 | 339.75 | 0 | 338.194 | 0 | 395.1729 | 0.00119 | 339.75 | 0 | 339.75 | 0 | 333.66 | -0.00021673 | 339.75 | 0 | 394.402 | 9.0993e-06 | 339.75 | 0 | 339.75 | 0 | 339.1787 | 0 | 603.5145 | 0.00297 | 339.1787 | 0 | 602.6126 | 0 | 603.5145 | 0.00226 | 338.194 | 0
| 339.9635 | 0.0017034 | 339.3919 | 0.00018386 | 395.2857 | 0.23582 | 339.9635 | 0.00036249 | 339.3919 | -0.0011548 | 333.6284 | 3.4072e-06 | 339.3919 | 0 | 339.9635 | 0 | 338.4048 | 0 | 395.2857 | 0.00201 | 339.9635 | 0 | 339.9635 | 1.6501e-06 | 333.88 | 0.0011487 | 339.9635 | 0 | 394.5146 | 9.0993e-06 | 339.9635 | 0 | 339.9635 | 0.00014078 | 339.3919 | 0 | 603.6736 | 0.00519 | 339.3919 | 0 | 602.7722 | 6.6672e-06 | 603.6736 | 0.00216 | 338.4048 | 0
| 340.177 | 0.00027381 | 339.6051 | 0.0013918 | 395.3986 | 0.23033 | 340.177 | -0.00016931 | 339.6051 | 0.00047512 | 333.8423 | -4.9752e-06 | 339.6051 | 0 | 340.177 | 0 | 338.6156 | 0 | 395.3986 | 0.00241 | 340.177 | 0 | 340.177 | 0 | 334.09 | -0.00089942 | 340.177 | 0 | 394.6271 | 1.0165e-05 | 340.177 | 0 | 340.177 | 0 | 339.6051 | 0 | 603.8328 | 0.00339 | 339.6051 | 0 | 602.9318 | 3.0002e-05 | 603.8328 | 0.00226 | 338.6156 | 0
| 340.3905 | 0.001261 | 339.8183 | 0.00072723 | 395.5114 | 0.22301 | 340.3905 | 0.00048876 | 339.8183 | -0.00010311 | 334.0561 | 9.9422e-06 | 339.8183 | 0 | 340.3905 | 0 | 338.8264 | 0 | 395.5114 | 0.00232 | 340.3905 | 0 | 340.3905 | 5.7921e-06 | 334.3 | -0.00021673 | 340.3905 | 0 | 394.7396 | 1.0095e-05 | 340.3905 | 0 | 340.3905 | 0.00035524 | 339.8183 | 0 | 603.9919 | 0.00401 | 339.8183 | 0 | 603.0914 | 0 | 603.9919 | 0.00211 | 338.8265 | 0
| 340.6041 | 0.00067668 | 340.0315 | 0.00082351 | 395.6242 | 0.21771 | 340.6041 | -0.00087419 | 340.0315 | 0.00046881 | 334.2699 | -2.804e-06 | 340.0315 | 0 | 340.6041 | 0 | 339.0373 | 0 | 395.6242 | 0.00176 | 340.6041 | 0 | 340.6041 | 0 | 334.52 | -0.0025575 | 340.6041 | 0 | 394.8522 | 1.0177e-05 | 340.6041 | 0 | 340.6041 | 0 | 340.0315 | 0 | 604.151 | 0.00322 | 340.0315 | 0 | 603.251 | 1.0001e-05 | 604.151 | 0.00224 | 339.0373 | 0
| 340.8177 | 0.001395 | 340.2448 | 0.0007223 | 395.7371 | 0.21155 | 340.8177 | 0.00010013 | 340.2448 | 0.00012194 | 334.4838 | 4.8244e-06 | 340.2448 | 0 | 340.8176 | 0 | 339.2481 | 0 | 395.7371 | 0.00107 | 340.8176 | 0 | 340.8177 | 6.2895e-06 | 334.73 | 0.0012787 | 340.8176 | 0 | 394.9647 | 9.2164e-06 | 340.8176 | 0 | 340.8177 | 0.00034441 | 340.2448 | 0 | 604.3101 | 0.00476 | 340.2448 | 0 | 603.4107 | 0 | 604.3101 | 0.00211 | 339.2481 | 0
| 341.0312 | 0.00043674 | 340.458 | 0.00063523 | 395.8499 | 0.20942 | 341.0312 | -0.00019255 | 340.458 | 0.0010848 | 334.6977 | -7.015e-07 | 340.458 | 0 | 341.0312 | 0 | 339.459 | 0 | 395.8499 | 0.00056294 | 341.0312 | 0 | 341.0312 | 0 | 334.94 | -0.0023949 | 341.0312 | 0 | 395.0773 | 9.8488e-06 | 341.0312 | 0 | 341.0312 | 0 | 340.458 | 0 | 604.4693 | 0.00397 | 340.458 | 0 | 603.5703 | 1.0001e-05 | 604.4693 | 0.00226 | 339.459 | 0
| 341.2448 | 0.0017277 | 340.6713 | 0.0013189 | 395.9627 | 0.19829 | 341.2448 | 0.00077177 | 340.6713 | -0.00018525 | 334.9116 | 4.9985e-06 | 340.6713 | 0 | 341.2448 | 0 | 339.6699 | 0 | 395.9627 | 0.00272 | 341.2448 | 0 | 341.2448 | 8.9799e-06 | 335.16 | -0.00057433 | 341.2448 | 0 | 395.1898 | 1.0095e-05 | 341.2448 | 0 | 341.2448 | 0.00016847 | 340.6713 | 0 | 604.6284 | 0.00552 | 340.6713 | 0 | 603.7299 | 0 | 604.6284 | 0.00209 | 339.6699 | 0
| 341.4584 | 0.00077629 | 340.8846 | 3.0026e-05 | 396.0756 | 0.19572 | 341.4584 | -8.6381e-06 | 340.8846 | 0.00060615 | 335.1255 | -1.5623e-06 | 340.8846 | 0 | 341.4584 | 0 | 339.8808 | 0 | 396.0756 | 0.00295 | 341.4584 | 0 | 341.4584 | 0 | 335.37 | -0.0022323 | 341.4584 | 0 | 395.3024 | 1.0364e-05 | 341.4584 | 0 | 341.4584 | 0 | 340.8846 | 0 | 604.7876 | 0.00448 | 340.8846 | 0 | 603.8896 | 1.0001e-05 | 604.7876 | 0.00212 | 339.8808 | 0
| 341.672 | 0.0016935 | 341.0979 | 0.00099296 | 396.1884 | 0.18966 | 341.672 | 4.5178e-05 | 341.0979 | -0.00044046 | 335.3394 | 1.0137e-05 | 341.0979 | 0 | 341.672 | 0 | 340.0917 | 0 | 396.1884 | 0.00203 | 341.672 | 0 | 341.672 | 5.5553e-06 | 335.59 | 7.5855e-05 | 341.672 | 0 | 395.415 | 1.0095e-05 | 341.672 | 0 | 341.672 | 0.00027758 | 341.0979 | 0 | 604.9467 | 0.00633 | 341.0979 | 0 | 604.0492 | 0 | 604.9467 | 0.002 | 340.0917 | 0
| 341.8857 | 0.00052821 | 341.3112 | -0.00020664 | 396.3012 | 0.18778 | 341.8857 | -0.0011924 | 341.3112 | 0.00052063 | 335.5533 | -5.2678e-06 | 341.3112 | 0 | 341.8857 | 0 | 340.3026 | 0 | 396.3012 | 0.00061971 | 341.8857 | 0 | 341.8857 | 0 | 335.8 | -0.00076939 | 341.8857 | 0 | 395.5275 | 1.0305e-05 | 341.8857 | 0 | 341.8857 | 0 | 341.3112 | 0 | 605.1059 | 0.00317 | 341.3112 | 0 | 604.2089 | 3.0002e-05 | 605.1059 | 0.00211 | 340.3026 | 0
| 342.0993 | 0.00051946 | 341.5246 | -3.8092e-05 | 396.414 | 0.18131 | 342.0993 | 0.00075258 | 341.5246 | -0.00038032 | 335.7672 | 8.7489e-06 | 341.5246 | 0 | 342.0993 | 0 | 340.5135 | 0 | 396.414 | 0.00186 | 342.0993 | 0 | 342.0993 | 1.0111e-05 | 336.01 | 0.00072604 | 342.0993 | 0 | 395.6401 | 1.006e-05 | 342.0993 | 0 | 342.0993 | 0.00029909 | 341.5245 | 0 | 605.2651 | 0.00584 | 341.5246 | 0 | 604.3686 | 0 | 605.2651 | 0.00213 | 340.5135 | 0
| 342.313 | 0.00065683 | 341.7379 | 0.00028141 | 396.5269 | 0.17895 | 342.313 | -8.3485e-05 | 341.7379 | 0.00073521 | 335.9812 | 1.2709e-07 | 341.7379 | 0 | 342.313 | 0 | 340.7244 | 0 | 396.5269 | 0.00454 | 342.313 | 0 | 342.313 | 0 | 336.23 | -0.00073687 | 342.313 | 0 | 395.7527 | 1.0305e-05 | 342.313 | 0 | 342.313 | 0 | 341.7379 | 0 | 605.4243 | 0.00411 | 341.7379 | 0 | 604.5282 | 3.0002e-05 | 605.4243 | 0.00222 | 340.7244 | 0
| 342.5267 | 0.0010693 | 341.9513 | 0.00025131 | 396.6397 | 0.17448 | 342.5267 | 0.00010591 | 341.9513 | -0.00045055 | 336.1951 | 7.3716e-06 | 341.9513 | 0 | 342.5267 | 0 | 340.9354 | 0 | 396.6397 | 0.00243 | 342.5267 | 0 | 342.5267 | 5.1997e-06 | 336.44 | 7.5855e-05 | 342.5267 | 0 | 395.8653 | 9.1578e-06 | 342.5267 | 0 | 342.5267 | 0.00030665 | 341.9513 | 0 | 605.5835 | 0.00559 | 341.9513 | 0 | 604.6879 | 0 | 605.5835 | 0.00214 | 340.9354 | 0
| 342.7404 | 0.0014253 | 342.1647 | 0.00078899 | 396.7525 | 0.17148 | 342.7404 | -0.00023778 | 342.1647 | 0.0010542 | 336.4091 | -5.1325e-06 | 342.1647 | 0 | 342.7404 | 0 | 341.1464 | 0 | 396.7525 | 0.0015 | 342.7404 | 0 | 342.7404 | 0 | 336.65 | 0.0010836 | 342.7404 | 0 | 395.9779 | 9.3452e-06 | 342.7404 | 0 | 342.7404 | 0 | 342.1646 | 0 | 605.7427 | 0.00357 | 342.1647 | 0 | 604.8476 | 1.0001e-05 | 605.7427 | 0.00216 | 341.1464 | 0
| 342.9541 | 0.001738 | 342.3781 | 0.00094574 | 396.8654 | 0.16477 | 342.9541 | 0.00027669 | 342.3781 | -0.00013456 | 336.6231 | 6.3771e-06 | 342.3781 | 0 | 342.9541 | 0 | 341.3573 | 0 | 396.8654 | 0.00215 | 342.9541 | 0 | 342.9541 | 9.2498e-06 | 336.87 | -0.001322 | 342.9541 | 0 | 396.0905 | 9.029e-06 | 342.9541 | 0 | 342.9541 | 0.00027705 | 342.378 | 0 | 605.9019 | 0.00513 | 342.3781 | 0 | 605.0073 | 6.6672e-06 | 605.9019 | 0.00203 | 341.3573 | 0
| 343.1678 | 0.00091639 | 342.5915 | -0.00030408 | 396.9782 | 0.16036 | 343.1678 | -0.00075792 | 342.5915 | 0.0011433 | 336.8371 | -5.1699e-06 | 342.5915 | 0 | 343.1678 | 0 | 341.5683 | 0 | 396.9782 | 0.00147 | 343.1678 | 0 | 343.1678 | 0 | 337.08 | 0.00085607 | 343.1678 | 0 | 396.2031 | 1.0938e-05 | 343.1678 | 0 | 343.1678 | 0 | 342.5915 | 0 | 606.0611 | 0.00366 | 342.5915 | 0 | 605.167 | 5.0004e-05 | 606.0611 | 0.00214 | 341.5683 | 0
| 343.3816 | 0.0020397 | 342.8049 | 0.00089302 | 397.091 | 0.15526 | 343.3816 | 0.00056805 | 342.8049 | -0.00058472 | 337.0511 | 1.0738e-05 | 342.8049 | 0 | 343.3815 | 0 | 341.7793 | 0 | 397.091 | 0.00135 | 343.3815 | 0 | 343.3816 | 4.4474e-06 | 337.3 | -0.00054182 | 343.3815 | 0 | 396.3157 | 1.1664e-05 | 343.3815 | 0 | 343.3816 | 0.00038462 | 342.8049 | 0 | 606.2203 | 0.00396 | 342.8049 | 0 | 605.3267 | 0 | 606.2203 | 0.00203 | 341.7793 | 0
| 343.5953 | 0.00026601 | 343.0183 | 0.00025079 | 397.2038 | 0.15544 | 343.5953 | -0.00013148 | 343.0183 | 0.0012362 | 337.2651 | 4.9445e-08 | 343.0183 | 0 | 343.5953 | 0 | 341.9903 | 0 | 397.2038 | 0.00187 | 343.5953 | 0 | 343.5953 | 0 | 337.51 | 1.0836e-05 | 343.5953 | 0 | 396.4283 | 1.2507e-05 | 343.5953 | 0 | 343.5953 | 0 | 343.0183 | 0 | 606.3795 | 0.00455 | 343.0183 | 0 | 605.4864 | 3.0002e-05 | 606.3795 | 0.00218 | 341.9903 | 0
| 343.8091 | 0.0020195 | 343.2318 | 0.0012697 | 397.3166 | 0.14876 | 343.8091 | 0.00084101 | 343.2318 | -0.00041553 | 337.4792 | 5.4332e-06 | 343.2318 | 0 | 343.8091 | 0 | 342.2014 | 0 | 397.3166 | 0.00297 | 343.8091 | 0 | 343.8091 | 1.0855e-05 | 337.72 | 0.0011812 | 343.8091 | 0 | 396.5409 | 1.1289e-05 | 343.8091 | 0 | 343.8091 | 0.00036492 | 343.2318 | 0 | 606.5388 | 0.0028 | 343.2318 | 0 | 605.6461 | 6.6672e-06 | 606.5388 | 0.00203 | 342.2013 | 0
| 344.0229 | 0.00080072 | 343.4453 | 0.00084038 | 397.4295 | 0.14488 | 344.0229 | -0.00033962 | 343.4453 | 0.0012285 | 337.6932 | -6.3485e-06 | 343.4453 | 0 | 344.0229 | 0 | 342.4124 | 0 | 397.4295 | 0.00079001 | 344.0229 | 0 | 344.0229 | 0 | 337.94 | 0.00010836 | 344.0229 | 0 | 396.6535 | 9.7082e-06 | 344.0229 | 0 | 344.0229 | 0 | 343.4453 | 0 | 606.698 | 0.00469 | 343.4453 | 0 | 605.8059 | 3.0002e-05 | 606.698 | 0.00223 | 342.4124 | 0
| 344.2367 | 0.0014901 | 343.6588 | 0.0014021 | 397.5423 | 0.13901 | 344.2367 | 0.00073634 | 343.6588 | -0.00025412 | 337.9073 | 5.7345e-06 | 343.6588 | 0 | 344.2367 | 0 | 342.6234 | 0 | 397.5423 | 0.00089903 | 344.2367 | 0 | 344.2367 | 1.3217e-05 | 338.15 | -0.001257 | 344.2367 | 0 | 396.7662 | 8.2561e-06 | 344.2367 | 0 | 344.2367 | 0.00045515 | 343.6588 | 0 | 606.8573 | 0.0057 | 343.6588 | 0 | 605.9656 | 0 | 606.8573 | 0.00205 | 342.6234 | 0
| 344.4505 | 0.00090287 | 343.8723 | 0.00032639 | 397.6551 | 0.14125 | 344.4505 | -0.00011301 | 343.8723 | 0.0014213 | 338.1214 | -4.2818e-06 | 343.8723 | 0 | 344.4505 | 0 | 342.8345 | 0 | 397.6551 | 0.00161 | 344.4505 | 0 | 344.4505 | 0 | 338.37 | -0.0016472 | 344.4505 | 0 | 396.8788 | 8.1039e-06 | 344.4505 | 0 | 344.4505 | 0 | 343.8723 | 0 | 607.0165 | 0.00311 | 343.8723 | 0 | 606.1253 | 0 | 607.0165 | 0.00224 | 342.8345 | 0
| 344.6643 | 0.0019318 | 344.0858 | 0.00077498 | 397.7679 | 0.13518 | 344.6643 | 0.00074323 | 344.0858 | -0.00052977 | 338.3354 | 2.5149e-06 | 344.0858 | 0 | 344.6643 | 0 | 343.0456 | 0 | 397.7679 | 0.00192 | 344.6643 | 0 | 344.6643 | 8.3495e-06 | 338.58 | 0.0010836 | 344.6643 | 0 | 396.9915 | 8.1858e-06 | 344.6643 | 0 | 344.6643 | 0.00011911 | 344.0858 | 0 | 607.1758 | 0.00485 | 344.0858 | 0 | 606.2851 | 0 | 607.1758 | 0.002 | 343.0456 | 0
| 344.8781 | 0.0010385 | 344.2994 | 0.0005518 | 397.8808 | 0.13302 | 344.8781 | -0.00050614 | 344.2994 | 0.00059511 | 338.5496 | -4.4219e-06 | 344.2994 | 0 | 344.8782 | 0 | 343.2567 | 0 | 397.8808 | 0.00218 | 344.8782 | 0 | 344.8781 | 0 | 338.79 | -0.00021673 | 344.8782 | 0 | 397.1041 | 8.3498e-06 | 344.8782 | 0 | 344.8781 | 0 | 344.2994 | 0 | 607.3351 | 0.0039 | 344.2994 | 0 | 606.4448 | 1.0001e-05 | 607.3351 | 0.0021 | 343.2567 | 0
| 345.092 | 0.0017585 | 344.5129 | 0.001129 | 397.9936 | 0.13187 | 345.092 | 6.5047e-05 | 344.5129 | -0.0001563 | 338.7637 | 3.5916e-06 | 344.5129 | 0 | 345.092 | 0 | 343.4678 | 0 | 397.9936 | 0.00124 | 345.092 | 0 | 345.092 | 5.5555e-06 | 339.01 | 0.00010836 | 345.092 | 0 | 397.2167 | 8.0687e-06 | 345.092 | 0 | 345.092 | 0.00022638 | 344.5129 | 0 | 607.4944 | 0.00315 | 344.5129 | 0 | 606.6046 | 0 | 607.4944 | 0.00194 | 343.4678 | 0
| 345.3059 | 0.00093007 | 344.7265 | 8.2289e-06 | 398.1064 | 0.12696 | 345.3059 | -0.00052936 | 344.7265 | 0.00060341 | 338.9778 | -4.6735e-06 | 344.7265 | 0 | 345.3059 | 0 | 343.6789 | 0 | 398.1064 | 0.00067647 | 345.3059 | 0 | 345.3059 | 0 | 339.22 | -0.001062 | 345.3059 | 0 | 397.3294 | 9.1344e-06 | 345.3059 | 0 | 345.3059 | 0 | 344.7265 | 0 | 607.6536 | 0.00436 | 344.7265 | 0 | 606.7644 | 5.0004e-05 | 607.6536 | 0.00207 | 343.6789 | 0
| 345.5198 | 0.0024908 | 344.9401 | 0.0010818 | 398.2192 | 0.12145 | 345.5198 | 0.00048848 | 344.9401 | -0.00051446 | 339.1919 | 4.9636e-06 | 344.9401 | 0 | 345.5198 | 0 | 343.89 | 0 | 398.2192 | 0.00135 | 345.5198 | 0 | 345.5198 | 8.8228e-06 | 339.44 | 0.00049847 | 345.5198 | 0 | 397.4421 | 1.0001e-05 | 345.5198 | 0 | 345.5198 | 0.00034494 | 344.9401 | 0 | 607.8129 | 0.00445 | 344.9401 | 0 | 606.9241 | 0 | 607.8129 | 0.00197 | 343.89 | 0
| 345.7337 | 0.0015109 | 345.1537 | 0.0018905 | 398.332 | 0.12407 | 345.7337 | 0.00053263 | 345.1537 | 0.0008465 | 339.4061 | -4.1039e-06 | 345.1537 | 0 | 345.7337 | 0 | 344.1012 | 0 | 398.332 | 0.00156 | 345.7337 | 0 | 345.7337 | 0 | 339.65 | -0.00093193 | 345.7337 | 0 | 397.5547 | 1.0446e-05 | 345.7337 | 0 | 345.7337 | 0 | 345.1537 | 0 | 607.9723 | 0.00341 | 345.1537 | 0 | 607.0839 | 1.0001e-05 | 607.9723 | 0.00208 | 344.1012 | 0
| 345.9476 | 0.0012664 | 345.3673 | 0.0020989 | 398.4448 | 0.1188 | 345.9476 | 0.00071818 | 345.3673 | 0.00060734 | 339.6202 | 8.17e-06 | 345.3673 | 0 | 345.9476 | 0 | 344.3123 | 0 | 398.4448 | 0.0015 | 345.9476 | 0 | 345.9476 | 9.3529e-06 | 339.86 | 0.0020589 | 345.9476 | 0 | 397.6674 | 1.0282e-05 | 345.9476 | 0 | 345.9476 | 0.00023985 | 345.3673 | 0 | 608.1316 | 0.00436 | 345.3673 | 0 | 607.2437 | 6.6672e-06 | 608.1316 | 0.00189 | 344.3123 | 0
| 346.1615 | 0.00076368 | 345.581 | 0.00067563 | 398.5577 | 0.11885 | 346.1615 | -0.00030901 | 345.581 | 0.0015802 | 339.8344 | -1.9702e-06 | 345.581 | 0 | 346.1615 | 0 | 344.5235 | 0 | 398.5577 | 0.00178 | 346.1615 | 0 | 346.1615 | 0 | 340.08 | -0.0016147 | 346.1615 | 0 | 397.7801 | 9.919e-06 | 346.1615 | 0 | 346.1615 | 0 | 345.581 | 0 | 608.2909 | 0.00274 | 345.581 | 0 | 607.4035 | 1.0001e-05 | 608.2909 | 0.00199 | 344.5235 | 0
| 346.3755 | 0.0016423 | 345.7946 | 0.0015866 | 398.6705 | 0.11457 | 346.3755 | -0.00023514 | 345.7946 | -0.00055682 | 340.0486 | 5.2074e-06 | 345.7946 | 0 | 346.3755 | 0 | 344.7347 | 0 | 398.6705 | 0.00209 | 346.3755 | 0 | 346.3755 | 6.2719e-06 | 340.29 | -0.001062 | 346.3755 | 0 | 397.8928 | 9.4857e-06 | 346.3755 | 0 | 346.3755 | 0.00022535 | 345.7946 | 0 | 608.4502 | 0.00369 | 345.7946 | 0 | 607.5633 | 0 | 608.4502 | 0.00181 | 344.7347 | 0
| 346.5894 | 0.0020033 | 346.0083 | -0.00012116 | 398.7833 | 0.11491 | 346.5894 | -0.00068037 | 346.0083 | 0.00070447 | 340.2628 | -2.6647e-06 | 346.0083 | 0 | 346.5895 | 0 | 344.9459 | 0 | 398.7833 | 0.00019395 | 346.5895 | 0 | 346.5894 | 0 | 340.51 | -0.00086692 | 346.5895 | 0 | 398.0054 | 9.9307e-06 | 346.5895 | 0 | 346.5894 | 0 | 346.0083 | 0 | 608.6095 | 0.00443 | 346.0083 | 0 | 607.7231 | 1.0001e-05 | 608.6095 | 0.002 | 344.9459 | 0
| 346.8034 | 0.0024076 | 346.222 | 0.0013483 | 398.8961 | 0.11024 | 346.8034 | 0.00053089 | 346.222 | -0.00093029 | 340.4771 | 5.9181e-06 | 346.222 | 0 | 346.8034 | 0 | 345.1571 | 0 | 398.8961 | 0.00263 | 346.8034 | 0 | 346.8034 | 1.0962e-05 | 340.72 | -0.0019072 | 346.8034 | 0 | 398.1181 | 9.2984e-06 | 346.8034 | 0 | 346.8034 | 0.00019948 | 346.222 | 0 | 608.7689 | 0.0049 | 346.222 | 0 | 607.8829 | 6.6672e-06 | 608.7689 | 0.002 | 345.1571 | 0
| 347.0174 | 0.0014293 | 346.4357 | 0.0012661 | 399.0089 | 0.11016 | 347.0174 | 0.00049402 | 346.4357 | 0.00094883 | 340.6913 | -5.4871e-06 | 346.4357 | 0 | 347.0174 | 0 | 345.3683 | 0 | 399.0089 | 0.00053456 | 347.0174 | 0 | 347.0174 | 0 | 340.93 | -0.0035001 | 347.0174 | 0 | 398.2308 | 9.1344e-06 | 347.0174 | 0 | 347.0174 | 0 | 346.4357 | 0 | 608.9282 | 0.00533 | 346.4357 | 0 | 608.0427 | 5.0004e-05 | 608.9282 | 0.00215 | 345.3683 | 0
| 347.2314 | 0.0020555 | 346.6494 | 0.001615 | 399.1217 | 0.10621 | 347.2314 | 0.00089476 | 346.6494 | -0.0001851 | 340.9055 | 5.8356e-06 | 346.6494 | 0 | 347.2314 | 0 | 345.5795 | 0 | 399.1217 | 0.00297 | 347.2314 | 0 | 347.2314 | 1.3299e-05 | 341.15 | -0.00021673 | 347.2314 | 0 | 398.3435 | 8.8534e-06 | 347.2314 | 0 | 347.2314 | 0.00033302 | 346.6494 | 0 | 609.0876 | 0.00515 | 346.6494 | 0 | 608.2025 | 6.6672e-06 | 609.0876 | 0.00205 | 345.5795 | 0
| 347.4455 | 0.0019956 | 346.8632 | 0.00090255 | 399.2346 | 0.10739 | 347.4455 | -0.00049254 | 346.8632 | 0.0019336 | 341.1198 | -2.3782e-06 | 346.8632 | 0 | 347.4455 | 0 | 345.7908 | 0 | 399.2346 | 0.0015 | 347.4455 | 0 | 347.4455 | 0 | 341.36 | -0.0008344 | 347.4455 | 0 | 398.4563 | 1.0341e-05 | 347.4455 | 0 | 347.4455 | 0 | 346.8632 | 0 | 609.2469 | 0.0048 | 346.8632 | 0 | 608.3623 | 0 | 609.2469 | 0.00212 | 345.7908 | 0
| 347.6595 | 0.0019511 | 347.0769 | 0.0010082 | 399.3474 | 0.10527 | 347.6595 | 0.00088632 | 347.0769 | -0.00035643 | 341.334 | 8.7012e-06 | 347.0769 | 0 | 347.6595 | 0 | 346.002 | 0 | 399.3474 | 0.00184 | 347.6595 | 0 | 347.6595 | 1.0728e-05 | 341.58 | -0.00080189 | 347.6595 | 0 | 398.569 | 1.0493e-05 | 347.6595 | 0 | 347.6595 | 0.00015694 | 347.0769 | 0 | 609.4063 | 0.00561 | 347.0769 | 0 | 608.5222 | 2.6669e-05 | 609.4063 | 0.00201 | 346.002 | 0
| 347.8736 | 0.0024007 | 347.2907 | -0.00014678 | 399.4602 | 0.10723 | 347.8736 | -0.00038835 | 347.2907 | 0.0013381 | 341.5483 | -5.0818e-06 | 347.2907 | 0 | 347.8736 | 0 | 346.2133 | 0 | 399.4602 | 0.00178 | 347.8736 | 0 | 347.8736 | 0 | 341.79 | -0.00018422 | 347.8736 | 0 | 398.6817 | 9.4389e-06 | 347.8736 | 0 | 347.8736 | 0 | 347.2907 | 0 | 609.5657 | 0.00505 | 347.2907 | 0 | 608.682 | 3.0002e-05 | 609.5657 | 0.00211 | 346.2133 | 0
| 348.0876 | 0.0026063 | 347.5045 | 0.0019092 | 399.573 | 0.10168 | 348.0876 | 0.00093826 | 347.5045 | -0.00012647 | 341.7626 | 5.0852e-06 | 347.5045 | 0 | 348.0876 | 0 | 346.4246 | 0 | 399.573 | 0.0011 | 348.0876 | 0 | 348.0876 | 1.4075e-05 | 342 | -0.0010945 | 348.0876 | 0 | 398.7944 | 8.8065e-06 | 348.0876 | 0 | 348.0876 | 9.8858e-05 | 347.5045 | 0 | 609.7251 | 0.00622 | 347.5045 | 0 | 608.8419 | 6.6672e-06 | 609.7251 | 0.00194 | 346.4246 | 0
| 348.3017 | 0.00077241 | 347.7183 | 0.0009843 | 399.6858 | 0.10175 | 348.3017 | -0.00025143 | 347.7183 | 0.0016141 | 341.9769 | -3.6081e-06 | 347.7183 | 0 | 348.3017 | 0 | 346.6359 | 0 | 399.6858 | 0.00431 | 348.3017 | 0 | 348.3017 | 0 | 342.22 | -0.0024274 | 348.3017 | 0 | 398.9071 | 1.0423e-05 | 348.3017 | 0 | 348.3017 | 0 | 347.7183 | 0 | 609.8845 | 0.00352 | 347.7183 | 0 | 609.0017 | 1.0001e-05 | 609.8845 | 0.00201 | 346.6359 | 0
| 348.5158 | 0.002157 | 347.9321 | -0.00035588 | 399.7986 | 0.09912 | 348.5158 | 0.00020298 | 347.9321 | -0.0004494 | 342.1912 | 4.0427e-06 | 347.9321 | 0 | 348.5158 | 0 | 346.8472 | 0 | 399.7986 | 0.00357 | 348.5158 | 0 | 348.5158 | 1.1226e-05 | 342.43 | -8.6692e-05 | 348.5158 | 0 | 399.0199 | 1.0797e-05 | 348.5158 | 0 | 348.5158 | 0.00027025 | 347.9321 | 0 | 610.0438 | 0.00394 | 347.9321 | 0 | 609.1616 | 0 | 610.0438 | 0.00182 | 346.8472 | 0
| 348.7299 | 0.0016073 | 348.1459 | 0.00077282 | 399.9114 | 0.09671 | 348.7299 | 0.000153 | 348.1459 | 0.00053549 | 342.4055 | -5.4942e-06 | 348.1459 | 0 | 348.7299 | 0 | 347.0585 | 0 | 399.9114 | 0.00218 | 348.7299 | 0 | 348.7299 | 0 | 342.65 | 7.5855e-05 | 348.7299 | 0 | 399.1326 | 1.1746e-05 | 348.7299 | 0 | 348.7299 | 0 | 348.1459 | 0 | 610.2033 | 0.0039 | 348.1459 | 0 | 609.3214 | 1.0001e-05 | 610.2033 | 0.0019 | 347.0585 | 0
| 348.9441 | 0.0024818 | 348.3598 | 0.0017913 | 400.0242 | 0.09724 | 348.9441 | 0.0010155 | 348.3598 | -0.00022793 | 342.6199 | 9.2339e-06 | 348.3598 | 0 | 348.9441 | 0 | 347.2698 | 0 | 400.0242 | 0.00158 | 348.9441 | 0 | 348.9441 | 3.5071e-06 | 342.86 | 0.00014088 | 348.9441 | 0 | 399.2453 | 1.006e-05 | 348.9441 | 0 | 348.9441 | 0.00022639 | 348.3598 | 0 | 610.3627 | 0.00541 | 348.3598 | 0 | 609.4813 | 6.6672e-06 | 610.3627 | 0.00177 | 347.2698 | 0
| 349.1582 | 0.0017907 | 348.5736 | 0.0021073 | 400.137 | 0.0948 | 349.1582 | -0.00040345 | 348.5736 | 0.0013391 | 342.8343 | -1.2898e-06 | 348.5736 | 0 | 349.1582 | 0 | 347.4812 | 0 | 400.137 | 0.00263 | 349.1582 | 0 | 349.1582 | 0 | 343.08 | 0.00088859 | 349.1582 | 0 | 399.3581 | 1.0001e-05 | 349.1582 | 0 | 349.1582 | 0 | 348.5736 | 0 | 610.5221 | 0.00339 | 348.5736 | 0 | 609.6412 | 3.0002e-05 | 610.5221 | 0.00192 | 347.4812 | 0
| 349.3723 | 0.0021248 | 348.7875 | 0.0014459 | 400.2498 | 0.08989 | 349.3723 | 0.00085776 | 348.7875 | -0.00061568 | 343.0486 | 5.4075e-06 | 348.7875 | 0 | 349.3724 | 0 | 347.6925 | 0 | 400.2498 | 0.00303 | 349.3724 | 0 | 349.3723 | 1.2748e-05 | 343.29 | 0.00066102 | 349.3724 | 0 | 399.4708 | 7.9633e-06 | 349.3724 | 0 | 349.3723 | 0.00036189 | 348.7875 | 0 | 610.6815 | 0.00548 | 348.7875 | 0 | 609.8011 | 6.6672e-06 | 610.6815 | 0.00181 | 347.6925 | 0
| 349.5865 | 0.001752 | 349.0014 | 0.00145 | 400.3626 | 0.09038 | 349.5865 | -0.00032899 | 349.0014 | 0.0013434 | 343.263 | 1.7022e-07 | 349.0014 | 0 | 349.5865 | 0 | 347.9039 | 0 | 400.3626 | 0.00281 | 349.5865 | 0 | 349.5865 | 0 | 343.5 | 0.00088859 | 349.5865 | 0 | 399.5836 | 8.3381e-06 | 349.5865 | 0 | 349.5865 | 0 | 349.0014 | 0 | 610.8409 | 0.00357 | 349.0014 | 0 | 609.961 | 1.0001e-05 | 610.8409 | 0.00188 | 347.9039 | 0
| 349.8007 | 0.0025513 | 349.2153 | 0.00176 | 400.4754 | 0.08861 | 349.8007 | 0.00097278 | 349.2153 | -0.00041489 | 343.4774 | 5.9798e-06 | 349.2153 | 0 | 349.8007 | 0 | 348.1153 | 0 | 400.4754 | 0.00314 | 349.8007 | 0 | 349.8007 | 3.0671e-06 | 343.72 | 0.0013763 | 349.8007 | 0 | 399.6964 | 8.3381e-06 | 349.8007 | 0 | 349.8007 | 0.00021921 | 349.2153 | 0 | 611.0004 | 0.00598 | 349.2153 | 0 | 610.1209 | 0 | 611.0004 | 0.00174 | 348.1153 | 0
| 350.0149 | 0.0020352 | 349.4292 | 0.00063035 | 400.5882 | 0.08904 | 350.0149 | -0.0002089 | 349.4292 | 0.00089662 | 343.6918 | 8.9201e-07 | 349.4292 | 0 | 350.0149 | 0 | 348.3267 | 0 | 400.5882 | 0.00255 | 350.0149 | 0 | 350.0149 | 0 | 343.93 | -0.0017121 | 350.0149 | 0 | 399.8091 | 9.111e-06 | 350.0149 | 0 | 350.0149 | 0 | 349.4292 | 0 | 611.1598 | 0.00373 | 349.4292 | 0 | 610.2808 | 0 | 611.1598 | 0.00188 | 348.3267 | 0
| 350.2291 | 0.0026814 | 349.6432 | 0.001056 | 400.7011 | 0.08454 | 350.2291 | 0.00064275 | 349.6432 | 8.4181e-05 | 343.9062 | 8.8841e-06 | 349.6432 | 0 | 350.2291 | 0 | 348.5381 | 0 | 400.7011 | 0.00181 | 350.2291 | 0 | 350.2291 | 8.3233e-06 | 344.15 | -0.0014521 | 350.2291 | 0 | 399.9219 | 9.2398e-06 | 350.2291 | 0 | 350.2291 | 0.00046857 | 349.6432 | 0 | 611.3193 | 0.00427 | 349.6432 | 0 | 610.4407 | 6.6672e-06 | 611.3193 | 0.0019 | 348.5381 | 0
| 350.4434 | 0.0019597 | 349.8571 | 0.0022839 | 400.8139 | 0.08344 | 350.4434 | -2.9827e-05 | 349.8571 | 0.0012587 | 344.1206 | -8.6969e-06 | 349.8571 | 0 | 350.4434 | 0 | 348.7495 | 0 | 400.8139 | 0.00229 | 350.4434 | 0 | 350.4434 | 0 | 344.36 | -0.0020698 | 350.4434 | 0 | 400.0347 | 9.7317e-06 | 350.4434 | 0 | 350.4434 | 0 | 349.8571 | 0 | 611.4787 | 0.00464 | 349.8571 | 0 | 610.6006 | 0 | 611.4787 | 0.00201 | 348.7495 | 0
| 350.6576 | 0.0031957 | 350.0711 | 0.0010691 | 400.9267 | 0.08084 | 350.6576 | 0.00076539 | 350.0711 | 0.00015104 | 344.3351 | 7.6996e-06 | 350.0711 | 0 | 350.6576 | 0 | 348.961 | 0 | 400.9267 | 0.0024 | 350.6576 | 0 | 350.6576 | 1.0839e-05 | 344.58 | -0.00037928 | 350.6576 | 0 | 400.1475 | 1.0446e-05 | 350.6576 | 0 | 350.6576 | 0.00026127 | 350.0711 | 0 | 611.6382 | 0.00397 | 350.0711 | 0 | 610.7605 | 0 | 611.6382 | 0.00194 | 348.961 | 0
| 350.8719 | 0.0029433 | 350.2851 | 0.0016907 | 401.0395 | 0.08025 | 350.8719 | 0.00029625 | 350.2851 | 0.0012238 | 344.5496 | 7.4032e-07 | 350.2851 | 0 | 350.8719 | 0 | 349.1724 | 0 | 401.0395 | 0.00218 | 350.8719 | 0 | 350.8719 | 0 | 344.79 | -0.0010945 | 350.8719 | 0 | 400.2603 | 9.7668e-06 | 350.8719 | 0 | 350.8719 | 0 | 350.2851 | 0 | 611.7977 | 0.00338 | 350.2851 | 0 | 610.9204 | 0 | 611.7977 | 0.00201 | 349.1724 | 0
| 351.0862 | 0.0030057 | 350.4991 | 0.0027496 | 401.1523 | 0.07531 | 351.0862 | 0.00082551 | 350.4991 | -0.0003358 | 344.764 | 7.4951e-06 | 350.4991 | 0 | 351.0862 | 0 | 349.3839 | 0 | 401.1523 | 0.00235 | 351.0862 | 0 | 351.0862 | 0 | 345 | 0.0012462 | 351.0862 | 0 | 400.3731 | 9.6263e-06 | 351.0862 | 0 | 351.0861 | 0.00034976 | 350.4991 | 0 | 611.9572 | 0.00468 | 350.4991 | 0 | 611.0804 | 6.6672e-06 | 611.9572 | 0.00191 | 349.3839 | 0
| 351.3004 | 0.0029416 | 350.7131 | 0.0020026 | 401.2651 | 0.07449 | 351.3004 | 0.00032522 | 350.7131 | 0.00088309 | 344.9785 | -1.897e-06 | 350.7131 | 0 | 351.3005 | 0 | 349.5953 | 0 | 401.2651 | 0.00164 | 351.3005 | 0 | 351.3004 | 0 | 345.22 | 0.00014088 | 351.3005 | 0 | 400.4859 | 8.7714e-06 | 351.3005 | 0 | 351.3005 | 0 | 350.7131 | 0 | 612.1167 | 0.00281 | 350.7131 | 0 | 611.2403 | 3.0002e-05 | 612.1167 | 0.00202 | 349.5953 | 0
| 351.5148 | 0.003304 | 350.9272 | 0.0042088 | 401.3779 | 0.07119 | 351.5148 | 0.00043413 | 350.9272 | -0.00052948 | 345.193 | 6.619e-06 | 350.9272 | 0 | 351.5148 | 0 | 349.8068 | 0 | 401.3779 | 0.00311 | 351.5148 | 0 | 351.5148 | 1.057e-05 | 345.43 | 0.00030341 | 351.5148 | 0 | 400.5987 | 8.3732e-06 | 351.5148 | 0 | 351.5148 | 0.00028922 | 350.9272 | 0 | 612.2762 | 0.00376 | 350.9272 | 0 | 611.4003 | 6.6672e-06 | 612.2762 | 0.00188 | 349.8068 | 0
| 351.7291 | 0.0028993 | 351.1412 | 0.0039267 | 401.4907 | 0.0695 | 351.7291 | -0.00066738 | 351.1412 | 0.00084239 | 345.4075 | -2.5524e-06 | 351.1412 | 0 | 351.7291 | 0 | 350.0183 | 0 | 401.4907 | 0.00249 | 351.7291 | 0 | 351.7291 | 0 | 345.65 | -0.00024923 | 351.7291 | 0 | 400.7115 | 8.5372e-06 | 351.7291 | 0 | 351.7291 | 0 | 351.1412 | 0 | 612.4357 | 0.00375 | 351.1412 | 0 | 611.5602 | 0 | 612.4357 | 0.00202 | 350.0183 | 0
| 351.9434 | 0.0038409 | 351.3553 | 0.0051007 | 401.6035 | 0.06716 | 351.9434 | 0.00051823 | 351.3553 | 0.00030263 | 345.622 | 7.8759e-06 | 351.3553 | 0 | 351.9434 | 0 | 350.2298 | 0 | 401.6035 | 0.00215 | 351.9434 | 0 | 351.9434 | 1.216e-05 | 345.86 | -0.0021023 | 351.9434 | 0 | 400.8243 | 8.6426e-06 | 351.9434 | 0 | 351.9434 | 0.00016481 | 351.3553 | 0 | 612.5952 | 0.00534 | 351.3553 | 0 | 611.7202 | 6.6672e-06 | 612.5952 | 0.00185 | 350.2298 | 0
| 352.1578 | 0.0030541 | 351.5694 | 0.0044122 | 401.7163 | 0.06728 | 352.1578 | 0.00034102 | 351.5694 | 0.0010428 | 345.8365 | -3.4028e-06 | 351.5694 | 0 | 352.1578 | 0 | 350.4413 | 0 | 401.7163 | 0.00221 | 352.1578 | 0 | 352.1578 | 0 | 346.08 | 0.00069354 | 352.1578 | 0 | 400.9371 | 1.0469e-05 | 352.1578 | 0 | 352.1578 | 0 | 351.5694 | 0 | 612.7547 | 0.0035 | 351.5694 | 0 | 611.8801 | 1.0001e-05 | 612.7547 | 0.00197 | 350.4413 | 0
| 352.3721 | 0.0042447 | 351.7835 | 0.0061463 | 401.8291 | 0.06356 | 352.3721 | 0.00058569 | 351.7835 | -0.00010138 | 346.0511 | 3.3083e-06 | 351.7835 | 0 | 352.3721 | 0 | 350.6529 | 0 | 401.8291 | 0.00238 | 352.3721 | 0 | 352.3721 | 6.233e-06 | 346.29 | 0.00079106 | 352.3721 | 0 | 401.0499 | 9.6263e-06 | 352.3721 | 0 | 352.3721 | 0.00030612 | 351.7835 | 0 | 612.9142 | 0.00575 | 351.7835 | 0 | 612.0401 | 6.6672e-06 | 612.9142 | 0.00181 | 350.6529 | 0
| 352.5865 | 0.0039713 | 351.9976 | 0.0063883 | 401.9419 | 0.06284 | 352.5865 | 0.00014055 | 351.9976 | 0.00069187 | 346.2657 | -5.728e-07 | 351.9976 | 0 | 352.5865 | 0 | 350.8644 | 0 | 401.9419 | 0.00093192 | 352.5865 | 0 | 352.5865 | 0 | 346.51 | -0.00076939 | 352.5865 | 0 | 401.1628 | 1.006e-05 | 352.5865 | 0 | 352.5865 | 0 | 351.9976 | 0 | 613.0738 | 0.00447 | 351.9976 | 0 | 612.2001 | 3.0002e-05 | 613.0738 | 0.00195 | 350.8644 | 0
| 352.8009 | 0.0046812 | 352.2117 | 0.0083898 | 402.0547 | 0.0588 | 352.8009 | 0.00063048 | 352.2117 | -0.00026148 | 346.4802 | 7.2633e-06 | 352.2117 | 0 | 352.8009 | 0 | 351.076 | 0 | 402.0547 | 0.00138 | 352.8009 | 0 | 352.8009 | 1.1558e-05 | 346.72 | -0.00021673 | 352.8009 | 0 | 401.2756 | 8.3732e-06 | 352.8009 | 0 | 352.8009 | 0.00035604 | 352.2117 | 0 | 613.2333 | 0.00418 | 352.2117 | 0 | 612.3601 | 6.6672e-06 | 613.2333 | 0.00187 | 351.076 | 0
| 353.0153 | 0.0045546 | 352.4259 | 0.0079318 | 402.1675 | 0.05738 | 353.0153 | 0.00017431 | 352.4259 | 0.001101 | 346.6948 | -3.8693e-06 | 352.4259 | 0 | 353.0153 | 0 | 351.2876 | 0 | 402.1675 | 0.00374 | 353.0153 | 0 | 353.0153 | 0 | 346.94 | -0.0021998 | 353.0153 | 0 | 401.3884 | 9.0759e-06 | 353.0153 | 0 | 353.0153 | 0 | 352.4259 | 0 | 613.3928 | 0.00292 | 352.4259 | 0 | 612.5201 | 1.0001e-05 | 613.3928 | 0.00206 | 351.2876 | 0
| 353.2298 | 0.0065807 | 352.6401 | 0.010241 | 402.2803 | 0.05602 | 353.2298 | 0.00013693 | 352.6401 | -0.00021995 | 346.9094 | 6.8926e-06 | 352.6401 | 0 | 353.2298 | 0 | 351.4992 | 0 | 402.2803 | 0.00368 | 353.2298 | 0 | 353.2298 | 1.4286e-05 | 347.15 | 0.0022864 | 353.2298 | 0 | 401.5013 | 8.7831e-06 | 353.2298 | 0 | 353.2298 | 0.00032751 | 352.64 | 0 | 613.5524 | 0.00432 | 352.6401 | 0 | 612.6801 | 0 | 613.5524 | 0.00196 | 351.4992 | 0
| 353.4442 | 0.0049252 | 352.8542 | 0.010264 | 402.3931 | 0.05285 | 353.4442 | 0.0002676 | 352.8542 | 0.0013725 | 347.124 | -9.863e-07 | 352.8542 | 0 | 353.4442 | 0 | 351.7108 | 0 | 402.3931 | 0.00227 | 353.4442 | 0 | 353.4442 | 0 | 347.36 | -0.0023624 | 353.4442 | 0 | 401.6141 | 1.0938e-05 | 353.4442 | 0 | 353.4442 | 0 | 352.8542 | 0 | 613.712 | 0.0057 | 352.8542 | 0 | 612.8401 | 1.0001e-05 | 613.712 | 0.00207 | 351.7108 | 0
| 353.6587 | 0.0073489 | 353.0684 | 0.011884 | 402.5059 | 0.05273 | 353.6587 | 0.00050239 | 353.0684 | 0.00051068 | 347.3386 | 1.0906e-05 | 353.0684 | 0 | 353.6587 | 0 | 351.9224 | 0 | 402.5059 | 0.00218 | 353.6587 | 0 | 353.6587 | 1.1958e-05 | 347.58 | -0.0016147 | 353.6587 | 0 | 401.727 | 1.0493e-05 | 353.6587 | 0 | 353.6587 | 0.00033288 | 353.0684 | 0 | 613.8715 | 0.00513 | 353.0684 | 0 | 613.0001 | 6.6672e-06 | 613.8715 | 0.00185 | 351.9224 | 0
| 353.8731 | 0.0064217 | 353.2826 | 0.011592 | 402.6186 | 0.05037 | 353.8731 | -8.2912e-05 | 353.2826 | 0.001808 | 347.5533 | -8.5905e-07 | 353.2826 | 0 | 353.8731 | 0 | 352.134 | 0 | 402.6186 | 0.00386 | 353.8731 | 0 | 353.8731 | 0 | 347.79 | -0.0026549 | 353.8731 | 0 | 401.8399 | 1.0657e-05 | 353.8731 | 0 | 353.8731 | 0 | 353.2826 | 0 | 614.0311 | 0.00485 | 353.2826 | 0 | 613.1601 | 3.0002e-05 | 614.0311 | 0.00203 | 352.134 | 0
| 354.0876 | 0.0087588 | 353.4969 | 0.01373 | 402.7314 | 0.04625 | 354.0876 | 0.00068104 | 353.4969 | -0.00033874 | 347.7679 | 8.1442e-06 | 353.4969 | 0 | 354.0876 | 0 | 352.3456 | 0 | 402.7314 | 0.0034 | 354.0876 | 0 | 354.0876 | 7.3631e-06 | 348.01 | 0.0011812 | 354.0876 | 0 | 401.9527 | 9.5443e-06 | 354.0876 | 0 | 354.0876 | 0.00033222 | 353.4969 | 0 | 614.1907 | 0.00494 | 353.4969 | 0 | 613.3201 | 6.6672e-06 | 614.1907 | 0.00191 | 352.3456 | 0
| 354.3021 | 0.0083923 | 353.7111 | 0.011644 | 402.8442 | 0.04734 | 354.3021 | -4.1313e-05 | 353.7111 | 0.0016159 | 347.9826 | -9.2737e-06 | 353.7111 | 0 | 354.3021 | 0 | 352.5573 | 0 | 402.8442 | 0.00459 | 354.3021 | 0 | 354.3021 | 0 | 348.22 | -0.0024598 | 354.3021 | 0 | 402.0656 | 9.9307e-06 | 354.3021 | 0 | 354.3021 | 0 | 353.7111 | 0 | 614.3503 | 0.00424 | 353.7111 | 0 | 613.4802 | 1.0001e-05 | 614.3503 | 0.00193 | 352.5573 | 0
| 354.5166 | 0.010902 | 353.9254 | 0.014187 | 402.957 | 0.04415 | 354.5166 | 0.0007047 | 353.9254 | 0.00019126 | 348.1972 | 8.6465e-06 | 353.9254 | 0 | 354.5166 | 0 | 352.769 | 0 | 402.957 | 0.00257 | 354.5166 | 0 | 354.5166 | 1.7764e-06 | 348.44 | -8.6692e-05 | 354.5166 | 0 | 402.1785 | 9.193e-06 | 354.5166 | 0 | 354.5166 | 0.0002125 | 353.9254 | 0 | 614.5099 | 0.00475 | 353.9254 | 0 | 613.6402 | 0 | 614.5099 | 0.00172 | 352.769 | 0
| 354.7312 | 0.01103 | 354.1397 | 0.017008 | 403.0698 | 0.04423 | 354.7312 | -7.5099e-05 | 354.1397 | 0.00073132 | 348.4119 | -5.2137e-06 | 354.1397 | 0 | 354.7312 | 0 | 352.9806 | 0 | 403.0698 | 0.00465 | 354.7312 | 0 | 354.7312 | 0 | 348.65 | -0.0013546 | 354.7312 | 0 | 402.2914 | 8.3147e-06 | 354.7312 | 0 | 354.7312 | 0 | 354.1397 | 0 | 614.6695 | 0.0045 | 354.1397 | 0 | 613.8002 | 3.0002e-05 | 614.6695 | 0.00187 | 352.9806 | 0
| 354.9457 | 0.014303 | 354.354 | 0.019624 | 403.1826 | 0.04086 | 354.9457 | 0.0012399 | 354.354 | 1.9625e-05 | 348.6266 | 3.5509e-06 | 354.354 | 0 | 354.9457 | 0 | 353.1923 | 0 | 403.1826 | 0.00195 | 354.9457 | 0 | 354.9457 | 6.0729e-06 | 348.87 | 0.00079106 | 354.9457 | 0 | 402.4042 | 7.3075e-06 | 354.9457 | 0 | 354.9457 | 0.00018091 | 354.354 | 0 | 614.8291 | 0.00438 | 354.354 | 0 | 613.9603 | 0 | 614.8291 | 0.00184 | 353.1923 | 0
| 355.1602 | 0.015154 | 354.5683 | 0.019482 | 403.2954 | 0.0398 | 355.1602 | 0.00063508 | 354.5683 | 0.0011432 | 348.8413 | -5.7157e-06 | 354.5683 | 0 | 355.1603 | 0 | 353.404 | 0 | 403.2954 | 0.00479 | 355.1603 | 0 | 355.1602 | 0 | 349.08 | -0.00070437 | 355.1603 | 0 | 402.5171 | 7.1084e-06 | 355.1603 | 0 | 355.1603 | 0 | 354.5683 | 0 | 614.9887 | 0.0041 | 354.5683 | 0 | 614.1203 | 3.0002e-05 | 614.9887 | 0.00195 | 353.404 | 0
| 355.3748 | 0.01913 | 354.7826 | 0.022218 | 403.4082 | 0.03615 | 355.3748 | 0.0010441 | 354.7826 | -0.0003047 | 349.056 | 4.244e-06 | 354.7826 | 0 | 355.3748 | 0 | 353.6157 | 0 | 403.4082 | 0.00516 | 355.3748 | 0 | 355.3748 | 8.3372e-06 | 349.3 | 0.00082357 | 355.3748 | 0 | 402.63 | 7.0382e-06 | 355.3748 | 0 | 355.3748 | 0.00018956 | 354.7826 | 0 | 615.1484 | 0.00522 | 354.7826 | 0 | 614.2804 | 4.667e-05 | 615.1484 | 0.00175 | 353.6157 | 0
| 355.5894 | 0.020021 | 354.9969 | 0.024635 | 403.521 | 0.03661 | 355.5894 | -0.0002616 | 354.9969 | 0.00052461 | 349.2708 | 1.0574e-06 | 354.9969 | 0 | 355.5894 | 0 | 353.8275 | 0 | 403.521 | 0.00184 | 355.5894 | 0 | 355.5894 | 0 | 349.51 | -0.0023624 | 355.5894 | 0 | 402.7429 | 7.6823e-06 | 355.5894 | 0 | 355.5894 | 0 | 354.9969 | 0 | 615.308 | 0.00352 | 354.9969 | 0 | 614.4405 | 3.0002e-05 | 615.308 | 0.0019 | 353.8274 | 0
| 355.804 | 0.023884 | 355.2113 | 0.026882 | 403.6338 | 0.03379 | 355.804 | 0.00040988 | 355.2113 | 0.0001044 | 349.4855 | 5.3595e-06 | 355.2113 | 0 | 355.804 | 0 | 354.0392 | 0 | 403.6338 | 0.00397 | 355.804 | 0 | 355.804 | 5.3348e-06 | 349.73 | 0.00066102 | 355.804 | 0 | 402.8558 | 8.2327e-06 | 355.804 | 0 | 355.804 | 0.00030688 | 355.2113 | 0 | 615.4676 | 0.00487 | 355.2113 | 0 | 614.6005 | 0 | 615.4676 | 0.0018 | 354.0392 | 0
| 356.0186 | 0.026625 | 355.4257 | 0.02826 | 403.7466 | 0.03159 | 356.0186 | 0.00053904 | 355.4257 | 0.0014537 | 349.7003 | -3.1718e-06 | 355.4257 | 0 | 356.0186 | 0 | 354.2509 | 0 | 403.7466 | 0.003 | 356.0186 | 0 | 356.0186 | 0 | 349.94 | -0.0018747 | 356.0186 | 0 | 402.9688 | 9.5092e-06 | 356.0186 | 0 | 356.0186 | 0 | 355.4257 | 0 | 615.6273 | 0.00404 | 355.4257 | 0 | 614.7606 | 1.0001e-05 | 615.6273 | 0.00188 | 354.2509 | 0
| 356.2333 | 0.030241 | 355.64 | 0.030795 | 403.8594 | 0.03106 | 356.2333 | 0.0003298 | 355.64 | -0.00042403 | 349.915 | 7.6117e-06 | 355.64 | 0 | 356.2333 | 0 | 354.4627 | 0 | 403.8594 | 0.00249 | 356.2333 | 0 | 356.2333 | 2.6275e-06 | 350.16 | 0.00085607 | 356.2333 | 0 | 403.0817 | 9.0524e-06 | 356.2333 | 0 | 356.2333 | 0.00010407 | 355.64 | 0 | 615.7869 | 0.00622 | 355.64 | 0 | 614.9207 | 6.6672e-06 | 615.7869 | 0.00177 | 354.4627 | 0
| 356.4479 | 0.033635 | 355.8545 | 0.034169 | 403.9721 | 0.03087 | 356.4479 | 0.00041848 | 355.8545 | 0.00071565 | 350.1298 | -1.6152e-06 | 355.8545 | 0 | 356.4479 | 0 | 354.6745 | 0 | 403.9721 | 0.00346 | 356.4479 | 0 | 356.4479 | 0 | 350.37 | 0.0019289 | 356.4479 | 0 | 403.1946 | 8.8065e-06 | 356.4479 | 0 | 356.4479 | 0 | 355.8544 | 0 | 615.9466 | 0.00371 | 355.8545 | 0 | 615.0808 | 3.0002e-05 | 615.9466 | 0.00194 | 354.6745 | 0
| 356.6626 | 0.038598 | 356.0689 | 0.038106 | 404.0849 | 0.0293 | 356.6626 | 0.00063855 | 356.0689 | 0.00012165 | 350.3446 | 7.5329e-06 | 356.0689 | 0 | 356.6626 | 0 | 354.8863 | 0 | 404.0849 | 0.0036 | 356.6626 | 0 | 356.6626 | 1.289e-05 | 350.59 | -0.00089942 | 356.6626 | 0 | 403.3075 | 7.612e-06 | 356.6626 | 0 | 356.6626 | 0.00034681 | 356.0689 | 0 | 616.1063 | 0.00515 | 356.0689 | 0 | 615.2409 | 2.6669e-05 | 616.1063 | 0.00189 | 354.8863 | 0
| 356.8773 | 0.042368 | 356.2833 | 0.039799 | 404.1977 | 0.02762 | 356.8773 | 0.00031138 | 356.2833 | 0.0022956 | 350.5594 | -6.4762e-06 | 356.2833 | 0 | 356.8773 | 0 | 355.0981 | 0 | 404.1977 | 0.00281 | 356.8773 | 0 | 356.8773 | 0 | 350.8 | -0.001062 | 356.8773 | 0 | 403.4205 | 8.8065e-06 | 356.8773 | 0 | 356.8773 | 0 | 356.2833 | 0 | 616.2659 | 0.00373 | 356.2833 | 0 | 615.401 | 0 | 616.2659 | 0.00211 | 355.0981 | 0
| 357.092 | 0.047978 | 356.4978 | 0.042083 | 404.3105 | 0.0277 | 357.092 | 0.00069423 | 356.4978 | 0.00033343 | 350.7743 | 6.6843e-06 | 356.4978 | 0 | 357.092 | 0 | 355.3099 | 0 | 404.3105 | 0.00084224 | 357.092 | 0 | 357.092 | 1.1956e-05 | 351.01 | 0.0023515 | 357.092 | 0 | 403.5334 | 8.6191e-06 | 357.092 | 0 | 357.092 | 0.00039638 | 356.4978 | 0 | 616.4256 | 0.00475 | 356.4978 | 0 | 615.5611 | 2.6669e-05 | 616.4256 | 0.00198 | 355.3099 | 0
| 357.3067 | 0.051387 | 356.7122 | 0.046505 | 404.4233 | 0.02611 | 357.3067 | -8.1579e-05 | 356.7122 | 0.00095828 | 350.9891 | 1.4849e-07 | 356.7122 | 0 | 357.3067 | 0 | 355.5217 | 0 | 404.4233 | 0.00201 | 357.3067 | 0 | 357.3067 | 0 | 351.23 | -0.0015822 | 357.3067 | 0 | 403.6463 | 8.502e-06 | 357.3067 | 0 | 357.3067 | 0 | 356.7122 | 0 | 616.5853 | 0.00366 | 356.7122 | 0 | 615.7212 | 1.0001e-05 | 616.5853 | 0.0021 | 355.5217 | 0
| 357.5214 | 0.058517 | 356.9267 | 0.049814 | 404.5361 | 0.02532 | 357.5214 | 0.0011196 | 356.9267 | 0.00036558 | 351.2039 | 9.5901e-06 | 356.9267 | 0 | 357.5214 | 0 | 355.7336 | 0 | 404.5361 | 0.00232 | 357.5214 | 0 | 357.5214 | 7.2255e-06 | 351.44 | -0.00067186 | 357.5214 | 0 | 403.7593 | 7.6354e-06 | 357.5214 | 0 | 357.5214 | 0.00016363 | 356.9267 | 0 | 616.745 | 0.00468 | 356.9267 | 0 | 615.8814 | 2.6669e-05 | 616.745 | 0.00182 | 355.7335 | 0
| 357.7361 | 0.064943 | 357.1412 | 0.054787 | 404.6489 | 0.02428 | 357.7361 | 6.9818e-05 | 357.1412 | 0.001008 | 351.4188 | -4.32e-06 | 357.1412 | 0 | 357.7361 | 0 | 355.9454 | 0 | 404.6489 | 0.00309 | 357.7361 | 0 | 357.7361 | 0 | 351.66 | -0.00015171 | 357.7361 | 0 | 403.8722 | 8.9939e-06 | 357.7361 | 0 | 357.7362 | 0 | 357.1412 | 0 | 616.9047 | 0.00338 | 357.1412 | 0 | 616.0415 | 1.0001e-05 | 616.9047 | 0.00188 | 355.9454 | 0
| 357.9509 | 0.070846 | 357.3557 | 0.059238 | 404.7617 | 0.02315 | 357.9509 | 0.0011174 | 357.3557 | 0.00027625 | 351.6337 | 5.0276e-06 | 357.3557 | 0 | 357.9509 | 0 | 356.1573 | 0 | 404.7617 | 0.00124 | 357.9509 | 0 | 357.9509 | 1.2082e-05 | 351.87 | -0.00099695 | 357.9509 | 0 | 403.9852 | 9.6028e-06 | 357.9509 | 0 | 357.9509 | 0.000262 | 357.3557 | 0 | 617.0644 | 0.0071 | 357.3557 | 0 | 616.2016 | 2.6669e-05 | 617.0644 | 0.00179 | 356.1573 | 0
| 358.1656 | 0.07626 | 357.5703 | 0.064172 | 404.8745 | 0.02533 | 358.1656 | -0.00030199 | 357.5703 | 0.0015035 | 351.8486 | -3.8507e-06 | 357.5703 | 0 | 358.1657 | 0 | 356.3691 | 0 | 404.8745 | 0.00354 | 358.1657 | 0 | 358.1656 | 0 | 352.09 | -0.00093193 | 358.1657 | 0 | 404.0982 | 9.7317e-06 | 358.1657 | 0 | 358.1657 | 0 | 357.5702 | 0 | 617.2242 | 0.00346 | 357.5703 | 0 | 616.3618 | 0 | 617.2242 | 0.00194 | 356.3691 | 0
| 358.3804 | 0.085396 | 357.7848 | 0.070309 | 404.9872 | 0.01987 | 358.3804 | 0.00067744 | 357.7848 | -7.7946e-05 | 352.0634 | 6.8951e-06 | 357.7848 | 0 | 358.3804 | 0 | 356.581 | 0 | 404.9872 | 0.00402 | 358.3804 | 0 | 358.3804 | 7.6724e-06 | 352.3 | 7.5855e-05 | 358.3804 | 0 | 404.2111 | 8.9353e-06 | 358.3804 | 0 | 358.3804 | 0.00032618 | 357.7848 | 0 | 617.3839 | 0.00485 | 357.7848 | 0 | 616.5219 | 6.6672e-06 | 617.3839 | 0.00182 | 356.581 | 0
| 358.5952 | 0.092956 | 357.9994 | 0.074853 | 405.1 | 0.02098 | 358.5952 | 6.6964e-05 | 357.9994 | 0.0014291 | 352.2784 | -3.8208e-06 | 357.9994 | 0 | 358.5952 | 0 | 356.7929 | 0 | 405.1 | 0.00193 | 358.5952 | 0 | 358.5952 | 0 | 352.52 | -0.001257 | 358.5952 | 0 | 404.3241 | 8.502e-06 | 358.5952 | 0 | 358.5953 | 0 | 357.9994 | 0 | 617.5436 | 0.00334 | 357.9994 | 0 | 616.6821 | 1.0001e-05 | 617.5436 | 0.00188 | 356.7929 | 0
| 358.81 | 0.10153 | 358.2139 | 0.081928 | 405.2128 | 0.01987 | 358.81 | 0.00089363 | 358.2139 | 0.00023866 | 352.4933 | 7.1415e-06 | 358.2139 | 0 | 358.81 | 0 | 357.0048 | 0 | 405.2128 | 0.00064351 | 358.81 | 0 | 358.81 | 4.4113e-06 | 352.73 | -0.001192 | 358.81 | 0 | 404.4371 | 8.3498e-06 | 358.81 | 0 | 358.81 | 0.00024576 | 358.2139 | 0 | 617.7034 | 0.00561 | 358.2139 | 0 | 616.8422 | 2.6669e-05 | 617.7034 | 0.00179 | 357.0048 | 0
| 359.0249 | 0.11194 | 358.4285 | 0.089218 | 405.3256 | 0.02086 | 359.0249 | 0.00028578 | 358.4285 | 0.00076843 | 352.7082 | -4.7606e-07 | 358.4285 | 0 | 359.0249 | 0 | 357.2168 | 0 | 405.3256 | 0.00255 | 359.0249 | 0 | 359.0249 | 0 | 352.95 | -0.0012895 | 359.0249 | 0 | 404.5501 | 6.8508e-06 | 359.0249 | 0 | 359.0249 | 0 | 358.4285 | 0 | 617.8631 | 0.00343 | 358.4285 | 0 | 617.0024 | 0 | 617.8631 | 0.0019 | 357.2168 | 0
| 359.2397 | 0.12154 | 358.6431 | 0.098262 | 405.4384 | 0.02067 | 359.2397 | 0.00088263 | 358.6431 | 0.00071127 | 352.9232 | 6.5379e-06 | 358.6431 | 0 | 359.2397 | 0 | 357.4287 | 0 | 405.4384 | 0.00368 | 359.2397 | 0 | 359.2397 | 1.3652e-05 | 353.16 | -0.00063934 | 359.2397 | 0 | 404.6631 | 7.4364e-06 | 359.2397 | 0 | 359.2397 | 0.00032991 | 358.6431 | 0 | 618.0229 | 0.00563 | 358.6431 | 0 | 617.1626 | 6.6672e-06 | 618.0229 | 0.00183 | 357.4287 | 0
| 359.4546 | 0.13331 | 358.8578 | 0.10439 | 405.5512 | 0.0189 | 359.4546 | 0.00028778 | 358.8578 | 0.0025528 | 353.1381 | -1.5361e-06 | 358.8578 | 0 | 359.4546 | 0 | 357.6407 | 0 | 405.5512 | 0.00286 | 359.4546 | 0 | 359.4546 | 0 | 353.38 | -0.0010295 | 359.4546 | 0 | 404.776 | 8.2561e-06 | 359.4546 | 0 | 359.4546 | 0 | 358.8578 | 0 | 618.1826 | 0.00353 | 358.8578 | 0 | 617.3228 | 3.0002e-05 | 618.1826 | 0.00193 | 357.6407 | 0
| 359.6694 | 0.14914 | 359.0724 | 0.11477 | 405.6639 | 0.01907 | 359.6694 | 0.00067914 | 359.0724 | 0.00055424 | 353.3531 | 3.0453e-06 | 359.0724 | 0 | 359.6694 | 0 | 357.8526 | 0 | 405.6639 | 0.00303 | 359.6694 | 0 | 359.6694 | 3.751e-06 | 353.59 | -0.00054182 | 359.6694 | 0 | 404.889 | 8.7245e-06 | 359.6694 | 0 | 359.6694 | 0.00030231 | 359.0724 | 0 | 618.3424 | 0.00626 | 359.0724 | 0 | 617.4829 | 0 | 618.3424 | 0.00186 | 357.8526 | 0
| 359.8843 | 0.15947 | 359.2871 | 0.12447 | 405.7767 | 0.01833 | 359.8843 | 0.00062355 | 359.2871 | 0.0024883 | 353.5681 | 1.018e-06 | 359.2871 | 0 | 359.8843 | 0 | 358.0646 | 0 | 405.7767 | 0.00414 | 359.8843 | 0 | 359.8843 | 0 | 353.81 | 0.00088859 | 359.8843 | 0 | 405.002 | 9.4857e-06 | 359.8843 | 0 | 359.8843 | 0 | 359.2871 | 0 | 618.5022 | 0.00357 | 359.2871 | 0 | 617.6431 | 0 | 618.5022 | 0.00196 | 358.0646 | 0
| 360.0992 | 0.17615 | 359.5017 | 0.13646 | 405.8895 | 0.01423 | 360.0992 | 0.00072822 | 359.5017 | 0.00094617 | 353.7831 | 9.2139e-06 | 359.5017 | 0 | 360.0992 | 0 | 358.2766 | 0 | 405.8895 | 0.00277 | 360.0992 | 0 | 360.0992 | 1.3309e-05 | 354.02 | -0.00024923 | 360.0992 | 0 | 405.1151 | 7.8462e-06 | 360.0992 | 0 | 360.0992 | 0.000193 | 359.5017 | 0 | 618.662 | 0.00445 | 359.5017 | 0 | 617.8033 | 0 | 618.662 | 0.00186 | 358.2766 | 0
| 360.3141 | 0.1933 | 359.7164 | 0.14532 | 406.0023 | 0.01627 | 360.3141 | 0.0006081 | 359.7164 | 0.0020072 | 353.9981 | -0.0037042 | 359.7164 | 0 | 360.3141 | 0 | 358.4886 | 0 | 406.0023 | 0.00408 | 360.3141 | 0 | 360.3141 | 0 | 354.24 | -0.0023624 | 360.3141 | 0 | 405.2281 | 7.9048e-06 | 360.3141 | 0 | 360.3141 | 0 | 359.7164 | 0 | 618.8218 | 0.00484 | 359.7164 | 0 | 617.9635 | 1.0001e-05 | 618.8218 | 0.00198 | 358.4886 | 0
| 360.5291 | 0.2103 | 359.9311 | 0.16007 | 406.1151 | 0.01806 | 360.5291 | 0.0018766 | 359.9311 | 0.00057389 | 354.2131 | 0.004724 | 359.9311 | 0 | 360.5291 | 0 | 358.7006 | 0 | 406.1151 | 0.00192 | 360.5291 | 0 | 360.5291 | 1.6807e-05 | 354.45 | 0.00040094 | 360.5291 | 0 | 405.3411 | 5.8554e-06 | 360.5291 | 0 | 360.529 | 0.00029955 | 359.9311 | 0 | 618.9816 | 0.00422 | 359.9311 | 0 | 618.1237 | 0 | 618.9816 | 0.00184 | 358.7006 | 0
| 360.744 | 0.22671 | 360.1458 | 0.17252 | 406.2279 | 0.01602 | 360.744 | 0.0014469 | 360.1458 | 0.0026193 | 354.4282 | 0.00014585 | 360.1458 | 0 | 360.744 | 0 | 358.9126 | 0 | 406.2279 | 0.0036 | 360.744 | 0 | 360.744 | 0 | 354.67 | -0.0020372 | 360.744 | 0 | 405.4541 | 6.5698e-06 | 360.744 | 0 | 360.744 | 0 | 360.1458 | 0 | 619.1414 | 0.00315 | 360.1458 | 0 | 618.284 | 3.0002e-05 | 619.1414 | 0.00188 | 358.9126 | 0
| 360.959 | 0.24932 | 360.3606 | 0.18712 | 406.3406 | 0.01656 | 360.959 | 0.0013211 | 360.3606 | 0.00091096 | 354.6432 | 0.0021317 | 360.3606 | 0 | 360.959 | 0 | 359.1247 | 0 | 406.3406 | 0.00249 | 360.959 | 0 | 360.959 | 7.7864e-06 | 354.88 | -0.0011595 | 360.959 | 0 | 405.5672 | 6.8976e-06 | 360.959 | 0 | 360.959 | 0.00024111 | 360.3606 | 0 | 619.3012 | 0.00311 | 360.3606 | 0 | 618.4442 | 0 | 619.3012 | 0.00171 | 359.1247 | 0
| 361.174 | 0.272 | 360.5753 | 0.20207 | 406.4534 | 0.01776 | 361.174 | 0.00051411 | 360.5753 | 0.0020988 | 354.8582 | -0.0013391 | 360.5753 | 0 | 361.1739 | 0 | 359.3367 | 0 | 406.4534 | 0.00442 | 361.1739 | 0 | 361.174 | 0 | 355.1 | 0.00098612 | 361.1739 | 0 | 405.6802 | 6.8391e-06 | 361.1739 | 0 | 361.1739 | 0 | 360.5753 | 0 | 619.461 | 0.00461 | 360.5753 | 0 | 618.6044 | 3.0002e-05 | 619.461 | 0.00183 | 359.3367 | 0
| 361.3889 | 0.29609 | 360.7901 | 0.21764 | 406.5662 | 0.0141 | 361.3889 | 0.0012583 | 360.7901 | 0.0012868 | 355.0733 | 0.0025518 | 360.7901 | 0 | 361.3889 | 0 | 359.5488 | 0 | 406.5662 | 0.00519 | 361.3889 | 0 | 361.3889 | 4.5909e-06 | 355.32 | -0.00076939 | 361.3889 | 0 | 405.7932 | 6.6283e-06 | 361.3889 | 0 | 361.3889 | 0.00033612 | 360.7901 | 0 | 619.6208 | 0.00485 | 360.7901 | 0 | 618.7646 | 6.6672e-06 | 619.6208 | 0.00188 | 359.5488 | 0
| 361.6039 | 0.32221 | 361.0049 | 0.23715 | 406.679 | 0.01457 | 361.6039 | 0.00084166 | 361.0049 | 0.0020022 | 355.2884 | 0.0020296 | 361.0049 | 0 | 361.6039 | 0 | 359.7609 | 0 | 406.679 | 0.00539 | 361.6039 | 0 | 361.6039 | 0 | 355.53 | -0.00028175 | 361.6039 | 0 | 405.9063 | 7.0382e-06 | 361.6039 | 0 | 361.6039 | 0 | 361.0049 | 0 | 619.7807 | 0.00311 | 361.0049 | 0 | 618.9249 | 1.0001e-05 | 619.7807 | 0.002 | 359.7609 | 0
| 361.8189 | 0.35244 | 361.2197 | 0.25838 | 406.7918 | 0.01307 | 361.8189 | 0.0015633 | 361.2197 | 0.0010612 | 355.5035 | 0.0073691 | 361.2197 | 0 | 361.8189 | 0 | 359.973 | 0 | 406.7918 | 0.00303 | 361.8189 | 0 | 361.8189 | 1.1626e-05 | 355.75 | 0.00072604 | 361.8189 | 0 | 406.0193 | 7.0265e-06 | 361.8189 | 0 | 361.8189 | 0.00028619 | 361.2197 | 0 | 619.9405 | 0.00274 | 361.2197 | 0 | 619.0851 | 0 | 619.9405 | 0.00192 | 359.973 | 0
| 362.034 | 0.38402 | 361.4345 | 0.27802 | 406.9045 | 0.01437 | 362.034 | 0.00070329 | 361.4345 | 0.0026642 | 355.7186 | -0.0021366 | 361.4345 | 0 | 362.034 | 0 | 360.1851 | 0 | 406.9045 | 0.00272 | 362.034 | 0 | 362.034 | 0 | 355.96 | -0.0025575 | 362.034 | 0 | 406.1324 | 5.6212e-06 | 362.034 | 0 | 362.034 | 0 | 361.4345 | 0 | 620.1004 | 0.00464 | 361.4345 | 0 | 619.2454 | 5.0004e-05 | 620.1004 | 0.00194 | 360.1851 | 0
| 362.249 | 0.4121 | 361.6493 | 0.30152 | 407.0173 | 0.01064 | 362.249 | 0.0013817 | 361.6493 | 0.00086207 | 355.9337 | 0.0038892 | 361.6493 | 0 | 362.249 | 0 | 360.3972 | 0 | 407.0173 | 0.00374 | 362.249 | 0 | 362.249 | 9.3002e-06 | 356.18 | 0.00059601 | 362.249 | 0 | 406.2454 | 4.7429e-06 | 362.249 | 0 | 362.249 | 0.00033243 | 361.6493 | 0 | 620.2602 | 0.00436 | 361.6493 | 0 | 619.4057 | 6.6672e-06 | 620.2602 | 0.0018 | 360.3972 | 0
| 362.4641 | 0.44624 | 361.8642 | 0.32407 | 407.1301 | 0.01318 | 362.4641 | 0.00055788 | 361.8642 | 0.0026614 | 356.1489 | -0.0041536 | 361.8642 | 0 | 362.4641 | 0 | 360.6093 | 0 | 407.1301 | 0.00303 | 362.4641 | 0 | 362.4641 | 0 | 356.39 | 0.00059601 | 362.4641 | 0 | 406.3585 | 5.1879e-06 | 362.4641 | 0 | 362.4641 | 0 | 361.8642 | 0 | 620.4201 | 0.00482 | 361.8642 | 0 | 619.5659 | 1.0001e-05 | 620.4201 | 0.0018 | 360.6093 | 0
| 362.6792 | 0.48392 | 362.079 | 0.35238 | 407.2429 | 0.01055 | 362.6792 | 0.0016961 | 362.079 | 0.0015522 | 356.364 | 0.0040078 | 362.079 | 0 | 362.6792 | 0 | 360.8214 | 0 | 407.2429 | 0.00192 | 362.6792 | 0 | 362.6792 | 8.4926e-06 | 356.61 | -0.001062 | 362.6792 | 0 | 406.4716 | 6.1365e-06 | 362.6792 | 0 | 362.6792 | 0.00025171 | 362.079 | 0 | 620.5799 | 0.00466 | 362.079 | 0 | 619.7262 | 0 | 620.5799 | 0.00168 | 360.8214 | 0
| 362.8943 | 0.52149 | 362.2939 | 0.37642 | 407.3557 | 0.01269 | 362.8943 | 0.00080269 | 362.2939 | 0.0033504 | 356.5792 | -0.00030302 | 362.2939 | 0 | 362.8943 | 0 | 361.0336 | 0 | 407.3557 | 0.00474 | 362.8943 | 0 | 362.8943 | 0 | 356.82 | -0.0015171 | 362.8943 | 0 | 406.5846 | 5.9374e-06 | 362.8943 | 0 | 362.8943 | 0 | 362.2939 | 0 | 620.7398 | 0.00419 | 362.2939 | 0 | 619.8865 | 1.0001e-05 | 620.7398 | 0.00176 | 361.0336 | 0
| 363.1094 | 0.56023 | 362.5088 | 0.40634 | 407.4684 | 0.00949 | 363.1094 | 0.0013365 | 362.5088 | 0.0014446 | 356.7944 | 0.0041308 | 362.5088 | 0 | 363.1094 | 0 | 361.2458 | 0 | 407.4684 | 0.0009558 | 363.1094 | 0 | 363.1094 | 8.7083e-06 | 357.04 | 0.00030341 | 363.1094 | 0 | 406.6977 | 5.5275e-06 | 363.1094 | 0 | 363.1094 | 0.00034112 | 362.5088 | 0 | 620.8997 | 0.00445 | 362.5088 | 0 | 620.0468 | 6.6672e-06 | 620.8997 | 0.00169 | 361.2458 | 0
| 363.3245 | 0.59527 | 362.7237 | 0.43504 | 407.5812 | 0.01183 | 363.3245 | 0.0013753 | 362.7237 | 0.0032757 | 357.0096 | -0.003763 | 362.7237 | 0 | 363.3245 | 0 | 361.4579 | 0 | 407.5812 | 0.00357 | 363.3245 | 0 | 363.3245 | 0 | 357.25 | -0.00037928 | 363.3245 | 0 | 406.8108 | 5.4572e-06 | 363.3245 | 0 | 363.3245 | 0 | 362.7237 | 0 | 621.0596 | 0.00452 | 362.7237 | 0 | 620.207 | 1.0001e-05 | 621.0596 | 0.00178 | 361.4579 | 0
| 363.5396 | 0.63674 | 362.9386 | 0.46854 | 407.694 | 0.00991 | 363.5396 | 0.0015832 | 362.9386 | 0.0024998 | 357.2247 | 0.0059957 | 362.9386 | 0 | 363.5396 | 0 | 361.6701 | 0 | 407.694 | 0.00377 | 363.5396 | 0 | 363.5396 | 7.5625e-06 | 357.47 | 1.0836e-05 | 363.5396 | 0 | 406.9239 | 5.6914e-06 | 363.5396 | 0 | 363.5396 | 0.0005031 | 362.9386 | 0 | 621.2195 | 0.00529 | 362.9386 | 0 | 620.3673 | 0 | 621.2195 | 0.00172 | 361.6701 | 0
| 363.7548 | 0.68336 | 363.1536 | 0.50173 | 407.8068 | 0.01004 | 363.7548 | 0.0014573 | 363.1536 | 0.0036302 | 357.4399 | -0.0038173 | 363.1536 | 0 | 363.7548 | 0 | 361.8823 | 0 | 407.8068 | 0.00263 | 363.7548 | 0 | 363.7548 | 0 | 357.68 | -0.00089942 | 363.7548 | 0 | 407.037 | 5.9491e-06 | 363.7548 | 0 | 363.7548 | 0 | 363.1536 | 0 | 621.3794 | 0.00397 | 363.1536 | 0 | 620.5276 | 1.0001e-05 | 621.3794 | 0.00186 | 361.8823 | 0
| 363.9699 | 0.72071 | 363.3685 | 0.53884 | 407.9196 | 0.00798 | 363.9699 | 0.0017323 | 363.3685 | 0.0034561 | 357.6552 | 0.0057927 | 363.3685 | 0 | 363.9699 | 0 | 362.0945 | 0 | 407.9196 | 0.00402 | 363.9699 | 0 | 363.9699 | 1.2236e-05 | 357.9 | -0.00086692 | 363.9699 | 0 | 407.1501 | 6.359e-06 | 363.9699 | 0 | 363.9699 | 0.00018823 | 363.3685 | 0 | 621.5393 | 0.00587 | 363.3685 | 0 | 620.688 | 0 | 621.5393 | 0.00178 | 362.0945 | 0
| 364.1851 | 0.76396 | 363.5835 | 0.57402 | 408.0323 | 0.00933 | 364.1851 | 0.0013159 | 363.5835 | 0.0042923 | 357.8704 | -0.0021386 | 363.5835 | 0 | 364.1851 | 0 | 362.3068 | 0 | 408.0323 | 0.00232 | 364.1851 | 0 | 364.1851 | 0 | 358.11 | -0.0018422 | 364.1851 | 0 | 407.2632 | 6.8976e-06 | 364.1851 | 0 | 364.1851 | 0 | 363.5835 | 0 | 621.6992 | 0.00394 | 363.5835 | 0 | 620.8483 | 3.0002e-05 | 621.6992 | 0.00189 | 362.3068 | 0
| 364.4003 | 0.80194 | 363.7985 | 0.61134 | 408.1451 | 0.00833 | 364.4003 | 0.0017115 | 363.7985 | 0.0031819 | 358.0857 | 0.002988 | 363.7985 | 0 | 364.4003 | 0 | 362.519 | 0 | 408.1451 | 0.00368 | 364.4003 | 0 | 364.4003 | 1.1448e-05 | 358.33 | -0.001127 | 364.4003 | 0 | 407.3763 | 6.6869e-06 | 364.4003 | 0 | 364.4003 | 0.00032457 | 363.7985 | 0 | 621.8591 | 0.00489 | 363.7985 | 0 | 621.0086 | 0 | 621.8591 | 0.00173 | 362.519 | 0
| 364.6155 | 0.8318 | 364.0135 | 0.64694 | 408.2579 | 0.00784 | 364.6155 | 0.0013567 | 364.0135 | 0.0050905 | 358.3009 | -0.0010652 | 364.0135 | 0 | 364.6155 | 0 | 362.7313 | 0 | 408.2579 | 0.00516 | 364.6155 | 0 | 364.6155 | 0 | 358.54 | -5.4182e-05 | 364.6155 | 0 | 407.4894 | 7.4715e-06 | 364.6155 | 0 | 364.6155 | 0 | 364.0135 | 0 | 622.0191 | 0.00426 | 364.0135 | 0 | 621.1689 | 3.0002e-05 | 622.0191 | 0.00183 | 362.7313 | 0
| 364.8307 | 0.86238 | 364.2285 | 0.68186 | 408.3707 | 0.00494 | 364.8307 | 0.0020065 | 364.2285 | 0.0039852 | 358.5162 | 0.0024146 | 364.2285 | 0 | 364.8307 | 0 | 362.9435 | 0 | 408.3707 | 0.00317 | 364.8307 | 0 | 364.8307 | 1.0972e-05 | 358.76 | -0.0021023 | 364.8307 | 0 | 407.6025 | 7.612e-06 | 364.8307 | 0 | 364.8308 | 0.00027456 | 364.2285 | 0 | 622.179 | 0.00464 | 364.2285 | 0 | 621.3293 | 6.6672e-06 | 622.179 | 0.00178 | 362.9435 | 0
| 365.046 | 0.88868 | 364.4435 | 0.71574 | 408.4834 | 0.00773 | 365.046 | 0.001527 | 364.4435 | 0.0053518 | 358.7315 | -8.6411e-05 | 364.4435 | 0 | 365.046 | 0 | 363.1558 | 0 | 408.4834 | 0.00309 | 365.046 | 0 | 365.046 | 0 | 358.98 | -0.00076939 | 365.046 | 0 | 407.7157 | 8.4318e-06 | 365.046 | 0 | 365.046 | 0 | 364.4435 | 0 | 622.339 | 0.0044 | 364.4435 | 0 | 621.4896 | 5.0004e-05 | 622.339 | 0.00196 | 363.1558 | 0
| 365.2612 | 0.91367 | 364.6586 | 0.75363 | 408.5962 | 0.00474 | 365.2612 | 0.0022412 | 364.6586 | 0.0034942 | 358.9468 | 0.0054801 | 364.6586 | 0 | 365.2612 | 0 | 363.3681 | 0 | 408.5962 | 0.00311 | 365.2612 | 0 | 365.2612 | 7.6694e-06 | 359.19 | -0.00041178 | 365.2612 | 0 | 407.8288 | 7.4364e-06 | 365.2612 | 0 | 365.2612 | 0.00018745 | 364.6586 | 0 | 622.4989 | 0.0049 | 364.6586 | 0 | 621.65 | 6.6672e-06 | 622.4989 | 0.00186 | 363.3681 | 0
| 365.4765 | 0.94165 | 364.8736 | 0.78737 | 408.709 | 0.00718 | 365.4765 | 0.0020211 | 364.8736 | 0.0056297 | 359.1621 | -0.00065455 | 364.8736 | 0 | 365.4765 | 0 | 363.5804 | 0 | 408.709 | 0.00351 | 365.4765 | 0 | 365.4765 | 0 | 359.41 | 0.00040094 | 365.4765 | 0 | 407.9419 | 6.8742e-06 | 365.4765 | 0 | 365.4765 | 0 | 364.8736 | 0 | 622.6589 | 0.00392 | 364.8736 | 0 | 621.8103 | 1.0001e-05 | 622.6589 | 0.00194 | 363.5804 | 0
| 365.6918 | 0.95762 | 365.0887 | 0.82396 | 408.8218 | 0.00547 | 365.6918 | 0.0032439 | 365.0887 | 0.0041886 | 359.3774 | 0.0018147 | 365.0887 | 0 | 365.6918 | 0 | 363.7927 | 0 | 408.8218 | 0.00337 | 365.6918 | 0 | 365.6918 | 1.134e-05 | 359.62 | -0.0034351 | 365.6918 | 0 | 408.0551 | 5.5392e-06 | 365.6918 | 0 | 365.6918 | 0.00040355 | 365.0887 | 0 | 622.8188 | 0.00397 | 365.0887 | 0 | 621.9707 | 0 | 622.8188 | 0.00177 | 363.7927 | 0
| 365.9071 | 0.97217 | 365.3038 | 0.85715 | 408.9345 | 0.00699 | 365.9071 | 0.0022332 | 365.3038 | 0.0069373 | 359.5927 | -0.0013742 | 365.3038 | 0 | 365.9071 | 0 | 364.005 | 0 | 408.9345 | 0.00403 | 365.9071 | 0 | 365.9071 | 0 | 359.84 | -0.0029475 | 365.9071 | 0 | 408.1682 | 5.0239e-06 | 365.9071 | 0 | 365.9071 | 0 | 365.3038 | 0 | 622.9788 | 0.00334 | 365.3038 | 0 | 622.131 | 1.0001e-05 | 622.9788 | 0.00183 | 364.005 | 0
| 366.1224 | 0.98744 | 365.5189 | 0.88709 | 409.0473 | 0.00294 | 366.1224 | 0.0028723 | 365.5189 | 0.0056731 | 359.8081 | 0.0033222 | 365.5189 | 0 | 366.1224 | 0 | 364.2174 | 0 | 409.0473 | 0.00223 | 366.1224 | 0 | 366.1224 | 1.1013e-05 | 360.05 | 4.3346e-05 | 366.1224 | 0 | 408.2813 | 5.0122e-06 | 366.1224 | 0 | 366.1224 | 0.00034797 | 365.5189 | 0 | 623.1388 | 0.00487 | 365.5189 | 0 | 622.2914 | 6.6672e-06 | 623.1388 | 0.00173 | 364.2174 | 0
| 366.3377 | 0.99346 | 365.7341 | 0.91243 | 409.1601 | 0.00482 | 366.3377 | 0.0027323 | 365.7341 | 0.0078673 | 360.0234 | 0.00069194 | 365.7341 | 0 | 366.3377 | 0 | 364.4297 | 0 | 409.1601 | 0.00326 | 366.3377 | 0 | 366.3377 | 0 | 360.27 | -0.0024923 | 366.3377 | 0 | 408.3945 | 5.0474e-06 | 366.3377 | 0 | 366.3377 | 0 | 365.7341 | 0 | 623.2988 | 0.00311 | 365.7341 | 0 | 622.4518 | 1.0001e-05 | 623.2988 | 0.00177 | 364.4298 | 0
| 366.553 | 1 | 365.9492 | 0.93968 | 409.2729 | 0.00282 | 366.553 | 0.0031552 | 365.9492 | 0.0068224 | 360.2388 | 0.0027075 | 365.9492 | 0 | 366.553 | 0 | 364.6421 | 0 | 409.2729 | 0.0032 | 366.553 | 0 | 366.553 | 1.1288e-05 | 360.48 | -0.0013546 | 366.553 | 0 | 408.5077 | 4.8014e-06 | 366.553 | 0 | 366.553 | 0.0003709 | 365.9492 | 0 | 623.4588 | 0.00527 | 365.9492 | 0 | 622.6122 | 0 | 623.4588 | 0.00172 | 364.6421 | 0
| 366.7684 | 0.99508 | 366.1644 | 0.95927 | 409.3856 | 0.00539 | 366.7684 | 0.0026845 | 366.1644 | 0.0074697 | 360.4542 | -0.0013241 | 366.1644 | 0 | 366.7684 | 0 | 364.8545 | 0 | 409.3856 | 0.0042 | 366.7684 | 0 | 366.7684 | 0 | 360.7 | 0.00033593 | 366.7684 | 0 | 408.6208 | 5.5392e-06 | 366.7684 | 0 | 366.7684 | 0 | 366.1644 | 0 | 623.6188 | 0.00369 | 366.1644 | 0 | 622.7726 | 1.0001e-05 | 623.6188 | 0.00183 | 364.8545 | 0
| 366.9838 | 0.99675 | 366.3795 | 0.97509 | 409.4984 | 0.00276 | 366.9838 | 0.0036567 | 366.3795 | 0.007459 | 360.6696 | 0.0039928 | 366.3795 | 0 | 366.9838 | 0 | 365.0669 | 0 | 409.4984 | 0.00465 | 366.9838 | 0 | 366.9838 | 1.0304e-05 | 360.91 | 0.00017338 | 366.9838 | 0 | 408.734 | 5.8554e-06 | 366.9838 | 0 | 366.9838 | 0.00038505 | 366.3795 | 0 | 623.7788 | 0.00513 | 366.3795 | 0 | 622.933 | 6.6672e-06 | 623.7788 | 0.00182 | 365.0669 | 0
| 367.1992 | 0.98398 | 366.5947 | 0.98785 | 409.6112 | 0.00486 | 367.1992 | 0.0034335 | 366.5947 | 0.0096209 | 360.885 | -0.00030434 | 366.5947 | 0 | 367.1992 | 0 | 365.2793 | 0 | 409.6112 | 0.00445 | 367.1992 | 0 | 367.1992 | 0 | 361.13 | -0.00080189 | 367.1992 | 0 | 408.8472 | 6.5698e-06 | 367.1992 | 0 | 367.1992 | 0 | 366.5947 | 0 | 623.9388 | 0.00419 | 366.5947 | 0 | 623.0934 | 0 | 623.9388 | 0.00188 | 365.2793 | 0
| 367.4146 | 0.97646 | 366.8099 | 0.99191 | 409.724 | 0.0024 | 367.4146 | 0.0043815 | 366.8099 | 0.0096347 | 361.1004 | 0.0034413 | 366.8099 | 0 | 367.4146 | 0 | 365.4917 | 0 | 409.724 | 0.00476 | 367.4146 | 0 | 367.4146 | 6.759e-06 | 361.35 | 0.00098612 | 367.4146 | 0 | 408.9604 | 5.3635e-06 | 367.4146 | 0 | 367.4146 | 0.0001861 | 366.8099 | 0 | 624.0988 | 0.00622 | 366.8099 | 0 | 623.2538 | 0 | 624.0988 | 0.00174 | 365.4917 | 0
| 367.63 | 0.95727 | 367.0252 | 0.9982 | 409.8367 | 0.00463 | 367.63 | 0.0033038 | 367.0252 | 0.010692 | 361.3159 | -0.00068937 | 367.0252 | 0 | 367.63 | 0 | 365.7041 | 0 | 409.8367 | 0.00329 | 367.63 | 0 | 367.63 | 0 | 361.56 | -0.0008344 | 367.63 | 0 | 409.0735 | 5.0942e-06 | 367.63 | 0 | 367.63 | 0 | 367.0251 | 0 | 624.2589 | 0.00443 | 367.0252 | 0 | 623.4142 | 1.0001e-05 | 624.2589 | 0.00186 | 365.7041 | 0
| 367.8454 | 0.94645 | 367.2404 | 1 | 409.9495 | 0.00097331 | 367.8454 | 0.0047598 | 367.2404 | 0.0095048 | 361.5313 | 0.0033543 | 367.2404 | 0 | 367.8454 | 0 | 365.9166 | 0 | 409.9495 | 0.00385 | 367.8454 | 0 | 367.8454 | 9.578e-06 | 361.78 | -0.0010945 | 367.8454 | 0 | 409.1867 | 5.4572e-06 | 367.8454 | 0 | 367.8454 | 0.00024601 | 367.2404 | 0 | 624.4189 | 0.00538 | 367.2404 | 0 | 623.5746 | 2.6669e-05 | 624.4189 | 0.00183 | 365.9166 | 0
| 368.0609 | 0.92872 | 367.4556 | 0.99762 | 410.0623 | 0.00401 | 368.0609 | 0.005183 | 367.4556 | 0.011837 | 361.7468 | -0.00092069 | 367.4556 | 0 | 368.0608 | 0 | 366.129 | 0 | 410.0623 | 0.00326 | 368.0608 | 0 | 368.0609 | 0 | 361.99 | -0.0021348 | 368.0608 | 0 | 409.2999 | 5.8905e-06 | 368.0608 | 0 | 368.0609 | 0 | 367.4556 | 0 | 624.5789 | 0.00373 | 367.4556 | 0 | 623.735 | 1.0001e-05 | 624.5789 | 0.00194 | 366.129 | 0
| 368.2763 | 0.91366 | 367.6709 | 0.99227 | 410.175 | 0.00123 | 368.2763 | 0.005532 | 367.6709 | 0.012029 | 361.9622 | 0.002625 | 367.6709 | 0 | 368.2763 | 0 | 366.3415 | 0 | 410.175 | 0.00337 | 368.2763 | 0 | 368.2763 | 1.2178e-05 | 362.21 | 0.00049847 | 368.2763 | 0 | 409.4131 | 6.8391e-06 | 368.2763 | 0 | 368.2763 | 0.00041031 | 367.6709 | 0 | 624.739 | 0.00513 | 367.6709 | 0 | 623.8955 | 0 | 624.739 | 0.00174 | 366.3415 | 0
| 368.4918 | 0.88341 | 367.8862 | 0.985 | 410.2878 | 0.00376 | 368.4918 | 0.0057202 | 367.8862 | 0.013706 | 362.1777 | 0.00066849 | 367.8862 | 0 | 368.4918 | 0 | 366.554 | 0 | 410.2878 | 0.00354 | 368.4918 | 0 | 368.4918 | 0 | 362.42 | 0.00010836 | 368.4918 | 0 | 409.5263 | 6.3472e-06 | 368.4918 | 0 | 368.4918 | 0 | 367.8862 | 0 | 624.8991 | 0.00376 | 367.8862 | 0 | 624.0559 | 0 | 624.8991 | 0.0018 | 366.554 | 0
| 368.7072 | 0.86559 | 368.1015 | 0.97509 | 410.4006 | 0.00172 | 368.7072 | 0.0059767 | 368.1015 | 0.013386 | 362.3932 | 0.0025053 | 368.1015 | 0 | 368.7073 | 0 | 366.7664 | 0 | 410.4006 | 0.00317 | 368.7073 | 0 | 368.7072 | 8.7525e-06 | 362.64 | -0.0013546 | 368.7073 | 0 | 409.6395 | 6.4644e-06 | 368.7073 | 0 | 368.7072 | 0.00030685 | 368.1015 | 0 | 625.0591 | 0.00316 | 368.1015 | 0 | 624.2164 | 6.6672e-06 | 625.0591 | 0.00171 | 366.7665 | 0
| 368.9228 | 0.83708 | 368.3168 | 0.95684 | 410.5134 | 0.00267 | 368.9228 | 0.0063618 | 368.3168 | 0.015932 | 362.6087 | -0.0011128 | 368.3168 | 0 | 368.9228 | 0 | 366.9789 | 0 | 410.5134 | 0.00397 | 368.9228 | 0 | 368.9228 | 0 | 362.86 | 0.0012787 | 368.9228 | 0 | 409.7528 | 5.3987e-06 | 368.9228 | 0 | 368.9228 | 0 | 368.3168 | 0 | 625.2192 | 0.00385 | 368.3168 | 0 | 624.3768 | 3.0002e-05 | 625.2192 | 0.00192 | 366.9789 | 0
| 369.1383 | 0.80659 | 368.5321 | 0.93561 | 410.6261 | 0.00095592 | 369.1383 | 0.00761 | 368.5321 | 0.014788 | 362.8242 | 0.0043408 | 368.5321 | 0 | 369.1383 | 0 | 367.1915 | 0 | 410.6261 | 0.00334 | 369.1383 | 0 | 369.1383 | 6.9848e-06 | 363.07 | 0.0011162 | 369.1383 | 0 | 409.866 | 4.6843e-06 | 369.1383 | 0 | 369.1383 | 0.00031454 | 368.5321 | 0 | 625.3793 | 0.00575 | 368.5321 | 0 | 624.5373 | 6.6672e-06 | 625.3793 | 0.00183 | 367.1915 | 0
| 369.3538 | 0.77802 | 368.7475 | 0.91058 | 410.7389 | 0.00288 | 369.3538 | 0.0081265 | 368.7475 | 0.017709 | 363.0398 | -0.0015398 | 368.7475 | 0 | 369.3538 | 0 | 367.404 | 0 | 410.7389 | 0.00411 | 369.3538 | 0 | 369.3538 | 0 | 363.29 | 0.00043346 | 369.3538 | 0 | 409.9792 | 4.4969e-06 | 369.3538 | 0 | 369.3538 | 0 | 368.7475 | 0 | 625.5394 | 0.00401 | 368.7475 | 0 | 624.6977 | 3.0002e-05 | 625.5394 | 0.00187 | 367.404 | 0
| 369.5693 | 0.74865 | 368.9628 | 0.88743 | 410.8517 | 0.00108 | 369.5693 | 0.0087377 | 368.9628 | 0.017025 | 363.2553 | 0.0021097 | 368.9628 | 0 | 369.5694 | 0 | 367.6165 | 0 | 410.8517 | 0.00379 | 369.5694 | 0 | 369.5693 | 9.178e-06 | 363.5 | -0.00067186 | 369.5694 | 0 | 410.0924 | 4.4735e-06 | 369.5694 | 0 | 369.5693 | 0.00020896 | 368.9629 | 0 | 625.6995 | 0.00527 | 368.9628 | 0 | 624.8582 | 2.6669e-05 | 625.6995 | 0.00172 | 367.6165 | 0
| 369.7849 | 0.72228 | 369.1782 | 0.86942 | 410.9644 | 0.00312 | 369.7849 | 0.0080531 | 369.1782 | 0.019777 | 363.4709 | 0.00067249 | 369.1782 | 0 | 369.7849 | 0 | 367.8291 | 0 | 410.9644 | 0.00386 | 369.7849 | 0 | 369.7849 | 0 | 363.72 | -0.0015171 | 369.7849 | 0 | 410.2057 | 5.1527e-06 | 369.7849 | 0 | 369.7849 | 0 | 369.1782 | 0 | 625.8596 | 0.00369 | 369.1782 | 0 | 625.0187 | 3.0002e-05 | 625.8596 | 0.00179 | 367.8291 | 0
| 370.0005 | 0.70169 | 369.3936 | 0.85372 | 411.0772 | 0.00101 | 370.0005 | 0.0096849 | 369.3936 | 0.02013 | 363.6865 | 0.0028647 | 369.3936 | 0 | 370.0005 | 0 | 368.0416 | 0 | 411.0772 | 0.00243 | 370.0005 | 0 | 370.0005 | 5.1863e-06 | 363.93 | 4.3346e-05 | 370.0005 | 0 | 410.3189 | 4.9888e-06 | 370.0005 | 0 | 370.0005 | 0.0002696 | 369.3936 | 0 | 626.0197 | 0.00571 | 369.3936 | 0 | 625.1792 | 0 | 626.0197 | 0.00173 | 368.0416 | 0
| 370.2161 | 0.67465 | 369.609 | 0.83198 | 411.19 | 0.00336 | 370.2161 | 0.0094491 | 369.609 | 0.022866 | 363.9021 | -0.00047693 | 369.609 | 0 | 370.2161 | 0 | 368.2542 | 0 | 411.19 | 0.00388 | 370.2161 | 0 | 370.2161 | 0 | 364.15 | -0.0011595 | 370.2161 | 0 | 410.4321 | 5.586e-06 | 370.2161 | 0 | 370.2161 | 0 | 369.609 | 0 | 626.1798 | 0.00355 | 369.609 | 0 | 625.3397 | 1.0001e-05 | 626.1798 | 0.00179 | 368.2542 | 0
| 370.4317 | 0.65402 | 369.8244 | 0.81311 | 411.3028 | 0.0002607 | 370.4317 | 0.0099049 | 369.8244 | 0.02347 | 364.1176 | 0.0018718 | 369.8244 | 0 | 370.4317 | 0 | 368.4668 | 0 | 411.3028 | 0.00238 | 370.4317 | 0 | 370.4317 | 1.1106e-05 | 364.37 | -0.00015171 | 370.4317 | 0 | 410.5454 | 5.3401e-06 | 370.4317 | 0 | 370.4317 | 0.00022756 | 369.8245 | 0 | 626.3399 | 0.00478 | 369.8244 | 0 | 625.5001 | 6.6672e-06 | 626.3399 | 0.00171 | 368.4668 | 0
| 370.6473 | 0.62502 | 370.0399 | 0.78492 | 411.4155 | 0.00238 | 370.6473 | 0.010814 | 370.0399 | 0.025474 | 364.3333 | -0.00056263 | 370.0399 | 0 | 370.6473 | 0 | 368.6794 | 0 | 411.4155 | 0.0034 | 370.6473 | 0 | 370.6473 | 0 | 364.58 | -0.0016147 | 370.6473 | 0 | 410.6587 | 5.3635e-06 | 370.6473 | 0 | 370.6473 | 0 | 370.0399 | 0 | 626.5 | 0.00364 | 370.0399 | 0 | 625.6607 | 3.0002e-05 | 626.5 | 0.00188 | 368.6794 | 0
| 370.8629 | 0.59718 | 370.2553 | 0.75545 | 411.5283 | 0.0002607 | 370.8629 | 0.011206 | 370.2553 | 0.025948 | 364.5489 | 0.0024902 | 370.2553 | 0 | 370.8629 | 0 | 368.892 | 0 | 411.5283 | 0.00425 | 370.8629 | 0 | 370.8629 | 1.3011e-05 | 364.8 | 0.00046596 | 370.8629 | 0 | 410.7719 | 4.7663e-06 | 370.8629 | 0 | 370.8629 | 0.00049358 | 370.2553 | 0 | 626.6602 | 0.00515 | 370.2553 | 0 | 625.8212 | 6.6672e-06 | 626.6602 | 0.00181 | 368.892 | 0
| 371.0786 | 0.5655 | 370.4708 | 0.72657 | 411.6411 | 0.00198 | 371.0786 | 0.011948 | 370.4708 | 0.02876 | 364.7645 | 0.0011162 | 370.4708 | 0 | 371.0786 | 0 | 369.1046 | 0 | 411.6411 | 0.00425 | 371.0786 | 0 | 371.0786 | 3.8945e-06 | 365.01 | -0.0037928 | 371.0786 | 0 | 410.8852 | 4.8834e-06 | 371.0786 | 0 | 371.0786 | 0 | 370.4708 | 0 | 626.8203 | 0.00362 | 370.4708 | 0 | 625.9817 | 1.0001e-05 | 626.8203 | 0.00188 | 369.1046 | 0
| 371.2943 | 0.54116 | 370.6863 | 0.69865 | 411.7538 | 0 | 371.2943 | 0.012901 | 370.6863 | 0.030011 | 364.9802 | 0.0037599 | 370.6863 | 0 | 371.2942 | 0 | 369.3173 | 0 | 411.7538 | 0.00311 | 371.2942 | 0 | 371.2943 | 7.3882e-06 | 365.23 | 0.00059601 | 371.2942 | 0 | 410.9984 | 3.8646e-06 | 371.2942 | 0 | 371.2942 | 0.00027125 | 370.6863 | 0 | 626.9805 | 0.00589 | 370.6863 | 0 | 626.1422 | 0 | 626.9805 | 0.00174 | 369.3173 | 0
| 371.5099 | 0.51599 | 370.9018 | 0.67424 | 411.8666 | 0.00244 | 371.5099 | 0.013023 | 370.9018 | 0.031827 | 365.1958 | -0.0014364 | 370.9018 | 0 | 371.5099 | 0 | 369.5299 | 0 | 411.8666 | 0.00448 | 371.5099 | 0 | 371.5099 | 0 | 365.45 | -0.00086692 | 371.5099 | 0 | 411.1117 | 4.3681e-06 | 371.5099 | 0 | 371.5099 | 0 | 370.9018 | 0 | 627.1406 | 0.00413 | 370.9018 | 0 | 626.3027 | 1.0001e-05 | 627.1406 | 0.00185 | 369.5299 | 0
| 371.7256 | 0.49615 | 371.1173 | 0.65115 | 411.9794 | 0.00043451 | 371.7256 | 0.014885 | 371.1173 | 0.032713 | 365.4115 | 0.0039954 | 371.1173 | 0 | 371.7256 | 0 | 369.7426 | 0 | 411.9794 | 0.00362 | 371.7256 | 0 | 371.7256 | 9.682e-06 | 365.66 | 0.00088859 | 371.7256 | 0 | 411.225 | 4.4969e-06 | 371.7256 | 0 | 371.7256 | 0.00033519 | 371.1173 | 0 | 627.3008 | 0.00645 | 371.1173 | 0 | 626.4633 | 0 | 627.3008 | 0.00173 | 369.7426 | 0
| 371.9413 | 0.47432 | 371.3328 | 0.62506 | 412.0922 | 0.00213 | 371.9413 | 0.016127 | 371.3328 | 0.03635 | 365.6272 | 0.00044871 | 371.3328 | 0 | 371.9413 | 0 | 369.9553 | 0 | 412.0922 | 0.00491 | 371.9413 | 0 | 371.9413 | 0 | 365.88 | 0.00062851 | 371.9413 | 0 | 411.3383 | 5.8671e-06 | 371.9413 | 0 | 371.9413 | 0 | 371.3329 | 0 | 627.461 | 0.00211 | 371.3328 | 0 | 626.6238 | 5.0004e-05 | 627.461 | 0.00181 | 369.9553 | 0
| 372.157 | 0.45601 | 371.5484 | 0.60506 | 412.2049 | 0.00015642 | 372.157 | 0.01708 | 371.5484 | 0.037478 | 365.8429 | 0.0033926 | 371.5484 | 0 | 372.157 | 0 | 370.168 | 0 | 412.2049 | 0.00397 | 372.157 | 0 | 372.157 | 9.7627e-06 | 366.09 | -0.00057433 | 372.157 | 0 | 411.4516 | 6.359e-06 | 372.157 | 0 | 372.157 | 0.00025121 | 371.5484 | 0 | 627.6211 | 0.00394 | 371.5484 | 0 | 626.7843 | 0 | 627.6211 | 0.0017 | 370.168 | 0
| 372.3728 | 0.43541 | 371.764 | 0.58188 | 412.3177 | 0.00253 | 372.3728 | 0.017591 | 371.764 | 0.041442 | 366.0586 | -0.0010793 | 371.764 | 0 | 372.3728 | 0 | 370.3807 | 0 | 412.3177 | 0.00445 | 372.3728 | 0 | 372.3728 | 0 | 366.31 | -0.0012245 | 372.3728 | 0 | 411.5649 | 5.5626e-06 | 372.3728 | 0 | 372.3728 | 0 | 371.764 | 0 | 627.7813 | 0.00308 | 371.764 | 0 | 626.9449 | 0 | 627.7813 | 0.00182 | 370.3807 | 0
| 372.5885 | 0.4175 | 371.9795 | 0.56036 | 412.4305 | 0 | 372.5885 | 0.0191 | 371.9795 | 0.041935 | 366.2743 | 0.0032754 | 371.9795 | 0 | 372.5885 | 0 | 370.5934 | 0 | 412.4305 | 0.00326 | 372.5885 | 0 | 372.5885 | 4.9217e-06 | 366.53 | 0.0010186 | 372.5885 | 0 | 411.6782 | 4.5555e-06 | 372.5885 | 0 | 372.5885 | 0.00046194 | 371.9795 | 0 | 627.9415 | 0.0057 | 371.9795 | 0 | 627.1055 | 0 | 627.9415 | 0.0017 | 370.5934 | 0
| 372.8043 | 0.39851 | 372.1951 | 0.5397 | 412.5432 | 0.00166 | 372.8043 | 0.019917 | 372.1951 | 0.046152 | 366.4901 | -0.00016406 | 372.1951 | 0 | 372.8043 | 0 | 370.8061 | 0 | 412.5432 | 0.00417 | 372.8043 | 0 | 372.8043 | 0 | 366.74 | -0.00050931 | 372.8043 | 0 | 411.7915 | 4.0636e-06 | 372.8043 | 0 | 372.8043 | 0 | 372.1951 | 0 | 628.1017 | 0.0026 | 372.1951 | 0 | 627.266 | 3.0002e-05 | 628.1017 | 0.00185 | 370.8061 | 0
| 373.0201 | 0.3795 | 372.4107 | 0.51858 | 412.656 | 6.9519e-05 | 373.0201 | 0.021995 | 372.4107 | 0.0478 | 366.7058 | 0.0023635 | 372.4107 | 0 | 373.0201 | 0 | 371.0189 | 0 | 412.656 | 0.00402 | 373.0201 | 0 | 373.0201 | 1.4858e-05 | 366.96 | -0.00021673 | 373.0201 | 0 | 411.9048 | 4.778e-06 | 373.0201 | 0 | 373.0201 | 0.00023736 | 372.4107 | 0 | 628.2619 | 0.00447 | 372.4107 | 0 | 627.4266 | 0 | 628.2619 | 0.00183 | 371.0189 | 0
| 373.2358 | 0.36274 | 372.6264 | 0.49815 | 412.7688 | 0.00184 | 373.2358 | 0.023479 | 372.6264 | 0.051613 | 366.9215 | 0.00037458 | 372.6264 | 0 | 373.2358 | 0 | 371.2316 | 0 | 412.7688 | 0.00442 | 373.2358 | 0 | 373.2358 | 0 | 367.17 | -0.0027849 | 373.2358 | 0 | 412.0181 | 4.8483e-06 | 373.2358 | 0 | 373.2358 | 0 | 372.6264 | 0 | 628.4221 | 0.00478 | 372.6264 | 0 | 627.5871 | 5.0004e-05 | 628.4221 | 0.00189 | 371.2316 | 0
| 373.4517 | 0.35024 | 372.842 | 0.47577 | 412.8816 | 0 | 373.4517 | 0.024695 | 372.842 | 0.054745 | 367.1373 | 0.0026294 | 372.842 | 0 | 373.4517 | 0 | 371.4444 | 0 | 412.8816 | 0.00391 | 373.4517 | 0 | 373.4517 | 1.0715e-05 | 367.39 | 0.00043346 | 373.4517 | 0 | 412.1314 | 4.6609e-06 | 373.4517 | 0 | 373.4517 | 0.00028465 | 372.842 | 0 | 628.5823 | 0.00392 | 372.842 | 0 | 627.7477 | 6.6672e-06 | 628.5823 | 0.00175 | 371.4444 | 0
| 373.6675 | 0.33063 | 373.0577 | 0.4572 | 412.9943 | 0.00215 | 373.6675 | 0.026488 | 373.0577 | 0.059128 | 367.3531 | -0.00017877 | 373.0577 | 0 | 373.6675 | 0 | 371.6571 | 0 | 412.9943 | 0.00303 | 373.6675 | 0 | 373.6675 | 0 | 367.61 | -0.00024923 | 373.6675 | 0 | 412.2448 | 5.668e-06 | 373.6675 | 0 | 373.6675 | 0 | 373.0577 | 0 | 628.7426 | 0.00346 | 373.0577 | 0 | 627.9083 | 1.0001e-05 | 628.7426 | 0.00175 | 371.6571 | 0
| 373.8833 | 0.31751 | 373.2733 | 0.43898 | 413.1071 | 0 | 373.8833 | 0.029232 | 373.2733 | 0.062007 | 367.5689 | 0.0028794 | 373.2733 | 0 | 373.8833 | 0 | 371.8699 | 0 | 413.1071 | 0.00419 | 373.8833 | 0 | 373.8833 | 4.3476e-06 | 367.82 | -0.00060684 | 373.8833 | 0 | 412.3581 | 5.9725e-06 | 373.8833 | 0 | 373.8833 | 0.00017554 | 373.2733 | 0 | 628.9028 | 0.00469 | 373.2733 | 0 | 628.0689 | 0 | 628.9028 | 0.00168 | 371.8699 | 0
| 374.0992 | 0.29973 | 373.489 | 0.41753 | 413.2199 | 0.00213 | 374.0992 | 0.030841 | 373.489 | 0.065661 | 367.7847 | 0.00080137 | 373.489 | 0 | 374.0992 | 0 | 372.0827 | 0 | 413.2199 | 0.00334 | 374.0992 | 0 | 374.0992 | 0 | 368.04 | -0.00015171 | 374.0992 | 0 | 412.4714 | 6.1365e-06 | 374.0992 | 0 | 374.0992 | 0 | 373.489 | 0 | 629.063 | 0.00468 | 373.489 | 0 | 628.2295 | 1.0001e-05 | 629.063 | 0.00171 | 372.0827 | 0
| 374.315 | 0.28699 | 373.7047 | 0.40381 | 413.3326 | 0 | 374.315 | 0.032899 | 373.7047 | 0.07011 | 368.0005 | 0.0028741 | 373.7047 | 0 | 374.315 | 0 | 372.2956 | 0 | 413.3326 | 0.00414 | 374.315 | 0 | 374.315 | 1.3186e-05 | 368.25 | 0.0022864 | 374.315 | 0 | 412.5847 | 5.1527e-06 | 374.315 | 0 | 374.315 | 0.00031326 | 373.7047 | 0 | 629.2233 | 0.00489 | 373.7047 | 0 | 628.3901 | 6.6672e-06 | 629.2233 | 0.00161 | 372.2956 | 0
| 374.5309 | 0.2772 | 373.9204 | 0.38786 | 413.4454 | 0.00132 | 374.5309 | 0.033408 | 373.9204 | 0.076251 | 368.2163 | 0.0010649 | 373.9204 | 0 | 374.5309 | 0 | 372.5084 | 0 | 413.4454 | 0.00547 | 374.5309 | 0 | 374.5309 | 0 | 368.47 | 0.00027091 | 374.5309 | 0 | 412.6981 | 6.2184e-06 | 374.5309 | 0 | 374.5309 | 0 | 373.9204 | 0 | 629.3835 | 0.00419 | 373.9204 | 0 | 628.5507 | 1.0001e-05 | 629.3835 | 0.00178 | 372.5084 | 0
| 374.7468 | 0.2624 | 374.1362 | 0.37067 | 413.5582 | 0 | 374.7468 | 0.037271 | 374.1362 | 0.079412 | 368.4322 | 0.0039714 | 374.1362 | 0 | 374.7468 | 0 | 372.7212 | 0 | 413.5582 | 0.00368 | 374.7468 | 0 | 374.7468 | 8.7948e-06 | 368.69 | 0.00010836 | 374.7468 | 0 | 412.8114 | 5.6212e-06 | 374.7468 | 0 | 374.7468 | 0.00035704 | 374.1362 | 0 | 629.5438 | 0.0039 | 374.1362 | 0 | 628.7114 | 0 | 629.5438 | 0.00177 | 372.7212 | 0
| 374.9627 | 0.25034 | 374.3519 | 0.356 | 413.6709 | 0.00295 | 374.9627 | 0.03877 | 374.3519 | 0.085671 | 368.6481 | 0.0010614 | 374.3519 | 0 | 374.9627 | 0 | 372.9341 | 0 | 413.6709 | 0.00369 | 374.9627 | 0 | 374.9627 | 0 | 368.9 | -0.00021673 | 374.9627 | 0 | 412.9248 | 6.0779e-06 | 374.9627 | 0 | 374.9627 | 0 | 374.3519 | 0 | 629.7041 | 0.00306 | 374.3519 | 0 | 628.872 | 1.0001e-05 | 629.7041 | 0.00186 | 372.9341 | 0
| 375.1786 | 0.24088 | 374.5677 | 0.34238 | 413.7837 | 0 | 375.1786 | 0.042389 | 374.5677 | 0.090673 | 368.8639 | 0.0044275 | 374.5677 | 0 | 375.1786 | 0 | 373.1469 | 0 | 413.7837 | 0.00402 | 375.1786 | 0 | 375.1786 | 1.6121e-05 | 369.12 | 0.00049847 | 375.1786 | 0 | 413.0382 | 5.0239e-06 | 375.1786 | 0 | 375.1787 | 0.00045174 | 374.5677 | 0 | 629.8643 | 0.00461 | 374.5677 | 0 | 629.0326 | 6.6672e-06 | 629.8643 | 0.00177 | 373.1469 | 0
| 375.3946 | 0.22993 | 374.7835 | 0.32496 | 413.8965 | 0.0017 | 375.3946 | 0.045547 | 374.7835 | 0.097701 | 369.0798 | -0.0011483 | 374.7835 | 0 | 375.3946 | 0 | 373.3598 | 0 | 413.8965 | 0.00366 | 375.3946 | 0 | 375.3946 | 0 | 369.33 | 0.0028717 | 375.3946 | 0 | 413.1515 | 5.2347e-06 | 375.3946 | 0 | 375.3946 | 0 | 374.7835 | 0 | 630.0246 | 0.00482 | 374.7835 | 0 | 629.1932 | 5.0004e-05 | 630.0246 | 0.00181 | 373.3598 | 0
| 375.6105 | 0.22073 | 374.9993 | 0.31376 | 414.0092 | 0 | 375.6105 | 0.049811 | 374.9993 | 0.10231 | 369.2957 | 0.0026154 | 374.9993 | 0 | 375.6105 | 0 | 373.5727 | 0 | 414.0092 | 0.0034 | 375.6105 | 0 | 375.6105 | 9.814e-06 | 369.55 | 0.00049847 | 375.6105 | 0 | 413.2649 | 5.9491e-06 | 375.6105 | 0 | 375.6105 | 0.00031051 | 374.9993 | 0 | 630.1849 | 0.00429 | 374.9993 | 0 | 629.3539 | 0 | 630.1849 | 0.00179 | 373.5727 | 0
| 375.8265 | 0.21085 | 375.2151 | 0.29773 | 414.122 | 0.00255 | 375.8265 | 0.051851 | 375.2151 | 0.10942 | 369.5116 | 0.00057652 | 375.2151 | 0 | 375.8265 | 0 | 373.7856 | 0 | 414.122 | 0.00246 | 375.8265 | 0 | 375.8265 | 0 | 369.77 | -0.0013546 | 375.8265 | 0 | 413.3783 | 5.8905e-06 | 375.8265 | 0 | 375.8265 | 0 | 375.2151 | 0 | 630.3452 | 0.00345 | 375.2151 | 0 | 629.5145 | 1.0001e-05 | 630.3452 | 0.00183 | 373.7856 | 0
| 376.0425 | 0.20136 | 375.4309 | 0.28915 | 414.2348 | 0 | 376.0425 | 0.056089 | 375.4309 | 0.11647 | 369.7275 | 0.003114 | 375.4309 | 0 | 376.0425 | 0 | 373.9985 | 0 | 414.2348 | 0.0055 | 376.0425 | 0 | 376.0425 | 1.3259e-05 | 369.98 | 0.00030341 | 376.0425 | 0 | 413.4916 | 6.0193e-06 | 376.0425 | 0 | 376.0425 | 0.0002343 | 375.4309 | 0 | 630.5055 | 0.0054 | 375.4309 | 0 | 629.6752 | 6.6672e-06 | 630.5055 | 0.00179 | 373.9985 | 0
| 376.2585 | 0.19254 | 375.6467 | 0.27793 | 414.3475 | 0.00104 | 376.2585 | 0.058795 | 375.6467 | 0.12551 | 369.9435 | 0.0012267 | 375.6467 | 0 | 376.2585 | 0 | 374.2114 | 0 | 414.3475 | 0.00454 | 376.2585 | 0 | 376.2585 | 0 | 370.2 | -0.0018747 | 376.2585 | 0 | 413.605 | 5.2816e-06 | 376.2585 | 0 | 376.2585 | 0 | 375.6467 | 0 | 630.6658 | 0.00433 | 375.6467 | 0 | 629.8359 | 0 | 630.6658 | 0.00183 | 374.2114 | 0
| 376.4745 | 0.18738 | 375.8626 | 0.2688 | 414.4603 | 0 | 376.4745 | 0.064956 | 375.8626 | 0.13322 | 370.1594 | 0.0033751 | 375.8626 | 0 | 376.4745 | 0 | 374.4243 | 0 | 414.4603 | 0.00487 | 376.4745 | 0 | 376.4745 | 1.1037e-05 | 370.41 | -0.00034676 | 376.4745 | 0 | 413.7184 | 5.2347e-06 | 376.4745 | 0 | 376.4745 | 0.00014117 | 375.8626 | 0 | 630.8261 | 0.00411 | 375.8626 | 0 | 629.9965 | 6.6672e-06 | 630.8261 | 0.00173 | 374.4244 | 0
| 376.6905 | 0.17752 | 376.0785 | 0.25785 | 414.5731 | 0.00102 | 376.6905 | 0.069317 | 376.0785 | 0.1429 | 370.3754 | 0.0013312 | 376.0785 | 0 | 376.6905 | 0 | 374.6373 | 0 | 414.5731 | 0.00454 | 376.6905 | 0 | 376.6905 | 0 | 370.63 | -0.00099695 | 376.6905 | 0 | 413.8318 | 5.0474e-06 | 376.6905 | 0 | 376.6905 | 0 | 376.0785 | 0 | 630.9864 | 0.0038 | 376.0785 | 0 | 630.1572 | 3.0002e-05 | 630.9864 | 0.00179 | 374.6373 | 0
| 376.9066 | 0.17297 | 376.2944 | 0.24619 | 414.6859 | 0 | 376.9066 | 0.074188 | 376.2944 | 0.15201 | 370.5913 | 0.0041823 | 376.2944 | 0 | 376.9066 | 0 | 374.8503 | 0 | 414.6859 | 0.00374 | 376.9066 | 0 | 376.9066 | 1.2934e-05 | 370.85 | 0.00062851 | 376.9066 | 0 | 413.9452 | 4.3564e-06 | 376.9066 | 0 | 376.9066 | 0.00043525 | 376.2944 | 0 | 631.1468 | 0.00348 | 376.2944 | 0 | 630.3179 | 6.6672e-06 | 631.1468 | 0.00172 | 374.8503 | 0
| 377.1226 | 0.16565 | 376.5103 | 0.23955 | 414.7986 | 0.00173 | 377.1226 | 0.078459 | 376.5103 | 0.16197 | 370.8073 | -0.00034607 | 376.5103 | 0 | 377.1226 | 0 | 375.0632 | 0 | 414.7986 | 0.00468 | 377.1226 | 0 | 377.1226 | 0 | 371.06 | 0.00040094 | 377.1226 | 0 | 414.0586 | 5.1762e-06 | 377.1226 | 0 | 377.1226 | 0 | 376.5103 | 0 | 631.3071 | 0.00415 | 376.5103 | 0 | 630.4786 | 0 | 631.3071 | 0.00186 | 375.0632 | 0
| 377.3387 | 0.15922 | 376.7262 | 0.23212 | 414.9114 | 0 | 377.3387 | 0.085039 | 376.7262 | 0.17219 | 371.0233 | 0.0050296 | 376.7262 | 0 | 377.3387 | 0 | 375.2762 | 0 | 414.9114 | 0.00419 | 377.3387 | 0 | 377.3387 | 1.4452e-05 | 371.28 | -0.00096444 | 377.3387 | 0 | 414.172 | 5.4221e-06 | 377.3387 | 0 | 377.3387 | 0.00035351 | 376.7262 | 0 | 631.4674 | 0.00636 | 376.7262 | 0 | 630.6392 | 6.6672e-06 | 631.4674 | 0.00172 | 375.2763 | 0
| 377.5547 | 0.15385 | 376.9421 | 0.22345 | 415.0242 | 0.00173 | 377.5547 | 0.091498 | 376.9421 | 0.18592 | 371.2393 | 0.00081886 | 376.9421 | 0 | 377.5548 | 0 | 375.4892 | 0 | 415.0242 | 0.00286 | 377.5548 | 0 | 377.5547 | 0 | 371.5 | -0.0017121 | 377.5548 | 0 | 414.2854 | 6.7103e-06 | 377.5548 | 0 | 377.5548 | 0 | 376.9421 | 0 | 631.6278 | 0.00484 | 376.9421 | 0 | 630.7999 | 0 | 631.6278 | 0.00183 | 375.4892 | 0
| 377.7708 | 0.14608 | 377.1581 | 0.21614 | 415.1369 | 0 | 377.7708 | 0.099269 | 377.1581 | 0.1958 | 371.4553 | 0.0058658 | 377.1581 | 0 | 377.7709 | 0 | 375.7022 | 0 | 415.1369 | 0.0036 | 377.7709 | 0 | 377.7708 | 1.502e-05 | 371.71 | 0.0009536 | 377.7709 | 0 | 414.3988 | 5.3635e-06 | 377.7709 | 0 | 377.7708 | 0.00028972 | 377.1581 | 0 | 631.7881 | 0.00584 | 377.1581 | 0 | 630.9606 | 6.6672e-06 | 631.7881 | 0.00167 | 375.7022 | 0
| 377.987 | 0.14326 | 377.374 | 0.21005 | 415.2497 | 0.00128 | 377.987 | 0.10322 | 377.374 | 0.2113 | 371.6714 | 0.0022974 | 377.374 | 0 | 377.987 | 0 | 375.9153 | 0 | 415.2497 | 0.00499 | 377.987 | 0 | 377.987 | 0 | 371.93 | -0.0010945 | 377.987 | 0 | 414.5123 | 5.6095e-06 | 377.987 | 0 | 377.987 | 0 | 377.374 | 0 | 631.9485 | 0.00448 | 377.374 | 0 | 631.1214 | 3.0002e-05 | 631.9485 | 0.00186 | 375.9153 | 0
| 378.2031 | 0.13926 | 377.59 | 0.20255 | 415.3625 | 0 | 378.2031 | 0.11403 | 377.59 | 0.22462 | 371.8874 | 0.0035624 | 377.59 | 0 | 378.2031 | 0 | 376.1283 | 0 | 415.3625 | 0.00445 | 378.2031 | 0 | 378.2031 | 7.8002e-06 | 372.15 | -2.1673e-05 | 378.2031 | 0 | 414.6257 | 4.4384e-06 | 378.2031 | 0 | 378.2031 | 0.00017402 | 377.59 | 0 | 632.1089 | 0.00536 | 377.59 | 0 | 631.2821 | 2.6669e-05 | 632.1089 | 0.00165 | 376.1283 | 0
| 378.4193 | 0.13526 | 377.806 | 0.19865 | 415.4752 | 0.00121 | 378.4193 | 0.12198 | 377.806 | 0.2387 | 372.1035 | 0.0025135 | 377.806 | 0 | 378.4192 | 0 | 376.3413 | 0 | 415.4752 | 0.00488 | 378.4192 | 0 | 378.4193 | 0 | 372.36 | -0.0047354 | 378.4192 | 0 | 414.7391 | 4.8834e-06 | 378.4192 | 0 | 378.4192 | 0 | 377.806 | 0 | 632.2693 | 0.00408 | 377.806 | 0 | 631.4428 | 1.0001e-05 | 632.2693 | 0.00181 | 376.3413 | 0
| 378.6354 | 0.13233 | 378.022 | 0.19133 | 415.588 | 0 | 378.6354 | 0.13341 | 378.022 | 0.25769 | 372.3195 | 0.0046432 | 378.022 | 0 | 378.6354 | 0.004765 | 376.5544 | 0 | 415.588 | 0.00422 | 378.6354 | 0.0056524 | 378.6354 | 0.0057853 | 372.58 | -0.00073687 | 378.6354 | 0.0043153 | 414.8526 | 4.0285e-06 | 378.6354 | 0.0043431 | 378.6354 | 0.00022997 | 378.022 | 0 | 632.4296 | 0.00612 | 378.022 | 0 | 631.6035 | 0 | 632.4296 | 0.00161 | 376.5544 | 0
| 378.8516 | 0.12438 | 378.2381 | 0.18443 | 415.7008 | 0.00114 | 378.8516 | 0.14052 | 378.2381 | 0.27733 | 372.5356 | 0.0028295 | 378.2381 | 0 | 378.8516 | 0 | 376.7675 | 0 | 415.7008 | 0.00374 | 378.8516 | 0 | 378.8516 | 0 | 372.79 | -0.0013546 | 378.8516 | 0 | 414.966 | 4.7663e-06 | 378.8516 | 0 | 378.8516 | 0 | 378.2381 | 0 | 632.59 | 0.00311 | 378.2381 | 0 | 631.7643 | 1.0001e-05 | 632.59 | 0.00181 | 376.7675 | 0
| 379.0677 | 0.11791 | 378.4541 | 0.17639 | 415.8135 | 0 | 379.0677 | 0.14685 | 378.4541 | 0.28602 | 372.7517 | 0.0047183 | 378.4541 | 0 | 379.0677 | 0.0046017 | 376.9806 | 0 | 415.8135 | 0.00442 | 379.0677 | 0.0074287 | 379.0677 | 0.0041379 | 373.01 | 0.0019289 | 379.0677 | 0.0015699 | 415.0795 | 6.1833e-06 | 379.0677 | 0.0034824 | 379.0677 | 0.00021564 | 378.4541 | 0 | 632.7504 | 0.0049 | 378.4541 | 0 | 631.925 | 0 | 632.7504 | 0.00163 | 376.9806 | 0
| 379.2839 | 0.11381 | 378.6702 | 0.16788 | 415.9263 | 0.00101 | 379.2839 | 0.15462 | 378.6702 | 0.29987 | 372.9678 | 0.0022474 | 378.6702 | 0 | 379.2839 | 0 | 377.1937 | 0 | 415.9263 | 0.00408 | 379.2839 | 0 | 379.2839 | 0 | 373.23 | -0.0023624 | 379.2839 | 0 | 415.1929 | 7.2255e-06 | 379.2839 | 0 | 379.2839 | 0 | 378.6702 | 0 | 632.9108 | 0.00364 | 378.6702 | 0 | 632.0857 | 1.0001e-05 | 632.9108 | 0.00171 | 377.1937 | 0
| 379.5002 | 0.11233 | 378.8862 | 0.16772 | 416.0391 | 5.2137e-05 | 379.5002 | 0.16863 | 378.8862 | 0.31425 | 373.1839 | 0.0049018 | 378.8862 | 0 | 379.5002 | 0.0034356 | 377.4068 | 0 | 416.0391 | 0.00465 | 379.5002 | 0.0076292 | 379.5002 | 0.0047056 | 373.44 | 0.0010836 | 379.5002 | 0.0016154 | 415.3064 | 7.2724e-06 | 379.5002 | 0.0033393 | 379.5002 | 5.5566e-05 | 378.8862 | 0 | 633.0712 | 0.00614 | 378.8862 | 0 | 632.2465 | 0 | 633.0712 | 0.00164 | 377.4068 | 0
| 379.7164 | 0.11024 | 379.1023 | 0.16576 | 416.1518 | 0.00108 | 379.7164 | 0.1803 | 379.1023 | 0.33731 | 373.4001 | 0.0025021 | 379.1023 | 0 | 379.7164 | 0 | 377.6199 | 0 | 416.1518 | 0.00442 | 379.7164 | 0 | 379.7164 | 0.00095777 | 373.66 | 0.00075855 | 379.7164 | 0 | 415.4198 | 6.6049e-06 | 379.7164 | 0 | 379.7164 | 0 | 379.1023 | 0 | 633.2317 | 0.00359 | 379.1023 | 0 | 632.4072 | 1.0001e-05 | 633.2317 | 0.00176 | 377.6199 | 0
| 379.9326 | 0.10839 | 379.3184 | 0.16391 | 416.2646 | 0 | 379.9326 | 0.19725 | 379.3184 | 0.36316 | 373.6162 | 0.0053872 | 379.3184 | 0 | 379.9326 | 0.0038767 | 377.833 | 0 | 416.2646 | 0.00493 | 379.9326 | 0.0054145 | 379.9326 | 0.0031767 | 373.88 | 0.00043346 | 379.9326 | 0.0019757 | 415.5333 | 7.085e-06 | 379.9326 | 0.0035846 | 379.9326 | 0.0001833 | 379.3184 | 0 | 633.3921 | 0.00517 | 379.3184 | 0 | 632.568 | 6.6672e-06 | 633.3921 | 0.00172 | 377.833 | 0
| 380.1489 | 0.1056 | 379.5345 | 0.16075 | 416.3774 | 0.00137 | 380.1489 | 0.20926 | 379.5345 | 0.39007 | 373.8323 | 0.0028344 | 379.5345 | 0 | 380.1489 | 0 | 378.0462 | 0 | 416.3774 | 0.0051 | 380.1489 | 0 | 380.1489 | 0.00049026 | 374.09 | -0.00034676 | 380.1489 | 0 | 415.6468 | 6.1013e-06 | 380.1489 | 0 | 380.1489 | 0 | 379.5345 | 0 | 633.5525 | 0.00302 | 379.5345 | 0 | 632.7288 | 1.0001e-05 | 633.5525 | 0.00177 | 378.0462 | 0
| 380.3652 | 0.1043 | 379.7507 | 0.15735 | 416.4901 | 0 | 380.3652 | 0.22952 | 379.7507 | 0.4138 | 374.0485 | 0.0067211 | 379.7507 | 0 | 380.3652 | 0.0046626 | 378.2593 | 0 | 416.4901 | 0.00592 | 380.3652 | 0.005154 | 380.3652 | 0.0021642 | 374.31 | 0.0016038 | 380.3652 | 0.0042859 | 415.7603 | 5.6914e-06 | 380.3652 | 0.00082463 | 380.3652 | 5.6725e-05 | 379.7507 | 0 | 633.713 | 0.00483 | 379.7507 | 0 | 632.8896 | 6.6672e-06 | 633.713 | 0.0017 | 378.2593 | 0
| 380.5815 | 0.10169 | 379.9668 | 0.15489 | 416.6029 | 0.00060691 | 380.5815 | 0.24396 | 379.9668 | 0.44266 | 374.2647 | 0.0032021 | 379.9668 | 0 | 380.5814 | 0 | 378.4725 | 0 | 416.6029 | 0.00326 | 380.5814 | 0 | 380.5815 | 0 | 374.53 | -0.00054182 | 380.5814 | 0 | 415.8737 | 5.0122e-06 | 380.5814 | 0 | 380.5815 | 0 | 379.9668 | 0 | 633.8734 | 0.00411 | 379.9668 | 0 | 633.0503 | 3.0002e-05 | 633.8734 | 0.00174 | 378.4725 | 0
| 380.7977 | 0.10039 | 380.183 | 0.15357 | 416.7157 | 0 | 380.7977 | 0.26133 | 380.183 | 0.47036 | 374.4809 | 0.0056357 | 380.183 | 0 | 380.7977 | 0.0039041 | 378.6857 | 0 | 416.7157 | 0.00306 | 380.7977 | 0.0043083 | 380.7977 | 0.004855 | 374.74 | -0.0010295 | 380.7977 | 0.0033091 | 415.9872 | 5.6914e-06 | 380.7977 | 0.0045207 | 380.7977 | 0.00022704 | 380.183 | 0 | 634.0339 | 0.00492 | 380.183 | 0 | 633.2111 | 0 | 634.0339 | 0.00168 | 378.6857 | 0
| 381.0141 | 0.096183 | 380.3992 | 0.14945 | 416.8284 | 0.00206 | 381.0141 | 0.28004 | 380.3992 | 0.49872 | 374.6971 | 0.0037098 | 380.3992 | 0 | 381.0141 | 0 | 378.8989 | 0 | 416.8284 | 0.00556 | 381.0141 | 0 | 381.0141 | 0 | 374.96 | -0.00080189 | 381.0141 | 0 | 416.1007 | 7.003e-06 | 381.0141 | 0 | 381.0141 | 0 | 380.3992 | 0 | 634.1943 | 0.00466 | 380.3992 | 0 | 633.3719 | 0 | 634.1943 | 0.00175 | 378.8989 | 0
| 381.2304 | 0.096748 | 380.6154 | 0.14762 | 416.9412 | 0 | 381.2304 | 0.30036 | 380.6154 | 0.52823 | 374.9133 | 0.0063768 | 380.6154 | 0 | 381.2304 | 0.0035098 | 379.1121 | 0 | 416.9412 | 0.00573 | 381.2304 | 0.0063611 | 381.2304 | 0.0017506 | 375.18 | 0.0010836 | 381.2304 | 0.00093445 | 416.2142 | 7.612e-06 | 381.2304 | 0.0016046 | 381.2304 | 0.00022252 | 380.6154 | 0 | 634.3548 | 0.00635 | 380.6154 | 0 | 633.5327 | 6.6672e-06 | 634.3548 | 0.00172 | 379.1121 | 0
| 381.4467 | 0.094872 | 380.8316 | 0.14508 | 417.054 | 0.00156 | 381.4467 | 0.32134 | 380.8316 | 0.56235 | 375.1295 | 0.0050249 | 380.8316 | 0 | 381.4467 | 0 | 379.3253 | 0 | 417.054 | 0.00505 | 381.4467 | 0 | 381.4467 | 0 | 375.39 | -0.0022973 | 381.4467 | 0 | 416.3277 | 7.6823e-06 | 381.4467 | 0 | 381.4467 | 0 | 380.8316 | 0 | 634.5153 | 0.00468 | 380.8316 | 0 | 633.6935 | 1.0001e-05 | 634.5153 | 0.00175 | 379.3253 | 0
| 381.6631 | 0.093797 | 381.0478 | 0.14365 | 417.1668 | 0 | 381.6631 | 0.34501 | 381.0478 | 0.59784 | 375.3458 | 0.0072435 | 381.0478 | 0.011958 | 381.6631 | 0.0038674 | 379.5385 | 0 | 417.1668 | 0.00516 | 381.6631 | 0.0091733 | 381.6631 | 0.0027906 | 375.61 | 1.0836e-05 | 381.6631 | 0.0037331 | 416.4412 | 6.0193e-06 | 381.6631 | 0.0049064 | 381.6631 | 0.00039471 | 381.0478 | 0.00601 | 634.6757 | 0.00478 | 381.0478 | -0.0010145 | 633.8543 | 0 | 634.6757 | 0.00168 | 379.5385 | 0
| 381.8795 | 0.091219 | 381.2641 | 0.14056 | 417.2795 | 0.00113 | 381.8795 | 0.36476 | 381.2641 | 0.63303 | 375.562 | 0.0049133 | 381.2641 | 0.0041187 | 381.8795 | 0 | 379.7518 | 0 | 417.2795 | 0.00178 | 381.8795 | 0 | 381.8795 | 0 | 375.83 | 0.00020589 | 381.8795 | 0 | 416.5547 | 5.6914e-06 | 381.8795 | 0 | 381.8795 | 0 | 381.264 | -0.0085 | 634.8362 | 0.0036 | 381.2641 | 0.00032925 | 634.0152 | 1.0001e-05 | 634.8362 | 0.00172 | 379.7518 | 0
| 382.0959 | 0.088437 | 381.4803 | 0.14037 | 417.3923 | 0 | 382.0959 | 0.39522 | 381.4803 | 0.63945 | 375.7783 | 0.0069355 | 381.4803 | 0.012486 | 382.0958 | 0.0024163 | 379.9651 | 0 | 417.3923 | 0.00467 | 382.0958 | 0.0047771 | 382.0959 | 0.0029319 | 376.04 | -0.0008344 | 382.0958 | 0.0033181 | 416.6683 | 4.8834e-06 | 382.0958 | 0.0020235 | 382.0959 | 0.0003141 | 381.4803 | 0.00377 | 634.9967 | 0.00464 | 381.4803 | 0.0090974 | 634.176 | 0 | 634.9967 | 0.00173 | 379.9651 | 0
| 382.3123 | 0.087627 | 381.6966 | 0.13904 | 417.5051 | 0.0017 | 382.3123 | 0.42339 | 381.6966 | 0.64652 | 375.9946 | 0.0052522 | 381.6966 | 0.0047519 | 382.3122 | 0 | 380.1783 | 0 | 417.5051 | 0.00403 | 382.3122 | 0 | 382.3123 | 0 | 376.26 | 0.00033593 | 382.3122 | 0 | 416.7818 | 5.586e-06 | 382.3122 | 0 | 382.3123 | 0 | 381.6966 | -0.00471 | 635.1572 | 0.00373 | 381.6966 | -0.0061764 | 634.3368 | 1.0001e-05 | 635.1572 | 0.00179 | 380.1783 | 0
| 382.5287 | 0.087738 | 381.9129 | 0.13986 | 417.6178 | 0 | 382.5287 | 0.45647 | 381.9129 | 0.68206 | 376.2108 | 0.0070079 | 381.9129 | 0.014452 | 382.5287 | 0.0046523 | 380.3916 | 0 | 417.6178 | 0.00351 | 382.5287 | 0.0045885 | 382.5287 | 0.0025756 | 376.48 | 0.00069354 | 382.5287 | 0.0021347 | 416.8953 | 6.277e-06 | 382.5287 | 0.002631 | 382.5287 | 0.00022462 | 381.9129 | 0.00401 | 635.3177 | 0.00524 | 381.9129 | 0.0031841 | 634.4977 | 0 | 635.3177 | 0.00176 | 380.3916 | 0
| 382.7451 | 0.087782 | 382.1292 | 0.13893 | 417.7306 | 0.00031212 | 382.7451 | 0.49169 | 382.1292 | 0.71968 | 376.4272 | 0.0063137 | 382.1292 | 0.0067676 | 382.7451 | 0 | 380.6049 | 0 | 417.7306 | 0.00425 | 382.7451 | 0 | 382.7451 | 0 | 376.69 | -0.0008344 | 382.7451 | 0 | 417.0088 | 7.3661e-06 | 382.7451 | 0 | 382.7451 | 0 | 382.1292 | -0.0055 | 635.4782 | 0.00258 | 382.1292 | -0.022583 | 634.6585 | 3.0002e-05 | 635.4782 | 0.00179 | 380.6049 | 0
| 382.9615 | 0.088237 | 382.3455 | 0.14006 | 417.8434 | 0 | 382.9615 | 0.53043 | 382.3455 | 0.74376 | 376.6435 | 0.0087553 | 382.3455 | 0.01536 | 382.9615 | 0.0017154 | 380.8182 | 0 | 417.8434 | 0.00467 | 382.9615 | 0.0047758 | 382.9615 | 0.0043837 | 376.91 | -0.00057433 | 382.9615 | 0.0037621 | 417.1224 | 7.4481e-06 | 382.9615 | 0.0024748 | 382.9615 | 0.00019071 | 382.3455 | 0.00646 | 635.6387 | 0.00548 | 382.3455 | 0.014174 | 634.8193 | 6.6672e-06 | 635.6387 | 0.00169 | 380.8182 | 0
| 383.178 | 0.085234 | 382.5618 | 0.13577 | 417.9561 | 0.00109 | 383.178 | 0.55909 | 382.5618 | 0.75776 | 376.8598 | 0.0077473 | 382.5618 | 0.0085273 | 383.178 | 0 | 381.0315 | 0 | 417.9561 | 0.00363 | 383.178 | 0 | 383.178 | 0 | 377.13 | -0.0012245 | 383.178 | 0 | 417.2359 | 7.3075e-06 | 383.178 | 0 | 383.178 | 0 | 382.5618 | -0.00396 | 635.7993 | 0.00285 | 382.5618 | -0.0014615 | 634.9802 | 3.0002e-05 | 635.7993 | 0.00172 | 381.0315 | 0
| 383.3945 | 0.084358 | 382.7782 | 0.13456 | 418.0689 | 0 | 383.3945 | 0.58797 | 382.7782 | 0.75386 | 377.0761 | 0.010212 | 382.7782 | 0.015532 | 383.3945 | 0.0025416 | 381.2449 | 0 | 418.0689 | 0.00277 | 383.3945 | 0.0045228 | 383.3945 | 0.0018997 | 377.34 | 0.0016688 | 383.3945 | 0.0019375 | 417.3495 | 5.9374e-06 | 383.3945 | 0.002093 | 383.3945 | 0.00014019 | 382.7782 | 0.00245 | 635.9598 | 0.00436 | 382.7782 | -0.0049134 | 635.1411 | 6.6672e-06 | 635.9598 | 0.00163 | 381.2449 | 0
| 383.611 | 0.081441 | 382.9945 | 0.13196 | 418.1817 | 0.00149 | 383.611 | 0.62031 | 382.9945 | 0.79062 | 377.2925 | 0.0077089 | 382.9945 | 0.010371 | 383.611 | 0 | 381.4582 | 0 | 418.1817 | 0.00326 | 383.611 | 0 | 383.611 | 0 | 377.56 | 0.0014413 | 383.611 | 0 | 417.463 | 5.9491e-06 | 383.611 | 0 | 383.611 | 0 | 382.9946 | -0.00286 | 636.1204 | 0.00411 | 382.9945 | -0.0028719 | 635.3019 | 3.0002e-05 | 636.1204 | 0.00171 | 381.4582 | 0
| 383.8275 | 0.080521 | 383.2109 | 0.12855 | 418.2945 | 0 | 383.8275 | 0.64585 | 383.2109 | 0.78924 | 377.5089 | 0.009959 | 383.2109 | 0.016355 | 383.8275 | 0.0024121 | 381.6716 | 0 | 418.2945 | 0.00402 | 383.8275 | 0.00289 | 383.8275 | 0.0017102 | 377.78 | -0.00021673 | 383.8275 | 0.00016741 | 417.5766 | 4.9654e-06 | 383.8275 | 0.002217 | 383.8274 | 0.00011964 | 383.2109 | 0.00396 | 636.2809 | 0.00455 | 383.2109 | 0.003445 | 635.4628 | 0 | 636.2809 | 0.00169 | 381.6716 | 0
| 384.044 | 0.077252 | 383.4273 | 0.12677 | 418.4072 | 0.00076297 | 384.044 | 0.67767 | 383.4273 | 0.81259 | 377.7252 | 0.0094516 | 383.4273 | 0.01158 | 384.044 | 0 | 381.8849 | 0 | 418.4072 | 0.00374 | 384.044 | 3.1229e-05 | 384.044 | 0 | 377.99 | 0.0012462 | 384.044 | 0 | 417.6901 | 6.2419e-06 | 384.044 | 0 | 384.044 | 0 | 383.4273 | -0.0055 | 636.4415 | 0.00419 | 383.4273 | -0.00087209 | 635.6237 | 1.0001e-05 | 636.4415 | 0.00181 | 381.885 | 0
| 384.2605 | 0.076014 | 383.6437 | 0.12455 | 418.52 | 0 | 384.2605 | 0.70886 | 383.6437 | 0.82504 | 377.9416 | 0.010915 | 383.6437 | 0.017909 | 384.2605 | 0.0032968 | 382.0983 | 0 | 418.52 | 0.00473 | 384.2605 | 0.00084295 | 384.2605 | 0.0029496 | 378.21 | 0.00040094 | 384.2605 | 0.00013029 | 417.8037 | 6.1833e-06 | 384.2605 | 0.0024674 | 384.2605 | 0.00028105 | 383.6437 | 0.00287 | 636.602 | 0.00439 | 383.6437 | 0.0079424 | 635.7846 | 0 | 636.602 | 0.00179 | 382.0983 | 0
| 384.4771 | 0.072658 | 383.8602 | 0.12162 | 418.6328 | 0.00298 | 384.4771 | 0.7439 | 383.8602 | 0.86484 | 378.158 | 0.010033 | 383.8602 | 0.013419 | 384.4771 | 0 | 382.3117 | 0 | 418.6328 | 0.00326 | 384.4771 | 0 | 384.4771 | 0 | 378.43 | -0.0026549 | 384.4771 | 0 | 417.9173 | 7.7174e-06 | 384.4771 | 0 | 384.4771 | 0 | 383.8602 | -0.0044 | 636.7626 | 0.00368 | 383.8602 | -0.0017545 | 635.9455 | 3.0002e-05 | 636.7626 | 0.00182 | 382.3117 | 0
| 384.6936 | 0.07285 | 384.0766 | 0.12064 | 418.7455 | 0 | 384.6936 | 0.77959 | 384.0766 | 0.87661 | 378.3744 | 0.012157 | 384.0766 | 0.020658 | 384.6936 | 0.0026107 | 382.5251 | 0 | 418.7455 | 0.00382 | 384.6936 | 0.0026843 | 384.6936 | 0.0032995 | 378.64 | 7.5855e-05 | 384.6936 | 0.0023537 | 418.0308 | 7.1084e-06 | 384.6936 | 0.0028883 | 384.6936 | 0.0003787 | 384.0766 | 0.00202 | 636.9231 | 0.00457 | 384.0766 | 0.0019565 | 636.1064 | 0 | 636.9231 | 0.00171 | 382.5251 | 0
| 384.9102 | 0.070454 | 384.2931 | 0.11899 | 418.8583 | 0.00168 | 384.9102 | 0.80777 | 384.2931 | 0.91909 | 378.5909 | 0.010786 | 384.2931 | 0.015551 | 384.9102 | 0 | 382.7385 | 0 | 418.8583 | 0.00499 | 384.9102 | 0 | 384.9102 | 0 | 378.86 | -0.0010295 | 384.9102 | 0 | 418.1444 | 7.2255e-06 | 384.9102 | 0 | 384.9102 | 0 | 384.2931 | -0.00424 | 637.0837 | 0.00433 | 384.2931 | -0.0003963 | 636.2673 | 1.0001e-05 | 637.0837 | 0.00169 | 382.7385 | 0
| 385.1268 | 0.071217 | 384.5095 | 0.11642 | 418.9711 | 0 | 385.1268 | 0.83638 | 384.5095 | 0.92431 | 378.8073 | 0.013518 | 384.5095 | 0.023093 | 385.1268 | 0.0042006 | 382.952 | 0 | 418.9711 | 0.00538 | 385.1268 | 0.0042743 | 385.1268 | 0.0027338 | 379.08 | 0.0015712 | 385.1268 | 0.00070125 | 418.258 | 5.4221e-06 | 385.1268 | 0.00096847 | 385.1268 | 0.00023907 | 384.5095 | 0.0013 | 637.2443 | 0.00471 | 384.5095 | -0.00097561 | 636.4282 | 6.6672e-06 | 637.2443 | 0.00155 | 382.952 | 0
| 385.3434 | 0.066339 | 384.726 | 0.11454 | 419.0838 | 0.00172 | 385.3434 | 0.86436 | 384.726 | 0.9498 | 379.0237 | 0.012535 | 384.726 | 0.019312 | 385.3434 | 0 | 383.1654 | 0 | 419.0838 | 0.00425 | 385.3434 | 0.0008049 | 385.3434 | 0.0010043 | 379.29 | -0.00063934 | 385.3434 | 0 | 418.3716 | 5.832e-06 | 385.3434 | 0 | 385.3434 | 0 | 384.726 | -0.0021 | 637.4049 | 0.00373 | 384.726 | -0.013624 | 636.5891 | 1.0001e-05 | 637.4049 | 0.00167 | 383.1654 | 0
| 385.56 | 0.065418 | 384.9425 | 0.11203 | 419.1966 | 0 | 385.56 | 0.88476 | 384.9425 | 0.96275 | 379.2402 | 0.015064 | 384.9425 | 0.02512 | 385.56 | 0.0019104 | 383.3789 | 0 | 419.1966 | 0.00649 | 385.56 | 0.0021849 | 385.56 | 0.0031622 | 379.51 | 0.0022864 | 385.56 | 0.0015489 | 418.4852 | 5.0239e-06 | 385.56 | 0.0036101 | 385.56 | 0.00034805 | 384.9425 | 0.00132 | 637.5655 | 0.00506 | 384.9425 | 0.011707 | 636.75 | 6.6672e-06 | 637.5655 | 0.00163 | 383.3789 | 0
| 385.7766 | 0.061954 | 385.159 | 0.10562 | 419.3094 | 0.00265 | 385.7766 | 0.89987 | 385.159 | 0.97565 | 379.4567 | 0.013482 | 385.159 | 0.020228 | 385.7766 | 0 | 383.5923 | 0 | 419.3094 | 0.00309 | 385.7766 | 0 | 385.7766 | 0 | 379.73 | 0.00010836 | 385.7766 | 0 | 418.5988 | 6.4292e-06 | 385.7766 | 0 | 385.7766 | 0 | 385.159 | -0.00265 | 637.7261 | 0.00447 | 385.159 | -0.0070639 | 636.9109 | 0 | 637.7261 | 0.00174 | 383.5923 | 0
| 385.9933 | 0.061464 | 385.3756 | 0.10667 | 419.4222 | 0 | 385.9933 | 0.92662 | 385.3756 | 0.97302 | 379.6732 | 0.016415 | 385.3756 | 0.028498 | 385.9933 | 0.0010909 | 383.8058 | 0 | 419.4222 | 0.0047 | 385.9933 | 0.0036271 | 385.9933 | 0.0019535 | 379.94 | -0.00070437 | 385.9933 | 0.0004817 | 418.7124 | 5.9491e-06 | 385.9933 | 0.0030283 | 385.9933 | 0.00044299 | 385.3756 | 0.00213 | 637.8867 | 0.00545 | 385.3756 | -0.0039034 | 637.0719 | 0 | 637.8867 | 0.00158 | 383.8058 | 0
| 386.2099 | 0.060308 | 385.5921 | 0.10322 | 419.5349 | 0.00079764 | 386.2099 | 0.93833 | 385.5921 | 0.98122 | 379.8896 | 0.015921 | 385.5921 | 0.023858 | 386.2099 | 0 | 384.0193 | 0 | 419.5349 | 0.00493 | 386.2099 | 0 | 386.2099 | 0 | 380.16 | -0.001062 | 386.2099 | 0 | 418.826 | 6.5932e-06 | 386.2099 | 0 | 386.2099 | 0 | 385.5921 | -0.00377 | 638.0474 | 0.00348 | 385.5921 | -0.0046945 | 637.2328 | 1.0001e-05 | 638.0474 | 0.00173 | 384.0193 | 0
| 386.4266 | 0.058472 | 385.8087 | 0.1004 | 419.6477 | 0 | 386.4266 | 0.96017 | 385.8087 | 0.9835 | 380.1062 | 0.018517 | 385.8087 | 0.031778 | 386.4266 | 0.0043915 | 384.2328 | 0 | 419.6477 | 0.00425 | 386.4266 | 0.0043286 | 386.4266 | 0.0032522 | 380.38 | 4.3346e-05 | 386.4266 | 0.0010028 | 418.9396 | 6.8391e-06 | 386.4266 | 0.00358 | 386.4266 | 0.00035773 | 385.8087 | 0.00272 | 638.208 | 0.00529 | 385.8087 | 0.0023629 | 637.3938 | 0 | 638.208 | 0.00172 | 384.2328 | 0
| 386.6433 | 0.057111 | 386.0253 | 0.099575 | 419.7605 | 0.00163 | 386.6433 | 0.97629 | 386.0253 | 1 | 380.3227 | 0.017127 | 386.0253 | 0.027104 | 386.6433 | 0 | 384.4463 | 0 | 419.7605 | 0.00533 | 386.6433 | 0 | 386.6433 | 0 | 380.6 | 0.00043346 | 386.6433 | 0 | 419.0532 | 8.2327e-06 | 386.6433 | 0 | 386.6433 | 0 | 386.0253 | -0.00248 | 638.3686 | 0.00434 | 386.0253 | -0.0060269 | 637.5547 | 3.0002e-05 | 638.3686 | 0.00177 | 384.4463 | 0
| 386.86 | 0.056076 | 386.2419 | 0.097781 | 419.8733 | 0 | 386.86 | 0.98948 | 386.2419 | 0.97474 | 380.5392 | 0.019859 | 386.2419 | 0.033342 | 386.86 | 0.0022021 | 384.6599 | 0 | 419.8733 | 0.00405 | 386.86 | 0.0023319 | 386.86 | 0.0023411 | 380.81 | 0.0031967 | 386.86 | 0.0018982 | 419.1669 | 8.0102e-06 | 386.86 | 0.0029496 | 386.86 | 0.00023579 | 386.2419 | 0.00118 | 638.5293 | 0.00473 | 386.2419 | 0.0016852 | 637.7157 | 2.6669e-05 | 638.5293 | 0.00167 | 384.6599 | 0
| 387.0767 | 0.055013 | 386.4585 | 0.095079 | 419.986 | 0.00173 | 387.0767 | 0.99736 | 386.4585 | 0.96404 | 380.7558 | 0.020048 | 386.4585 | 0.030553 | 387.0767 | 0 | 384.8734 | 0 | 419.986 | 0.00505 | 387.0767 | 0 | 387.0767 | 0 | 381.03 | 0.0018964 | 387.0767 | 0 | 419.2805 | 7.6354e-06 | 387.0767 | 0 | 387.0767 | 0 | 386.4585 | -0.00333 | 638.6899 | 0.00382 | 386.4585 | -0.0030287 | 637.8766 | 5.0004e-05 | 638.6899 | 0.00171 | 384.8734 | 0
| 387.2935 | 0.053957 | 386.6751 | 0.093953 | 420.0988 | 0 | 387.2935 | 0.99987 | 386.6751 | 0.95028 | 380.9724 | 0.022652 | 386.6751 | 0.036145 | 387.2935 | 0.0011963 | 385.0869 | 0 | 420.0988 | 0.00408 | 387.2935 | 0.00022812 | 387.2935 | 0.0013768 | 381.25 | -0.00093193 | 387.2935 | 0 | 419.3941 | 6.4409e-06 | 387.2935 | 0.000992 | 387.2935 | 0.00012082 | 386.6751 | 0.00113 | 638.8506 | 0.00599 | 386.6751 | -0.00073575 | 638.0376 | 6.6672e-06 | 638.8506 | 0.00167 | 385.0869 | 0
| 387.5102 | 0.05207 | 386.8917 | 0.091448 | 420.2116 | 0.00175 | 387.5102 | 1 | 386.8917 | 0.95182 | 381.1889 | 0.021982 | 386.8917 | 0.032042 | 387.5102 | 0 | 385.3005 | 0 | 420.2116 | 0.00357 | 387.5102 | 0 | 387.5102 | 0 | 381.46 | 0.00085607 | 387.5102 | 0 | 419.5078 | 6.113e-06 | 387.5102 | 0 | 387.5102 | 0 | 386.8917 | -0.00081263 | 639.0112 | 0.00477 | 386.8917 | -0.0053486 | 638.1986 | 1.0001e-05 | 639.0112 | 0.00168 | 385.3005 | 0
| 387.727 | 0.050251 | 387.1084 | 0.088756 | 420.3243 | 0 | 387.727 | 0.99986 | 387.1084 | 0.90473 | 381.4055 | 0.025038 | 387.1084 | 0.039435 | 387.727 | 0.0024749 | 385.5141 | 0 | 420.3243 | 0.00496 | 387.727 | 0.004484 | 387.727 | 0.0022551 | 381.68 | -0.0015171 | 387.727 | 0.0007099 | 419.6214 | 5.9491e-06 | 387.727 | 0.0011095 | 387.727 | 0.00013906 | 387.1084 | 0.00263 | 639.1719 | 0.00675 | 387.1084 | 0.0044357 | 638.3596 | 0 | 639.1719 | 0.0016 | 385.5141 | 0
| 387.9437 | 0.047306 | 387.3251 | 0.087132 | 420.4371 | 0.00027745 | 387.9437 | 0.99315 | 387.3251 | 0.89528 | 381.6221 | 0.025345 | 387.3251 | 0.036764 | 387.9437 | 0 | 385.7277 | 0 | 420.4371 | 0.00445 | 387.9437 | 0 | 387.9437 | 0 | 381.9 | -0.0018422 | 387.9437 | 0 | 419.7351 | 6.113e-06 | 387.9437 | 0 | 387.9437 | 0 | 387.3251 | -0.00197 | 639.3326 | 0.00273 | 387.3251 | -0.0075774 | 638.5205 | 1.0001e-05 | 639.3326 | 0.0017 | 385.7277 | 0
| 388.1605 | 0.047582 | 387.5417 | 0.086409 | 420.5499 | 0 | 388.1605 | 0.98374 | 387.5417 | 0.87746 | 381.8387 | 0.028256 | 387.5417 | 0.045117 | 388.1605 | 0.0028418 | 385.9413 | 0 | 420.5499 | 0.00504 | 388.1605 | 0.0038271 | 388.1605 | 0.0032 | 382.11 | -5.4182e-05 | 388.1605 | 0.001907 | 419.8487 | 7.0616e-06 | 388.1605 | 0.0024973 | 388.1605 | 0.00027633 | 387.5417 | 0.00161 | 639.4932 | 0.0048 | 387.5417 | -0.0009868 | 638.6815 | 6.6672e-06 | 639.4932 | 0.00166 | 385.9413 | 0
| 388.3773 | 0.045285 | 387.7584 | 0.084157 | 420.6627 | 0.00020808 | 388.3773 | 0.97494 | 387.7584 | 0.88786 | 382.0553 | 0.027869 | 387.7584 | 0.041068 | 388.3773 | 0 | 386.1549 | 0 | 420.6627 | 0.00508 | 388.3773 | 0 | 388.3773 | 0.0011806 | 382.33 | -0.0018422 | 388.3773 | 0 | 419.9624 | 7.2255e-06 | 388.3773 | 0 | 388.3773 | 0 | 387.7584 | -0.0015 | 639.6539 | 0.00329 | 387.7584 | 0.0020326 | 638.8425 | 0 | 639.6539 | 0.0018 | 386.1549 | 0
| 388.5941 | 0.044412 | 387.9752 | 0.082493 | 420.7754 | 0 | 388.5941 | 0.96173 | 387.9752 | 0.84508 | 382.272 | 0.030792 | 387.9752 | 0.048422 | 388.5941 | 0.0022343 | 386.3685 | 0 | 420.7754 | 0.00507 | 388.5941 | 0.0030044 | 388.5941 | 0.0028667 | 382.55 | -0.0017446 | 388.5941 | 0.0020438 | 420.076 | 7.3309e-06 | 388.5941 | 0.0019525 | 388.5942 | 0.00010247 | 387.9752 | 0.00198 | 639.8146 | 0.00643 | 387.9752 | 0.0078391 | 639.0035 | 0 | 639.8146 | 0.00163 | 386.3685 | 0
| 388.811 | 0.04407 | 388.1919 | 0.078897 | 420.8882 | 0.00118 | 388.811 | 0.94406 | 388.1919 | 0.84459 | 382.4886 | 0.032171 | 388.1919 | 0.045797 | 388.811 | 0 | 386.5822 | 0 | 420.8882 | 0.00468 | 388.811 | 0 | 388.811 | 0 | 382.77 | -0.00060684 | 388.811 | 0 | 420.1897 | 7.53e-06 | 388.811 | 0 | 388.811 | 0 | 388.1919 | -0.00331 | 639.9753 | 0.00329 | 388.1919 | -0.00033196 | 639.1645 | 1.0001e-05 | 639.9753 | 0.00178 | 386.5822 | 0
| 389.0278 | 0.041825 | 388.4086 | 0.077588 | 421.001 | 0 | 389.0278 | 0.92833 | 388.4086 | 0.80972 | 382.7053 | 0.034466 | 388.4086 | 0.053797 | 389.0278 | 0.0029629 | 386.7958 | 0 | 421.001 | 0.0055 | 389.0278 | 0.0022412 | 389.0278 | 0.0014601 | 382.98 | 0.00085607 | 389.0278 | 0.0016614 | 420.3034 | 6.9328e-06 | 389.0278 | 0.0023443 | 389.0278 | 0.000222 | 388.4086 | 0.00292 | 640.136 | 0.0048 | 388.4086 | 0.00322 | 639.3256 | 0 | 640.136 | 0.00166 | 386.7958 | 0
| 389.2447 | 0.039919 | 388.6254 | 0.074754 | 421.1138 | 0.00146 | 389.2447 | 0.91012 | 388.6254 | 0.79674 | 382.9219 | 0.034477 | 388.6254 | 0.051417 | 389.2447 | 0 | 387.0095 | 0 | 421.1138 | 0.00386 | 389.2447 | 0 | 389.2447 | 0 | 383.2 | 0.00056349 | 389.2447 | 0 | 420.4171 | 7.003e-06 | 389.2447 | 0 | 389.2447 | 0 | 388.6254 | -0.00206 | 640.2968 | 0.00311 | 388.6254 | -0.0032471 | 639.4866 | 1.0001e-05 | 640.2968 | 0.00179 | 387.0095 | 0
| 389.4615 | 0.038539 | 388.8422 | 0.07389 | 421.2265 | 0 | 389.4615 | 0.88874 | 388.8422 | 0.76801 | 383.1386 | 0.038325 | 388.8422 | 0.058669 | 389.4616 | 0.0021819 | 387.2231 | 0 | 421.2265 | 0.00641 | 389.4616 | 0.0017542 | 389.4615 | 0.0018643 | 383.42 | 7.5855e-05 | 389.4616 | 0.0017896 | 420.5307 | 5.7031e-06 | 389.4616 | 0.0013762 | 389.4615 | 0.0004051 | 388.8422 | 0.0014 | 640.4575 | 0.00309 | 388.8422 | -0.0023886 | 639.6476 | 0 | 640.4575 | 0.00167 | 387.2231 | 0
| 389.6784 | 0.036445 | 389.059 | 0.071517 | 421.3393 | 0.0014 | 389.6784 | 0.86534 | 389.059 | 0.75664 | 383.3553 | 0.039233 | 389.059 | 0.057673 | 389.6784 | 0 | 387.4368 | 0 | 421.3393 | 0.00542 | 389.6784 | 0 | 389.6784 | 0 | 383.63 | 0.0002384 | 389.6784 | 0 | 420.6444 | 5.8085e-06 | 389.6784 | 0 | 389.6784 | 0 | 389.059 | -0.00397 | 640.6182 | 0.00232 | 389.059 | -0.0020836 | 639.8087 | 0 | 640.6182 | 0.00179 | 387.4368 | 0
| 389.8954 | 0.037576 | 389.2758 | 0.07274 | 421.4521 | 0 | 389.8954 | 0.8422 | 389.2758 | 0.7327 | 383.572 | 0.043822 | 389.2758 | 0.068012 | 389.8954 | 0.0038614 | 387.6505 | 0 | 421.4521 | 0.00303 | 389.8954 | 0.0044155 | 389.8954 | 0.0035849 | 383.85 | -0.00070437 | 389.8954 | 0.0029581 | 420.7581 | 5.2933e-06 | 389.8954 | 0.0020602 | 389.8954 | 0.00065736 | 389.2758 | 0.00215 | 640.779 | 0.00432 | 389.2758 | 0.00031896 | 639.9697 | 6.6672e-06 | 640.779 | 0.00173 | 387.6505 | 0
| 390.1123 | 0.034774 | 389.4926 | 0.06828 | 421.5649 | 0.00163 | 390.1123 | 0.81712 | 389.4926 | 0.73671 | 383.7887 | 0.043316 | 389.4926 | 0.067166 | 390.1123 | 0 | 387.8642 | 0 | 421.5649 | 0.00539 | 390.1123 | 0 | 390.1123 | 0 | 384.07 | -0.00021673 | 390.1123 | 0 | 420.8718 | 6.9328e-06 | 390.1123 | 0 | 390.1123 | 0 | 389.4926 | -0.00179 | 640.9397 | 0.00338 | 389.4926 | 0.00040379 | 640.1308 | 0 | 640.9397 | 0.00179 | 387.8642 | 0
| 390.3292 | 0.034972 | 389.7094 | 0.06812 | 421.6777 | 0 | 390.3292 | 0.79594 | 389.7094 | 0.71456 | 384.0055 | 0.04821 | 389.7094 | 0.077528 | 390.3292 | 0.0032619 | 388.078 | 0 | 421.6777 | 0.00536 | 390.3292 | 0.0029346 | 390.3292 | 0.0024699 | 384.29 | -0.0015171 | 390.3292 | 0.0014315 | 420.9855 | 6.2184e-06 | 390.3292 | 0.0022826 | 390.3292 | 0.00015048 | 389.7094 | 0.0024 | 641.1004 | 0.00663 | 389.7094 | -0.0037369 | 640.2918 | 6.6672e-06 | 641.1004 | 0.0016 | 388.078 | 0
| 390.5461 | 0.03289 | 389.9263 | 0.065975 | 421.7904 | 0.00109 | 390.5461 | 0.76955 | 389.9263 | 0.71276 | 384.2222 | 0.049309 | 389.9263 | 0.077054 | 390.5461 | 0 | 388.2917 | 0 | 421.7904 | 0.00499 | 390.5461 | 0 | 390.5461 | 0 | 384.5 | 0.0012787 | 390.5461 | 0 | 421.0992 | 6.0193e-06 | 390.5461 | 0 | 390.5461 | 0 | 389.9263 | -0.00274 | 641.2612 | 0.00343 | 389.9263 | 0.00050435 | 640.4529 | 3.0002e-05 | 641.2612 | 0.0017 | 388.2917 | 0
| 390.7631 | 0.033755 | 390.1432 | 0.065233 | 421.9032 | 0 | 390.7631 | 0.74435 | 390.1432 | 0.68605 | 384.439 | 0.05414 | 390.1432 | 0.085494 | 390.7631 | 0.0028413 | 388.5055 | 0 | 421.9032 | 0.00573 | 390.7631 | 0.002796 | 390.7631 | 0.0018656 | 384.72 | 0.0015712 | 390.7631 | 0.0016442 | 421.2129 | 5.1762e-06 | 390.7631 | 0.0017065 | 390.7631 | 0.000179 | 390.1432 | -0.00083955 | 641.422 | 0.00522 | 390.1432 | 0.0011197 | 640.6139 | 0 | 641.422 | 0.00161 | 388.5055 | 0
| 390.9801 | 0.032238 | 390.36 | 0.062886 | 422.016 | 0.00057222 | 390.9801 | 0.71764 | 390.36 | 0.66802 | 384.6557 | 0.055515 | 390.36 | 0.085325 | 390.9801 | 0 | 388.7192 | 0 | 422.016 | 0.00564 | 390.9801 | 0 | 390.9801 | 0 | 384.94 | -0.00063934 | 390.9801 | 0 | 421.3266 | 5.3752e-06 | 390.9801 | 0 | 390.9801 | 0 | 390.36 | -0.0028 | 641.5827 | 0.00431 | 390.36 | -0.0048896 | 640.775 | 3.0002e-05 | 641.5827 | 0.00175 | 388.7192 | 0
| 391.1971 | 0.031561 | 390.5769 | 0.061927 | 422.1288 | 0 | 391.1971 | 0.69912 | 390.5769 | 0.6435 | 384.8725 | 0.05958 | 390.5769 | 0.093716 | 391.1971 | 0.0027333 | 388.933 | 0 | 422.1288 | 0.0055 | 391.1971 | 0.0029406 | 391.1971 | 0.0012404 | 385.15 | 4.3346e-05 | 391.1971 | 0.00033313 | 421.4404 | 5.8085e-06 | 391.1971 | 0.0021533 | 391.1971 | 7.7622e-05 | 390.5769 | 0.00078674 | 641.7435 | 0.00589 | 390.5769 | 0.0029626 | 640.9361 | 6.6672e-06 | 641.7435 | 0.00159 | 388.933 | 0
| 391.4141 | 0.029161 | 390.7939 | 0.060319 | 422.2415 | 0.00132 | 391.4141 | 0.67207 | 390.7939 | 0.62757 | 385.0893 | 0.061925 | 390.7939 | 0.092716 | 391.4141 | 0 | 389.1468 | 0 | 422.2415 | 0.00397 | 391.4141 | 0 | 391.4141 | 0 | 385.37 | -0.001257 | 391.4141 | 0 | 421.5541 | 4.9302e-06 | 391.4141 | 0 | 391.4141 | 0 | 390.7939 | -0.00257 | 641.9043 | 0.0057 | 390.7939 | -0.0072005 | 641.0972 | 1.0001e-05 | 641.9043 | 0.00173 | 389.1468 | 0
| 391.6311 | 0.029119 | 391.0108 | 0.059141 | 422.3543 | 0 | 391.6311 | 0.64742 | 391.0108 | 0.58523 | 385.3061 | 0.06678 | 391.0108 | 0.10202 | 391.6311 | 0.002652 | 389.3606 | 0 | 422.3543 | 0.00425 | 391.6311 | 0.0025123 | 391.6311 | 0.002458 | 385.59 | 0.0022864 | 391.6311 | 0.0019756 | 421.6678 | 6.6283e-06 | 391.6311 | 0.001652 | 391.6311 | 0.00038404 | 391.0108 | 0.00058399 | 642.0651 | 0.00513 | 391.0108 | 0.0091625 | 641.2582 | 6.6672e-06 | 642.0651 | 0.00163 | 389.3606 | 0
| 391.8481 | 0.027695 | 391.2277 | 0.057825 | 422.4671 | 0.00147 | 391.8481 | 0.61791 | 391.2277 | 0.57641 | 385.5229 | 0.067877 | 391.2277 | 0.10045 | 391.8481 | 0 | 389.5744 | 0 | 422.4671 | 0.00471 | 391.8481 | 0 | 391.8481 | 0 | 385.81 | -0.0024274 | 391.8481 | 0 | 421.7816 | 7.4715e-06 | 391.8481 | 0 | 391.8481 | 0 | 391.2277 | -0.00328 | 642.2259 | 0.00274 | 391.2277 | -0.0035969 | 641.4193 | 1.0001e-05 | 642.2259 | 0.00176 | 389.5744 | 0
| 392.0652 | 0.027403 | 391.4447 | 0.056525 | 422.5799 | 0 | 392.0652 | 0.59669 | 391.4447 | 0.54002 | 385.7398 | 0.07414 | 391.4447 | 0.11079 | 392.0652 | 0.0030468 | 389.7882 | 0 | 422.5799 | 0.00564 | 392.0652 | 0.0031217 | 392.0652 | 0.0022725 | 386.02 | 0.0011487 | 392.0652 | 0.001691 | 421.8953 | 8.9939e-06 | 392.0652 | 0.0017236 | 392.0652 | 0.00036496 | 391.4447 | 0.00272 | 642.3867 | 0.00501 | 391.4447 | 5.6487e-05 | 641.5804 | 0 | 642.3867 | 0.00162 | 389.7882 | 0
| 392.2822 | 0.025681 | 391.6617 | 0.054758 | 422.6926 | 0.00114 | 392.2822 | 0.57429 | 391.6617 | 0.52696 | 385.9566 | 0.075751 | 391.6617 | 0.11166 | 392.2822 | 0 | 390.002 | 0 | 422.6926 | 0.00519 | 392.2822 | 0 | 392.2822 | 0 | 386.24 | -0.00099695 | 392.2822 | 0 | 422.0091 | 8.2327e-06 | 392.2822 | 0 | 392.2822 | 0 | 391.6617 | -0.00193 | 642.5475 | 0.00375 | 391.6617 | -0.00017348 | 641.7415 | 0 | 642.5475 | 0.0017 | 390.002 | 0
| 392.4993 | 0.026866 | 391.8787 | 0.054107 | 422.8054 | 0 | 392.4993 | 0.5514 | 391.8787 | 0.49963 | 386.1735 | 0.081395 | 391.8787 | 0.12338 | 392.4993 | 0.0019431 | 390.2159 | 0 | 422.8054 | 0.0055 | 392.4993 | 0.0028632 | 392.4993 | 0.0021503 | 386.46 | -0.0010295 | 392.4993 | 0.00073905 | 422.1228 | 8.6191e-06 | 392.4993 | 0.0018406 | 392.4993 | 0.00039009 | 391.8786 | 0.0016 | 642.7083 | 0.00441 | 391.8787 | -8.7306e-05 | 641.9027 | 0 | 642.7083 | 0.0016 | 390.2159 | 0
| 392.7164 | 0.024189 | 392.0957 | 0.052446 | 422.9182 | 0.00091902 | 392.7164 | 0.52979 | 392.0957 | 0.48918 | 386.3903 | 0.084403 | 392.0957 | 0.12273 | 392.7164 | 0 | 390.4297 | 0 | 422.9182 | 0.00442 | 392.7164 | 0 | 392.7164 | 0 | 386.68 | 0.00098612 | 392.7164 | 0 | 422.2366 | 7.8228e-06 | 392.7164 | 0 | 392.7164 | 0 | 392.0957 | -0.00301 | 642.8691 | 0.00436 | 392.0957 | -0.0044218 | 642.0638 | 3.0002e-05 | 642.8691 | 0.00172 | 390.4297 | 0
| 392.9335 | 0.024325 | 392.3127 | 0.050621 | 423.031 | 0 | 392.9335 | 0.51056 | 392.3127 | 0.45996 | 386.6072 | 0.090379 | 392.3127 | 0.13259 | 392.9335 | 0.0013611 | 390.6436 | 0 | 423.031 | 0.00442 | 392.9335 | 0.0026014 | 392.9335 | 0.0010963 | 386.89 | -0.00028175 | 392.9335 | 0.0013633 | 422.3503 | 7.003e-06 | 392.9335 | 0.00071136 | 392.9335 | 0.00027609 | 392.3127 | 0.00149 | 643.0299 | 0.00483 | 392.3127 | 0.002881 | 642.2249 | 0 | 643.0299 | 0.00165 | 390.6436 | 0
| 393.1506 | 0.023136 | 392.5297 | 0.049214 | 423.1438 | 0.00161 | 393.1506 | 0.48708 | 392.5297 | 0.44603 | 386.8241 | 0.093754 | 392.5297 | 0.13336 | 393.1506 | 0 | 390.8575 | 0 | 423.1438 | 0.00516 | 393.1506 | 0 | 393.1506 | 0 | 387.11 | -0.0013546 | 393.1506 | 0 | 422.4641 | 6.9562e-06 | 393.1506 | 0 | 393.1506 | 0 | 392.5297 | -0.00142 | 643.1908 | 0.0041 | 392.5297 | -0.0062663 | 642.386 | 0 | 643.1908 | 0.00179 | 390.8575 | 0
| 393.3678 | 0.0227 | 392.7468 | 0.048152 | 423.2565 | 0 | 393.3678 | 0.46526 | 392.7468 | 0.42299 | 387.041 | 0.10101 | 392.7468 | 0.14278 | 393.3678 | 0.0033 | 391.0714 | 0 | 423.2565 | 0.00692 | 393.3678 | 0.0025852 | 393.3678 | 0.00179 | 387.33 | 0.00075855 | 393.3678 | 0.0015972 | 422.5779 | 7.7994e-06 | 393.3678 | 0.002367 | 393.3678 | 0.00019068 | 392.7468 | 0.00319 | 643.3516 | 0.00489 | 392.7468 | 0.0019408 | 642.5472 | 0 | 643.3516 | 0.00168 | 391.0714 | 0
| 393.5849 | 0.020533 | 392.9638 | 0.046483 | 423.3693 | 0.00137 | 393.5849 | 0.44546 | 392.9638 | 0.40419 | 387.2579 | 0.10355 | 392.9638 | 0.14392 | 393.5849 | 0 | 391.2853 | 0 | 423.3693 | 0.00445 | 393.5849 | 0 | 393.5849 | 0 | 387.55 | 0.0027091 | 393.5849 | 0 | 422.6916 | 9.193e-06 | 393.5849 | 0 | 393.5849 | 0 | 392.9638 | -0.00297 | 643.5125 | 0.00315 | 392.9638 | -0.0036763 | 642.7083 | 1.0001e-05 | 643.5125 | 0.00186 | 391.2853 | 0
| 393.8021 | 0.021031 | 393.1809 | 0.046422 | 423.4821 | 0 | 393.8021 | 0.42605 | 393.1809 | 0.3828 | 387.4749 | 0.11013 | 393.1809 | 0.1536 | 393.8021 | 0.0021766 | 391.4992 | 0 | 423.4821 | 0.00649 | 393.8021 | 0.0024219 | 393.8021 | 0.0015863 | 387.76 | 0.00066102 | 393.8021 | 0.0016351 | 422.8054 | 9.0173e-06 | 393.8021 | 0.0012405 | 393.8021 | 0.00049513 | 393.1809 | 0.00058179 | 643.6733 | 0.00334 | 393.1809 | 0.0041649 | 642.8695 | 0 | 643.6733 | 0.00173 | 391.4992 | 0
| 394.0193 | 0.02086 | 393.398 | 0.044878 | 423.5949 | 0.00079764 | 394.0193 | 0.4052 | 393.398 | 0.37167 | 387.6918 | 0.11437 | 393.398 | 0.1566 | 394.0192 | 0 | 391.7131 | 0 | 423.5949 | 0.00553 | 394.0192 | 0 | 394.0193 | 0 | 387.98 | -0.0010295 | 394.0192 | 0 | 422.9192 | 9.6848e-06 | 394.0192 | 0 | 394.0193 | 0 | 393.398 | -0.00246 | 643.8342 | 0.00313 | 393.398 | -0.005474 | 643.0306 | 3.0002e-05 | 643.8342 | 0.00182 | 391.7131 | 0
| 394.2364 | 0.020854 | 393.6151 | 0.044704 | 423.7077 | 0 | 394.2364 | 0.39238 | 393.6151 | 0.35075 | 387.9088 | 0.12344 | 393.6151 | 0.16863 | 394.2364 | 0.0034967 | 391.9271 | 0 | 423.7077 | 0.00431 | 394.2364 | 0.0048257 | 394.2364 | 0.0025623 | 388.2 | 0.0015712 | 394.2364 | 0 | 423.033 | 8.3498e-06 | 394.2364 | 0.0020814 | 394.2364 | 0.00042072 | 393.6151 | 0.00082686 | 643.9951 | 0.00584 | 393.6151 | 0.0020379 | 643.1918 | 0 | 643.9951 | 0.00163 | 391.9271 | 0
| 394.4536 | 0.018401 | 393.8322 | 0.042453 | 423.8204 | 0.00091902 | 394.4536 | 0.37676 | 393.8322 | 0.34023 | 388.1257 | 0.12728 | 393.8322 | 0.17244 | 394.4536 | 0 | 392.141 | 0 | 423.8204 | 0.00527 | 394.4536 | 0 | 394.4536 | 0 | 388.42 | -0.00096444 | 394.4536 | 0 | 423.1468 | 7.9399e-06 | 394.4536 | 0 | 394.4536 | 0 | 393.8322 | -0.00213 | 644.1559 | 0.00401 | 393.8322 | 0.0027302 | 643.3529 | 1.0001e-05 | 644.1559 | 0.00174 | 392.141 | 0
| 394.6708 | 0.018523 | 394.0494 | 0.042565 | 423.9332 | 0 | 394.6708 | 0.35801 | 394.0494 | 0.32442 | 388.3427 | 0.13543 | 394.0494 | 0.18523 | 394.6709 | 0.0029617 | 392.355 | 0 | 423.9332 | 0.00521 | 394.6709 | 0.002314 | 394.6708 | 0.002443 | 388.63 | 0.0014088 | 394.6709 | 0.0010069 | 423.2606 | 6.9562e-06 | 394.6709 | 0.0016064 | 394.6708 | 0.00036524 | 394.0494 | 0.00338 | 644.3168 | 0.00568 | 394.0494 | 0.006369 | 643.5141 | 6.6672e-06 | 644.3168 | 0.00162 | 392.355 | 0
| 394.8881 | 0.01745 | 394.2665 | 0.040543 | 424.046 | 0.00022542 | 394.8881 | 0.344 | 394.2665 | 0.31974 | 388.5597 | 0.14103 | 394.2665 | 0.19118 | 394.8881 | 0 | 392.569 | 0 | 424.046 | 0.00553 | 394.8881 | 0 | 394.8881 | 0 | 388.85 | 0.0020589 | 394.8881 | 0 | 423.3744 | 7.5534e-06 | 394.8881 | 0 | 394.8881 | 0 | 394.2665 | -0.003 | 644.4777 | 0.00434 | 394.2665 | 0.0034678 | 643.6753 | 3.0002e-05 | 644.4777 | 0.00174 | 392.569 | 0
| 395.1053 | 0.017465 | 394.4837 | 0.040261 | 424.1588 | 0 | 395.1053 | 0.32852 | 394.4837 | 0.30109 | 388.7767 | 0.1494 | 394.4837 | 0.20727 | 395.1053 | 0.0018391 | 392.783 | 0 | 424.1588 | 0.00618 | 395.1053 | 0.0025501 | 395.1053 | 0.0012216 | 389.07 | -0.0015822 | 395.1053 | 0.0021244 | 423.4882 | 7.8579e-06 | 395.1053 | 0.0007478 | 395.1053 | 0.00031531 | 394.4837 | 3.5948e-05 | 644.6386 | 0.00563 | 394.4837 | 0.00074825 | 643.8365 | 2.6669e-05 | 644.6386 | 0.00164 | 392.783 | 0
| 395.3226 | 0.016264 | 394.7009 | 0.039591 | 424.2716 | 0.00163 | 395.3226 | 0.31292 | 394.7009 | 0.29845 | 388.9937 | 0.15361 | 394.7009 | 0.21139 | 395.3226 | 0 | 392.997 | 0 | 424.2716 | 0.00547 | 395.3226 | 0.00094158 | 395.3226 | 0.00052283 | 389.29 | -0.0021023 | 395.3226 | 0 | 423.602 | 9.2164e-06 | 395.3226 | 0 | 395.3226 | 0 | 394.7009 | -0.00241 | 644.7995 | 0.00364 | 394.7009 | -0.0054465 | 643.9977 | 3.0002e-05 | 644.7995 | 0.00173 | 392.997 | 0
| 395.5399 | 0.01644 | 394.9181 | 0.038292 | 424.3844 | 0 | 395.5399 | 0.29816 | 394.9181 | 0.28299 | 389.2107 | 0.16211 | 394.9181 | 0.22626 | 395.5399 | 0.0027301 | 393.211 | 0 | 424.3844 | 0.00712 | 395.5399 | 0.0023962 | 395.5399 | 0.0021831 | 389.5 | 0.0012787 | 395.5399 | 0.00036194 | 423.7158 | 9.1578e-06 | 395.5399 | 0.0014739 | 395.5399 | 0.00039556 | 394.9181 | 0.00126 | 644.9604 | 0.00476 | 394.9181 | 0.0014751 | 644.1589 | 0 | 644.9604 | 0.00159 | 393.211 | 0
| 395.7571 | 0.014946 | 395.1353 | 0.036514 | 424.4971 | 0.00097105 | 395.7571 | 0.28385 | 395.1353 | 0.27636 | 389.4277 | 0.16895 | 395.1353 | 0.23344 | 395.7572 | 0 | 393.425 | 0 | 424.4971 | 0.00559 | 395.7572 | 0 | 395.7571 | 0 | 389.72 | 0.0010511 | 395.7572 | 0 | 423.8296 | 1.0141e-05 | 395.7572 | 0 | 395.7571 | 0 | 395.1353 | -0.00354 | 645.1213 | 0.00387 | 395.1353 | -0.0076817 | 644.3201 | 0 | 645.1213 | 0.00166 | 393.425 | 0
| 395.9745 | 0.015732 | 395.3525 | 0.035986 | 424.6099 | 0 | 395.9745 | 0.27411 | 395.3525 | 0.26834 | 389.6448 | 0.17947 | 395.3525 | 0.24954 | 395.9745 | 0.0020516 | 393.6391 | 0 | 424.6099 | 0.00749 | 395.9745 | 0.0026082 | 395.9745 | 0.0021779 | 389.94 | 0.0014088 | 395.9745 | 0.0029569 | 423.9435 | 7.9867e-06 | 395.9745 | 0.0010972 | 395.9745 | 0.00034943 | 395.3525 | 0.00051457 | 645.2823 | 0.00447 | 395.3525 | 0.0010984 | 644.4813 | 0 | 645.2823 | 0.00163 | 393.6391 | 0
| 396.1918 | 0.01363 | 395.5698 | 0.034493 | 424.7227 | 0.00022542 | 396.1918 | 0.25835 | 395.5698 | 0.26071 | 389.8618 | 0.18603 | 395.5698 | 0.25769 | 396.1918 | 0 | 393.8531 | 0 | 424.7227 | 0.00613 | 396.1918 | 0 | 396.1918 | 0 | 390.16 | 0.00098612 | 396.1918 | 0 | 424.0573 | 8.9119e-06 | 396.1918 | 0 | 396.1918 | 0 | 395.5698 | -0.00143 | 645.4432 | 0.00468 | 395.5698 | -0.0023739 | 644.6425 | 1.0001e-05 | 645.4432 | 0.00175 | 393.8531 | 0
| 396.4091 | 0.015319 | 395.787 | 0.035395 | 424.8355 | 0 | 396.4091 | 0.24803 | 395.787 | 0.24719 | 390.0789 | 0.19732 | 395.787 | 0.27507 | 396.4091 | 0.0031546 | 394.0672 | 0 | 424.8355 | 0.00482 | 396.4091 | 0.0030233 | 396.4091 | 0.0019236 | 390.37 | -0.00060684 | 396.4091 | 0.0015663 | 424.1711 | 6.5932e-06 | 396.4091 | 0.00092289 | 396.4091 | 0.00043056 | 395.7871 | 0.00212 | 645.6041 | 0.00448 | 395.787 | 0.0061148 | 644.8037 | 0 | 645.6041 | 0.00166 | 394.0672 | 0
| 396.6265 | 0.012955 | 396.0043 | 0.033003 | 424.9483 | 0.0002601 | 396.6265 | 0.23973 | 396.0043 | 0.23995 | 390.296 | 0.20519 | 396.0043 | 0.28546 | 396.6265 | 0 | 394.2812 | 0 | 424.9483 | 0.00496 | 396.6265 | 0 | 396.6265 | 0 | 390.59 | -0.00044429 | 396.6265 | 0 | 424.285 | 6.9211e-06 | 396.6265 | 0 | 396.6265 | 0 | 396.0043 | -0.00299 | 645.7651 | 0.00339 | 396.0043 | -0.0026701 | 644.9649 | 0 | 645.7651 | 0.00173 | 394.2812 | 0
| 396.8438 | 0.013546 | 396.2216 | 0.033035 | 425.0611 | 0 | 396.8438 | 0.22917 | 396.2216 | 0.23 | 390.5131 | 0.21679 | 396.2216 | 0.30238 | 396.8438 | 0.0025722 | 394.4954 | 0 | 425.0611 | 0.0047 | 396.8438 | 0.0029333 | 396.8438 | 0.0019352 | 390.81 | 0.00010836 | 396.8438 | 0 | 424.3988 | 5.8905e-06 | 396.8438 | 0.0024429 | 396.8438 | 0.0003273 | 396.2216 | 0.00286 | 645.926 | 0.00385 | 396.2216 | 0.00058564 | 645.1262 | 0 | 645.926 | 0.00167 | 394.4954 | 0
| 397.0612 | 0.012257 | 396.4389 | 0.032428 | 425.1739 | 0.00116 | 397.0612 | 0.21896 | 396.4389 | 0.22816 | 390.7302 | 0.22599 | 396.4389 | 0.31284 | 397.0612 | 0 | 394.7094 | 0 | 425.1739 | 0.00604 | 397.0612 | 0 | 397.0612 | 0 | 391.03 | -0.0015171 | 397.0612 | 0 | 424.5127 | 7.0616e-06 | 397.0612 | 0 | 397.0612 | 0 | 396.4389 | -0.00498 | 646.087 | 0.00542 | 396.4389 | -0.0016431 | 645.2874 | 3.0002e-05 | 646.087 | 0.00175 | 394.7094 | 0
| 397.2786 | 0.012938 | 396.6562 | 0.032514 | 425.2866 | 0 | 397.2786 | 0.21275 | 396.6562 | 0.21503 | 390.9474 | 0.24003 | 396.6562 | 0.33214 | 397.2786 | 0.0029343 | 394.9236 | 0 | 425.2866 | 0.00533 | 397.2786 | 0.0021748 | 397.2786 | 0.001091 | 391.24 | 0.0025791 | 397.2786 | 0.00089471 | 424.6265 | 8.0687e-06 | 397.2786 | 0.0022455 | 397.2786 | 0.00022228 | 396.6562 | 0.00117 | 646.2479 | 0.00487 | 396.6562 | 0.0058458 | 645.4487 | 2.6669e-05 | 646.2479 | 0.00161 | 394.9235 | 0
| 397.496 | 0.012092 | 396.8736 | 0.031565 | 425.3994 | 0.0012 | 397.496 | 0.20264 | 396.8736 | 0.21298 | 391.1645 | 0.24844 | 396.8736 | 0.3441 | 397.496 | 0 | 395.1377 | 0 | 425.3994 | 0.00678 | 397.496 | 0 | 397.496 | 0 | 391.46 | -0.0014521 | 397.496 | 0 | 424.7404 | 8.3498e-06 | 397.496 | 0 | 397.496 | 0 | 396.8736 | -0.00233 | 646.4089 | 0.00366 | 396.8736 | -0.0044776 | 645.6099 | 1.0001e-05 | 646.4089 | 0.00179 | 395.1377 | 0
| 397.7134 | 0.011897 | 397.0909 | 0.031446 | 425.5122 | 0 | 397.7134 | 0.19334 | 397.0909 | 0.20477 | 391.3816 | 0.26188 | 397.0909 | 0.36332 | 397.7134 | 0.0015047 | 395.3518 | 0 | 425.5122 | 0.00595 | 397.7134 | 0.0028486 | 397.7134 | 0.0015377 | 391.68 | -0.00018422 | 397.7134 | 0.00077386 | 424.8543 | 7.9633e-06 | 397.7134 | 0.0023173 | 397.7134 | 0.0002552 | 397.0909 | 0.0028 | 646.5699 | 0.00473 | 397.0909 | 0.0019499 | 645.7712 | 6.6672e-06 | 646.5699 | 0.00168 | 395.3518 | 0
| 397.9308 | 0.011151 | 397.3083 | 0.029717 | 425.625 | 0.00084967 | 397.9308 | 0.18339 | 397.3083 | 0.19883 | 391.5988 | 0.2724 | 397.3083 | 0.37633 | 397.9308 | 0 | 395.566 | 0 | 425.625 | 0.00397 | 397.9308 | 0 | 397.9308 | 0 | 391.9 | -8.6692e-05 | 397.9308 | 0 | 424.9681 | 8.5372e-06 | 397.9308 | 0 | 397.9308 | 0 | 397.3083 | -0.00317 | 646.7309 | 0.00441 | 397.3083 | -0.0033217 | 645.9324 | 1.0001e-05 | 646.7309 | 0.00184 | 395.566 | 0
| 398.1483 | 0.011817 | 397.5257 | 0.030807 | 425.7378 | 0 | 398.1483 | 0.17611 | 397.5257 | 0.18591 | 391.8159 | 0.28662 | 397.5257 | 0.39713 | 398.1483 | 0.0024771 | 395.7802 | 0 | 425.7378 | 0.00675 | 398.1483 | 0.0023774 | 398.1483 | 0.0032281 | 392.11 | 0.0020915 | 398.1483 | 0.0015063 | 425.082 | 7.9399e-06 | 398.1483 | 0.0015262 | 398.1483 | 0.0003801 | 397.5257 | 0.00165 | 646.8918 | 0.00406 | 397.5257 | 0.0078048 | 646.0937 | 6.6672e-06 | 646.8918 | 0.00162 | 395.7801 | 0
| 398.3657 | 0.011519 | 397.7431 | 0.029383 | 425.8506 | 0.00172 | 398.3657 | 0.16851 | 397.7431 | 0.18872 | 392.0331 | 0.29766 | 397.7431 | 0.40847 | 398.3657 | 0 | 395.9943 | 0 | 425.8506 | 0.00533 | 398.3657 | 0.00014289 | 398.3657 | 0 | 392.33 | -0.0018422 | 398.3657 | 0 | 425.1959 | 8.5372e-06 | 398.3657 | 0 | 398.3657 | 0 | 397.7431 | -0.00192 | 647.0528 | 0.00299 | 397.7431 | -0.00030239 | 646.255 | 1.0001e-05 | 647.0528 | 0.00178 | 395.9943 | 0
| 398.5832 | 0.010384 | 397.9605 | 0.028938 | 425.9634 | 0 | 398.5832 | 0.16273 | 397.9605 | 0.17753 | 392.2503 | 0.31416 | 397.9605 | 0.42898 | 398.5832 | 0.0030343 | 396.2085 | 0 | 425.9634 | 0.0068 | 398.5832 | 0.00229 | 398.5832 | 0.002702 | 392.55 | 0.00062851 | 398.5832 | 0.0020438 | 425.3098 | 7.249e-06 | 398.5832 | 0.0016194 | 398.5832 | 0.00018159 | 397.9605 | 0.00218 | 647.2138 | 0.00432 | 397.9605 | 0.0039131 | 646.4162 | 6.6672e-06 | 647.2138 | 0.00161 | 396.2085 | 0
| 398.8007 | 0.0096926 | 398.1779 | 0.028129 | 426.0762 | 0.00045084 | 398.8007 | 0.15587 | 398.1779 | 0.17206 | 392.4676 | 0.32362 | 398.1779 | 0.44 | 398.8007 | 0 | 396.4227 | 0 | 426.0762 | 0.00763 | 398.8007 | 0 | 398.8007 | 0 | 392.77 | -0.00093193 | 398.8007 | 0 | 425.4237 | 7.9399e-06 | 398.8007 | 0 | 398.8007 | 0 | 398.1779 | -0.00297 | 647.3749 | 0.00294 | 398.1779 | 0.00073396 | 646.5775 | 5.0004e-05 | 647.3749 | 0.00171 | 396.4227 | 0
| 399.0182 | 0.0099927 | 398.3954 | 0.028204 | 426.1889 | 0 | 399.0182 | 0.1499 | 398.3954 | 0.15631 | 392.6848 | 0.34235 | 398.3954 | 0.46364 | 399.0182 | 0.0025307 | 396.6369 | 0 | 426.1889 | 0.00584 | 399.0182 | 0.0019407 | 399.0182 | 0.0022475 | 392.99 | -0.0012245 | 399.0182 | 0.00063243 | 425.5376 | 7.4481e-06 | 399.0182 | 0.0022495 | 399.0182 | 0.00025865 | 398.3954 | 0.00108 | 647.5359 | 0.00374 | 398.3954 | -0.0031717 | 646.7388 | 6.6672e-06 | 647.5359 | 0.00158 | 396.6369 | 0
| 399.2357 | 0.0089239 | 398.6128 | 0.025481 | 426.3017 | 0.00083232 | 399.2357 | 0.14346 | 398.6128 | 0.15926 | 392.902 | 0.35607 | 398.6128 | 0.4764 | 399.2357 | 0 | 396.8511 | 0 | 426.3017 | 0.00675 | 399.2357 | 0 | 399.2357 | 0 | 393.2 | -0.00054182 | 399.2357 | 0 | 425.6515 | 8.584e-06 | 399.2357 | 0 | 399.2357 | 0 | 398.6128 | -0.00194 | 647.6969 | 0.00408 | 398.6128 | -0.0071489 | 646.9001 | 3.0002e-05 | 647.6969 | 0.0017 | 396.8511 | 0
| 399.4532 | 0.0097389 | 398.8303 | 0.026882 | 426.4145 | 0 | 399.4532 | 0.13799 | 398.8303 | 0.14534 | 393.1192 | 0.37224 | 398.8303 | 0.49719 | 399.4532 | 0.0030444 | 397.0654 | 0 | 426.4145 | 0.00663 | 399.4532 | 0.0021088 | 399.4532 | 0.0022934 | 393.42 | -0.00073687 | 399.4532 | 0.00095598 | 425.7654 | 7.6589e-06 | 399.4532 | 0.0030245 | 399.4533 | 0.00031069 | 398.8303 | 0.00088913 | 647.8579 | 0.00545 | 398.8303 | -0.00195 | 647.0614 | 6.6672e-06 | 647.8579 | 0.00162 | 397.0654 | 0
| 399.6708 | 0.0077999 | 399.0478 | 0.026063 | 426.5273 | 0.00135 | 399.6708 | 0.13068 | 399.0478 | 0.14631 | 393.3365 | 0.38536 | 399.0478 | 0.5128 | 399.6708 | 0 | 397.2796 | 0 | 426.5273 | 0.00667 | 399.6708 | 0 | 399.6708 | 0 | 393.64 | -0.0019072 | 399.6708 | 0 | 425.8793 | 8.502e-06 | 399.6708 | 0 | 399.6708 | 0 | 399.0478 | -0.0032 | 648.0189 | 0.00431 | 399.0478 | -0.001676 | 647.2227 | 1.0001e-05 | 648.0189 | 0.00175 | 397.2796 | 0
| 399.8883 | 0.0081927 | 399.2653 | 0.025872 | 426.6401 | 0 | 399.8883 | 0.12625 | 399.2653 | 0.13559 | 393.5538 | 0.40624 | 399.2653 | 0.53823 | 399.8883 | 0.0019664 | 397.4939 | 0 | 426.6401 | 0.00686 | 399.8883 | 0.0021233 | 399.8883 | 0.0020847 | 393.86 | 0.0034243 | 399.8883 | 0.0012217 | 425.9932 | 7.2841e-06 | 399.8883 | 0.0015953 | 399.8883 | 0.0004037 | 399.2653 | 0.00104 | 648.18 | 0.00526 | 399.2653 | 0.0013429 | 647.384 | 6.6672e-06 | 648.18 | 0.00164 | 397.4939 | 0
| 400.1059 | 0.0082564 | 399.4828 | 0.024734 | 426.7529 | 0.00116 | 400.1059 | 0.11995 | 399.4828 | 0.13857 | 393.7711 | 0.41894 | 399.4828 | 0.55356 | 400.1059 | 0 | 397.7081 | 0 | 426.7529 | 0.00718 | 400.1059 | 0 | 400.1059 | 0 | 394.07 | -0.0018096 | 400.1059 | 0 | 426.1071 | 8.666e-06 | 400.1059 | 0 | 400.1059 | 0 | 399.4828 | -0.00398 | 648.341 | 0.00346 | 399.4828 | -0.0043218 | 647.5454 | 0 | 648.341 | 0.00169 | 397.7081 | 0
| 400.3235 | 0.009504 | 399.7003 | 0.025415 | 426.8657 | 0 | 400.3235 | 0.11791 | 399.7003 | 0.12597 | 393.9883 | 0.43898 | 399.7003 | 0.57868 | 400.3235 | 0.0017817 | 397.9224 | 0 | 426.8657 | 0.00697 | 400.3235 | 0.0016368 | 400.3235 | 0.0015865 | 394.29 | 0.0019289 | 400.3235 | 0.0009036 | 426.221 | 7.53e-06 | 400.3235 | 0.0018133 | 400.3235 | 0.00028796 | 399.7003 | 0.00211 | 648.5021 | 0.00448 | 399.7003 | 0.0040795 | 647.7067 | 6.6672e-06 | 648.5021 | 0.00157 | 397.9224 | 0
| 400.5411 | 0.0077689 | 399.9179 | 0.024503 | 426.9785 | 0.00206 | 400.5411 | 0.11335 | 399.9179 | 0.12597 | 394.2057 | 0.45504 | 399.9179 | 0.59477 | 400.5411 | 0 | 398.1367 | 0 | 426.9785 | 0.00607 | 400.5411 | 0 | 400.5411 | 0 | 394.51 | 7.5855e-05 | 400.5411 | 0 | 426.3349 | 8.2327e-06 | 400.5411 | 0 | 400.5411 | 0 | 399.9179 | -0.00427 | 648.6631 | 0.00375 | 399.9179 | 0.0015396 | 647.868 | 1.0001e-05 | 648.6631 | 0.00168 | 398.1367 | 0
| 400.7587 | 0.0087403 | 400.1354 | 0.0255 | 427.0913 | 0 | 400.7587 | 0.11089 | 400.1354 | 0.12056 | 394.423 | 0.47811 | 400.1354 | 0.62069 | 400.7587 | 0.0020498 | 398.351 | 0 | 427.0913 | 0.00714 | 400.7587 | 0.0020436 | 400.7587 | 0.002314 | 394.73 | -0.0024923 | 400.7587 | 0.0018389 | 426.4489 | 7.8462e-06 | 400.7587 | 0.0019724 | 400.7587 | 0.00031896 | 400.1354 | 0.00488 | 648.8242 | 0.00833 | 400.1354 | 0.0021679 | 648.0294 | 6.6672e-06 | 648.8242 | 0.0017 | 398.351 | 0
| 400.9763 | 0.0074344 | 400.353 | 0.024404 | 427.2041 | 0.00072829 | 400.9763 | 0.10643 | 400.353 | 0.12137 | 394.6403 | 0.49452 | 400.353 | 0.64097 | 400.9764 | 0 | 398.5653 | 0 | 427.2041 | 0.00655 | 400.9764 | 0 | 400.9763 | 0 | 394.95 | -0.0023299 | 400.9764 | 0 | 426.5628 | 9.7551e-06 | 400.9764 | 0 | 400.9764 | 0 | 400.353 | -0.00096759 | 648.9853 | 0.00403 | 400.353 | 0.0017303 | 648.1907 | 0 | 648.9853 | 0.00179 | 398.5653 | 0
| 401.194 | 0.0084071 | 400.5706 | 0.023893 | 427.3169 | 0 | 401.194 | 0.10353 | 400.5706 | 0.11372 | 394.8576 | 0.51501 | 400.5706 | 0.66059 | 401.194 | 0.002261 | 398.7797 | 0 | 427.3169 | 0.007 | 401.194 | 0.0025205 | 401.194 | 0.0026003 | 395.16 | 0.00027091 | 401.194 | 0.00036079 | 426.6768 | 9.2749e-06 | 401.194 | 0.0014884 | 401.194 | 0.00042399 | 400.5706 | 0.00142 | 649.1464 | 0.00534 | 400.5706 | -0.00017151 | 648.3521 | 6.6672e-06 | 649.1464 | 0.00169 | 398.7797 | 0
| 401.4117 | 0.0071569 | 400.7882 | 0.020944 | 427.4297 | 0.00132 | 401.4117 | 0.098225 | 400.7882 | 0.11126 | 395.075 | 0.53293 | 400.7882 | 0.67502 | 401.4117 | 0.00028726 | 398.994 | 0 | 427.4297 | 0.00644 | 401.4117 | 0 | 401.4117 | 0 | 395.38 | -0.00093193 | 401.4117 | 0 | 426.7907 | 9.6263e-06 | 401.4117 | 0 | 401.4117 | 0 | 400.7882 | -0.00046559 | 649.3075 | 0.00469 | 400.7882 | -0.0041053 | 648.5134 | 0 | 649.3075 | 0.00174 | 398.994 | 0
| 401.6293 | 0.0075742 | 401.0058 | 0.022207 | 427.5425 | 0 | 401.6293 | 0.095826 | 401.0058 | 0.1044 | 395.2924 | 0.55278 | 401.0058 | 0.69136 | 401.6293 | 0.0026362 | 399.2084 | 0 | 427.5425 | 0.00766 | 401.6293 | 0.0020049 | 401.6293 | 0.0014123 | 395.6 | 0.00088859 | 401.6293 | 0.0010561 | 426.9047 | 8.4786e-06 | 401.6293 | 0.0012808 | 401.6293 | 0.000188 | 401.0058 | 0.00104 | 649.4686 | 0.00673 | 401.0058 | 0.0031735 | 648.6748 | 6.6672e-06 | 649.4686 | 0.00163 | 399.2084 | 0
| 401.847 | 0.0065299 | 401.2235 | 0.022687 | 427.6553 | 0.00194 | 401.847 | 0.090897 | 401.2235 | 0.10168 | 395.5097 | 0.57099 | 401.2235 | 0.71315 | 401.847 | 0.00062672 | 399.4227 | 0 | 427.6553 | 0.00862 | 401.847 | 0 | 401.847 | 0.00029904 | 395.82 | -0.00086692 | 401.847 | 0 | 427.0186 | 8.5372e-06 | 401.847 | 0 | 401.847 | 0 | 401.2235 | -0.00322 | 649.6296 | 0.00397 | 401.2235 | 0.0054249 | 648.8361 | 3.0002e-05 | 649.6296 | 0.00175 | 399.4227 | 0
| 402.0647 | 0.0075949 | 401.4411 | 0.021695 | 427.7681 | 0 | 402.0647 | 0.090227 | 401.4411 | 0.097813 | 395.7271 | 0.59611 | 401.4411 | 0.73259 | 402.0647 | 0.0020847 | 399.6371 | 0 | 427.7681 | 0.00624 | 402.0647 | 0.0020581 | 402.0647 | 0.0016466 | 396.04 | 0.00088859 | 402.0647 | 0.0010527 | 427.1326 | 8.502e-06 | 402.0647 | 0.0016583 | 402.0647 | 0.00045029 | 401.4411 | 0.00282 | 649.7908 | 0.00605 | 401.4411 | 0.0059729 | 648.9975 | 0 | 649.7908 | 0.00162 | 399.6371 | 0
| 402.2824 | 0.0068012 | 401.6588 | 0.020815 | 427.8809 | 0.00083232 | 402.2824 | 0.08724 | 401.6588 | 0.097431 | 395.9445 | 0.61646 | 401.6588 | 0.75075 | 402.2824 | 0 | 399.8515 | 0 | 427.8809 | 0.00777 | 402.2824 | 0 | 402.2824 | 0.00022756 | 396.25 | 0.00046596 | 402.2824 | 0 | 427.2465 | 7.7642e-06 | 402.2824 | 0 | 402.2824 | 0 | 401.6588 | -0.00148 | 649.9519 | 0.00258 | 401.6588 | -0.0034608 | 649.1589 | 0 | 649.9519 | 0.00175 | 399.8515 | 0
| 402.5002 | 0.0064157 | 401.8765 | 0.020302 | 427.9937 | 0 | 402.5002 | 0.086641 | 401.8765 | 0.08828 | 396.1619 | 0.64289 | 401.8765 | 0.77886 | 402.5002 | 0.0035218 | 400.0659 | 0.0011007 | 427.9937 | 0.00697 | 402.5002 | 0.0023106 | 402.5002 | 0.0015763 | 396.47 | 0.0025791 | 402.5002 | 0.0011754 | 427.3605 | 6.8976e-06 | 402.5002 | 0.0011417 | 402.5002 | 0.00022803 | 401.8765 | 0.00108 | 650.113 | 0.00417 | 401.8765 | 0.0025182 | 649.3203 | 0 | 650.113 | 0.0017 | 400.0659 | 0.00714
| 402.7179 | 0.0066652 | 402.0942 | 0.020386 | 428.1064 | 0.00116 | 402.7179 | 0.082823 | 402.0942 | 0.088647 | 396.3794 | 0.66563 | 402.0942 | 0.80312 | 402.7179 | 0 | 400.2803 | 0.0024845 | 428.1064 | 0.00916 | 402.7179 | 0 | 402.7179 | 0 | 396.69 | -0.00073687 | 402.7179 | 0 | 427.4745 | 7.8462e-06 | 402.7179 | 0 | 402.7179 | 0 | 402.0942 | -0.00324 | 650.2741 | 0.00397 | 402.0942 | -0.0041464 | 649.4817 | 1.0001e-05 | 650.2741 | 0.00179 | 400.2803 | 0.0055
| 402.9357 | 0.0077952 | 402.3119 | 0.01994 | 428.2192 | 0 | 402.9357 | 0.081934 | 402.3119 | 0.081873 | 396.5968 | 0.69057 | 402.3119 | 0.81607 | 402.9357 | 0.0027811 | 400.4948 | 0.0043074 | 428.2192 | 0.00729 | 402.9357 | 0.001348 | 402.9357 | 0.0016735 | 396.91 | 0.00053099 | 402.9357 | 0.00062099 | 427.5885 | 8.6426e-06 | 402.9357 | 0.00081537 | 402.9357 | 0.00012544 | 402.3119 | 0.00075925 | 650.4352 | 0.00517 | 402.3119 | 0.0037509 | 649.6431 | 6.6672e-06 | 650.4352 | 0.00177 | 400.4948 | 0.00967
| 403.1534 | 0.0058413 | 402.5296 | 0.02005 | 428.332 | 0.0007803 | 403.1534 | 0.07853 | 402.5296 | 0.085359 | 396.8142 | 0.71219 | 402.5296 | 0.83041 | 403.1534 | 0.00036131 | 400.7092 | 0.0039151 | 428.332 | 0.00791 | 403.1534 | 0.0013001 | 403.1534 | 0 | 397.13 | -8.6692e-05 | 403.1534 | 0 | 427.7025 | 9.9542e-06 | 403.1534 | 0 | 403.1534 | 0 | 402.5296 | -0.00205 | 650.5964 | 0.0036 | 402.5296 | -0.0032179 | 649.8045 | 1.0001e-05 | 650.5964 | 0.00186 | 400.7092 | 0.00516
| 403.3712 | 0.0066437 | 402.7474 | 0.019681 | 428.4448 | 0 | 403.3712 | 0.077551 | 402.7474 | 0.078132 | 397.0317 | 0.73598 | 402.7474 | 0.84844 | 403.3712 | 0.0034616 | 400.9236 | 0.0034637 | 428.4448 | 0.00751 | 403.3712 | 0.0018639 | 403.3712 | 0.0024457 | 397.34 | 0.0009211 | 403.3712 | 0.00098327 | 427.8164 | 7.9399e-06 | 403.3712 | 0.0014367 | 403.3712 | 0.00017927 | 402.7474 | 0.00198 | 650.7575 | 0.0074 | 402.7474 | 0.0019708 | 649.9659 | 0 | 650.7575 | 0.00183 | 400.9237 | 0.00937
| 403.589 | 0.0060814 | 402.9651 | 0.020567 | 428.5577 | 0.00158 | 403.589 | 0.073887 | 402.9651 | 0.079129 | 397.2492 | 0.75737 | 402.9651 | 0.87215 | 403.589 | 0 | 401.1381 | 0.0014546 | 428.5577 | 0.00871 | 403.589 | 0.00051071 | 403.589 | 0.00018644 | 397.56 | 0.0002384 | 403.589 | 0 | 427.9304 | 8.666e-06 | 403.589 | 0 | 403.589 | 0 | 402.9651 | -0.00165 | 650.9187 | 0.00385 | 402.9651 | 0.0026964 | 650.1273 | 3.0002e-05 | 650.9187 | 0.00176 | 401.1381 | 0.00721
| 403.8068 | 0.0063026 | 403.1829 | 0.020069 | 428.6705 | 0 | 403.8068 | 0.073259 | 403.1829 | 0.074622 | 397.4667 | 0.78328 | 403.1829 | 0.89404 | 403.8068 | 0.0035524 | 401.3526 | 0.0039216 | 428.6705 | 0.00754 | 403.8068 | 0.0018212 | 403.8068 | 0.0021087 | 397.78 | 7.5855e-05 | 403.8068 | 0.0027486 | 428.0444 | 7.1084e-06 | 403.8068 | 0.0016166 | 403.8068 | 0.00038634 | 403.1829 | 0.00245 | 651.0798 | 0.00592 | 403.1829 | -0.0017428 | 650.2887 | 0 | 651.0798 | 0.00163 | 401.3526 | 0.00935
| 404.0247 | 0.0057203 | 403.4007 | 0.018759 | 428.7833 | 0.00125 | 404.0247 | 0.070167 | 403.4007 | 0.07668 | 397.6842 | 0.80142 | 403.4007 | 0.90142 | 404.0247 | 0 | 401.5671 | 0.0018531 | 428.7833 | 0.00837 | 404.0247 | 0 | 404.0247 | 0 | 398 | -0.001322 | 404.0247 | 0 | 428.1584 | 8.584e-06 | 404.0247 | 0 | 404.0247 | 0 | 403.4007 | -0.00214 | 651.241 | 0.00343 | 403.4007 | -0.0027287 | 650.4501 | 1.0001e-05 | 651.241 | 0.00172 | 401.5671 | 0.00603
| 404.2425 | 0.0065792 | 403.6185 | 0.019483 | 428.8961 | 0 | 404.2425 | 0.069579 | 403.6185 | 0.067799 | 397.9017 | 0.82385 | 403.6185 | 0.92469 | 404.2425 | 0.0037735 | 401.7816 | 0.00079602 | 428.8961 | 0.00729 | 404.2425 | 0.0030072 | 404.2425 | 0.0017861 | 398.22 | 0.0014088 | 404.2425 | 0.0016779 | 428.2724 | 7.8579e-06 | 404.2425 | 0.0016725 | 404.2425 | 0.00014739 | 403.6185 | 0.00188 | 651.4022 | 0.00636 | 403.6185 | 0.0048468 | 650.6116 | 0 | 651.4022 | 0.00173 | 401.7816 | 0.00886
| 404.4604 | 0.0061144 | 403.8363 | 0.018688 | 429.0089 | 0.00142 | 404.4604 | 0.067109 | 403.8363 | 0.068459 | 398.1192 | 0.84139 | 403.8363 | 0.93629 | 404.4603 | 0 | 401.9961 | 0.0030937 | 429.0089 | 0.00783 | 404.4603 | 7.3841e-05 | 404.4604 | 0 | 398.44 | -0.0039877 | 404.4603 | 0 | 428.3865 | 1.0762e-05 | 404.4603 | 0 | 404.4604 | 0 | 403.8363 | -0.00225 | 651.5634 | 0.00309 | 403.8363 | -0.0026086 | 650.773 | 1.0001e-05 | 651.5634 | 0.00179 | 401.9961 | 0.00771
| 404.6782 | 0.0068884 | 404.0541 | 0.019332 | 429.1217 | 0 | 404.6782 | 0.066417 | 404.0541 | 0.065873 | 398.3367 | 0.86588 | 404.0541 | 0.95577 | 404.6782 | 0.0023263 | 402.2106 | 0.0031305 | 429.1217 | 0.00814 | 404.6782 | 0.0019647 | 404.6782 | 0.0015321 | 398.65 | 0.0030992 | 404.6782 | 0.00087333 | 428.5005 | 1.0633e-05 | 404.6782 | 0.0011117 | 404.6782 | 8.9593e-05 | 404.0541 | 0.00314 | 651.7245 | 0.00626 | 404.0541 | 0.0014848 | 650.9345 | 6.6672e-06 | 651.7245 | 0.00166 | 402.2106 | 0.00869
| 404.8961 | 0.0059532 | 404.272 | 0.018595 | 429.2345 | 0.00095371 | 404.8961 | 0.063204 | 404.272 | 0.068083 | 398.5543 | 0.88511 | 404.272 | 0.95998 | 404.8961 | 0 | 402.4252 | 0.0019414 | 429.2345 | 0.00766 | 404.8961 | 0 | 404.8961 | 0 | 398.87 | 0.0017663 | 404.8961 | 0 | 428.6145 | 1.0715e-05 | 404.8961 | 0 | 404.8961 | 0 | 404.272 | -0.00221 | 651.8857 | 0.00499 | 404.272 | 0.0033583 | 651.0959 | 1.0001e-05 | 651.8857 | 0.00172 | 402.4252 | 0.00594
| 405.114 | 0.0064706 | 404.4898 | 0.017912 | 429.3473 | 0 | 405.114 | 0.063288 | 404.4898 | 0.061662 | 398.7719 | 0.90281 | 404.4898 | 0.96707 | 405.114 | 0.0034267 | 402.6397 | 0.0051095 | 429.3473 | 0.00797 | 405.114 | 0.0022256 | 405.114 | 0.0014688 | 399.09 | -0.00070437 | 405.114 | 0.00094275 | 428.7285 | 9.1344e-06 | 405.114 | 0.0013792 | 405.114 | 0.00016767 | 404.4898 | 0.0012 | 652.0469 | 0.00454 | 404.4898 | 0.00014398 | 651.2574 | 0 | 652.0469 | 0.0017 | 402.6397 | 0.0094
| 405.3319 | 0.0052858 | 404.7077 | 0.017903 | 429.4601 | 0.0014 | 405.3319 | 0.060792 | 404.7077 | 0.061624 | 398.9894 | 0.91862 | 404.7077 | 0.98577 | 405.3319 | 0 | 402.8543 | 0.00037924 | 429.4601 | 0.00729 | 405.3319 | 0 | 405.3319 | 0 | 399.31 | 0.00027091 | 405.3319 | 0 | 428.8426 | 8.8534e-06 | 405.3319 | 0 | 405.3319 | 0 | 404.7077 | -0.00189 | 652.2081 | 0.00322 | 404.7077 | -0.0027528 | 651.4188 | 1.0001e-05 | 652.2081 | 0.00177 | 402.8543 | 0.0065
| 405.5498 | 0.0069274 | 404.9256 | 0.017985 | 429.5729 | 0 | 405.5498 | 0.060115 | 404.9256 | 0.055723 | 399.207 | 0.93588 | 404.9256 | 0.98837 | 405.5498 | 0.0022436 | 403.0688 | 0.0037011 | 429.5729 | 0.00825 | 405.5498 | 0.0031358 | 405.5498 | 0.0015434 | 399.53 | 0.00075855 | 405.5498 | 0.001001 | 428.9566 | 8.9939e-06 | 405.5498 | 0.001916 | 405.5498 | 0.00015771 | 404.9256 | 0.00076648 | 652.3693 | 0.00357 | 404.9256 | 0.0048914 | 651.5803 | 2.6669e-05 | 652.3693 | 0.00172 | 403.0688 | 0.01131
| 405.7678 | 0.0046018 | 405.1435 | 0.017236 | 429.6857 | 0.00055488 | 405.7678 | 0.058408 | 405.1435 | 0.057835 | 399.4246 | 0.95088 | 405.1435 | 0.97929 | 405.7678 | 0.00058052 | 403.2834 | 0.00056749 | 429.6857 | 0.00882 | 405.7678 | 0 | 405.7678 | 0 | 399.74 | 0.00036844 | 405.7678 | 0 | 429.0707 | 8.8651e-06 | 405.7678 | 0 | 405.7678 | 0 | 405.1435 | -0.00203 | 652.5306 | 0.0032 | 405.1435 | 0.00045576 | 651.7418 | 1.0001e-05 | 652.5306 | 0.00175 | 403.2834 | 0.00743
| 405.9857 | 0.0063175 | 405.3614 | 0.017594 | 429.7985 | 0 | 405.9857 | 0.058825 | 405.3614 | 0.054762 | 399.6422 | 0.96294 | 405.3614 | 0.98645 | 405.9857 | 0.0023554 | 403.498 | 0.0052041 | 429.7985 | 0.00746 | 405.9857 | 0.0016924 | 405.9857 | 0.0021473 | 399.96 | -0.00031426 | 405.9857 | 0.00021096 | 429.1847 | 8.4201e-06 | 405.9857 | 0.0010652 | 405.9857 | 0.00044596 | 405.3614 | 0.00138 | 652.6918 | 0.00425 | 405.3614 | 0.0028251 | 651.9032 | 6.6672e-06 | 652.6918 | 0.0016 | 403.498 | 0.01242
| 406.2037 | 0.0053177 | 405.5794 | 0.016677 | 429.9113 | 0.00108 | 406.2037 | 0.055108 | 405.5794 | 0.054219 | 399.8598 | 0.97054 | 405.5794 | 0.99579 | 406.2037 | 0.00021617 | 403.7126 | 0.00049429 | 429.9113 | 0.00709 | 406.2037 | 0 | 406.2037 | 0 | 400.18 | -0.00041178 | 406.2037 | 0 | 429.2987 | 9.5092e-06 | 406.2037 | 0 | 406.2037 | 0 | 405.5794 | -0.00236 | 652.853 | 0.00399 | 405.5794 | -0.0027697 | 652.0647 | 3.0002e-05 | 652.853 | 0.00162 | 403.7126 | 0.00729
| 406.4217 | 0.0055583 | 405.7973 | 0.017454 | 430.0241 | 0 | 406.4217 | 0.055654 | 405.7973 | 0.050808 | 400.0775 | 0.98172 | 405.7973 | 1 | 406.4217 | 0.0028721 | 403.9272 | 0.004033 | 430.0241 | 0.00856 | 406.4217 | 0.0017353 | 406.4217 | 0.0019657 | 400.4 | 0.00027091 | 406.4217 | 0.00092487 | 429.4128 | 9.9307e-06 | 406.4217 | 0.00047292 | 406.4217 | 0.00022598 | 405.7973 | 0.00027986 | 653.0142 | 0.00501 | 405.7973 | -0.0011852 | 652.2262 | 0 | 653.0142 | 0.00153 | 403.9273 | 0.00891
| 406.6397 | 0.0059196 | 406.0153 | 0.016373 | 430.1369 | 0.00109 | 406.6397 | 0.052683 | 406.0153 | 0.053389 | 400.2951 | 0.98806 | 406.0153 | 0.99074 | 406.6397 | 7.391e-05 | 404.1419 | 0.00082373 | 430.1369 | 0.0076 | 406.6397 | 0 | 406.6397 | 0 | 400.62 | -0.0021673 | 406.6397 | 0 | 429.5269 | 1.0879e-05 | 406.6397 | 0 | 406.6397 | 0 | 406.0153 | -0.00171 | 653.1755 | 0.00315 | 406.0153 | -0.0055424 | 652.3877 | 1.0001e-05 | 653.1755 | 0.00168 | 404.1419 | 0.00943
| 406.8577 | 0.0070647 | 406.2333 | 0.017223 | 430.2497 | 0 | 406.8577 | 0.053885 | 406.2333 | 0.0478 | 400.5128 | 0.9939 | 406.2333 | 0.98972 | 406.8577 | 0.0036124 | 404.3565 | 0.0023403 | 430.2497 | 0.00993 | 406.8577 | 0.0029189 | 406.8577 | 0.0015788 | 400.84 | 0.00020589 | 406.8577 | 0.0014547 | 429.6409 | 8.7831e-06 | 406.8577 | 0.0017938 | 406.8577 | 0.00036359 | 406.2333 | 0.00175 | 653.3367 | 0.00411 | 406.2333 | 0.0037193 | 652.5492 | 0 | 653.3367 | 0.00166 | 404.3565 | 0.01193
| 407.0757 | 0.0047021 | 406.4513 | 0.017205 | 430.3625 | 0.00179 | 407.0757 | 0.051302 | 406.4513 | 0.052433 | 400.7304 | 0.99874 | 406.4513 | 0.9848 | 407.0757 | 0 | 404.5712 | 0.00086748 | 430.3625 | 0.00845 | 407.0757 | 0 | 407.0757 | 0 | 401.05 | -0.00076939 | 407.0757 | 0 | 429.755 | 9.3569e-06 | 407.0757 | 0 | 407.0757 | 0 | 406.4513 | -0.00073822 | 653.498 | 0.00327 | 406.4513 | -0.00017438 | 652.7107 | 3.0002e-05 | 653.498 | 0.00182 | 404.5712 | 0.00881
| 407.2938 | 0.0048157 | 406.6693 | 0.016923 | 430.4753 | 0 | 407.2938 | 0.050137 | 406.6693 | 0.045501 | 400.9481 | 0.99992 | 406.6693 | 0.98513 | 407.2938 | 0.0040029 | 404.7859 | 0.0014023 | 430.4753 | 0.00658 | 407.2938 | 0.0029808 | 407.2938 | 0.001872 | 401.27 | 0.0011487 | 407.2938 | 0.00094875 | 429.8691 | 8.3147e-06 | 407.2938 | 0.0012161 | 407.2938 | 0.00030455 | 406.6693 | 0.00237 | 653.6593 | 0.00499 | 406.6693 | 0.0027684 | 652.8722 | 6.6672e-06 | 653.6593 | 0.00178 | 404.7859 | 0.00941
| 407.5118 | 0.0043454 | 406.8873 | 0.016743 | 430.5881 | 0.00050287 | 407.5118 | 0.048991 | 406.8873 | 0.046215 | 401.1658 | 1 | 406.8873 | 0.96005 | 407.5118 | 0 | 405.0005 | 0.0018423 | 430.5881 | 0.01095 | 407.5118 | 0 | 407.5118 | 0.00027548 | 401.49 | -0.0001192 | 407.5118 | 0 | 429.9832 | 9.029e-06 | 407.5118 | 0 | 407.5118 | 0 | 406.8873 | -0.00249 | 653.8205 | 0.00397 | 406.8873 | -0.0027253 | 653.0338 | 3.0002e-05 | 653.8205 | 0.00184 | 405.0005 | 0.00939
| 407.7299 | 0.0055253 | 407.1053 | 0.015622 | 430.701 | 0 | 407.7299 | 0.047636 | 407.1053 | 0.043644 | 401.3835 | 0.9973 | 407.1053 | 0.94541 | 407.7299 | 0.003821 | 405.2152 | 0.0031745 | 430.701 | 0.00757 | 407.7299 | 0.0023022 | 407.7299 | 0.001964 | 401.71 | -0.001257 | 407.7299 | 0.0011143 | 430.0972 | 7.9867e-06 | 407.7299 | 0.0018371 | 407.7299 | 0.00016232 | 407.1053 | 0.00176 | 653.9818 | 0.00413 | 407.1053 | 0.0011254 | 653.1953 | 2.6669e-05 | 653.9818 | 0.00171 | 405.2152 | 0.01008
| 407.948 | 0.004417 | 407.3234 | 0.015404 | 430.8138 | 0.0017 | 407.948 | 0.04715 | 407.3234 | 0.043893 | 401.6012 | 0.98967 | 407.3234 | 0.92189 | 407.948 | 0.0011376 | 405.4299 | 0.0040841 | 430.8138 | 0.00862 | 407.948 | 0 | 407.948 | 0 | 401.93 | -0.00044429 | 407.948 | 0 | 430.2113 | 8.5137e-06 | 407.948 | 0 | 407.948 | 0 | 407.3234 | -0.00212 | 654.1431 | 0.00297 | 407.3234 | 0.00011704 | 653.3568 | 1.0001e-05 | 654.1431 | 0.00181 | 405.4299 | 0.01008
| 408.166 | 0.0050306 | 407.5415 | 0.016004 | 430.9266 | 0 | 408.166 | 0.045639 | 407.5415 | 0.038948 | 401.819 | 0.98207 | 407.5415 | 0.91428 | 408.166 | 0.0034967 | 405.6447 | 0.0037113 | 430.9266 | 0.00757 | 408.166 | 0.0022674 | 408.166 | 0.001826 | 402.15 | 0.0002384 | 408.166 | 0 | 430.3254 | 9.9307e-06 | 408.166 | 0.0016018 | 408.166 | 0.00031057 | 407.5415 | 0.00117 | 654.3044 | 0.00478 | 407.5415 | 0.0016986 | 653.5184 | 4.667e-05 | 654.3044 | 0.00165 | 405.6447 | 0.0105
| 408.3842 | 0.005406 | 407.7595 | 0.015281 | 431.0394 | 0.00074563 | 408.3842 | 0.044267 | 407.7595 | 0.042516 | 402.0367 | 0.97152 | 407.7595 | 0.88892 | 408.3842 | 0.00058808 | 405.8594 | 0.0012214 | 431.0394 | 0.01067 | 408.3842 | 0 | 408.3842 | 0 | 402.36 | -0.0011595 | 408.3842 | 0 | 430.4395 | 1.1336e-05 | 408.3842 | 0 | 408.3842 | 0 | 407.7595 | -0.00207 | 654.4657 | 0.0052 | 407.7595 | 0.0028245 | 653.6799 | 3.0002e-05 | 654.4657 | 0.00171 | 405.8594 | 0.00915
| 408.6023 | 0.005285 | 407.9776 | 0.014354 | 431.1522 | 0 | 408.6023 | 0.044005 | 407.9776 | 0.036736 | 402.2545 | 0.95951 | 407.9776 | 0.8657 | 408.6023 | 0.002974 | 406.0741 | 0.0035512 | 431.1522 | 0.01118 | 408.6023 | 0.0022855 | 408.6023 | 0.002037 | 402.58 | 0.00030341 | 408.6023 | 0.0003276 | 430.5536 | 1.0903e-05 | 408.6023 | 0.0015624 | 408.6023 | 0.00031927 | 407.9776 | 0.00178 | 654.627 | 0.00519 | 407.9776 | 0.00015279 | 653.8415 | 6.6672e-06 | 654.627 | 0.00157 | 406.0741 | 0.01398
| 408.8204 | 0.0051536 | 408.1958 | 0.014879 | 431.265 | 0.00065893 | 408.8204 | 0.042566 | 408.1958 | 0.037552 | 402.4722 | 0.94495 | 408.1958 | 0.84494 | 408.8204 | 0.0004214 | 406.2889 | 0.00081467 | 431.265 | 0.00757 | 408.8204 | 0 | 408.8204 | 0 | 402.8 | -0.00028175 | 408.8204 | 0 | 430.6677 | 6.6517e-06 | 408.8204 | 0 | 408.8204 | 0 | 408.1958 | -0.00198 | 654.7883 | 0.00387 | 408.1958 | -0.0015596 | 654.003 | 3.0002e-05 | 654.7883 | 0.00165 | 406.2889 | 0.01174
| 409.0386 | 0.0047018 | 408.4139 | 0.015291 | 431.3778 | 0 | 409.0386 | 0.040524 | 408.4139 | 0.035024 | 402.69 | 0.92631 | 408.4139 | 0.81511 | 409.0386 | 0.0019924 | 406.5036 | 0.0025415 | 431.3778 | 0.00811 | 409.0386 | 0 | 409.0386 | 0.00016637 | 403.02 | 0.0013112 | 409.0386 | 0 | 430.7819 | 1.6301e-05 | 409.0386 | 0 | 409.0386 | 0 | 408.4139 | -0.00235 | 654.9496 | 0.0042 | 408.4139 | -0.0028788 | 654.1646 | 0 | 654.9496 | 0.00169 | 406.5036 | 0.01178
| 409.2567 | 0.0054648 | 408.632 | 0.015512 | 431.4907 | 0.00123 | 409.2567 | 0.040505 | 408.632 | 0.032887 | 402.9078 | 0.90711 | 408.632 | 0.79707 | 409.2567 | 0.0041991 | 406.7184 | 0.00089454 | 431.4907 | 0.00868 | 409.2567 | 0.0015359 | 409.2567 | 0.0017272 | 403.24 | 0.0010186 | 409.2567 | 0.00056125 | 430.896 | 1.3713e-05 | 409.2567 | 0.0011114 | 409.2567 | 0.00019544 | 408.632 | 0.00101 | 655.1109 | 0.00366 | 408.632 | -0.0014454 | 654.3261 | 6.9993e-05 | 655.1109 | 0.00167 | 406.7184 | 0.01397
| 409.4749 | 0.0048695 | 408.8502 | 0.014626 | 431.6035 | 0 | 409.4749 | 0.037217 | 408.8502 | 0.034484 | 403.1256 | 0.88691 | 408.8502 | 0.76518 | 409.4749 | 0.00060275 | 406.9332 | 0.0019823 | 431.6035 | 0.00868 | 409.4749 | 0 | 409.4749 | 0 | 403.46 | -0.00047681 | 409.4749 | 0 | 431.0101 | 2.8036e-05 | 409.4749 | 0 | 409.4749 | 0 | 408.8502 | -0.00112 | 655.2722 | 0.00417 | 408.8502 | -0.0015489 | 654.4877 | 0 | 655.2722 | 0.00184 | 406.9332 | 0.01238
| 409.6931 | 0.0048717 | 409.0684 | 0.014736 | 431.7163 | 0.00118 | 409.6931 | 0.03822 | 409.0684 | 0.03081 | 403.3434 | 0.86768 | 409.0684 | 0.7431 | 409.6931 | 0.004276 | 407.148 | 0.0033217 | 431.7163 | 0.00987 | 409.6931 | 0.0030501 | 409.6931 | 0.0016456 | 403.68 | 1.0836e-05 | 409.6931 | 0.0012162 | 431.1242 | 1.4615e-05 | 409.6931 | 0.0012253 | 409.6931 | 0.00031541 | 409.0684 | 0.00068992 | 655.4336 | 0.00475 | 409.0684 | 0.004206 | 654.6493 | 6.9993e-05 | 655.4336 | 0.00166 | 407.148 | 0.01387
| 409.9113 | 0.00496 | 409.2866 | 0.01461 | 431.8291 | 0 | 409.9113 | 0.035911 | 409.2866 | 0.033365 | 403.5612 | 0.84284 | 409.2866 | 0.72154 | 409.9113 | 0.0022078 | 407.3628 | 0.0021832 | 431.8291 | 0.00873 | 409.9113 | 0 | 409.9113 | 0 | 403.89 | 0.00020589 | 409.9113 | 0 | 431.2384 | 2.9558e-05 | 409.9113 | 0 | 409.9113 | 0 | 409.2865 | -0.00334 | 655.5949 | 0.00327 | 409.2866 | -0.0034286 | 654.8109 | 0 | 655.5949 | 0.00182 | 407.3628 | 0.01471
| 410.1295 | 0.0048669 | 409.5048 | 0.014758 | 431.9419 | 0.00151 | 410.1295 | 0.035704 | 409.5048 | 0.028168 | 403.7791 | 0.82218 | 409.5048 | 0.69832 | 410.1295 | 0.0050633 | 407.5776 | 0.0038668 | 431.9419 | 0.0105 | 410.1295 | 0.0019191 | 410.1295 | 0.0021187 | 404.11 | -0.00047681 | 410.1295 | 0.0015567 | 431.3525 | 1.5247e-05 | 410.1295 | 0.00097843 | 410.1295 | 0.00039279 | 409.5048 | 0.00121 | 655.7563 | 0.00457 | 409.5048 | 0.0033205 | 654.9725 | 6.9993e-05 | 655.7563 | 0.00172 | 407.5776 | 0.01553
| 410.3478 | 0.0040116 | 409.723 | 0.014275 | 432.0547 | 0 | 410.3478 | 0.034091 | 409.723 | 0.030891 | 403.9969 | 0.7964 | 409.723 | 0.66807 | 410.3478 | 0.0020249 | 407.7925 | 0.0013921 | 432.0547 | 0.00891 | 410.3478 | 0 | 410.3478 | 0 | 404.33 | -0.0021673 | 410.3478 | 0 | 431.4666 | 2.9336e-05 | 410.3478 | 0 | 410.3478 | 0 | 409.723 | -0.0023 | 655.9176 | 0.00429 | 409.723 | 0.0018097 | 655.1341 | 0 | 655.9176 | 0.0019 | 407.7925 | 0.01374
| 410.566 | 0.0054757 | 409.9412 | 0.013983 | 432.1676 | 0.00067626 | 410.566 | 0.034373 | 409.9412 | 0.025883 | 404.2148 | 0.77594 | 409.9412 | 0.65188 | 410.566 | 0.0043228 | 408.0073 | 0.0046219 | 432.1676 | 0.01044 | 410.566 | 0.0019025 | 410.566 | 0.0018183 | 404.55 | -0.00050931 | 410.566 | 0.0013262 | 431.5808 | 1.4392e-05 | 410.566 | 0.00084155 | 410.566 | 0.0002544 | 409.9412 | 0.00088446 | 656.079 | 0.00482 | 409.9412 | 0.002599 | 655.2957 | 6.9993e-05 | 656.079 | 0.00176 | 408.0073 | 0.01528
| 410.7843 | 0.0040175 | 410.1595 | 0.013924 | 432.2804 | 0 | 410.7843 | 0.032428 | 410.1595 | 0.029511 | 404.4326 | 0.75422 | 410.1595 | 0.63453 | 410.7843 | 0.0016544 | 408.2222 | 0.0033111 | 432.2804 | 0.01084 | 410.7843 | 0 | 410.7843 | 0 | 404.77 | -0.00037928 | 410.7843 | 0 | 431.6949 | 2.9066e-05 | 410.7843 | 0 | 410.7843 | 0 | 410.1595 | -0.00205 | 656.2403 | 0.00265 | 410.1595 | -0.0050324 | 655.4573 | 0 | 656.2403 | 0.00179 | 408.2222 | 0.01686
| 411.0026 | 0.0050201 | 410.3777 | 0.014638 | 432.3932 | 0.00098839 | 411.0026 | 0.032997 | 410.3777 | 0.025081 | 404.6505 | 0.73006 | 410.3777 | 0.62094 | 411.0026 | 0.0055368 | 408.4371 | 0.0042804 | 432.3932 | 0.00959 | 411.0026 | 0.0023976 | 411.0026 | 0.0017794 | 404.99 | -0.0013871 | 411.0026 | 0.0014866 | 431.8091 | 1.4697e-05 | 411.0026 | 0.0010271 | 411.0026 | 0.00029852 | 410.3777 | 0.002 | 656.4017 | 0.00382 | 410.3777 | 0.0016363 | 655.6189 | 5.0004e-05 | 656.4017 | 0.00171 | 408.4371 | 0.01661
| 411.2209 | 0.0036156 | 410.596 | 0.013761 | 432.506 | 0 | 411.2209 | 0.030922 | 410.596 | 0.028229 | 404.8684 | 0.70879 | 410.596 | 0.60331 | 411.2208 | 0.0027975 | 408.6519 | 0.00093419 | 432.506 | 0.0103 | 411.2208 | 0 | 411.2209 | 0 | 405.21 | 0.00079106 | 411.2208 | 0 | 431.9232 | 3.0753e-05 | 411.2208 | 0 | 411.2209 | 0 | 410.596 | -0.00102 | 656.5631 | 0.007 | 410.596 | 0.00085112 | 655.7805 | 0 | 656.5631 | 0.00187 | 408.6519 | 0.01508
| 411.4391 | 0.0052417 | 410.8143 | 0.013571 | 432.6189 | 0.00224 | 411.4391 | 0.030641 | 410.8143 | 0.024008 | 405.0863 | 0.68763 | 410.8143 | 0.58536 | 411.4392 | 0.0047806 | 408.8669 | 0.0042711 | 432.6189 | 0.01018 | 411.4392 | 0.0016714 | 411.4391 | 0.001086 | 405.42 | 0.00043346 | 411.4392 | 0.00025988 | 432.0374 | 1.6336e-05 | 411.4392 | 0.00094833 | 411.4391 | 0.00018532 | 410.8143 | 0.0004775 | 656.7245 | 0.0042 | 410.8143 | 0.0029283 | 655.9421 | 5.0004e-05 | 656.7245 | 0.00176 | 408.8668 | 0.01811
| 411.6575 | 0.0035122 | 411.0326 | 0.013902 | 432.7317 | 0 | 411.6575 | 0.028719 | 411.0326 | 0.026098 | 405.3043 | 0.66379 | 411.0326 | 0.55807 | 411.6575 | 0.0034217 | 409.0818 | 0.0010529 | 432.7317 | 0.01191 | 411.6575 | 0 | 411.6575 | 0 | 405.64 | -0.0019722 | 411.6575 | 0 | 432.1516 | 3.1162e-05 | 411.6575 | 0 | 411.6575 | 0 | 411.0326 | -0.00255 | 656.8859 | 0.00362 | 411.0326 | -0.0051149 | 656.1037 | 0 | 656.8859 | 0.00184 | 409.0818 | 0.01669
| 411.8758 | 0.0041107 | 411.2509 | 0.014567 | 432.8445 | 0.00137 | 411.8758 | 0.027916 | 411.2509 | 0.021045 | 405.5222 | 0.64284 | 411.2509 | 0.54847 | 411.8758 | 0.0056697 | 409.2967 | 0.0032748 | 432.8445 | 0.00919 | 411.8758 | 0.0020426 | 411.8758 | 0.0022785 | 405.86 | 0.0018964 | 411.8758 | 0.0015673 | 432.2657 | 1.5107e-05 | 411.8758 | 0.0019562 | 411.8758 | 0.00026683 | 411.2509 | 0.00144 | 657.0472 | 0.00491 | 411.2509 | 0.002846 | 656.2654 | 5.0004e-05 | 657.0472 | 0.00162 | 409.2967 | 0.01946
| 412.0941 | 0.0033948 | 411.4693 | 0.013189 | 432.9573 | 0 | 412.0941 | 0.026418 | 411.4693 | 0.025042 | 405.7401 | 0.62057 | 411.4693 | 0.5312 | 412.0942 | 0.0031835 | 409.5116 | 0.00043516 | 432.9573 | 0.01129 | 412.0942 | 0 | 412.0941 | 0 | 406.08 | -0.00096444 | 412.0942 | 0 | 432.3799 | 2.8457e-05 | 412.0942 | 0 | 412.0942 | 0 | 411.4692 | -0.00162 | 657.2087 | 0.00295 | 411.4693 | -0.00055707 | 656.427 | 0 | 657.2087 | 0.00174 | 409.5116 | 0.01857
| 412.3125 | 0.0044894 | 411.6876 | 0.013261 | 433.0701 | 0.00225 | 412.3125 | 0.027136 | 411.6876 | 0.02168 | 405.9581 | 0.60119 | 411.6876 | 0.51305 | 412.3125 | 0.0058429 | 409.7266 | 0.0020398 | 433.0701 | 0.01135 | 412.3125 | 0.0020917 | 412.3125 | 0.0014729 | 406.3 | -0.00018422 | 412.3125 | 0.00056893 | 432.4941 | 1.3667e-05 | 412.3125 | 0.00098928 | 412.3125 | 0.00032153 | 411.6876 | -0.00010185 | 657.3701 | 0.00529 | 411.6876 | 0.0060617 | 656.5887 | 5.0004e-05 | 657.3701 | 0.00157 | 409.7266 | 0.01871
| 412.5309 | 0.0039068 | 411.906 | 0.013268 | 433.183 | 0 | 412.5309 | 0.025655 | 411.906 | 0.024246 | 406.1761 | 0.58073 | 411.906 | 0.48787 | 412.5309 | 0.0031136 | 409.9415 | 0.00067841 | 433.183 | 0.00942 | 412.5309 | 0 | 412.5309 | 0.00023836 | 406.52 | -0.00024923 | 412.5309 | 0 | 432.6083 | 2.8001e-05 | 412.5309 | 0 | 412.5309 | 0 | 411.906 | -0.00219 | 657.5315 | 0.00362 | 411.906 | -0.0016531 | 656.7503 | 0 | 657.5315 | 0.00173 | 409.9415 | 0.01954
| 412.7493 | 0.0045043 | 412.1244 | 0.013055 | 433.2958 | 0.00158 | 412.7493 | 0.025113 | 412.1244 | 0.019397 | 406.394 | 0.56183 | 412.1244 | 0.47786 | 412.7493 | 0.0064147 | 410.1565 | 0.0024172 | 433.2958 | 0.01149 | 412.7493 | 0.001787 | 412.7493 | 0.0010188 | 406.74 | -0.00037928 | 412.7493 | 1.3079e-05 | 432.7225 | 1.4369e-05 | 412.7493 | 0.00094069 | 412.7493 | 0.00045133 | 412.1243 | 0.00215 | 657.6929 | 0.00441 | 412.1244 | 0.0018097 | 656.912 | 6.9993e-05 | 657.6929 | 0.00162 | 410.1565 | 0.02345
| 412.9677 | 0.002908 | 412.3427 | 0.013524 | 433.4086 | 0 | 412.9677 | 0.024232 | 412.3427 | 0.022747 | 406.612 | 0.54296 | 412.3427 | 0.46031 | 412.9677 | 0.004376 | 410.3715 | 0.0011399 | 433.4086 | 0.00868 | 412.9677 | 0.00037413 | 412.9677 | 6.2449e-05 | 406.95 | 0.0017338 | 412.9677 | 0 | 432.8367 | 2.704e-05 | 412.9677 | 0 | 412.9677 | 0 | 412.3428 | -0.00085517 | 657.8543 | 0.00454 | 412.3427 | 0.00029551 | 657.0737 | 0 | 657.8543 | 0.00175 | 410.3715 | 0.02129
| 413.1861 | 0.0047429 | 412.5612 | 0.013074 | 433.5215 | 0.00191 | 413.1861 | 0.023504 | 412.5612 | 0.01755 | 406.83 | 0.52837 | 412.5612 | 0.44219 | 413.1861 | 0.0068545 | 410.5865 | 0.00040729 | 433.5215 | 0.01163 | 413.1861 | 0.0022938 | 413.1861 | 0.0014256 | 407.17 | 0.00010836 | 413.1861 | 0.0016633 | 432.9509 | 1.2706e-05 | 413.1861 | 0.0012461 | 413.1861 | 0.00043863 | 412.5612 | 0.0009932 | 658.0158 | 0.00411 | 412.5612 | -0.0074983 | 657.2353 | 3.0002e-05 | 658.0158 | 0.00161 | 410.5865 | 0.02144
| 413.4045 | 0.0037186 | 412.7796 | 0.012398 | 433.6343 | 0 | 413.4045 | 0.022373 | 412.7796 | 0.020439 | 407.0481 | 0.50914 | 412.7796 | 0.42206 | 413.4045 | 0.0041223 | 410.8015 | 0.00085944 | 433.6343 | 0.00987 | 413.4045 | 0 | 413.4045 | 0 | 407.39 | -0.00037928 | 413.4045 | 0 | 433.0651 | 2.827e-05 | 413.4045 | 0 | 413.4045 | 0 | 412.7796 | -0.00145 | 658.1772 | 0.00373 | 412.7796 | -0.0020265 | 657.397 | 0 | 658.1772 | 0.00175 | 410.8014 | 0.02322
| 413.623 | 0.003983 | 412.998 | 0.012736 | 433.7471 | 0.00255 | 413.623 | 0.021734 | 412.998 | 0.016455 | 407.2661 | 0.49601 | 412.998 | 0.414 | 413.623 | 0.0078479 | 411.0165 | 0.0031504 | 433.7471 | 0.01033 | 413.623 | 0.00032898 | 413.623 | 0.0010604 | 407.61 | -0.00037928 | 413.623 | 0.00092469 | 433.1793 | 1.5564e-05 | 413.623 | 0.0017542 | 413.623 | 0.00030598 | 412.998 | 0.0011 | 658.3387 | 0.00411 | 412.998 | 0.00040673 | 657.5587 | 6.9993e-05 | 658.3387 | 0.00167 | 411.0165 | 0.02552
| 413.8414 | 0.0038807 | 413.2165 | 0.01262 | 433.8599 | 0 | 413.8414 | 0.021083 | 413.2165 | 0.020318 | 407.4841 | 0.48118 | 413.2165 | 0.3983 | 413.8414 | 0.0060298 | 411.2315 | 0.0016572 | 433.8599 | 0.01001 | 413.8414 | 0 | 413.8414 | 0.00053922 | 407.83 | -0.0019397 | 413.8414 | 0 | 433.2935 | 2.9195e-05 | 413.8414 | 0 | 413.8414 | 0 | 413.2165 | -0.00111 | 658.5001 | 0.00278 | 413.2165 | -0.0038976 | 657.7204 | 0 | 658.5001 | 0.00187 | 411.2315 | 0.02389
| 414.0599 | 0.0047663 | 413.435 | 0.013013 | 433.9728 | 0.00062425 | 414.0599 | 0.020709 | 413.435 | 0.016746 | 407.7022 | 0.46654 | 413.435 | 0.38987 | 414.0599 | 0.0092 | 411.4465 | 0.0058985 | 433.9728 | 0.01169 | 414.0599 | 0.0013291 | 414.0599 | 0.0016376 | 408.05 | 0.00046596 | 414.0599 | 0.0010448 | 433.4077 | 1.3631e-05 | 414.0599 | 0.0017437 | 414.0599 | 0.00041967 | 413.435 | 0.00145 | 658.6616 | 0.00471 | 413.435 | 0.0026476 | 657.8821 | 6.9993e-05 | 658.6616 | 0.00175 | 411.4465 | 0.02568
| 414.2784 | 0.0032148 | 413.6534 | 0.011502 | 434.0856 | 0 | 414.2784 | 0.019749 | 413.6534 | 0.019219 | 407.9203 | 0.4517 | 413.6534 | 0.37415 | 414.2784 | 0.0063895 | 411.6616 | 0.0011315 | 434.0856 | 0.0122 | 414.2784 | 0 | 414.2784 | 0 | 408.27 | -8.6692e-05 | 414.2784 | 0 | 433.522 | 2.8328e-05 | 414.2784 | 0 | 414.2784 | 0 | 413.6534 | -0.00139 | 658.823 | 0.00424 | 413.6534 | -0.00121 | 658.0438 | 0 | 658.823 | 0.00193 | 411.6616 | 0.02693
| 414.4969 | 0.0031458 | 413.8719 | 0.012204 | 434.1984 | 0.00201 | 414.4969 | 0.019842 | 413.8719 | 0.014622 | 408.1383 | 0.4422 | 413.8719 | 0.36487 | 414.4969 | 0.0099201 | 411.8766 | 0.0029893 | 434.1984 | 0.01109 | 414.4969 | 0.0022429 | 414.4969 | 0.001218 | 408.49 | 0.0010186 | 414.4969 | 0.00079211 | 433.6362 | 1.4744e-05 | 414.4969 | 0.0013735 | 414.4969 | 0.00018988 | 413.8719 | 0.00096406 | 658.9845 | 0.00462 | 413.8719 | -2.2017e-05 | 658.2055 | 5.0004e-05 | 658.9845 | 0.00175 | 411.8766 | 0.02592
| 414.7154 | 0.0031663 | 414.0904 | 0.012468 | 434.3113 | 0 | 414.7154 | 0.018215 | 414.0904 | 0.018478 | 408.3564 | 0.42804 | 414.0904 | 0.35569 | 414.7154 | 0.006449 | 412.0917 | 0.0016168 | 434.3113 | 0.0118 | 414.7154 | 8.4131e-06 | 414.7154 | 2.6613e-05 | 408.71 | -0.0020372 | 414.7154 | 0 | 433.7504 | 2.923e-05 | 414.7154 | 0 | 414.7154 | 0 | 414.0904 | -0.0018 | 659.146 | 0.00432 | 414.0904 | -0.00097699 | 658.3672 | 0 | 659.146 | 0.00188 | 412.0917 | 0.02706
| 414.9339 | 0.0039549 | 414.309 | 0.012689 | 434.4241 | 0.00172 | 414.9339 | 0.018711 | 414.309 | 0.015606 | 408.5745 | 0.41848 | 414.309 | 0.35078 | 414.9339 | 0.0097061 | 412.3068 | 0.002721 | 434.4241 | 0.01217 | 414.9339 | 0.0020724 | 414.9339 | 0.0014263 | 408.92 | -0.001062 | 414.9339 | 0.00073546 | 433.8647 | 1.4533e-05 | 414.9339 | 0.0014401 | 414.9339 | 0.00034844 | 414.309 | 0.00096806 | 659.3075 | 0.0042 | 414.309 | 0.0036418 | 658.5289 | 6.9993e-05 | 659.3075 | 0.00174 | 412.3068 | 0.03298
| 415.1525 | 0.0028581 | 414.5275 | 0.012278 | 434.5369 | 0 | 415.1525 | 0.0162 | 414.5275 | 0.017063 | 408.7926 | 0.40779 | 414.5275 | 0.33623 | 415.1525 | 0.0073947 | 412.5219 | 0.0018262 | 434.5369 | 0.01106 | 415.1525 | 0 | 415.1525 | 0.00019822 | 409.14 | -2.1673e-05 | 415.1525 | 0 | 433.9789 | 2.8949e-05 | 415.1525 | 0 | 415.1525 | 0 | 414.5275 | -0.00107 | 659.469 | 0.00274 | 414.5275 | -0.0024166 | 658.6906 | 0 | 659.469 | 0.00185 | 412.5219 | 0.02883
| 415.371 | 0.003897 | 414.7461 | 0.012081 | 434.6498 | 0.00123 | 415.371 | 0.017824 | 414.7461 | 0.012845 | 409.0108 | 0.39912 | 414.7461 | 0.33129 | 415.371 | 0.010994 | 412.737 | 0.0029172 | 434.6498 | 0.01118 | 415.371 | 0.0018513 | 415.371 | 0.0011099 | 409.36 | -0.00076939 | 415.371 | 0.001094 | 434.0932 | 1.4451e-05 | 415.371 | 0.00067009 | 415.371 | 0.00036582 | 414.7461 | 0.00117 | 659.6305 | 0.00373 | 414.7461 | 0.0017519 | 658.8524 | 5.0004e-05 | 659.6305 | 0.00168 | 412.737 | 0.03436
| 415.5896 | 0.0035014 | 414.9647 | 0.011536 | 434.7626 | 0 | 415.5896 | 0.016169 | 414.9647 | 0.0148 | 409.2289 | 0.38861 | 414.9647 | 0.32439 | 415.5896 | 0.0088973 | 412.9521 | 0.00039947 | 434.7626 | 0.01038 | 415.5896 | 0 | 415.5896 | 0 | 409.58 | 0.0012137 | 415.5896 | 0 | 434.2074 | 2.9031e-05 | 415.5896 | 0 | 415.5896 | 0 | 414.9647 | -0.00117 | 659.792 | 0.00322 | 414.9647 | -0.0034225 | 659.0141 | 0 | 659.792 | 0.00178 | 412.9522 | 0.0319
| 415.8082 | 0.0038466 | 415.1832 | 0.012427 | 434.8754 | 0.00109 | 415.8082 | 0.016746 | 415.1832 | 0.012064 | 409.4471 | 0.37987 | 415.1832 | 0.32394 | 415.8082 | 0.012663 | 413.1673 | 0.0038082 | 434.8754 | 0.01118 | 415.8082 | 0.0020777 | 415.8082 | 0.0017415 | 409.8 | 0.0016688 | 415.8082 | 0.00093835 | 434.3217 | 1.458e-05 | 415.8082 | 0.0013131 | 415.8082 | 0.00029558 | 415.1832 | 0.00096013 | 659.9535 | 0.00459 | 415.1832 | 0.0015671 | 659.1758 | 6.9993e-05 | 659.9535 | 0.00162 | 413.1673 | 0.03655
| 416.0268 | 0.0028676 | 415.4018 | 0.011864 | 434.9883 | 0 | 416.0268 | 0.015283 | 415.4018 | 0.014922 | 409.6652 | 0.36739 | 415.4018 | 0.31024 | 416.0268 | 0.0097589 | 413.3824 | 0.0024982 | 434.9883 | 0.01155 | 416.0268 | 0 | 416.0268 | 0 | 410.02 | 0.00049847 | 416.0268 | 0 | 434.4359 | 2.8328e-05 | 416.0268 | 0 | 416.0268 | 0 | 415.4018 | -0.00166 | 660.115 | 0.00411 | 415.4018 | -0.0032007 | 659.3376 | 0 | 660.115 | 0.00179 | 413.3825 | 0.03573
| 416.2454 | 0.0038006 | 415.6205 | 0.012136 | 435.1011 | 0.00081498 | 416.2454 | 0.015535 | 415.6205 | 0.012864 | 409.8834 | 0.35851 | 415.6205 | 0.30692 | 416.2454 | 0.0125 | 413.5976 | 0.0041685 | 435.1011 | 0.01106 | 416.2454 | 0.0014277 | 416.2454 | 0.0017629 | 410.24 | 0.0011162 | 416.2454 | 0.00064166 | 434.5502 | 1.3901e-05 | 416.2454 | 0.00096967 | 416.2454 | 0.00045349 | 415.6205 | 0.00097831 | 660.2766 | 0.00427 | 415.6205 | 0.00043896 | 659.4993 | 6.9993e-05 | 660.2766 | 0.00161 | 413.5976 | 0.03728
| 416.464 | 0.0026354 | 415.8391 | 0.011639 | 435.214 | 0 | 416.464 | 0.013438 | 415.8391 | 0.014932 | 410.1016 | 0.3484 | 415.8391 | 0.3015 | 416.464 | 0.011156 | 413.8128 | 0.0020207 | 435.214 | 0.01081 | 416.464 | 0 | 416.464 | 0 | 410.46 | -0.00037928 | 416.464 | 0 | 434.6645 | 2.8083e-05 | 416.464 | 0 | 416.464 | 0 | 415.8391 | -0.00115 | 660.4381 | 0.00397 | 415.8391 | -0.00080203 | 659.6611 | 0 | 660.4381 | 0.00185 | 413.8128 | 0.03925
| 416.6827 | 0.0032133 | 416.0577 | 0.012654 | 435.3268 | 0.0012 | 416.6827 | 0.014467 | 416.0577 | 0.010564 | 410.3198 | 0.34223 | 416.0577 | 0.29891 | 416.6827 | 0.013802 | 414.028 | 0.004855 | 435.3268 | 0.01209 | 416.6827 | 0.0026501 | 416.6827 | 0.0017872 | 410.68 | -0.00021673 | 416.6827 | 0.0019526 | 434.7788 | 1.4334e-05 | 416.6827 | 0.0011638 | 416.6827 | 0.00039458 | 416.0577 | 0.00197 | 660.5996 | 0.00691 | 416.0577 | 0.0010613 | 659.8229 | 6.9993e-05 | 660.5996 | 0.00172 | 414.0279 | 0.03871
| 416.9013 | 0.0033594 | 416.2764 | 0.01139 | 435.4396 | 0 | 416.9013 | 0.013096 | 416.2764 | 0.014449 | 410.538 | 0.33352 | 416.2764 | 0.28745 | 416.9013 | 0.011436 | 414.2432 | 0.0013886 | 435.4396 | 0.01427 | 416.9013 | 7.4105e-07 | 416.9013 | 0 | 410.89 | -8.6692e-05 | 416.9013 | 0 | 434.893 | 3.0237e-05 | 416.9013 | 0 | 416.9013 | 0 | 416.2764 | -0.00202 | 660.7612 | 0.00387 | 416.2764 | -0.00054993 | 659.9846 | 0 | 660.7612 | 0.00185 | 414.2432 | 0.0372
| 417.12 | 0.0038309 | 416.4951 | 0.012174 | 435.5525 | 0.00158 | 417.12 | 0.013933 | 416.4951 | 0.012456 | 410.7562 | 0.32909 | 416.4951 | 0.28705 | 417.12 | 0.016137 | 414.4584 | 0.0042752 | 435.5525 | 0.01359 | 417.12 | 0.0015675 | 417.12 | 0.0012359 | 411.11 | 0.00010836 | 417.12 | 0.0011394 | 435.0073 | 1.6055e-05 | 417.12 | 0.00064715 | 417.12 | 0.00033821 | 416.4951 | 0.00089984 | 660.9227 | 0.00394 | 416.4951 | -0.0023119 | 660.1464 | 6.9993e-05 | 660.9227 | 0.00169 | 414.4584 | 0.04307
| 417.3387 | 0.0023021 | 416.7138 | 0.011741 | 435.6653 | 0 | 417.3387 | 0.012157 | 416.7138 | 0.014278 | 410.9744 | 0.32176 | 416.7138 | 0.27756 | 417.3387 | 0.012925 | 414.6736 | 0.00070175 | 435.6653 | 0.01092 | 417.3387 | 0 | 417.3387 | 0 | 411.33 | -0.00096444 | 417.3387 | 0 | 435.1216 | 3.149e-05 | 417.3387 | 0 | 417.3387 | 0 | 416.7138 | -0.00161 | 661.0843 | 0.00476 | 416.7138 | -0.0037184 | 660.3082 | 0 | 661.0843 | 0.00182 | 414.6736 | 0.04189
| 417.5574 | 0.0030767 | 416.9325 | 0.012292 | 435.7782 | 0.00158 | 417.5574 | 0.012818 | 416.9325 | 0.011012 | 411.1927 | 0.31411 | 416.9325 | 0.2757 | 417.5574 | 0.018469 | 414.8888 | 0.0016877 | 435.7782 | 0.01177 | 417.5574 | 0.0022839 | 417.5574 | 0.001599 | 411.55 | 0.00062851 | 417.5574 | 0.00080039 | 435.2359 | 1.554e-05 | 417.5574 | 0.0012907 | 417.5574 | 0.0003743 | 416.9325 | 0.00206 | 661.2458 | 0.00387 | 416.9325 | 0.0037832 | 660.47 | 5.0004e-05 | 661.2458 | 0.00175 | 414.8888 | 0.04504
| 417.7761 | 0.0027718 | 417.1512 | 0.010677 | 435.891 | 0 | 417.7761 | 0.011564 | 417.1512 | 0.014554 | 411.4109 | 0.30469 | 417.1512 | 0.26356 | 417.7761 | 0.01497 | 415.1041 | 0.0030802 | 435.891 | 0.0122 | 417.7761 | 0 | 417.7761 | 0 | 411.77 | 0.00088859 | 417.7761 | 0 | 435.3502 | 3.0483e-05 | 417.7761 | 0 | 417.7761 | 0 | 417.1512 | -0.00202 | 661.4074 | 0.00432 | 417.1512 | -0.00011905 | 660.6318 | 0 | 661.4074 | 0.00189 | 415.1041 | 0.04518
| 417.9948 | 0.0037223 | 417.3699 | 0.011918 | 436.0038 | 0.00224 | 417.9948 | 0.011512 | 417.3699 | 0.0097345 | 411.6292 | 0.29409 | 417.3699 | 0.25834 | 417.9948 | 0.018694 | 415.3193 | 0.0043225 | 436.0038 | 0.01285 | 417.9948 | 0.0020023 | 417.9948 | 0.0010139 | 411.99 | 0.00072604 | 417.9948 | 0.00041771 | 435.4645 | 1.513e-05 | 417.9948 | 0.0013013 | 417.9948 | 0.00023642 | 417.3699 | 0.00122 | 661.569 | 0.0044 | 417.3699 | 0.0016108 | 660.7935 | 6.9993e-05 | 661.569 | 0.00175 | 415.3193 | 0.04711
| 418.2135 | 0.0032648 | 417.5887 | 0.011532 | 436.1167 | 0 | 418.2135 | 0.011151 | 417.5887 | 0.011078 | 411.8475 | 0.28603 | 417.5887 | 0.24949 | 418.2135 | 0.016058 | 415.5346 | 0.0012233 | 436.1167 | 0.01132 | 418.2135 | 0 | 418.2135 | 0 | 412.21 | -0.0015171 | 418.2135 | 0 | 435.5788 | 2.8867e-05 | 418.2135 | 0 | 418.2135 | 0 | 417.5887 | -0.00179 | 661.7306 | 0.00436 | 417.5887 | 0.00036006 | 660.9554 | 0 | 661.7306 | 0.00182 | 415.5346 | 0.05174
| 418.4323 | 0.0035508 | 417.8074 | 0.013271 | 436.2295 | 0.00090168 | 418.4323 | 0.010778 | 417.8074 | 0.010401 | 412.0658 | 0.27821 | 417.8074 | 0.24851 | 418.4323 | 0.020671 | 415.7498 | 0.0040309 | 436.2295 | 0.01231 | 418.4323 | 0.0030693 | 418.4323 | 0.0023572 | 412.43 | 0.0010186 | 418.4323 | 0.0020928 | 435.6931 | 1.3912e-05 | 418.4323 | 0.0018218 | 418.4323 | 0.00045506 | 417.8074 | 0.0029 | 661.8922 | 0.00443 | 417.8074 | 0.0020675 | 661.1172 | 3.0002e-05 | 661.8922 | 0.00167 | 415.7498 | 0.05145
| 418.6511 | 0.0027669 | 418.0262 | 0.011412 | 436.3424 | 0 | 418.6511 | 0.0095194 | 418.0262 | 0.011896 | 412.2841 | 0.26856 | 418.0262 | 0.23626 | 418.6511 | 0.018579 | 415.9651 | 0.0029672 | 436.3424 | 0.01208 | 418.6511 | 0 | 418.6511 | 0 | 412.65 | -0.0021348 | 418.6511 | 0 | 435.8075 | 2.7427e-05 | 418.6511 | 0 | 418.6511 | 0 | 418.0262 | -0.00169 | 662.0537 | 0.00496 | 418.0262 | 0.0011092 | 661.279 | 0 | 662.0537 | 0.00179 | 415.9651 | 0.05149
| 418.8698 | 0.0033567 | 418.245 | 0.011611 | 436.4552 | 0.00101 | 418.8698 | 0.010427 | 418.245 | 0.009799 | 412.5024 | 0.26331 | 418.245 | 0.23462 | 418.8698 | 0.021602 | 416.1805 | 0.0014871 | 436.4552 | 0.01322 | 418.8698 | 0.0010198 | 418.8698 | 0.00074963 | 412.87 | 0.00049847 | 418.8698 | 0.00076968 | 435.9218 | 1.3608e-05 | 418.8698 | 0.0014448 | 418.8698 | 0.00030758 | 418.245 | 0.00073416 | 662.2153 | 0.00433 | 418.245 | -0.00035402 | 661.4408 | 6.9993e-05 | 662.2153 | 0.00168 | 416.1805 | 0.05578
| 419.0886 | 0.0018917 | 418.4638 | 0.010949 | 436.5681 | 0 | 419.0886 | 0.0088795 | 418.4638 | 0.011267 | 412.7207 | 0.25331 | 418.4638 | 0.22353 | 419.0886 | 0.019959 | 416.3958 | 0.001108 | 436.5681 | 0.01294 | 419.0886 | 0 | 419.0886 | 0 | 413.08 | -0.0015822 | 419.0886 | 0 | 436.0361 | 2.7813e-05 | 419.0886 | 0 | 419.0886 | 0 | 418.4638 | -0.00257 | 662.3769 | 0.00381 | 418.4638 | -0.0068244 | 661.6026 | 0 | 662.3769 | 0.00181 | 416.3958 | 0.05656
| 419.3074 | 0.0034149 | 418.6826 | 0.011391 | 436.6809 | 0.00045084 | 419.3074 | 0.0097937 | 418.6826 | 0.0077727 | 412.9391 | 0.2473 | 418.6826 | 0.22079 | 419.3074 | 0.025437 | 416.6111 | 0.0034498 | 436.6809 | 0.01444 | 419.3074 | 0.0031365 | 419.3074 | 0.0023112 | 413.3 | 0.00014088 | 419.3074 | 0.0019973 | 436.1504 | 1.4533e-05 | 419.3074 | 0.00057618 | 419.3074 | 0.00032243 | 418.6826 | 0.0014 | 662.5386 | 0.00322 | 418.6826 | 0.0033235 | 661.7645 | 5.0004e-05 | 662.5386 | 0.00174 | 416.6111 | 0.06158
| 419.5262 | 0.0020305 | 418.9015 | 0.010856 | 436.7938 | 0 | 419.5262 | 0.0083008 | 418.9015 | 0.011915 | 413.1574 | 0.23748 | 418.9015 | 0.20957 | 419.5263 | 0.023023 | 416.8264 | 0.0021045 | 436.7938 | 0.01089 | 419.5263 | 0 | 419.5262 | 0 | 413.52 | -0.00044429 | 419.5263 | 0 | 436.2648 | 2.9008e-05 | 419.5263 | 0 | 419.5263 | 0 | 418.9015 | -0.00183 | 662.7002 | 0.00494 | 418.9015 | -0.0029327 | 661.9263 | 0 | 662.7002 | 0.00183 | 416.8264 | 0.06028
| 419.7451 | 0.0031653 | 419.1203 | 0.011341 | 436.9066 | 0.0018 | 419.7451 | 0.0092484 | 419.1203 | 0.0074642 | 413.3758 | 0.23183 | 419.1203 | 0.20456 | 419.7451 | 0.026329 | 417.0418 | 0.0012089 | 436.9066 | 0.01353 | 419.7451 | 0.0023287 | 419.7451 | 0.0016084 | 413.74 | -0.00031426 | 419.7451 | 0.00027722 | 436.3791 | 1.4826e-05 | 419.7451 | 0.00074451 | 419.7451 | 0.00051084 | 419.1203 | 0.00135 | 662.8618 | 0.00299 | 419.1203 | 0.0011666 | 662.0881 | 5.0004e-05 | 662.8618 | 0.00166 | 417.0418 | 0.06556
| 419.9639 | 0.0017972 | 419.3392 | 0.010783 | 437.0195 | 0 | 419.9639 | 0.0082024 | 419.3392 | 0.010285 | 413.5942 | 0.2243 | 419.3392 | 0.19686 | 419.9639 | 0.024222 | 417.2571 | 0.0013004 | 437.0195 | 0.01007 | 419.9639 | 0 | 419.9639 | 0 | 413.96 | -5.4182e-05 | 419.9639 | 0 | 436.4935 | 2.8106e-05 | 419.9639 | 0 | 419.9639 | 0 | 419.3392 | -0.00127 | 663.0234 | 0.00531 | 419.3392 | -0.0014991 | 662.25 | 0 | 663.0234 | 0.00172 | 417.2571 | 0.06728
| 420.1828 | 0.003291 | 419.5581 | 0.011615 | 437.1323 | 0.00064159 | 420.1828 | 0.0082897 | 419.5581 | 0.0080922 | 413.8126 | 0.21603 | 419.5581 | 0.19503 | 420.1828 | 0.029083 | 417.4725 | 0.0046465 | 437.1323 | 0.01271 | 420.1828 | 0.0032969 | 420.1828 | 0.0023514 | 414.18 | -0.00093193 | 420.1828 | 0.00088212 | 436.6078 | 1.3608e-05 | 420.1828 | 0.00096286 | 420.1828 | 0.00034273 | 419.5581 | 0.00216 | 663.1851 | 0.00538 | 419.5581 | 0.00085502 | 662.4118 | 8.9995e-05 | 663.1851 | 0.00167 | 417.4725 | 0.06989
| 420.4017 | 0.0020213 | 419.777 | 0.010903 | 437.2452 | 0 | 420.4017 | 0.0070202 | 419.777 | 0.0096816 | 414.031 | 0.20914 | 419.777 | 0.18311 | 420.4017 | 0.026924 | 417.6879 | 0.0016759 | 437.2452 | 0.01183 | 420.4017 | 0 | 420.4017 | 0 | 414.4 | 0.00030341 | 420.4017 | 0 | 436.7222 | 2.7544e-05 | 420.4017 | 0 | 420.4017 | 0 | 419.777 | -0.00238 | 663.3467 | 0.00334 | 419.777 | -0.0042733 | 662.5737 | 0 | 663.3467 | 0.00182 | 417.6879 | 0.07213
| 420.6206 | 0.0029835 | 419.9959 | 0.011196 | 437.358 | 0.0006936 | 420.6206 | 0.0082515 | 419.9959 | 0.0080267 | 414.2494 | 0.20066 | 419.9959 | 0.17887 | 420.6206 | 0.031639 | 417.9033 | 0.0032857 | 437.358 | 0.01149 | 420.6206 | 0.0016201 | 420.6206 | 0.0019546 | 414.62 | -0.0024598 | 420.6206 | 0.00028412 | 436.8365 | 1.4065e-05 | 420.6206 | 0.0013145 | 420.6206 | 0.00045258 | 419.9959 | 0.00054095 | 663.5084 | 0.00352 | 419.9959 | 0.0025589 | 662.7356 | 6.9993e-05 | 663.5084 | 0.00171 | 417.9033 | 0.07561
| 420.8395 | 0.002116 | 420.2148 | 0.010814 | 437.4709 | 0 | 420.8395 | 0.0062715 | 420.2148 | 0.0087822 | 414.4678 | 0.19491 | 420.2148 | 0.16953 | 420.8395 | 0.029128 | 418.1187 | 0.0024843 | 437.4709 | 0.01084 | 420.8395 | 0 | 420.8395 | 0 | 414.84 | -0.002915 | 420.8395 | 0 | 436.9509 | 2.9745e-05 | 420.8395 | 0 | 420.8395 | 0 | 420.2148 | -0.00167 | 663.67 | 0.00425 | 420.2148 | -0.0024334 | 662.8975 | 0 | 663.67 | 0.00183 | 418.1187 | 0.07589
| 421.0584 | 0.0024566 | 420.4338 | 0.0099698 | 437.5838 | 0.00137 | 421.0584 | 0.0076118 | 420.4338 | 0.0058335 | 414.6862 | 0.18846 | 420.4338 | 0.16719 | 421.0584 | 0.032618 | 418.3341 | 0.0031819 | 437.5838 | 0.01345 | 421.0584 | 0.0026611 | 421.0584 | 0.0015282 | 415.06 | -0.0010295 | 421.0584 | 0.0012468 | 437.0653 | 1.5845e-05 | 421.0584 | 0.0022139 | 421.0584 | 0.00031693 | 420.4337 | 0.00079874 | 663.8317 | 0.00436 | 420.4338 | -2.8642e-05 | 663.0593 | 5.0004e-05 | 663.8317 | 0.00166 | 418.3341 | 0.08206
| 421.2773 | 0.0025042 | 420.6527 | 0.010621 | 437.6966 | 0 | 421.2773 | 0.0062996 | 420.6527 | 0.0092482 | 414.9047 | 0.18115 | 420.6527 | 0.15794 | 421.2773 | 0.031342 | 418.5496 | 0.0026669 | 437.6966 | 0.0124 | 421.2773 | 0 | 421.2773 | 0 | 415.28 | -0.0012895 | 421.2773 | 0 | 437.1796 | 3.1057e-05 | 421.2773 | 0 | 421.2773 | 0 | 420.6527 | -0.00176 | 663.9934 | 0.00401 | 420.6527 | -0.0014397 | 663.2212 | 0 | 663.9934 | 0.0018 | 418.5496 | 0.08299
| 421.4963 | 0.0025795 | 420.8717 | 0.010462 | 437.8095 | 0.00196 | 421.4963 | 0.0072805 | 420.8717 | 0.0066626 | 415.1232 | 0.17606 | 420.8717 | 0.15473 | 421.4963 | 0.034994 | 418.765 | 0.0045286 | 437.8095 | 0.01385 | 421.4963 | 0.001897 | 421.4963 | 0.0017926 | 415.5 | 0.00010836 | 421.4963 | 0.00028429 | 437.294 | 1.5599e-05 | 421.4963 | 0.00082286 | 421.4963 | 0.00022735 | 420.8717 | 0.00125 | 664.155 | 0.00589 | 420.8717 | -0.0010451 | 663.3831 | 6.9993e-05 | 664.155 | 0.00164 | 418.765 | 0.08801
| 421.7152 | 0.0019976 | 421.0907 | 0.0098432 | 437.9223 | 0 | 421.7152 | 0.0057745 | 421.0907 | 0.0076948 | 415.3416 | 0.16941 | 421.0907 | 0.1462 | 421.7152 | 0.03404 | 418.9805 | 0.0036678 | 437.9223 | 0.01322 | 421.7152 | 0 | 421.7152 | 0 | 415.72 | -0.00076939 | 421.7152 | 0 | 437.4084 | 3.053e-05 | 421.7152 | 0 | 421.7152 | 0 | 421.0907 | -0.00151 | 664.3167 | 0.00438 | 421.0907 | -0.0018217 | 663.545 | 0 | 664.3167 | 0.00183 | 418.9805 | 0.0862
| 421.9342 | 0.0026778 | 421.3097 | 0.010918 | 438.0352 | 0.00114 | 421.9342 | 0.0065307 | 421.3097 | 0.0061288 | 415.5601 | 0.1638 | 421.3097 | 0.14481 | 421.9342 | 0.037485 | 419.1959 | 0.0025359 | 438.0352 | 0.01248 | 421.9342 | 0.0024962 | 421.9342 | 0.0018735 | 415.93 | -0.00067186 | 421.9342 | 0.0012633 | 437.5228 | 1.5329e-05 | 421.9342 | 0.0022126 | 421.9342 | 0.00040412 | 421.3097 | 0.00113 | 664.4784 | 0.00529 | 421.3097 | -0.001579 | 663.7069 | 5.0004e-05 | 664.4784 | 0.00169 | 419.1959 | 0.09304
| 422.1532 | 0.0020451 | 421.5287 | 0.010275 | 438.1481 | 0 | 422.1532 | 0.006434 | 421.5287 | 0.0091958 | 415.7786 | 0.15758 | 421.5287 | 0.13647 | 422.1532 | 0.035422 | 419.4114 | 0.0023461 | 438.1481 | 0.01279 | 422.1532 | 0 | 422.1532 | 0 | 416.15 | -0.0013546 | 422.1532 | 0 | 437.6372 | 2.964e-05 | 422.1532 | 0 | 422.1532 | 0 | 421.5287 | -0.00066346 | 664.6401 | 0.00364 | 421.5287 | -0.0029657 | 663.8688 | 0 | 664.6401 | 0.00181 | 419.4114 | 0.0944
| 422.3722 | 0.0029409 | 421.7477 | 0.011026 | 438.2609 | 0.00083232 | 422.3722 | 0.0063794 | 421.7477 | 0.0049871 | 415.9971 | 0.15176 | 421.7477 | 0.13553 | 422.3722 | 0.040858 | 419.6269 | 0.0020165 | 438.2609 | 0.01217 | 422.3722 | 0.003988 | 422.3722 | 0.001643 | 416.37 | -0.0013546 | 422.3722 | 0.001505 | 437.7516 | 1.4779e-05 | 422.3722 | 0.002038 | 422.3722 | 0.00033045 | 421.7477 | 0.00264 | 664.8018 | 0.00318 | 421.7477 | 0.0026747 | 664.0307 | 5.0004e-05 | 664.8018 | 0.00166 | 419.6269 | 0.09919
| 422.5912 | 0.0016372 | 421.9667 | 0.010408 | 438.3738 | 0 | 422.5912 | 0.0061593 | 421.9667 | 0.0077971 | 416.2156 | 0.14549 | 421.9667 | 0.12871 | 422.5912 | 0.038695 | 419.8424 | 0.0042552 | 438.3738 | 0.0122 | 422.5912 | 0 | 422.5912 | 0 | 416.59 | -0.0019722 | 422.5912 | 0 | 437.866 | 3.0834e-05 | 422.5912 | 0 | 422.5912 | 0 | 421.9667 | -0.00137 | 664.9635 | 0.00418 | 421.9667 | -0.0021345 | 664.1926 | 0 | 664.9635 | 0.00177 | 419.8424 | 0.10151
| 422.8102 | 0.0024289 | 422.1858 | 0.010578 | 438.4866 | 0.00123 | 422.8102 | 0.005209 | 422.1858 | 0.0055768 | 416.4342 | 0.14174 | 422.1858 | 0.12718 | 422.8102 | 0.042714 | 420.0579 | 0.0051605 | 438.4866 | 0.01439 | 422.8102 | 0.0022236 | 422.8102 | 0.001418 | 416.81 | 0.0014737 | 422.8102 | 0.0014396 | 437.9804 | 1.6325e-05 | 422.8102 | 0.0014789 | 422.8102 | 0.00010408 | 422.1858 | 0.00187 | 665.1252 | 0.00413 | 422.1858 | 0.0047057 | 664.3546 | 5.0004e-05 | 665.1252 | 0.0017 | 420.0579 | 0.10262
| 423.0293 | 0.0020656 | 422.4049 | 0.010869 | 438.5995 | 0 | 423.0293 | 0.0046389 | 422.4049 | 0.0083604 | 416.6527 | 0.13558 | 422.4049 | 0.11966 | 423.0293 | 0.042208 | 420.2734 | 0.0020948 | 438.5995 | 0.01186 | 423.0293 | 0 | 423.0293 | 0.00030675 | 417.03 | -0.0021348 | 423.0293 | 0 | 438.0948 | 3.1326e-05 | 423.0293 | 0 | 423.0293 | 0 | 422.4049 | -0.00167 | 665.287 | 0.00464 | 422.4049 | -0.0026196 | 664.5165 | 0 | 665.287 | 0.00187 | 420.2734 | 0.10619
| 423.2484 | 0.0022184 | 422.624 | 0.010782 | 438.7124 | 0.00091902 | 423.2484 | 0.0053654 | 422.624 | 0.005646 | 416.8713 | 0.13001 | 422.624 | 0.11899 | 423.2483 | 0.047059 | 420.489 | 0.0035811 | 438.7124 | 0.01214 | 423.2483 | 0.0021493 | 423.2484 | 0.0013444 | 417.25 | 0.0010836 | 423.2483 | 0.00091702 | 438.2092 | 1.5271e-05 | 423.2483 | 0.0018411 | 423.2484 | 0.00044525 | 422.6239 | 0.00115 | 665.4487 | 0.00496 | 422.624 | 0.00028107 | 664.6784 | 6.9993e-05 | 665.4487 | 0.00175 | 420.489 | 0.10852
| 423.4674 | 0.0019289 | 422.8431 | 0.0099376 | 438.8252 | 0 | 423.4674 | 0.0047399 | 422.8431 | 0.0070137 | 417.0898 | 0.12505 | 422.8431 | 0.11254 | 423.4674 | 0.046807 | 420.7045 | 0.0040015 | 438.8252 | 0.01248 | 423.4674 | 0 | 423.4674 | 0 | 417.47 | 0.0011812 | 423.4674 | 0 | 438.3236 | 2.8492e-05 | 423.4674 | 0 | 423.4674 | 0 | 422.8431 | -0.00158 | 665.6104 | 0.0039 | 422.8431 | -0.00035477 | 664.8404 | 0 | 665.6104 | 0.00181 | 420.7045 | 0.11313
| 423.6865 | 0.0020754 | 423.0622 | 0.0099162 | 438.9381 | 0.00165 | 423.6865 | 0.005793 | 423.0622 | 0.0048042 | 417.3084 | 0.12304 | 423.0622 | 0.11226 | 423.6865 | 0.051031 | 420.9201 | 0.004379 | 438.9381 | 0.01197 | 423.6865 | 0.0011743 | 423.6865 | 0.0010499 | 417.69 | 0.00072604 | 423.6865 | 0.00013538 | 438.4381 | 1.3467e-05 | 423.6865 | 0.0015698 | 423.6865 | 0.00036797 | 423.0622 | 0.0015 | 665.7722 | 0.00522 | 423.0622 | -0.00011206 | 665.0023 | 6.9993e-05 | 665.7722 | 0.00162 | 420.9201 | 0.11507
| 423.9056 | 0.0019118 | 423.2813 | 0.010532 | 439.051 | 0.00034761 | 423.9056 | 0.0043974 | 423.2813 | 0.0067732 | 417.527 | 0.1173 | 423.2813 | 0.10567 | 423.9056 | 0.051518 | 421.1357 | 0.0032798 | 439.051 | 0.01277 | 423.9056 | 0 | 423.9056 | 0 | 417.91 | 0.00033593 | 423.9056 | 0 | 438.5525 | 2.9394e-05 | 423.9056 | 0 | 423.9056 | 0 | 423.2813 | -0.00052108 | 665.9339 | 0.00367 | 423.2813 | -0.0039044 | 665.1643 | 0 | 665.9339 | 0.00174 | 421.1357 | 0.12002
| 424.1247 | 0.0014275 | 423.5004 | 0.01056 | 439.1639 | 0.00165 | 424.1247 | 0.0042607 | 423.5004 | 0.0046439 | 417.7456 | 0.11439 | 423.5004 | 0.10461 | 424.1247 | 0.057061 | 421.3513 | 0.0023992 | 439.1639 | 0.01299 | 424.1247 | 0.0026942 | 424.1247 | 0.0011486 | 418.13 | 0.00082357 | 424.1247 | 0.0017046 | 438.6669 | 1.6173e-05 | 424.1247 | 0.00095875 | 424.1247 | 0.00025932 | 423.5004 | 0.0009076 | 666.0957 | 0.00362 | 423.5004 | 0.0058285 | 665.3262 | 6.9993e-05 | 666.0957 | 0.00161 | 421.3513 | 0.12612
| 424.3438 | 0.001728 | 423.7196 | 0.010266 | 439.2767 | 0 | 424.3438 | 0.0036877 | 423.7196 | 0.0063963 | 417.9642 | 0.10984 | 423.7196 | 0.099416 | 424.3438 | 0.054918 | 421.5669 | 0.0022737 | 439.2767 | 0.01169 | 424.3438 | 0 | 424.3438 | 0 | 418.35 | -0.0019397 | 424.3438 | 0 | 438.7814 | 3.2006e-05 | 424.3438 | 0 | 424.3438 | 0 | 423.7196 | -0.00165 | 666.2574 | 0.00445 | 423.7196 | -0.00058901 | 665.4882 | 0 | 666.2574 | 0.00177 | 421.5669 | 0.12672
| 424.563 | 0.0021412 | 423.9388 | 0.010576 | 439.3896 | 0.00165 | 424.563 | 0.0046643 | 423.9388 | 0.0044151 | 418.1829 | 0.10707 | 423.9388 | 0.099793 | 424.563 | 0.06165 | 421.7825 | 0.0028285 | 439.3896 | 0.01481 | 424.563 | 0.0024523 | 424.563 | 0.0020151 | 418.57 | 0.00062851 | 424.563 | 0.00099355 | 438.8958 | 1.6055e-05 | 424.563 | 0.0013757 | 424.563 | 0.00031667 | 423.9388 | 0.00015084 | 666.4192 | 0.00461 | 423.9388 | 0.0061174 | 665.6502 | 5.0004e-05 | 666.4192 | 0.00169 | 421.7825 | 0.13238
| 424.7821 | 0.0011068 | 424.158 | 0.0096759 | 439.5025 | 0 | 424.7821 | 0.0042858 | 424.158 | 0.0069816 | 418.4015 | 0.10198 | 424.158 | 0.09606 | 424.7821 | 0.062201 | 421.9981 | 0.002753 | 439.5025 | 0.0137 | 424.7821 | 0 | 424.7821 | 0 | 418.79 | -0.0037602 | 424.7821 | 0 | 439.0103 | 3.005e-05 | 424.7821 | 0 | 424.7821 | 0 | 424.158 | -0.00215 | 666.581 | 0.00552 | 424.158 | -0.0016905 | 665.8121 | 0 | 666.581 | 0.00189 | 421.9981 | 0.13044
| 425.0013 | 0.002122 | 424.3772 | 0.010318 | 439.6153 | 0.00147 | 425.0013 | 0.0041591 | 424.3772 | 0.0036759 | 418.6201 | 0.098943 | 424.3772 | 0.096877 | 425.0013 | 0.068228 | 422.2137 | 0.0060496 | 439.6153 | 0.01297 | 425.0013 | 0.0020167 | 425.0013 | 0.002015 | 419.01 | -0.00099695 | 425.0013 | 0.001205 | 439.1247 | 1.4205e-05 | 425.0013 | 0.00084181 | 425.0013 | 0.00031352 | 424.3772 | 0.00122 | 666.7427 | 0.00364 | 424.3772 | 0.0010601 | 665.9741 | 6.9993e-05 | 666.7427 | 0.00178 | 422.2138 | 0.1366
| 425.2205 | 0.0014558 | 424.5964 | 0.010589 | 439.7282 | 0 | 425.2205 | 0.0036502 | 424.5964 | 0.0070895 | 418.8388 | 0.095635 | 424.5964 | 0.0911 | 425.2205 | 0.06916 | 422.4294 | 0.003054 | 439.7282 | 0.01282 | 425.2205 | 0 | 425.2205 | 0 | 419.23 | -0.0012245 | 425.2205 | 0 | 439.2392 | 2.9781e-05 | 425.2205 | 0 | 425.2205 | 0 | 424.5964 | -0.00142 | 666.9045 | 0.00288 | 424.5964 | -0.0024571 | 666.1361 | 0 | 666.9045 | 0.00185 | 422.4294 | 0.14372
| 425.4397 | 0.0018429 | 424.8156 | 0.0097458 | 439.8411 | 0.00125 | 425.4397 | 0.004319 | 424.8156 | 0.0041187 | 419.0575 | 0.092889 | 424.8156 | 0.090484 | 425.4397 | 0.073376 | 422.6451 | 0.0063798 | 439.8411 | 0.01353 | 425.4397 | 0.0017268 | 425.4397 | 0.0015419 | 419.45 | -0.00099695 | 425.4397 | 0.0021514 | 439.3536 | 1.5845e-05 | 425.4397 | 0.0013539 | 425.4397 | 0.00028898 | 424.8156 | 0.00070626 | 667.0663 | 0.00373 | 424.8156 | 0.0040729 | 666.2981 | 8.9995e-05 | 667.0663 | 0.00167 | 422.6451 | 0.14577
| 425.6589 | 0.00082773 | 425.0349 | 0.010105 | 439.954 | 0 | 425.6589 | 0.0032335 | 425.0349 | 0.0068524 | 419.2762 | 0.088913 | 425.0349 | 0.084475 | 425.6589 | 0.073407 | 422.8607 | 0.0064018 | 439.954 | 0.01359 | 425.6589 | 0 | 425.6589 | 0 | 419.67 | -0.0016472 | 425.6589 | 0 | 439.4681 | 3.0589e-05 | 425.6589 | 0 | 425.6589 | 0 | 425.0349 | -0.00186 | 667.2281 | 0.00432 | 425.0349 | -0.0029951 | 666.4601 | 0 | 667.2281 | 0.00178 | 422.8607 | 0.14725
| 425.8781 | 0.0019529 | 425.2541 | 0.010881 | 440.0668 | 0.00104 | 425.8781 | 0.004769 | 425.2541 | 0.0037492 | 419.4949 | 0.087284 | 425.2541 | 0.085471 | 425.8781 | 0.080306 | 423.0764 | 0.0054172 | 440.0668 | 0.0139 | 425.8781 | 0.0013488 | 425.8781 | 0.0015671 | 419.89 | 0.0028717 | 425.8781 | 0.0014147 | 439.5826 | 1.499e-05 | 425.8781 | 0.0014469 | 425.8781 | 0.00035325 | 425.2541 | 0.00134 | 667.3899 | 0.00477 | 425.2541 | 0.0019803 | 666.6221 | 6.9993e-05 | 667.3899 | 0.00169 | 423.0764 | 0.15405
| 426.0973 | 0.0012176 | 425.4734 | 0.0097739 | 440.1797 | 0 | 426.0973 | 0.0036962 | 425.4734 | 0.007205 | 419.7136 | 0.08411 | 425.4734 | 0.079556 | 426.0973 | 0.080336 | 423.2921 | 0.0033604 | 440.1797 | 0.01345 | 426.0973 | 0 | 426.0973 | 0 | 420.1 | -0.00050931 | 426.0973 | 0 | 439.697 | 3.1443e-05 | 426.0973 | 0 | 426.0973 | 0 | 425.4734 | -0.00198 | 667.5517 | 0.0039 | 425.4734 | -0.0016425 | 666.7841 | 0 | 667.5517 | 0.00176 | 423.2921 | 0.15903
| 426.3166 | 0.0022464 | 425.6927 | 0.0085738 | 440.2926 | 0.00137 | 426.3166 | 0.003712 | 425.6927 | 0.003231 | 419.9323 | 0.082485 | 425.6927 | 0.079707 | 426.3166 | 0.086038 | 423.5078 | 0.00521 | 440.2926 | 0.016 | 426.3166 | 0.0011278 | 426.3166 | 0.00057822 | 420.32 | 0.00033593 | 426.3166 | 0.00032724 | 439.8115 | 1.6629e-05 | 426.3166 | 0.00079842 | 426.3166 | 0.00037698 | 425.6927 | 0.00032644 | 667.7135 | 0.00596 | 425.6927 | 0.00098034 | 666.9461 | 5.0004e-05 | 667.7135 | 0.00165 | 423.5078 | 0.16248
| 426.5359 | 0.0021051 | 425.912 | 0.0096127 | 440.4055 | 0 | 426.5359 | 0.0037228 | 425.912 | 0.0067432 | 420.1511 | 0.079022 | 425.912 | 0.074441 | 426.5358 | 0.086088 | 423.7235 | 0.0029791 | 440.4055 | 0.01345 | 426.5358 | 0 | 426.5359 | 0 | 420.54 | -0.0011595 | 426.5358 | 0 | 439.926 | 3.1244e-05 | 426.5358 | 0 | 426.5359 | 0 | 425.912 | -0.00137 | 667.8753 | 0.00406 | 425.912 | -0.0022163 | 667.1081 | 6.6672e-06 | 667.8753 | 0.00187 | 423.7235 | 0.16958
| 426.7551 | 0.0027129 | 426.1313 | 0.01064 | 440.5184 | 0.00168 | 426.7551 | 0.0033636 | 426.1313 | 0.0028191 | 420.3698 | 0.076969 | 426.1313 | 0.075436 | 426.7551 | 0.093823 | 423.9392 | 0.0065568 | 440.5184 | 0.01458 | 426.7551 | 0.0022547 | 426.7551 | 0.0018284 | 420.76 | 0.0015712 | 426.7551 | 0.00072792 | 440.0405 | 1.4697e-05 | 426.7551 | 0.001186 | 426.7551 | 0.00030176 | 426.1313 | 0.00075074 | 668.0372 | 0.00419 | 426.1313 | 0.0017902 | 667.2702 | 6.9993e-05 | 668.0372 | 0.00179 | 423.9392 | 0.17332
| 426.9744 | 0.0014892 | 426.3506 | 0.0099744 | 440.6313 | 0 | 426.9744 | 0.0029851 | 426.3506 | 0.0055655 | 420.5886 | 0.073686 | 426.3506 | 0.071232 | 426.9744 | 0.094709 | 424.155 | 0.0052908 | 440.6313 | 0.01399 | 426.9744 | 0 | 426.9744 | 0 | 420.98 | -0.00021673 | 426.9744 | 0 | 440.155 | 2.7204e-05 | 426.9744 | 0 | 426.9744 | 0 | 426.3506 | -0.0014 | 668.199 | 0.00387 | 426.3506 | -0.00054385 | 667.4322 | 0 | 668.199 | 0.00192 | 424.155 | 0.17402
| 427.1937 | 0.002818 | 426.57 | 0.010262 | 440.7441 | 0.00203 | 427.1937 | 0.0035526 | 426.57 | 0.0049345 | 420.8073 | 0.072752 | 426.57 | 0.072712 | 427.1937 | 0.10195 | 424.3707 | 0.0066987 | 440.7441 | 0.01578 | 427.1937 | 0.0017371 | 427.1937 | 0.0017333 | 421.2 | 0.00010836 | 427.1937 | 0.00063166 | 440.2695 | 1.2507e-05 | 427.1937 | 0.0020402 | 427.1937 | 0.00016805 | 426.57 | 0.00192 | 668.3608 | 0.00317 | 426.57 | -0.0014893 | 667.5942 | 6.9993e-05 | 668.3608 | 0.00168 | 424.3707 | 0.18009
| 427.413 | 0.00033065 | 426.7894 | 0.0093447 | 440.857 | 0 | 427.413 | 0.0018663 | 426.7894 | 0.006386 | 421.0261 | 0.069887 | 426.7894 | 0.066773 | 427.413 | 0.10238 | 424.5865 | 0.0033514 | 440.857 | 0.0147 | 427.413 | 0 | 427.413 | 0 | 421.42 | -0.0017771 | 427.413 | 0 | 440.384 | 2.8059e-05 | 427.413 | 0 | 427.413 | 0 | 426.7894 | -0.00323 | 668.5227 | 0.00373 | 426.7894 | -0.0010993 | 667.7563 | 0 | 668.5227 | 0.00183 | 424.5865 | 0.1874
| 427.6324 | 0.0017133 | 427.0087 | 0.0099982 | 440.9699 | 0.00172 | 427.6324 | 0.0035622 | 427.0087 | 0.0035026 | 421.2449 | 0.068469 | 427.0087 | 0.067481 | 427.6324 | 0.11234 | 424.8023 | 0.0065293 | 440.9699 | 0.01339 | 427.6324 | 0.0024838 | 427.6324 | 0.0013911 | 421.64 | 0.0021565 | 427.6324 | 0.00085345 | 440.4985 | 1.5564e-05 | 427.6324 | 0.0019908 | 427.6324 | 0.00044545 | 427.0087 | 0.00217 | 668.6845 | 0.00431 | 427.0087 | -0.0025052 | 667.9183 | 6.9993e-05 | 668.6845 | 0.0017 | 424.8023 | 0.19515
| 427.8517 | 0.0017215 | 427.2281 | 0.010433 | 441.0828 | 0 | 427.8517 | 0.0029536 | 427.2281 | 0.0049697 | 421.4637 | 0.066336 | 427.2281 | 0.063183 | 427.8517 | 0.11327 | 425.0181 | 0.0053787 | 441.0828 | 0.01348 | 427.8517 | 0 | 427.8517 | 0.00058839 | 421.86 | -0.00073687 | 427.8517 | 0 | 440.613 | 3.1362e-05 | 427.8517 | 0 | 427.8517 | 0 | 427.2281 | -0.0013 | 668.8464 | 0.00424 | 427.2281 | 0.0016121 | 668.0804 | 0 | 668.8464 | 0.00181 | 425.0181 | 0.20097
| 428.0711 | 0.0028655 | 427.4475 | 0.0097671 | 441.1957 | 0.00104 | 428.0711 | 0.0032907 | 427.4475 | 0.0027765 | 421.6825 | 0.065461 | 427.4475 | 0.062919 | 428.0711 | 0.11974 | 425.2339 | 0.0068226 | 441.1957 | 0.01464 | 428.0711 | 0.0015818 | 428.0711 | 0.0014588 | 422.08 | 0.00040094 | 428.0711 | 0.00073916 | 440.7275 | 1.6219e-05 | 428.0711 | 0.0026817 | 428.0711 | 0.00027832 | 427.4475 | 0.00111 | 669.0083 | 0.00707 | 427.4475 | 0.0071267 | 668.2424 | 5.0004e-05 | 669.0083 | 0.00164 | 425.2339 | 0.20645
| 428.2904 | 0.0016536 | 427.6669 | 0.0090531 | 441.3086 | 0 | 428.2904 | 0.002281 | 427.6669 | 0.0055414 | 421.9014 | 0.063069 | 427.6669 | 0.057068 | 428.2905 | 0.11888 | 425.4497 | 0.0055616 | 441.3086 | 0.01475 | 428.2905 | 0 | 428.2904 | 0 | 422.3 | 0.0015387 | 428.2905 | 0 | 440.8421 | 3.1034e-05 | 428.2905 | 0 | 428.2904 | 0 | 427.6669 | -0.00188 | 669.1701 | 0.00392 | 427.6669 | 0.00065399 | 668.4045 | 0 | 669.1701 | 0.00165 | 425.4497 | 0.20907
| 428.5098 | 0.0016547 | 427.8864 | 0.0096318 | 441.4214 | 0.0013 | 428.5098 | 0.0033858 | 427.8864 | 0.0030289 | 422.1202 | 0.06217 | 427.8864 | 0.05867 | 428.5098 | 0.12749 | 425.6655 | 0.0058223 | 441.4214 | 0.0139 | 428.5098 | 0.0018597 | 428.5098 | 0.0016047 | 422.52 | 0.00040094 | 428.5098 | 0.00024174 | 440.9566 | 1.5271e-05 | 428.5098 | 0.0012162 | 428.5098 | 0.00024764 | 427.8864 | 0.00062619 | 669.332 | 0.00459 | 427.8864 | 0.0018596 | 668.5666 | 0.00011 | 669.332 | 0.00152 | 425.6655 | 0.21606
| 428.7292 | 0.0023237 | 428.1058 | 0.0090074 | 441.5343 | 0 | 428.7292 | 0.0037144 | 428.1058 | 0.0052338 | 422.3391 | 0.059323 | 428.1058 | 0.053902 | 428.7292 | 0.12909 | 425.8813 | 0.0070976 | 441.5343 | 0.01433 | 428.7292 | 0 | 428.7292 | 0 | 422.74 | 0.0009536 | 428.7292 | 0 | 441.0711 | 3.067e-05 | 428.7292 | 0 | 428.7292 | 0 | 428.1058 | -0.00163 | 669.4939 | 0.00388 | 428.1058 | -0.0035314 | 668.7287 | 0 | 669.4939 | 0.00175 | 425.8813 | 0.22211
| 428.9487 | 0.0020859 | 428.3253 | 0.009723 | 441.6472 | 0.00062425 | 428.9487 | 0.0032268 | 428.3253 | 0.0028454 | 422.5579 | 0.059679 | 428.3253 | 0.05582 | 428.9487 | 0.13704 | 426.0972 | 0.0060537 | 441.6472 | 0.01668 | 428.9487 | 0.0027366 | 428.9487 | 0.0018241 | 422.96 | 0.00049847 | 428.9487 | 0.0014568 | 441.1857 | 1.5845e-05 | 428.9487 | 0.0020817 | 428.9487 | 0.00029319 | 428.3253 | 0.00135 | 669.6558 | 0.00482 | 428.3253 | 0.0020892 | 668.8907 | 8.9995e-05 | 669.6558 | 0.00172 | 426.0972 | 0.2267
| 429.1681 | 0.0017357 | 428.5448 | 0.009523 | 441.7601 | 0 | 429.1681 | 0.0031166 | 428.5448 | 0.0054062 | 422.7768 | 0.0569 | 428.5448 | 0.050864 | 429.1681 | 0.13656 | 426.313 | 0.0070992 | 441.7601 | 0.01507 | 429.1681 | 0 | 429.1681 | 0 | 423.18 | 0.00056349 | 429.1681 | 0 | 441.3002 | 3.0378e-05 | 429.1681 | 0 | 429.1681 | 0 | 428.5448 | -0.00164 | 669.8177 | 0.00485 | 428.5448 | 0.00032234 | 669.0528 | 0 | 669.8177 | 0.00189 | 426.313 | 0.23398
| 429.3875 | 0.0019923 | 428.7643 | 0.0096292 | 441.873 | 0.00097105 | 429.3875 | 0.0028214 | 428.7643 | 0.0020331 | 422.9957 | 0.056472 | 428.7643 | 0.052721 | 429.3875 | 0.14487 | 426.5289 | 0.0086288 | 441.873 | 0.0151 | 429.3875 | 0.0025505 | 429.3875 | 0.0014258 | 423.4 | 0.0036519 | 429.3875 | 0.00078331 | 441.4147 | 1.458e-05 | 429.3875 | 0.00070871 | 429.3875 | 0.00040353 | 428.7643 | 0.00032989 | 669.9796 | 0.00276 | 428.7643 | 0.0029247 | 669.2149 | 8.9995e-05 | 669.9796 | 0.00172 | 426.5289 | 0.2426
| 429.607 | 0.0028882 | 428.9838 | 0.0093267 | 441.9859 | 0 | 429.607 | 0.002434 | 428.9838 | 0.0048435 | 423.2146 | 0.053508 | 428.9838 | 0.049715 | 429.607 | 0.15058 | 426.7448 | 0.0069382 | 441.9859 | 0.01606 | 429.607 | 0 | 429.607 | 0 | 423.62 | -0.00041178 | 429.607 | 0 | 441.5293 | 2.9886e-05 | 429.607 | 0 | 429.607 | 0 | 428.9838 | -0.00163 | 670.1415 | 0.00378 | 428.9838 | 0.00217 | 669.377 | 0 | 670.1415 | 0.00186 | 426.7448 | 0.25127
| 429.8264 | 0.0017651 | 429.2033 | 0.0097582 | 442.0988 | 0.00134 | 429.8264 | 0.0028151 | 429.2033 | 0.0027015 | 423.4335 | 0.053146 | 429.2033 | 0.051111 | 429.8265 | 0.15952 | 426.9607 | 0.0085955 | 442.0988 | 0.0143 | 429.8265 | 0.0026299 | 429.8264 | 0.0014461 | 423.84 | 0.00056349 | 429.8265 | 0.00068558 | 441.6438 | 1.5435e-05 | 429.8265 | 0.0011994 | 429.8265 | 0.00035244 | 429.2033 | 0.00047796 | 670.3034 | 0.00422 | 429.2033 | 0.0013711 | 669.5391 | 5.0004e-05 | 670.3034 | 0.0017 | 426.9607 | 0.26101
| 430.0459 | 0.0011971 | 429.4228 | 0.0093247 | 442.2117 | 0 | 430.0459 | 0.0020062 | 429.4228 | 0.0060497 | 423.6524 | 0.05067 | 429.4228 | 0.046729 | 430.0459 | 0.16037 | 427.1766 | 0.0071803 | 442.2117 | 0.01373 | 430.0459 | 0 | 430.0459 | 0 | 424.06 | 0.00017338 | 430.0459 | 0 | 441.7584 | 3.1362e-05 | 430.0459 | 0 | 430.0459 | 0 | 429.4228 | -0.00088015 | 670.4653 | 0.00359 | 429.4228 | -0.0020793 | 669.7012 | 0 | 670.4653 | 0.0019 | 427.1766 | 0.26482
| 430.2654 | 0.0021514 | 429.6424 | 0.0090392 | 442.3246 | 0.00109 | 430.2654 | 0.0032759 | 429.6424 | 0.0035407 | 423.8714 | 0.05104 | 429.6424 | 0.048449 | 430.2654 | 0.16771 | 427.3925 | 0.0076589 | 442.3246 | 0.01436 | 430.2654 | 0.0025422 | 430.2654 | 0.0014373 | 424.28 | -0.001322 | 430.2654 | 0.0018997 | 441.873 | 1.6091e-05 | 430.2654 | 0.0016643 | 430.2654 | 0.00015653 | 429.6424 | 0.00147 | 670.6272 | 0.00419 | 429.6424 | -0.00046185 | 669.8634 | 5.0004e-05 | 670.6272 | 0.00178 | 427.3925 | 0.2714
| 430.485 | 0.00083033 | 429.8619 | 0.009051 | 442.4375 | 0 | 430.485 | 0.0024634 | 429.8619 | 0.0049641 | 424.0903 | 0.049044 | 429.8619 | 0.04497 | 430.4849 | 0.16934 | 427.6084 | 0.0050473 | 442.4375 | 0.01685 | 430.4849 | 0 | 430.485 | 0 | 424.5 | -2.1673e-05 | 430.4849 | 0 | 441.9875 | 3.0425e-05 | 430.4849 | 0 | 430.485 | 0 | 429.8619 | -0.00118 | 670.7892 | 0.00434 | 429.8619 | -0.0050374 | 670.0255 | 0 | 670.7892 | 0.00194 | 427.6084 | 0.27877
| 430.7045 | 0.0022973 | 430.0815 | 0.0085494 | 442.5504 | 0.0004335 | 430.7045 | 0.0020374 | 430.0815 | 0.0011784 | 424.3093 | 0.048788 | 430.0815 | 0.046852 | 430.7045 | 0.17906 | 427.8244 | 0.0099463 | 442.5504 | 0.01518 | 430.7045 | 0.0030188 | 430.7045 | 0.0013646 | 424.72 | -0.00063934 | 430.7045 | 0.0012195 | 442.1021 | 1.4592e-05 | 430.7045 | 0.0011174 | 430.7045 | 0.00012927 | 430.0815 | 0.00169 | 670.9511 | 0.0038 | 430.0815 | -0.00038823 | 670.1876 | 6.9993e-05 | 670.9511 | 0.00175 | 427.8244 | 0.28689
| 430.924 | 0.0016856 | 430.3011 | 0.0091594 | 442.6633 | 0 | 430.924 | 0.001893 | 430.3011 | 0.0052274 | 424.5283 | 0.04632 | 430.3011 | 0.043383 | 430.924 | 0.18122 | 428.0403 | 0.0083524 | 442.6633 | 0.01671 | 430.924 | 0 | 430.924 | 0 | 424.94 | 0.00056349 | 430.924 | 0 | 442.2167 | 2.7075e-05 | 430.924 | 0 | 430.924 | 0 | 430.3011 | -0.00162 | 671.1131 | 0.00394 | 430.3011 | -0.003889 | 670.3497 | 0 | 671.1131 | 0.0019 | 428.0403 | 0.29314
| 431.1436 | 0.0021819 | 430.5207 | 0.0093293 | 442.7762 | 0.00118 | 431.1436 | 0.0027333 | 430.5207 | 0.0014133 | 424.7473 | 0.045618 | 430.5207 | 0.0451 | 431.1436 | 0.19022 | 428.2563 | 0.0095517 | 442.7762 | 0.0151 | 431.1436 | 0.0031803 | 431.1436 | 0.0011258 | 425.16 | -0.00028175 | 431.1436 | 0.00095959 | 442.3313 | 1.2624e-05 | 431.1436 | 0.0012509 | 431.1436 | 0.00033104 | 430.5207 | 0.00074014 | 671.275 | 0.00318 | 430.5207 | 0.00017563 | 670.5119 | 6.9993e-05 | 671.275 | 0.00172 | 428.2563 | 0.30352
| 431.3631 | 0.0017761 | 430.7404 | 0.0090179 | 442.8891 | 0 | 431.3631 | 0.0025619 | 430.7404 | 0.0052589 | 424.9662 | 0.044065 | 430.7404 | 0.041516 | 431.3631 | 0.19537 | 428.4723 | 0.010579 | 442.8891 | 0.01685 | 431.3631 | 0 | 431.3631 | 0 | 425.38 | 0.00066102 | 431.3631 | 0 | 442.4458 | 2.7591e-05 | 431.3631 | 0 | 431.3631 | 0 | 430.7403 | -0.00206 | 671.437 | 0.00431 | 430.7404 | 4.4633e-05 | 670.674 | 0 | 671.437 | 0.00182 | 428.4723 | 0.30652
| 431.5827 | 0.0015931 | 430.96 | 0.0099883 | 443.002 | 0.00139 | 431.5827 | 0.0032376 | 430.96 | 0.0028848 | 425.1852 | 0.043698 | 430.96 | 0.043678 | 431.5827 | 0.20973 | 428.6882 | 0.010059 | 443.002 | 0.01609 | 431.5827 | 0.0025384 | 431.5827 | 0.0017155 | 425.6 | -0.00028175 | 431.5827 | 0.00096467 | 442.5604 | 1.5107e-05 | 431.5827 | 0.0005218 | 431.5827 | 0.00027407 | 430.96 | 0.00109 | 671.5989 | 0.00371 | 430.96 | 0.0012285 | 670.8362 | 5.0004e-05 | 671.5989 | 0.00169 | 428.6882 | 0.31345
| 431.8023 | 0.0013031 | 431.1796 | 0.0095144 | 443.1149 | 0 | 431.8023 | 0.001566 | 431.1796 | 0.0045389 | 425.4043 | 0.041882 | 431.1796 | 0.040377 | 431.8023 | 0.2181 | 428.9042 | 0.011168 | 443.1149 | 0.01731 | 431.8023 | 0 | 431.8023 | 0 | 425.82 | 7.5855e-05 | 431.8023 | 0 | 442.675 | 3.0788e-05 | 431.8023 | 0 | 431.8023 | 0 | 431.1796 | -0.0012 | 671.7609 | 0.00294 | 431.1796 | -0.00038255 | 670.9983 | 0 | 671.7609 | 0.00194 | 428.9042 | 0.31837
| 432.0219 | 0.0023674 | 431.3993 | 0.010265 | 443.2278 | 0.00046818 | 432.0219 | 0.0025107 | 431.3993 | 0.0023319 | 425.6233 | 0.0421 | 431.3993 | 0.042245 | 432.0219 | 0.22883 | 429.1203 | 0.011364 | 443.2278 | 0.01527 | 432.0219 | 0.0023735 | 432.0219 | 0.0019765 | 426.04 | 0.0009211 | 432.0219 | 0.0016021 | 442.7896 | 1.5728e-05 | 432.0219 | 0.0018995 | 432.0219 | 0.00034582 | 431.3993 | 0.00133 | 671.9229 | 0.0057 | 431.3993 | 0.0016317 | 671.1605 | 6.9993e-05 | 671.9229 | 0.00181 | 429.1203 | 0.33525
| 432.2415 | 0.0018805 | 431.619 | 0.0094887 | 443.3407 | 0 | 432.2415 | 0.0013478 | 431.619 | 0.0038218 | 425.8423 | 0.039993 | 431.619 | 0.038668 | 432.2415 | 0.23484 | 429.3363 | 0.011461 | 443.3407 | 0.01796 | 432.2415 | 0 | 432.2415 | 0 | 426.26 | -0.00037928 | 432.2415 | 0 | 442.9042 | 3.149e-05 | 432.2415 | 0 | 432.2415 | 0 | 431.619 | -0.00109 | 672.0848 | 0.00387 | 431.619 | 7.721e-05 | 671.3227 | 0 | 672.0848 | 0.00192 | 429.3363 | 0.33472
| 432.4612 | 0.0017344 | 431.8387 | 0.010107 | 443.4536 | 0.00053755 | 432.4612 | 0.0025733 | 431.8387 | 0.0016982 | 426.0614 | 0.040516 | 431.8387 | 0.039134 | 432.4612 | 0.24329 | 429.5523 | 0.010984 | 443.4536 | 0.01634 | 432.4612 | 0.0020881 | 432.4612 | 0.0018705 | 426.48 | 0.00033593 | 432.4612 | 0.00054872 | 443.0188 | 1.5868e-05 | 432.4612 | 0.00050244 | 432.4611 | 0.00028498 | 431.8387 | 0.00069739 | 672.2468 | 0.00436 | 431.8387 | 0.0034766 | 671.4848 | 5.0004e-05 | 672.2468 | 0.00176 | 429.5523 | 0.34602
| 432.6808 | 0.0014671 | 432.0584 | 0.0092471 | 443.5666 | 0 | 432.6808 | 0.0017001 | 432.0584 | 0.0042665 | 426.2805 | 0.038103 | 432.0584 | 0.035193 | 432.6808 | 0.24565 | 429.7684 | 0.012127 | 443.5666 | 0.01677 | 432.6808 | 0 | 432.6808 | 0 | 426.7 | -0.00093193 | 432.6808 | 0 | 443.1334 | 3.1795e-05 | 432.6808 | 0 | 432.6808 | 0 | 432.0584 | -0.0005655 | 672.4088 | 0.00367 | 432.0584 | 0.0014718 | 671.647 | 0 | 672.4088 | 0.0019 | 429.7684 | 0.35061
| 432.9005 | 0.0019026 | 432.2781 | 0.0086704 | 443.6795 | 0.00065893 | 432.9005 | 0.0024031 | 432.2781 | 0.0015713 | 426.4995 | 0.036725 | 432.2781 | 0.036357 | 432.9005 | 0.2577 | 429.9844 | 0.012626 | 443.6795 | 0.01771 | 432.9005 | 0.0020007 | 432.9005 | 0.0015908 | 426.92 | -0.0014196 | 432.9005 | 0.00044786 | 443.2481 | 1.5997e-05 | 432.9005 | 0.0008705 | 432.9005 | 0.00037161 | 432.2781 | 0.00042433 | 672.5708 | 0.0038 | 432.2781 | -0.0015005 | 671.8092 | 6.9993e-05 | 672.5708 | 0.00175 | 429.9844 | 0.35839
| 433.1201 | 0.0015154 | 432.4979 | 0.008522 | 443.7924 | 0 | 433.1201 | 0.0020668 | 432.4979 | 0.0049131 | 426.7186 | 0.035636 | 432.4979 | 0.033077 | 433.1202 | 0.26205 | 430.2005 | 0.012368 | 443.7924 | 0.01575 | 433.1202 | 0 | 433.1201 | 0 | 427.14 | -0.0010295 | 433.1202 | 0 | 443.3627 | 3.0261e-05 | 433.1202 | 0 | 433.1202 | 0 | 432.4979 | -0.00225 | 672.7328 | 0.00394 | 432.4979 | -0.0037658 | 671.9714 | 0 | 672.7328 | 0.0019 | 430.2005 | 0.36571
| 433.3398 | 0.0027655 | 432.7176 | 0.0092593 | 443.9053 | 0.00172 | 433.3398 | 0.0020862 | 432.7176 | 0.0026944 | 426.9377 | 0.035362 | 432.7176 | 0.034735 | 433.3398 | 0.27487 | 430.4166 | 0.013559 | 443.9053 | 0.01742 | 433.3398 | 0.0017206 | 433.3398 | 0.0015776 | 427.36 | 0.0010836 | 433.3398 | 0.0008778 | 443.4773 | 1.4428e-05 | 433.3398 | 0.0006884 | 433.3398 | 0.00041114 | 432.7176 | 0.00234 | 672.8948 | 0.00438 | 432.7176 | 0.0002706 | 672.1336 | 6.9993e-05 | 672.8948 | 0.00183 | 430.4166 | 0.37633
| 433.5595 | 0.0007241 | 432.9374 | 0.0093917 | 444.0182 | 0 | 433.5595 | 0.001523 | 432.9374 | 0.0051021 | 427.1569 | 0.033487 | 432.9374 | 0.031334 | 433.5595 | 0.28141 | 430.6327 | 0.012274 | 444.0182 | 0.01552 | 433.5595 | 0.00018665 | 433.5595 | 0 | 427.58 | -0.0015171 | 433.5595 | 0 | 443.5919 | 2.9991e-05 | 433.5595 | 0 | 433.5595 | 0 | 432.9374 | -0.00138 | 673.0569 | 0.00466 | 432.9374 | -0.00073809 | 672.2958 | 0 | 673.0569 | 0.00193 | 430.6327 | 0.38618
| 433.7793 | 0.0028963 | 433.1572 | 0.0091816 | 444.1311 | 0.00251 | 433.7793 | 0.0019383 | 433.1572 | 0.0023576 | 427.376 | 0.03365 | 433.1572 | 0.03298 | 433.7793 | 0.29691 | 430.8488 | 0.016269 | 444.1311 | 0.01668 | 433.7793 | 0.0022869 | 433.7793 | 0.00072197 | 427.8 | -0.00050931 | 433.7793 | 0.00052992 | 443.7066 | 1.581e-05 | 433.7793 | 4.4383e-05 | 433.7793 | 0.00040534 | 433.1572 | 0.00030099 | 673.2189 | 0.00508 | 433.1572 | 0.0014816 | 672.458 | 5.0004e-05 | 673.2189 | 0.00172 | 430.8487 | 0.38986
| 433.999 | 0.0021117 | 433.377 | 0.0088519 | 444.244 | 0 | 433.999 | 0.0013437 | 433.377 | 0.0041429 | 427.5951 | 0.031923 | 433.377 | 0.030033 | 433.999 | 0.30418 | 431.0649 | 0.016244 | 444.244 | 0.01575 | 433.999 | 0 | 433.999 | 0 | 428.02 | -0.00037928 | 433.999 | 0 | 443.8212 | 3.053e-05 | 433.999 | 0 | 433.999 | 0 | 433.377 | -0.00241 | 673.3809 | 0.00327 | 433.377 | 0.0015002 | 672.6202 | 0 | 673.3809 | 0.00185 | 431.0649 | 0.39632
| 434.2188 | 0.0023286 | 433.5968 | 0.0093752 | 444.3569 | 0.00064159 | 434.2188 | 0.0019083 | 433.5968 | 0.0011143 | 427.8143 | 0.031624 | 433.5968 | 0.031528 | 434.2187 | 0.31885 | 431.281 | 0.01592 | 444.3569 | 0.01592 | 434.2187 | 0.00098975 | 434.2188 | 0.0010208 | 428.24 | 0.00010836 | 434.2187 | 0.00059898 | 443.9359 | 1.4966e-05 | 434.2187 | 0.00097513 | 434.2188 | 0.00029644 | 433.5968 | 0.00116 | 673.543 | 0.00485 | 433.5968 | 0.0036046 | 672.7824 | 6.9993e-05 | 673.543 | 0.00176 | 431.281 | 0.4073
| 434.4385 | 0.0013304 | 433.8166 | 0.009127 | 444.4699 | 0 | 434.4385 | 0.001675 | 433.8166 | 0.0043621 | 428.0334 | 0.029821 | 433.8166 | 0.028224 | 434.4385 | 0.3282 | 431.4972 | 0.017853 | 444.4699 | 0.01575 | 434.4385 | 0.0010307 | 434.4385 | 0 | 428.46 | -0.00021673 | 434.4385 | 0 | 444.0505 | 2.8902e-05 | 434.4385 | 0 | 434.4385 | 0 | 433.8166 | -0.00138 | 673.705 | 0.0035 | 433.8166 | -0.0026102 | 672.9447 | 0 | 673.705 | 0.00189 | 431.4972 | 0.41511
| 434.6583 | 0.0024502 | 434.0364 | 0.0093361 | 444.5828 | 0.0007803 | 434.6583 | 0.0023509 | 434.0364 | 0.0018333 | 428.2526 | 0.030093 | 434.0364 | 0.029382 | 434.6583 | 0.33874 | 431.7133 | 0.016501 | 444.5828 | 0.01864 | 434.6583 | 0.0017016 | 434.6583 | 0.0012788 | 428.68 | 0.0002384 | 434.6583 | 0.0012877 | 444.1652 | 1.4311e-05 | 434.6583 | 0.001158 | 434.6583 | 0.00030969 | 434.0364 | 0.00187 | 673.867 | 0.00445 | 434.0364 | 0.00028451 | 673.1069 | 6.9993e-05 | 673.867 | 0.00172 | 431.7133 | 0.42437
| 434.8781 | 0.0016769 | 434.2563 | 0.0085934 | 444.6957 | 0 | 434.8781 | 0.0018512 | 434.2563 | 0.0044822 | 428.4718 | 0.027482 | 434.2563 | 0.026032 | 434.8781 | 0.33947 | 431.9295 | 0.016589 | 444.6957 | 0.01566 | 434.8781 | 0 | 434.8781 | 0 | 428.9 | -0.00031426 | 434.8781 | 0 | 444.2798 | 2.9418e-05 | 434.8781 | 0 | 434.878 | 0 | 434.2563 | -0.00136 | 674.0291 | 0.00672 | 434.2563 | -0.0036272 | 673.2691 | 0 | 674.0291 | 0.00184 | 431.9295 | 0.43441
| 435.0978 | 0.0022957 | 434.4761 | 0.0093873 | 444.8086 | 0.00118 | 435.0978 | 0.0028258 | 434.4761 | 0.0013944 | 428.691 | 0.027952 | 434.4761 | 0.027359 | 435.0978 | 0.34679 | 432.1456 | 0.017779 | 444.8086 | 0.01555 | 435.0978 | 0.0024951 | 435.0978 | 0.0013456 | 429.12 | -0.00099695 | 435.0978 | 0.0012366 | 444.3945 | 1.5376e-05 | 435.0978 | 0.0012874 | 435.0978 | 0.00022125 | 434.4762 | 0.00206 | 674.1912 | 0.00535 | 434.4761 | 0.0013266 | 673.4314 | 5.0004e-05 | 674.1912 | 0.00171 | 432.1456 | 0.44057
| 435.3177 | 0.0017444 | 434.696 | 0.008783 | 444.9216 | 0 | 435.3177 | 0.0018874 | 434.696 | 0.005045 | 428.9102 | 0.02618 | 434.696 | 0.023985 | 435.3177 | 0.35234 | 432.3618 | 0.015952 | 444.9216 | 0.01776 | 435.3177 | 0.00070426 | 435.3177 | 0 | 429.34 | -0.00041178 | 435.3177 | 0 | 444.5091 | 3.0097e-05 | 435.3177 | 0 | 435.3177 | 0 | 434.696 | -0.0012 | 674.3532 | 0.00482 | 434.696 | -0.0011096 | 673.5936 | 0 | 674.3532 | 0.00183 | 432.3618 | 0.44816
| 435.5375 | 0.0026337 | 434.9159 | 0.0093268 | 445.0345 | 0.00093636 | 435.5375 | 0.0021566 | 434.9159 | 0.00072711 | 429.1294 | 0.025918 | 434.9159 | 0.025553 | 435.5375 | 0.36558 | 432.578 | 0.020605 | 445.0345 | 0.01782 | 435.5375 | 0.002767 | 435.5375 | 0.0016154 | 429.56 | 4.3346e-05 | 435.5375 | 0.0013193 | 444.6238 | 1.5072e-05 | 435.5375 | 0.0012109 | 435.5375 | 0.00020331 | 434.9159 | 0.00093163 | 674.5153 | 0.00401 | 434.9159 | 0.0015645 | 673.7559 | 6.9993e-05 | 674.5153 | 0.00175 | 432.578 | 0.45883
| 435.7573 | 0.00085625 | 435.1358 | 0.0086308 | 445.1474 | 0 | 435.7573 | 0.0014744 | 435.1358 | 0.0041461 | 429.3487 | 0.024752 | 435.1358 | 0.023209 | 435.7573 | 0.37804 | 432.7943 | 0.018996 | 445.1474 | 0.01805 | 435.7573 | 0.0010441 | 435.7573 | 9.2214e-05 | 429.78 | -0.0030125 | 435.7573 | 0 | 444.7385 | 3.0343e-05 | 435.7573 | 0 | 435.7573 | 0 | 435.1358 | -0.0005919 | 674.6774 | 0.00308 | 435.1358 | -0.0031088 | 673.9181 | 0 | 674.6774 | 0.00192 | 432.7942 | 0.46528
| 435.9772 | 0.002714 | 435.3558 | 0.0090617 | 445.2603 | 0.00172 | 435.9772 | 0.0022138 | 435.3558 | 0.0016395 | 429.5679 | 0.024939 | 435.3558 | 0.024862 | 435.9772 | 0.39304 | 433.0105 | 0.021331 | 445.2603 | 0.01873 | 435.9772 | 0.0013427 | 435.9772 | 0.0010727 | 430 | 0.00088859 | 435.9772 | 0.00028669 | 444.8532 | 1.5599e-05 | 435.9772 | 0.00084859 | 435.9772 | 5.942e-05 | 435.3558 | 0.00075322 | 674.8395 | 0.00436 | 435.3558 | 0.0019634 | 674.0804 | 6.9993e-05 | 674.8395 | 0.00179 | 433.0105 | 0.47617
| 436.1971 | 0.0020292 | 435.5757 | 0.0086203 | 445.3733 | 0 | 436.1971 | 0.0018765 | 435.5757 | 0.0034575 | 429.7872 | 0.022951 | 435.5757 | 0.021732 | 436.197 | 0.40162 | 433.2267 | 0.021944 | 445.3733 | 0.01745 | 436.197 | 0 | 436.1971 | 0 | 430.22 | -0.0016147 | 436.197 | 0 | 444.9679 | 3.2193e-05 | 436.197 | 0 | 436.197 | 0 | 435.5757 | -0.00197 | 675.0015 | 0.00345 | 435.5757 | -0.00092532 | 674.2427 | 0 | 675.0015 | 0.00187 | 433.2267 | 0.47473
| 436.4169 | 0.0027595 | 435.7957 | 0.0094434 | 445.4862 | 0.00158 | 436.4169 | 0.0024138 | 435.7957 | 0.0014244 | 430.0064 | 0.022795 | 435.7957 | 0.023447 | 436.4169 | 0.41489 | 433.4429 | 0.020926 | 445.4862 | 0.0168 | 436.4169 | 0.0028513 | 436.4169 | 0.0016336 | 430.44 | 0.0009211 | 436.4169 | 0.00063618 | 445.0826 | 1.6957e-05 | 436.4169 | 0.0012131 | 436.4169 | 0.00019509 | 435.7957 | 0.00087384 | 675.1636 | 0.00471 | 435.7957 | 0.0047587 | 674.4049 | 5.0004e-05 | 675.1636 | 0.00171 | 433.4429 | 0.4876
| 436.6368 | 0.0014079 | 436.0156 | 0.0086372 | 445.5991 | 0 | 436.6368 | 0.0015046 | 436.0156 | 0.0033769 | 430.2257 | 0.021115 | 436.0156 | 0.020494 | 436.6368 | 0.42539 | 433.6592 | 0.022607 | 445.5991 | 0.01711 | 436.6368 | 0.00044488 | 436.6368 | 3.2348e-05 | 430.66 | -0.001322 | 436.6368 | 0 | 445.1972 | 3.3177e-05 | 436.6368 | 0 | 436.6368 | 0 | 436.0156 | -0.00167 | 675.3257 | 0.00399 | 436.0156 | -0.00031379 | 674.5672 | 0 | 675.3257 | 0.00178 | 433.6592 | 0.49726
| 436.8567 | 0.0022383 | 436.2356 | 0.0088792 | 445.712 | 0.00102 | 436.8567 | 0.0020887 | 436.2356 | 0.00050925 | 430.445 | 0.021844 | 436.2356 | 0.021826 | 436.8567 | 0.44046 | 433.8755 | 0.024275 | 445.712 | 0.01657 | 436.8567 | 0.0019852 | 436.8567 | 0.0013968 | 430.88 | 0.00088859 | 436.8567 | 0.00073239 | 445.312 | 1.65e-05 | 436.8567 | 0.0011183 | 436.8567 | 0.00015999 | 436.2356 | 0.00097855 | 675.4879 | 0.00455 | 436.2356 | 0.00057623 | 674.7295 | 6.9993e-05 | 675.4879 | 0.00162 | 433.8755 | 0.5043
| 437.0767 | 0.0018722 | 436.4556 | 0.0086016 | 445.825 | 0 | 437.0767 | 0.0011491 | 436.4556 | 0.0040285 | 430.6643 | 0.020003 | 436.4556 | 0.018892 | 437.0767 | 0.44781 | 434.0917 | 0.023598 | 445.825 | 0.01731 | 437.0767 | 0.00065929 | 437.0767 | 0 | 431.1 | 7.5855e-05 | 437.0767 | 0 | 445.4266 | 3.1244e-05 | 437.0767 | 0 | 437.0767 | 0 | 436.4556 | -0.00056414 | 675.65 | 0.00429 | 436.4556 | -0.004296 | 674.8918 | 0 | 675.65 | 0.00177 | 434.0917 | 0.51919
| 437.2966 | 0.0021841 | 436.6756 | 0.0088901 | 445.9379 | 0.00137 | 437.2966 | 0.0025393 | 436.6756 | 0.0010469 | 430.8836 | 0.020441 | 436.6756 | 0.020324 | 437.2966 | 0.46371 | 434.308 | 0.025277 | 445.9379 | 0.01612 | 437.2966 | 0.0025624 | 437.2966 | 0.0013119 | 431.32 | 0.0014088 | 437.2966 | 0.00068744 | 445.5414 | 1.4908e-05 | 437.2966 | 0.00093089 | 437.2966 | 0.00033018 | 436.6756 | 0.00136 | 675.8121 | 0.0035 | 436.6756 | 0.0011929 | 675.0541 | 5.0004e-05 | 675.8121 | 0.00161 | 434.308 | 0.52378
| 437.5165 | 0.0015423 | 436.8956 | 0.0087692 | 446.0509 | 0 | 437.5165 | 0.0017145 | 436.8956 | 0.0034264 | 431.1029 | 0.018843 | 436.8956 | 0.01781 | 437.5165 | 0.47456 | 434.5244 | 0.024039 | 446.0509 | 0.01677 | 437.5165 | 0.00050677 | 437.5165 | 6.0701e-05 | 431.54 | -0.0020047 | 437.5165 | 0 | 445.6561 | 2.9968e-05 | 437.5165 | 0 | 437.5165 | 0 | 436.8956 | -0.00082126 | 675.9742 | 0.00388 | 436.8956 | -0.00094062 | 675.2164 | 0 | 675.9742 | 0.00175 | 434.5244 | 0.53313
| 437.7365 | 0.0019288 | 437.1157 | 0.0088501 | 446.1638 | 0.00060691 | 437.7365 | 0.001446 | 437.1157 | 0.0014114 | 431.3223 | 0.01916 | 437.1157 | 0.019463 | 437.7365 | 0.48663 | 434.7407 | 0.025746 | 446.1638 | 0.02168 | 437.7365 | 0.0030674 | 437.7365 | 0.00084759 | 431.76 | 0.00059601 | 437.7365 | 0.00048173 | 445.7708 | 1.5353e-05 | 437.7365 | 0.001325 | 437.7365 | 0.00028717 | 437.1157 | 0.00078859 | 676.1364 | 0.00447 | 437.1157 | 0.00067651 | 675.3787 | 5.0004e-05 | 676.1364 | 0.00165 | 434.7407 | 0.54326
| 437.9565 | 0.0016456 | 437.3357 | 0.0084253 | 446.2767 | 0 | 437.9565 | 0.001462 | 437.3357 | 0.003403 | 431.5416 | 0.017275 | 437.3357 | 0.01635 | 437.9565 | 0.49107 | 434.957 | 0.028558 | 446.2767 | 0.01748 | 437.9565 | 0.00064953 | 437.9565 | 0 | 431.98 | -0.00067186 | 437.9565 | 0 | 445.8855 | 2.9722e-05 | 437.9565 | 0 | 437.9565 | 0 | 437.3357 | -0.00105 | 676.2985 | 0.0039 | 437.3357 | -0.0020949 | 675.541 | 0 | 676.2985 | 0.00184 | 434.957 | 0.55201
| 438.1765 | 0.0019306 | 437.5558 | 0.0089016 | 446.3897 | 0.00153 | 438.1765 | 0.0026443 | 437.5558 | 0.0016341 | 431.761 | 0.017425 | 437.5558 | 0.018252 | 438.1765 | 0.5122 | 435.1733 | 0.030315 | 446.3897 | 0.01887 | 438.1765 | 0.002347 | 438.1765 | 0.0012629 | 432.2 | 0.00085607 | 438.1765 | 0.0012309 | 446.0002 | 1.4662e-05 | 438.1765 | 0.0012634 | 438.1764 | 0.00011076 | 437.5558 | 0.00055231 | 676.4606 | 0.00403 | 437.5558 | 0.0024039 | 675.7033 | 6.9993e-05 | 676.4606 | 0.00173 | 435.1733 | 0.56994
| 438.3965 | 0.0016851 | 437.7759 | 0.0081829 | 446.5026 | 0 | 438.3965 | 0.001191 | 437.7759 | 0.0045766 | 431.9804 | 0.016291 | 437.7759 | 0.015694 | 438.3965 | 0.5227 | 435.3897 | 0.027521 | 446.5026 | 0.01722 | 438.3965 | 0.00052782 | 438.3965 | 0 | 432.42 | -0.00024923 | 438.3965 | 0 | 446.115 | 2.8036e-05 | 438.3965 | 0 | 438.3965 | 0 | 437.7759 | -0.00105 | 676.6228 | 0.00517 | 437.7759 | -0.0013173 | 675.8656 | 0 | 676.6228 | 0.00179 | 435.3897 | 0.5747
| 438.6165 | 0.0022519 | 437.996 | 0.0088742 | 446.6155 | 0.00039883 | 438.6165 | 0.0020048 | 437.996 | 0.0013022 | 432.1998 | 0.016447 | 437.996 | 0.017918 | 438.6165 | 0.54237 | 435.606 | 0.031455 | 446.6155 | 0.01896 | 438.6165 | 0.0040353 | 438.6165 | 0.00204 | 432.64 | -0.00021673 | 438.6165 | 0.0017943 | 446.2297 | 1.3585e-05 | 438.6165 | 0.0011704 | 438.6165 | 0.00056602 | 437.996 | 0.00139 | 676.785 | 0.00306 | 437.996 | 0.0048231 | 676.028 | 5.0004e-05 | 676.785 | 0.0017 | 435.606 | 0.57856
| 438.8365 | 0.0019086 | 438.2161 | 0.0085275 | 446.7285 | 0 | 438.8365 | 0.0014614 | 438.2161 | 0.004026 | 432.4192 | 0.015389 | 438.2161 | 0.015304 | 438.8365 | 0.55672 | 435.8224 | 0.030086 | 446.7285 | 0.0181 | 438.8365 | 0.00071274 | 438.8365 | 0.00010932 | 432.87 | -0.00073687 | 438.8365 | 0 | 446.3444 | 2.9769e-05 | 438.8365 | 0 | 438.8365 | 0 | 438.2161 | -0.00128 | 676.9471 | 0.00483 | 438.2161 | -0.0014104 | 676.1903 | 0 | 676.9471 | 0.00181 | 435.8224 | 0.59524
| 439.0565 | 0.0027175 | 438.4362 | 0.0087786 | 446.8414 | 0.00010404 | 439.0565 | 0.0016957 | 438.4362 | 0.00031559 | 432.6386 | 0.015685 | 438.4362 | 0.016577 | 439.0566 | 0.57517 | 436.0388 | 0.033606 | 446.8414 | 0.01966 | 439.0566 | 0.0026895 | 439.0565 | 0.0012262 | 433.09 | -0.0016797 | 439.0566 | 0.0010861 | 446.4592 | 1.636e-05 | 439.0566 | 0.0011852 | 439.0566 | 0.00029305 | 438.4362 | 0.00037563 | 677.1093 | 0.00536 | 438.4362 | 0.0030519 | 676.3527 | 5.0004e-05 | 677.1093 | 0.00176 | 436.0388 | 0.60426
| 439.2766 | 0.0017208 | 438.6564 | 0.0081373 | 446.9544 | 0 | 439.2766 | 0.0015702 | 438.6564 | 0.002666 | 432.858 | 0.014686 | 438.6564 | 0.013852 | 439.2766 | 0.58648 | 436.2552 | 0.032864 | 446.9544 | 0.01827 | 439.2766 | 0 | 439.2766 | 0 | 433.31 | -0.00076939 | 439.2766 | 0 | 446.5739 | 3.2451e-05 | 439.2766 | 0 | 439.2766 | 0 | 438.6564 | -0.00098745 | 677.2715 | 0.00404 | 438.6564 | 0.00086095 | 676.515 | 0 | 677.2715 | 0.00189 | 436.2552 | 0.62362
| 439.4967 | 0.001777 | 438.8765 | 0.0088995 | 447.0673 | 0.00213 | 439.4967 | 0.0023179 | 438.8765 | 0.0021987 | 433.0774 | 0.014755 | 438.8765 | 0.015868 | 439.4967 | 0.60421 | 436.4716 | 0.036313 | 447.0673 | 0.01904 | 439.4967 | 0.0034412 | 439.4967 | 0.0017251 | 433.53 | 0.0015387 | 439.4967 | 0.00084176 | 446.6887 | 1.6301e-05 | 439.4967 | 0.0010503 | 439.4967 | 0.00019484 | 438.8765 | 0.00155 | 677.4336 | 0.00419 | 438.8765 | 0.0029139 | 676.6774 | 5.0004e-05 | 677.4336 | 0.00178 | 436.4716 | 0.6265
| 439.7168 | 0.0014177 | 439.0967 | 0.0080686 | 447.1803 | 0 | 439.7168 | 0.0008105 | 439.0967 | 0.0037787 | 433.2969 | 0.013352 | 439.0967 | 0.012907 | 439.7168 | 0.61058 | 436.688 | 0.033426 | 447.1803 | 0.01739 | 439.7168 | 0.00085793 | 439.7168 | 0 | 433.75 | -0.00024923 | 439.7168 | 0 | 446.8034 | 3.2111e-05 | 439.7168 | 0 | 439.7168 | 0 | 439.0967 | -0.00134 | 677.5958 | 0.00306 | 439.0967 | -0.001122 | 676.8397 | 0 | 677.5958 | 0.00189 | 436.688 | 0.63719
| 439.9369 | 0.0017571 | 439.3169 | 0.0085724 | 447.2932 | 0.00208 | 439.9369 | 0.001517 | 439.3169 | 0.0024555 | 433.5163 | 0.013694 | 439.3169 | 0.01475 | 439.9369 | 0.6226 | 436.9044 | 0.039598 | 447.2932 | 0.01901 | 439.9369 | 0.0036838 | 439.9369 | 0.001825 | 433.97 | 0.00027091 | 439.9369 | 0.00050307 | 446.9182 | 1.6009e-05 | 439.9369 | 0.0010766 | 439.9369 | 0.00029304 | 439.3169 | 0.00111 | 677.758 | 0.00436 | 439.3169 | 0.0025947 | 677.0021 | 5.0004e-05 | 677.758 | 0.00175 | 436.9044 | 0.65696
| 440.157 | 0.0016478 | 439.5371 | 0.0080581 | 447.4062 | 0 | 440.157 | 0.0011248 | 439.5371 | 0.0028457 | 433.7358 | 0.012612 | 439.5371 | 0.012101 | 440.157 | 0.62936 | 437.1209 | 0.038632 | 447.4062 | 0.0162 | 440.157 | 0.00094837 | 440.157 | 0 | 434.19 | -0.0030776 | 440.157 | 0 | 447.033 | 3.176e-05 | 440.157 | 0 | 440.157 | 0 | 439.5371 | -0.00101 | 677.9202 | 0.00348 | 439.5371 | -0.0012974 | 677.1644 | 0 | 677.9202 | 0.00188 | 437.1209 | 0.66353
| 440.3771 | 0.0025452 | 439.7573 | 0.0080294 | 447.5191 | 0.00158 | 440.3771 | 0.0022227 | 439.7573 | 0.0019495 | 433.9553 | 0.013197 | 439.7573 | 0.014026 | 440.3771 | 0.64877 | 437.3373 | 0.04035 | 447.5191 | 0.02029 | 440.3771 | 0.0035967 | 440.3771 | 0.0014802 | 434.41 | -0.00041178 | 440.3771 | 0.0012025 | 447.1477 | 1.581e-05 | 440.3771 | 0.00086876 | 440.3771 | 0.00018062 | 439.7573 | 0.00107 | 678.0824 | 0.0035 | 439.7573 | 0.00061391 | 677.3268 | 8.9995e-05 | 678.0824 | 0.00171 | 437.3373 | 0.68006
| 440.5973 | 0.0014615 | 439.9775 | 0.0080618 | 447.6321 | 0 | 440.5973 | 0.00089879 | 439.9775 | 0.0024213 | 434.1748 | 0.011709 | 439.9775 | 0.011611 | 440.5973 | 0.65961 | 437.5538 | 0.041475 | 447.6321 | 0.02162 | 440.5973 | 0.00095076 | 440.5973 | 0 | 434.63 | -0.0015496 | 440.5973 | 0 | 447.2625 | 3.2111e-05 | 440.5973 | 0 | 440.5973 | 0 | 439.9775 | -0.00060425 | 678.2446 | 0.00327 | 439.9775 | -0.0015784 | 677.4892 | 0 | 678.2446 | 0.00183 | 437.5538 | 0.6928
| 440.8174 | 0.0021168 | 440.1977 | 0.0085606 | 447.745 | 0.00239 | 440.8174 | 0.0020051 | 440.1977 | 0.0014665 | 434.3943 | 0.012515 | 440.1977 | 0.013251 | 440.8174 | 0.67161 | 437.7703 | 0.041891 | 447.745 | 0.0189 | 440.8174 | 0.0040951 | 440.8174 | 0.0021977 | 434.85 | 0.0016038 | 440.8174 | 0.00086995 | 447.3773 | 1.6336e-05 | 440.8174 | 0.0015911 | 440.8174 | 0.0004484 | 440.1977 | 0.00227 | 678.4069 | 0.00454 | 440.1977 | 6.7317e-06 | 677.6516 | 6.9993e-05 | 678.4069 | 0.0017 | 437.7703 | 0.70482
| 441.0376 | 0.0014881 | 440.418 | 0.0078758 | 447.858 | 0 | 441.0376 | 0.0010197 | 440.418 | 0.0036079 | 434.6138 | 0.011379 | 440.418 | 0.01104 | 441.0376 | 0.67872 | 437.9868 | 0.045214 | 447.858 | 0.01833 | 441.0376 | 0.00080769 | 441.0376 | 0 | 435.07 | -0.0018747 | 441.0376 | 0 | 447.4921 | 3.2884e-05 | 441.0376 | 0 | 441.0376 | 0 | 440.418 | -0.0007709 | 678.5691 | 0.00394 | 440.418 | 0.0023436 | 677.814 | 0 | 678.5691 | 0.00189 | 437.9868 | 0.71227
| 441.2578 | 0.0021108 | 440.6383 | 0.0084309 | 447.971 | 0.00284 | 441.2578 | 0.0017646 | 440.6383 | 0.00046042 | 434.8333 | 0.011771 | 440.6383 | 0.012509 | 441.2578 | 0.70037 | 438.2033 | 0.047131 | 447.971 | 0.01867 | 441.2578 | 0.0035404 | 441.2578 | 0.0014421 | 435.29 | -0.00034676 | 441.2578 | 0.00054831 | 447.6069 | 1.6582e-05 | 441.2578 | 0.00069811 | 441.2577 | 0.00029436 | 440.6383 | 0.0013 | 678.7313 | 0.00368 | 440.6383 | 1.4594e-05 | 677.9764 | 6.9993e-05 | 678.7313 | 0.0018 | 438.2033 | 0.72364
| 441.4779 | 0.0015913 | 440.8585 | 0.0080511 | 448.0839 | 0 | 441.4779 | 0.00070484 | 440.8585 | 0.0037715 | 435.0529 | 0.011183 | 440.8585 | 0.01096 | 441.4779 | 0.70889 | 438.4198 | 0.04897 | 448.0839 | 0.0202 | 441.4779 | 0.0014628 | 441.4779 | 0.00050057 | 435.51 | 0.0020915 | 441.4779 | 0 | 447.7217 | 3.1689e-05 | 441.4779 | 0 | 441.4779 | 0 | 440.8585 | -0.00134 | 678.8936 | 0.00309 | 440.8585 | -0.0010236 | 678.1388 | 0 | 678.8936 | 0.00187 | 438.4198 | 0.73975
| 441.6982 | 0.0023235 | 441.0788 | 0.0084033 | 448.1969 | 0.00046818 | 441.6982 | 0.0020506 | 441.0788 | 0.00075788 | 435.2724 | 0.011213 | 441.0788 | 0.01196 | 441.6982 | 0.72332 | 438.6363 | 0.048751 | 448.1969 | 0.01964 | 441.6982 | 0.0042692 | 441.6982 | 0.0017085 | 435.73 | -0.0017446 | 441.6982 | 0.00088827 | 447.8365 | 1.5107e-05 | 441.6982 | 0.00090558 | 441.6981 | 0.00043304 | 441.0788 | 0.00073351 | 679.0558 | 0.00429 | 441.0788 | 0.0025337 | 678.3012 | 8.9995e-05 | 679.0558 | 0.00175 | 438.6363 | 0.7514
| 441.9184 | 0.0013182 | 441.2992 | 0.0078181 | 448.3098 | 0 | 441.9184 | 0.0012001 | 441.2992 | 0.0028539 | 435.492 | 0.010398 | 441.2992 | 0.0098544 | 441.9184 | 0.7365 | 438.8529 | 0.050546 | 448.3098 | 0.01944 | 441.9184 | 0.0016525 | 441.9184 | 0 | 435.95 | -0.001062 | 441.9184 | 0 | 447.9513 | 2.7591e-05 | 441.9184 | 0 | 441.9184 | 0 | 441.2991 | -0.00038544 | 679.218 | 0.00531 | 441.2992 | -0.0010778 | 678.4636 | 0 | 679.218 | 0.00177 | 438.8529 | 0.75298
| 442.1386 | 0.0028614 | 441.5195 | 0.0077562 | 448.4228 | 0.00055488 | 442.1386 | 0.0019186 | 441.5195 | 0.00082603 | 435.7115 | 0.010908 | 441.5195 | 0.011569 | 442.1386 | 0.75072 | 439.0694 | 0.053389 | 448.4228 | 0.01986 | 442.1386 | 0.0040125 | 442.1386 | 0.0012433 | 436.17 | 0.00069354 | 442.1386 | 0.00070784 | 448.0661 | 1.2484e-05 | 442.1386 | 0.00010517 | 442.1386 | 0.00030378 | 441.5195 | 0.00053302 | 679.3803 | 0.00302 | 441.5195 | 0.00062091 | 678.626 | 6.9993e-05 | 679.3803 | 0.00171 | 439.0694 | 0.77058
| 442.3589 | 0.0015208 | 441.7398 | 0.0080458 | 448.5358 | 0 | 442.3589 | 0.0015688 | 441.7398 | 0.0029586 | 435.9311 | 0.0097467 | 441.7398 | 0.0093674 | 442.3589 | 0.75871 | 439.286 | 0.056538 | 448.5358 | 0.01949 | 442.3589 | 0.0026361 | 442.3589 | 0.00037373 | 436.39 | -0.0040204 | 442.3589 | 0 | 448.1809 | 2.7778e-05 | 442.3589 | 0 | 442.3589 | 0 | 441.7398 | -0.00153 | 679.5426 | 0.00445 | 441.7398 | -9.3685e-05 | 678.7885 | 0 | 679.5426 | 0.00173 | 439.286 | 0.78193
| 442.5791 | 0.002546 | 441.9602 | 0.0084162 | 448.6487 | 0.00134 | 442.5791 | 0.0013282 | 441.9602 | 0.0011576 | 436.1507 | 0.010229 | 441.9602 | 0.011309 | 442.5791 | 0.77294 | 439.5025 | 0.058635 | 448.6487 | 0.01941 | 442.5791 | 0.0047834 | 442.5791 | 0.0019968 | 436.61 | -0.00076939 | 442.5791 | 0.0010118 | 448.2957 | 1.5575e-05 | 442.5791 | 0.00098203 | 442.5791 | 0.00030322 | 441.9602 | 0.00099314 | 679.7048 | 0.00306 | 441.9602 | 0.0029673 | 678.9509 | 6.9993e-05 | 679.7048 | 0.00175 | 439.5025 | 0.79375
| 442.7994 | 0.001834 | 442.1805 | 0.0075968 | 448.7617 | 0 | 442.7994 | 0.0010419 | 442.1805 | 0.0033083 | 436.3703 | 0.009264 | 442.1805 | 0.0093599 | 442.7994 | 0.78979 | 439.7191 | 0.058558 | 448.7617 | 0.01898 | 442.7994 | 0.0025905 | 442.7994 | 0.00028332 | 436.83 | -0.00093193 | 442.7994 | 0 | 448.4105 | 3.1022e-05 | 442.7994 | 0 | 442.7994 | 0 | 442.1805 | -0.00191 | 679.8671 | 0.00394 | 442.1805 | 0.00021031 | 679.1133 | 0 | 679.8671 | 0.00186 | 439.7191 | 0.81295
| 443.0197 | 0.0031118 | 442.4009 | 0.0082372 | 448.8746 | 0.00098839 | 443.0197 | 0.0019241 | 442.4009 | 0.00035798 | 436.59 | 0.010094 | 442.4009 | 0.010805 | 443.0197 | 0.81119 | 439.9357 | 0.060867 | 448.8746 | 0.02063 | 443.0197 | 0.0042795 | 443.0197 | 0.0014839 | 437.06 | -0.0012895 | 443.0197 | 0.00098989 | 448.5253 | 1.5786e-05 | 443.0197 | 0.0012841 | 443.0197 | 0.00041198 | 442.4009 | 0.0007952 | 680.0294 | 0.00406 | 442.4009 | -0.00064513 | 679.2758 | 6.9993e-05 | 680.0294 | 0.00183 | 439.9357 | 0.82249
| 443.24 | 0.0019057 | 442.6213 | 0.0081634 | 448.9876 | 0 | 443.24 | 0.0014184 | 442.6213 | 0.0031914 | 436.8096 | 0.009254 | 442.6213 | 0.0086952 | 443.24 | 0.82736 | 440.1523 | 0.060905 | 448.9876 | 0.01833 | 443.24 | 0.003018 | 443.24 | 0.00041904 | 437.28 | -0.00054182 | 443.24 | 0 | 448.6402 | 3.1432e-05 | 443.24 | 0 | 443.24 | 0 | 442.6213 | -0.00092692 | 680.1917 | 0.00466 | 442.6213 | 0.00051597 | 679.4382 | 0 | 680.1917 | 0.00195 | 440.1523 | 0.83668
| 443.4603 | 0.0024393 | 442.8417 | 0.0081686 | 449.1006 | 0.0007803 | 443.4603 | 0.0017411 | 442.8417 | 0.00092724 | 437.0292 | 0.0094887 | 442.8417 | 0.010252 | 443.4603 | 0.83992 | 440.369 | 0.064556 | 449.1006 | 0.02083 | 443.4603 | 0.005054 | 443.4603 | 0.00069333 | 437.5 | 0.0017988 | 443.4603 | 0.00079103 | 448.755 | 1.6032e-05 | 443.4603 | 0.0014309 | 443.4603 | 0.00018141 | 442.8417 | 0.00079048 | 680.354 | 0.00455 | 442.8417 | 3.0311e-05 | 679.6006 | 8.9995e-05 | 680.354 | 0.00184 | 440.369 | 0.85247
| 443.6806 | 0.0018203 | 443.0622 | 0.0078931 | 449.2136 | 0 | 443.6806 | 0.0013912 | 443.0622 | 0.0030164 | 437.2489 | 0.0080043 | 443.0622 | 0.0082383 | 443.6806 | 0.83788 | 440.5856 | 0.065518 | 449.2136 | 0.01992 | 443.6806 | 0.0025657 | 443.6806 | 0 | 437.72 | -0.00028175 | 443.6806 | 0 | 448.8698 | 3.0179e-05 | 443.6806 | 0 | 443.6806 | 0 | 443.0622 | -0.00095148 | 680.5163 | 0.00359 | 443.0622 | -0.0031192 | 679.7631 | 0 | 680.5163 | 0.00196 | 440.5856 | 0.86386
| 443.901 | 0.0020474 | 443.2826 | 0.007754 | 449.3265 | 0.00118 | 443.901 | 0.0019855 | 443.2826 | 0.00076644 | 437.4686 | 0.0079551 | 443.2826 | 0.010016 | 443.901 | 0.83834 | 440.8022 | 0.067863 | 449.3265 | 0.02023 | 443.901 | 0.0043359 | 443.901 | 0.001209 | 437.94 | -0.00073687 | 443.901 | 0.00024719 | 448.9847 | 1.4252e-05 | 443.901 | 0.001017 | 443.901 | 0.00028952 | 443.2826 | 0.00046349 | 680.6786 | 0.00531 | 443.2826 | 0.0017862 | 679.9256 | 3.0002e-05 | 680.6786 | 0.00183 | 440.8022 | 0.87579
| 444.1213 | 0.0012615 | 443.5031 | 0.0076626 | 449.4395 | 0 | 444.1213 | 0.00043832 | 443.5031 | 0.0036074 | 437.6882 | 0.0079344 | 443.5031 | 0.0075698 | 444.1213 | 0.83731 | 441.0189 | 0.06933 | 449.4395 | 0.01907 | 444.1213 | 0.0028023 | 444.1213 | 0.00044925 | 438.16 | -0.00034676 | 444.1213 | 0 | 449.0995 | 2.964e-05 | 444.1213 | 0 | 444.1213 | 0 | 443.503 | -0.00188 | 680.8409 | 0.00241 | 443.5031 | -0.0015588 | 680.088 | 0 | 680.8409 | 0.00191 | 441.0189 | 0.88046
| 444.3417 | 0.0015836 | 443.7235 | 0.0078493 | 449.5525 | 0.00206 | 444.3417 | 0.0015648 | 443.7235 | 0.00063724 | 437.9079 | 0.0077206 | 443.7235 | 0.0092899 | 444.3417 | 0.83825 | 441.2355 | 0.073614 | 449.5525 | 0.01964 | 444.3417 | 0.0054245 | 444.3417 | 0.0017551 | 438.38 | 0.00069354 | 444.3417 | 0.0010376 | 449.2144 | 1.5786e-05 | 444.3417 | 0.00051679 | 444.3417 | 0.00043472 | 443.7235 | 0.00148 | 681.0032 | 0.00433 | 443.7235 | -0.0005875 | 680.2505 | 3.0002e-05 | 681.0032 | 0.00177 | 441.2355 | 0.89514
| 444.5621 | 0.0011741 | 443.944 | 0.0073119 | 449.6655 | 0 | 444.5621 | 0.00086591 | 443.944 | 0.0018836 | 438.1277 | 0.0070791 | 443.944 | 0.0069731 | 444.5621 | 0.83719 | 441.4522 | 0.073764 | 449.6655 | 0.01867 | 444.5621 | 0.00327 | 444.5621 | 0.00024166 | 438.6 | -0.00089942 | 444.5621 | 0 | 449.3292 | 3.1221e-05 | 444.5621 | 0 | 444.5621 | 0 | 443.944 | -0.00168 | 681.1655 | 0.00309 | 443.944 | -0.0023959 | 680.413 | 0 | 681.1655 | 0.00187 | 441.4522 | 0.90623
| 444.7825 | 0.0024762 | 444.1645 | 0.0076101 | 449.7784 | 0.00064159 | 444.7825 | 0.00095038 | 444.1645 | -0.0002364 | 438.3474 | 0.0073396 | 444.1645 | 0.0088597 | 444.7825 | 0.84074 | 441.6689 | 0.078824 | 449.7784 | 0.02001 | 444.7825 | 0.0054543 | 444.7825 | 0.0014763 | 438.82 | 0.00075855 | 444.7825 | 0.00058139 | 449.4441 | 1.581e-05 | 444.7825 | 0.00078717 | 444.7825 | 0.00024942 | 444.1645 | 0.00112 | 681.3278 | 0.0039 | 444.1645 | 2.1224e-05 | 680.5755 | 5.0004e-05 | 681.3278 | 0.00173 | 441.6689 | 0.91841
| 445.0029 | 0.00094938 | 444.385 | 0.0076275 | 449.8914 | 0 | 445.0029 | 0.00077708 | 444.385 | 0.0023272 | 438.5671 | 0.0062943 | 444.385 | 0.0069756 | 445.0029 | 0.85766 | 441.8856 | 0.079576 | 449.8914 | 0.02108 | 445.0029 | 0.0041566 | 445.0029 | 0.00073937 | 439.04 | -0.0013871 | 445.0029 | 0 | 449.559 | 2.9418e-05 | 445.0029 | 0 | 445.0029 | 0 | 444.385 | -0.00092811 | 681.4902 | 0.00338 | 444.385 | -0.00021567 | 680.738 | 0 | 681.4902 | 0.0019 | 441.8856 | 0.92264
| 445.2233 | 0.0026043 | 444.6055 | 0.0072384 | 450.0044 | 0.00076297 | 445.2233 | 0.0014299 | 444.6055 | 4.6584e-05 | 438.7868 | 0.0070556 | 444.6055 | 0.0084422 | 445.2233 | 0.86583 | 442.1023 | 0.081696 | 450.0044 | 0.02049 | 445.2233 | 0.0053251 | 445.2233 | 0.0017472 | 439.26 | -0.0015171 | 445.2233 | 0.0014109 | 449.6738 | 1.3983e-05 | 445.2233 | 0.00049521 | 445.2233 | 0.00024107 | 444.6055 | 0.00052921 | 681.6525 | 0.0045 | 444.6055 | 0.0015435 | 680.9005 | 5.0004e-05 | 681.6525 | 0.00177 | 442.1023 | 0.93573
| 445.4438 | 0.0011851 | 444.8261 | 0.0073413 | 450.1174 | 0 | 445.4438 | 0.00087287 | 444.8261 | 0.0021668 | 439.0066 | 0.0062222 | 444.8261 | 0.0066873 | 445.4438 | 0.87057 | 442.319 | 0.086108 | 450.1174 | 0.01745 | 445.4438 | 0.0033763 | 445.4438 | 0.00038893 | 439.48 | -0.0001192 | 445.4438 | 0 | 449.7887 | 2.8539e-05 | 445.4438 | 0 | 445.4438 | 0 | 444.8261 | -0.00151 | 681.8148 | 0.0041 | 444.8261 | 0.00028751 | 681.063 | 0 | 681.8148 | 0.00187 | 442.319 | 0.94107
| 445.6642 | 0.0020552 | 445.0466 | 0.007561 | 450.2304 | 0.00168 | 445.6642 | 0.0012705 | 445.0466 | 0.001262 | 439.2263 | 0.0069478 | 445.0466 | 0.0084835 | 445.6642 | 0.88562 | 442.5358 | 0.088704 | 450.2304 | 0.02103 | 445.6642 | 0.0061798 | 445.6642 | 0.0013456 | 439.7 | 0.00082357 | 445.6642 | 0.0010307 | 449.9036 | 1.4662e-05 | 445.6642 | 0.00071548 | 445.6642 | 0.00034441 | 445.0466 | 0.00071752 | 681.9772 | 0.00336 | 445.0466 | 0.002387 | 681.2255 | 6.9993e-05 | 681.9772 | 0.00166 | 442.5358 | 0.95192
| 445.8847 | 0.0013972 | 445.2672 | 0.0066705 | 450.3433 | 0 | 445.8847 | 0.0005272 | 445.2672 | 0.0027776 | 439.4461 | 0.0059945 | 445.2672 | 0.0062682 | 445.8847 | 0.90251 | 442.7525 | 0.092019 | 450.3433 | 0.02094 | 445.8847 | 0.0040706 | 445.8847 | 0 | 439.93 | -0.0019397 | 445.8847 | 0 | 450.0185 | 2.8902e-05 | 445.8847 | 0 | 445.8847 | 0 | 445.2672 | -0.00114 | 682.1396 | 0.00462 | 445.2672 | -0.0024988 | 681.388 | 0 | 682.1396 | 0.00178 | 442.7525 | 0.95939
| 446.1052 | 0.0020435 | 445.4878 | 0.0076575 | 450.4563 | 0.00137 | 446.1052 | 0.00098157 | 445.4878 | 0.00033511 | 439.6659 | 0.006718 | 445.4878 | 0.0082313 | 446.1051 | 0.92979 | 442.9693 | 0.096324 | 450.4563 | 0.02049 | 446.1051 | 0.0063588 | 446.1052 | 0.0015781 | 440.15 | -0.0016472 | 446.1051 | 0.00054891 | 450.1334 | 1.4334e-05 | 446.1051 | 0.001143 | 446.1052 | 0.00030704 | 445.4878 | 0.00152 | 682.3019 | 0.00464 | 445.4878 | 0.001417 | 681.5505 | 5.0004e-05 | 682.3019 | 0.00169 | 442.9693 | 0.97313
| 446.3257 | 0.0011637 | 445.7084 | 0.0076175 | 450.5693 | 0 | 446.3257 | 0.00021537 | 445.7084 | 0.0023298 | 439.8857 | 0.0062044 | 445.7084 | 0.0063366 | 446.3256 | 0.94902 | 443.186 | 0.09435 | 450.5693 | 0.0189 | 446.3256 | 0.0048389 | 446.3257 | 0.00051867 | 440.37 | 0.0022864 | 446.3256 | 0 | 450.2482 | 2.8457e-05 | 446.3256 | 0 | 446.3256 | 0 | 445.7084 | -0.00050461 | 682.4643 | 0.00417 | 445.7084 | -0.00020383 | 681.713 | 0 | 682.4643 | 0.00185 | 443.186 | 0.97607
| 446.5461 | 0.0025161 | 445.929 | 0.0078533 | 450.6823 | 0.00149 | 446.5461 | 0.0016215 | 445.929 | 0.00084238 | 440.1055 | 0.0068726 | 445.929 | 0.0082737 | 446.5461 | 0.96014 | 443.4028 | 0.098083 | 450.6823 | 0.02171 | 446.5461 | 0.0061941 | 446.5461 | 0.0016765 | 440.59 | 0.0009211 | 446.5461 | 0.0013908 | 450.3631 | 1.4498e-05 | 446.5461 | 0.00086843 | 446.5461 | 0.00021518 | 445.929 | 0.00037833 | 682.6267 | 0.00438 | 445.929 | 0.0025567 | 681.8756 | 3.0002e-05 | 682.6267 | 0.0017 | 443.4028 | 0.9847
| 446.7667 | 0.0018913 | 446.1496 | 0.0078571 | 450.7953 | 0 | 446.7667 | 0.00079623 | 446.1496 | 0.0034588 | 440.3253 | 0.0060301 | 446.1496 | 0.0061535 | 446.7667 | 0.97465 | 443.6196 | 0.099074 | 450.7953 | 0.02219 | 446.7667 | 0.0055908 | 446.7667 | 0.00037163 | 440.81 | -0.00021673 | 446.7667 | 0 | 450.478 | 2.9066e-05 | 446.7667 | 0 | 446.7667 | 0 | 446.1496 | -0.00133 | 682.789 | 0.00371 | 446.1496 | -0.0033874 | 682.0381 | 0 | 682.789 | 0.00189 | 443.6196 | 0.98673
| 446.9872 | 0.0025918 | 446.3702 | 0.0084784 | 450.9083 | 0.00192 | 446.9872 | 0.0015278 | 446.3702 | 0.00060955 | 440.5452 | 0.0061224 | 446.3702 | 0.0082512 | 446.9872 | 0.9974 | 443.8364 | 0.10775 | 450.9083 | 0.02199 | 446.9872 | 0.0083164 | 446.9872 | 0.0025761 | 441.03 | -0.00034676 | 446.9872 | 0.0018525 | 450.5929 | 1.492e-05 | 446.9872 | 0.0010901 | 446.9872 | 0.00032609 | 446.3702 | 0.00155 | 682.9514 | 0.00338 | 446.3702 | 0.0020538 | 682.2006 | 6.9993e-05 | 682.9514 | 0.00177 | 443.8364 | 0.99766
| 447.2077 | 0.00050277 | 446.5909 | 0.0075658 | 451.0213 | 0 | 447.2077 | 0.0011248 | 446.5909 | 0.0041796 | 440.765 | 0.0060458 | 446.5909 | 0.0057654 | 447.2077 | 1 | 444.0532 | 0.10475 | 451.0213 | 0.02125 | 447.2077 | 0.0060658 | 447.2077 | 0.00020575 | 441.25 | 0.0002384 | 447.2077 | 0 | 450.7079 | 2.9336e-05 | 447.2077 | 0 | 447.2077 | 0 | 446.5909 | -0.00137 | 683.1138 | 0.00271 | 446.5909 | -0.00070532 | 682.3632 | 0 | 683.1138 | 0.00192 | 444.0532 | 0.9965
| 447.4283 | 0.0017686 | 446.8116 | 0.0078685 | 451.1343 | 0.00139 | 447.4283 | 0.0011391 | 446.8116 | 0.001257 | 440.9849 | 0.0061772 | 446.8116 | 0.0077091 | 447.4283 | 0.99441 | 444.2701 | 0.11151 | 451.1343 | 0.02145 | 447.4283 | 0.0081498 | 447.4283 | 0.0021138 | 441.47 | 0.0011487 | 447.4283 | 0.00084707 | 450.8228 | 1.4756e-05 | 447.4283 | 0.0013529 | 447.4283 | 0.00033571 | 446.8116 | 0.00116 | 683.2762 | 0.00313 | 446.8116 | 0.0035352 | 682.5257 | 8.9995e-05 | 683.2762 | 0.00173 | 444.2701 | 1
| 447.6489 | 0.0012987 | 447.0322 | 0.0076729 | 451.2473 | 0 | 447.6489 | 0.00067514 | 447.0322 | 0.0024996 | 441.2047 | 0.0049306 | 447.0322 | 0.005296 | 447.6489 | 0.97431 | 444.4869 | 0.11424 | 451.2473 | 0.02128 | 447.6489 | 0.0065624 | 447.6489 | 0.00062054 | 441.69 | -0.00099695 | 447.6489 | 0 | 450.9377 | 3.0624e-05 | 447.6489 | 0 | 447.6489 | 0 | 447.0322 | -0.00064251 | 683.4386 | 0.00357 | 447.0322 | -0.00028726 | 682.6883 | 0 | 683.4386 | 0.00184 | 444.4869 | 0.99328
| 447.8694 | 0.0022155 | 447.2529 | 0.0068236 | 451.3603 | 0.00083232 | 447.8694 | 0.0014704 | 447.2529 | 0.00097406 | 441.4246 | 0.0061803 | 447.2529 | 0.0070303 | 447.8695 | 0.96429 | 444.7037 | 0.11804 | 451.3603 | 0.02182 | 447.8695 | 0.0085882 | 447.8694 | 0.0019679 | 441.91 | 0.0023191 | 447.8695 | 0.0009943 | 451.0526 | 1.6009e-05 | 447.8695 | 0.0011427 | 447.8694 | 0.00027456 | 447.2529 | 0.00166 | 683.601 | 0.00487 | 447.2529 | 0.0010759 | 682.8509 | 8.9995e-05 | 683.601 | 0.00171 | 444.7037 | 0.99463
| 448.0901 | 0.0014662 | 447.4736 | 0.0073205 | 451.4733 | 0 | 448.0901 | 0.00040632 | 447.4736 | 0.0021001 | 441.6445 | 0.0048366 | 447.4736 | 0.004897 | 448.0901 | 0.95233 | 444.9206 | 0.11961 | 451.4733 | 0.0216 | 448.0901 | 0.006248 | 448.0901 | 0.00035842 | 442.13 | -0.0012245 | 448.0901 | 0 | 451.1675 | 3.1198e-05 | 448.0901 | 0 | 448.0901 | 0 | 447.4736 | -0.00078862 | 683.7635 | 0.00461 | 447.4736 | -0.0038307 | 683.0134 | 0 | 683.7635 | 0.00187 | 444.9206 | 0.99914
| 448.3107 | 0.0020902 | 447.6944 | 0.007707 | 451.5863 | 0.00149 | 448.3107 | 0.00081076 | 447.6944 | 0.00026683 | 441.8644 | 0.005814 | 447.6944 | 0.0068784 | 448.3107 | 0.95198 | 445.1375 | 0.12308 | 451.5863 | 0.02304 | 448.3107 | 0.0094258 | 448.3107 | 0.0021084 | 442.36 | 0.0012137 | 448.3107 | 0.0010655 | 451.2825 | 1.5482e-05 | 448.3107 | 0.0010728 | 448.3107 | 0.00025417 | 447.6944 | 0.0008349 | 683.9259 | 0.00471 | 447.6944 | 0.0007037 | 683.176 | 6.9993e-05 | 683.9259 | 0.00177 | 445.1375 | 0.99669
| 448.5313 | 0.0014296 | 447.9151 | 0.0070368 | 451.6993 | 0 | 448.5313 | 0.0012262 | 447.9151 | 0.0025671 | 442.0843 | 0.0046389 | 447.9151 | 0.0052926 | 448.5313 | 0.9475 | 445.3544 | 0.12689 | 451.6993 | 0.02384 | 448.5313 | 0.0070203 | 448.5313 | 0.00061378 | 442.58 | -0.0021673 | 448.5313 | 0 | 451.3974 | 3.2064e-05 | 448.5313 | 0 | 448.5313 | 0 | 447.9151 | -0.0012 | 684.0883 | 0.0035 | 447.9151 | 0.0004284 | 683.3386 | 0 | 684.0883 | 0.00191 | 445.3544 | 0.99077
| 448.752 | 0.002518 | 448.1359 | 0.0074763 | 451.8123 | 0.00175 | 448.752 | 0.0018718 | 448.1359 | 0.0011513 | 442.3042 | 0.0049625 | 448.1359 | 0.0067382 | 448.7519 | 0.95654 | 445.5713 | 0.13398 | 451.8123 | 0.02361 | 448.7519 | 0.0099583 | 448.752 | 0.0017227 | 442.8 | 0.00088859 | 448.7519 | 0.00071289 | 451.5124 | 1.691e-05 | 448.7519 | 0.00094455 | 448.752 | 0.00014898 | 448.1359 | 0.00161 | 684.2507 | 0.0041 | 448.1359 | 0.0001803 | 683.5012 | 3.0002e-05 | 684.2507 | 0.00176 | 445.5713 | 0.98801
| 448.9726 | 0.0012062 | 448.3566 | 0.007444 | 451.9253 | 8.6901e-05 | 448.9726 | 0.00086737 | 448.3566 | 0.0020039 | 442.5242 | 0.0045443 | 448.3566 | 0.0046423 | 448.9726 | 0.96375 | 445.7882 | 0.13462 | 451.9253 | 0.02378 | 448.9726 | 0.0087066 | 448.9726 | 0.00074158 | 443.02 | 0.00049847 | 448.9726 | 0 | 451.6273 | 3.19e-05 | 448.9726 | 0 | 448.9726 | 0 | 448.3566 | -0.0008538 | 684.4132 | 0.00381 | 448.3566 | -0.0031855 | 683.6638 | 0 | 684.4132 | 0.00195 | 445.7882 | 0.98406
| 449.1933 | 0.0019917 | 448.5774 | 0.0080614 | 452.0383 | 0.00118 | 449.1933 | 0.0011025 | 448.5774 | 9.2831e-06 | 442.7441 | 0.0054757 | 448.5774 | 0.0068552 | 449.1933 | 0.95891 | 446.0051 | 0.14129 | 452.0383 | 0.02463 | 449.1933 | 0.010716 | 449.1933 | 0.002525 | 443.24 | 0.0015062 | 449.1933 | 0.00062823 | 451.7422 | 1.5236e-05 | 449.1933 | 0.0014106 | 449.1933 | 0.00038546 | 448.5774 | 0.00101 | 684.5756 | 0.00441 | 448.5774 | 0.0026179 | 683.8264 | 6.9993e-05 | 684.5756 | 0.00182 | 446.0051 | 0.97926
| 449.4139 | 0.0011018 | 448.7982 | 0.0073798 | 452.1513 | 0 | 449.4139 | 0.0003595 | 448.7982 | 0.0030447 | 442.9641 | 0.004386 | 448.7982 | 0.0046149 | 449.4139 | 0.94511 | 446.222 | 0.14089 | 452.1513 | 0.0235 | 449.4139 | 0.0091452 | 449.4139 | 0.00060023 | 443.46 | 0.0019614 | 449.4139 | 0 | 451.8572 | 2.841e-05 | 449.4139 | 0 | 449.4139 | 0 | 448.7982 | -0.00036886 | 684.7381 | 0.00186 | 448.7982 | -0.0010015 | 683.989 | 0 | 684.7381 | 0.00201 | 446.222 | 0.97291
| 449.6346 | 0.0019166 | 449.019 | 0.0080164 | 452.2643 | 0.00189 | 449.6346 | 0.0015376 | 449.019 | 0.0010772 | 443.1841 | 0.0045545 | 449.019 | 0.0068039 | 449.6346 | 0.94099 | 446.439 | 0.14765 | 452.2643 | 0.02526 | 449.6346 | 0.011174 | 449.6346 | 0.0027544 | 443.68 | 0.0017013 | 449.6346 | 0.001855 | 451.9721 | 1.3222e-05 | 449.6346 | 0.001431 | 449.6346 | 0.00032402 | 449.019 | 0.00072872 | 684.9005 | 0.00556 | 449.019 | 0.00084184 | 684.1516 | 5.0004e-05 | 684.9005 | 0.00184 | 446.439 | 0.96434
| 449.8553 | 0.0017714 | 449.2398 | 0.0069281 | 452.3773 | 0 | 449.8553 | 0.0010191 | 449.2398 | 0.0036992 | 443.4041 | 0.0039489 | 449.2398 | 0.0043774 | 449.8553 | 0.934 | 446.6559 | 0.15352 | 452.3773 | 0.0256 | 449.8553 | 0.010748 | 449.8553 | 0.00075223 | 443.9 | -0.00067186 | 449.8553 | 0 | 452.0871 | 2.6689e-05 | 449.8553 | 0 | 449.8553 | 0 | 449.2398 | -0.00082398 | 685.063 | 0.00388 | 449.2398 | -0.0036252 | 684.3142 | 0 | 685.063 | 0.00201 | 446.6559 | 0.95584
| 450.076 | 0.0025932 | 449.4607 | 0.00742 | 452.4903 | 0.00086701 | 450.076 | 0.00082418 | 449.4607 | 0.0004274 | 443.6241 | 0.0044563 | 449.4607 | 0.0061601 | 450.0761 | 0.92959 | 446.8729 | 0.15676 | 452.4903 | 0.02526 | 450.0761 | 0.011827 | 450.076 | 0.0021381 | 444.12 | 0.00088859 | 450.0761 | 0.0011949 | 452.2021 | 1.3467e-05 | 450.0761 | 0.0011543 | 450.0761 | 0.00031365 | 449.4606 | 5.028e-05 | 685.2255 | 0.00496 | 449.4607 | 0.00053362 | 684.4768 | 6.9993e-05 | 685.2255 | 0.00182 | 446.8729 | 0.94783
| 450.2968 | 0.0014311 | 449.6815 | 0.0072737 | 452.6033 | 0 | 450.2968 | 0.0001214 | 449.6815 | 0.0027328 | 443.8441 | 0.0033469 | 449.6815 | 0.0039521 | 450.2968 | 0.91439 | 447.0898 | 0.1595 | 452.6033 | 0.02404 | 450.2968 | 0.010558 | 450.2968 | 0.00063564 | 444.35 | 0.0010836 | 450.2968 | 0 | 452.3171 | 2.9523e-05 | 450.2968 | 0 | 450.2968 | 0 | 449.6815 | -0.00193 | 685.3879 | 0.00464 | 449.6815 | -0.0018483 | 684.6394 | 0 | 685.3879 | 0.00186 | 447.0898 | 0.94277
| 450.5175 | 0.0022237 | 449.9024 | 0.0074369 | 452.7163 | 0.00088435 | 450.5175 | 0.0012784 | 449.9024 | 0.00059282 | 444.0641 | 0.0037449 | 449.9024 | 0.0059821 | 450.5175 | 0.9056 | 447.3069 | 0.16598 | 452.7163 | 0.02321 | 450.5175 | 0.012864 | 450.5175 | 0.0021744 | 444.57 | 0.0010186 | 450.5175 | 8.3188e-05 | 452.432 | 1.6055e-05 | 450.5175 | 0.00092209 | 450.5176 | 0.00012279 | 449.9024 | 0.0017 | 685.5504 | 0.00371 | 449.9024 | 0.003463 | 684.8021 | 6.9993e-05 | 685.5504 | 0.00165 | 447.3068 | 0.9239
| 450.7383 | 0.0015599 | 450.1232 | 0.007507 | 452.8294 | 0 | 450.7383 | -2.8931e-05 | 450.1232 | 0.0028027 | 444.2841 | 0.003432 | 450.1232 | 0.0040129 | 450.7383 | 0.89003 | 447.5238 | 0.16877 | 452.8294 | 0.02441 | 450.7383 | 0.011649 | 450.7383 | 0.0009031 | 444.79 | 0.0019614 | 450.7383 | 0 | 452.547 | 3.0998e-05 | 450.7383 | 0 | 450.7383 | 0 | 450.1232 | -0.00239 | 685.7129 | 0.00388 | 450.1232 | -0.0037806 | 684.9647 | 0 | 685.7129 | 0.00179 | 447.5238 | 0.91298
| 450.9591 | 0.0018994 | 450.3441 | 0.0074969 | 452.9424 | 0.00067626 | 450.9591 | 0.001648 | 450.3441 | 0.0017471 | 444.5042 | 0.0039761 | 450.3441 | 0.0061289 | 450.9591 | 0.88525 | 447.7408 | 0.17331 | 452.9424 | 0.0223 | 450.9591 | 0.013638 | 450.9591 | 0.0024581 | 445.01 | -0.00041178 | 450.9591 | 0.0012315 | 452.662 | 1.499e-05 | 450.9591 | 0.0010741 | 450.9591 | 0.00043887 | 450.3441 | 0.00145 | 685.8754 | 0.00468 | 450.3441 | 0.00089407 | 685.1273 | 8.9995e-05 | 685.8754 | 0.00175 | 447.7408 | 0.9053
| 451.1799 | 0.001828 | 450.565 | 0.0071202 | 453.0554 | 0 | 451.1799 | 9.5088e-05 | 450.565 | 0.0033111 | 444.7242 | 0.003058 | 450.565 | 0.0034823 | 451.1799 | 0.86886 | 447.9579 | 0.17728 | 453.0554 | 0.02458 | 451.1799 | 0.010998 | 451.1799 | 0.00068211 | 445.23 | -0.00080189 | 451.1799 | 0 | 452.777 | 2.9195e-05 | 451.1799 | 0 | 451.1799 | 0 | 450.565 | -0.00157 | 686.0379 | 0.00461 | 450.565 | -0.00066739 | 685.29 | 0 | 686.0379 | 0.00193 | 447.9579 | 0.88191
| 451.4007 | 0.0017685 | 450.786 | 0.0058729 | 453.1684 | 0.00144 | 451.4007 | 0.00089099 | 450.786 | 0.00032322 | 444.9443 | 0.0040956 | 450.786 | 0.0060653 | 451.4007 | 0.86057 | 448.1749 | 0.1877 | 453.1684 | 0.02398 | 451.4007 | 0.014673 | 451.4007 | 0.0029103 | 445.45 | -0.00067186 | 451.4007 | 0.00069277 | 452.892 | 1.4334e-05 | 451.4007 | 0.0010258 | 451.4007 | 0.00021817 | 450.786 | 0.00136 | 686.2004 | 0.00496 | 450.786 | 0.0020882 | 685.4526 | 6.9993e-05 | 686.2004 | 0.00184 | 448.1749 | 0.87521
| 451.6215 | 0.00082389 | 451.0069 | 0.0055295 | 453.2815 | 0 | 451.6215 | 0.0003219 | 451.0069 | 0.0031481 | 445.1643 | 0.0031788 | 451.0069 | 0.0036321 | 451.6215 | 0.84499 | 448.392 | 0.18801 | 453.2815 | 0.02191 | 451.6215 | 0.013367 | 451.6215 | 0.0012185 | 445.67 | -0.0025899 | 451.6215 | 0 | 453.007 | 2.8375e-05 | 451.6215 | 0 | 451.6215 | 0 | 451.0069 | -0.00196 | 686.3629 | 0.00376 | 451.0069 | -0.0026829 | 685.6153 | 0 | 686.3629 | 0.00189 | 448.392 | 0.85828
| 451.8423 | 0.0027693 | 451.2278 | 0.0074083 | 453.3945 | 0.00064159 | 451.8423 | 0.00090505 | 451.2278 | 0.00088337 | 445.3844 | 0.003462 | 451.2278 | 0.005826 | 451.8423 | 0.83222 | 448.609 | 0.19458 | 453.3945 | 0.02301 | 451.8423 | 0.016398 | 451.8423 | 0.0025214 | 445.89 | 0.00010836 | 451.8423 | 0.00145 | 453.122 | 1.4205e-05 | 451.8423 | 0.0012319 | 451.8423 | 0.00026916 | 451.2278 | 0.0012 | 686.5254 | 0.00499 | 451.2278 | -0.00090172 | 685.7779 | 6.9993e-05 | 686.5254 | 0.00171 | 448.609 | 0.84535
| 452.0631 | 0.0016141 | 451.4488 | 0.007313 | 453.5075 | 0 | 452.0631 | 0.00056082 | 451.4488 | 0.0034191 | 445.6045 | 0.0032005 | 451.4488 | 0.0036356 | 452.0632 | 0.81799 | 448.8261 | 0.20071 | 453.5075 | 0.02236 | 452.0632 | 0.013072 | 452.0631 | 0.0010075 | 446.12 | -0.0013871 | 452.0632 | 0 | 453.237 | 2.9687e-05 | 452.0632 | 0 | 452.0631 | 0 | 451.4488 | -0.00066974 | 686.688 | 0.00274 | 451.4488 | -0.0017881 | 685.9406 | 0 | 686.688 | 0.00178 | 448.8261 | 0.82882
| 452.284 | 0.0025802 | 451.6698 | 0.0079629 | 453.6205 | 0.0013 | 452.284 | 0.0016198 | 451.6698 | 0.00067614 | 445.8246 | 0.0032062 | 451.6698 | 0.0057392 | 452.284 | 0.80271 | 449.0432 | 0.20538 | 453.6205 | 0.02301 | 452.284 | 0.016376 | 452.284 | 0.003402 | 446.34 | -0.00050931 | 452.284 | 0.00085315 | 453.352 | 1.5646e-05 | 452.284 | 0.0013064 | 452.284 | 0.00032517 | 451.6698 | 0.00136 | 686.8505 | 0.00445 | 451.6698 | 0.0012582 | 686.1033 | 5.0004e-05 | 686.8505 | 0.00174 | 449.0432 | 0.81055
| 452.5049 | 0.0017528 | 451.8908 | 0.0076085 | 453.7335 | 0 | 452.5049 | 0.00012763 | 451.8908 | 0.0016364 | 446.0448 | 0.0025042 | 451.8908 | 0.0036872 | 452.5049 | 0.78259 | 449.2603 | 0.21306 | 453.7335 | 0.02395 | 452.5049 | 0.014637 | 452.5049 | 0.0014398 | 446.56 | -0.00028175 | 452.5049 | 0 | 453.467 | 2.8703e-05 | 452.5049 | 0 | 452.5049 | 0 | 451.8908 | -0.00117 | 687.013 | 0.00311 | 451.8908 | -0.0016306 | 686.2659 | 0 | 687.013 | 0.00194 | 449.2602 | 0.79782
| 452.7258 | 0.0020611 | 452.1118 | 0.0076181 | 453.8466 | 0.0018 | 452.7258 | 0.0012769 | 452.1118 | 3.4481e-05 | 446.2649 | 0.0037055 | 452.1118 | 0.0052138 | 452.7258 | 0.7694 | 449.4774 | 0.2238 | 453.8466 | 0.0248 | 452.7258 | 0.017662 | 452.7258 | 0.002509 | 446.78 | -5.4182e-05 | 452.7258 | 0.0019912 | 453.582 | 1.3385e-05 | 452.7258 | 0.0011155 | 452.7258 | 0.00030112 | 452.1118 | 0.0003342 | 687.1756 | 0.00353 | 452.1118 | 0.00093577 | 686.4286 | 8.9995e-05 | 687.1756 | 0.00189 | 449.4774 | 0.78331
| 452.9467 | 0.0014184 | 452.3328 | 0.0070618 | 453.9596 | 0 | 452.9467 | -0.0001508 | 452.3328 | 0.003039 | 446.485 | 0.002881 | 452.3328 | 0.0031246 | 452.9467 | 0.74821 | 449.6945 | 0.22203 | 453.9596 | 0.02429 | 452.9467 | 0.015339 | 452.9467 | 0.0011912 | 447 | -0.00050931 | 452.9467 | 0 | 453.6971 | 2.7673e-05 | 452.9467 | 0 | 452.9467 | 0 | 452.3328 | -0.00097402 | 687.3381 | 0.00459 | 452.3328 | -0.0028562 | 686.5913 | 0 | 687.3381 | 0.002 | 449.6945 | 0.76007
| 453.1676 | 0.0022242 | 452.5538 | 0.0075584 | 454.0727 | 0.00156 | 453.1676 | 0.0018979 | 452.5538 | 0.00029788 | 446.7052 | 0.0034453 | 452.5538 | 0.0054358 | 453.1676 | 0.73313 | 449.9116 | 0.22811 | 454.0727 | 0.02387 | 453.1676 | 0.019414 | 453.1676 | 0.0030542 | 447.22 | 0.0013763 | 453.1676 | 0.0013815 | 453.8121 | 1.4592e-05 | 453.1676 | 0.0012663 | 453.1676 | 0.00017994 | 452.5538 | 0.00169 | 687.5006 | 0.00498 | 452.5538 | 0.0020342 | 686.754 | 6.9993e-05 | 687.5006 | 0.00181 | 449.9116 | 0.73895
| 453.3885 | 0.0014154 | 452.7749 | 0.0074874 | 454.1857 | 0 | 453.3885 | 0.00052664 | 452.7749 | 0.0028619 | 446.9254 | 0.0024019 | 452.7749 | 0.003247 | 453.3885 | 0.70615 | 450.1287 | 0.23499 | 454.1857 | 0.0248 | 453.3885 | 0.017853 | 453.3885 | 0.0017199 | 447.44 | 0.0020589 | 453.3885 | 0 | 453.9271 | 2.9535e-05 | 453.3885 | 0 | 453.3885 | 0 | 452.7749 | -0.00016112 | 687.6632 | 0.00489 | 452.7749 | 1.5621e-05 | 686.9167 | 0 | 687.6632 | 0.00198 | 450.1287 | 0.72591
| 453.6094 | 0.001632 | 452.9959 | 0.0070544 | 454.2987 | 0.00106 | 453.6094 | 0.001547 | 452.9959 | 0.00025411 | 447.1456 | 0.0031701 | 452.9959 | 0.0049944 | 453.6094 | 0.68639 | 450.3459 | 0.24047 | 454.2987 | 0.02526 | 453.6094 | 0.018667 | 453.6094 | 0.0026346 | 447.66 | 0.00040094 | 453.6094 | 0.00024698 | 454.0422 | 1.5376e-05 | 453.6094 | 0.001148 | 453.6094 | 0.00026796 | 452.9959 | 0.0015 | 687.8258 | 0.0038 | 452.9959 | -0.0014601 | 687.0794 | 3.0002e-05 | 687.8258 | 0.00185 | 450.3459 | 0.70582
| 453.8304 | 0.0017259 | 453.217 | 0.0055977 | 454.4118 | 0 | 453.8304 | 0.00048837 | 453.217 | 0.0025233 | 447.3658 | 0.0027404 | 453.217 | 0.0029507 | 453.8304 | 0.66585 | 450.563 | 0.24925 | 454.4118 | 0.02231 | 453.8304 | 0.018172 | 453.8304 | 0.0015421 | 447.89 | 0.00040094 | 453.8304 | 0 | 454.1572 | 3.0179e-05 | 453.8304 | 0 | 453.8304 | 0 | 453.217 | -0.00116 | 687.9883 | 0.00475 | 453.217 | -0.0011806 | 687.2421 | 0 | 687.9883 | 0.00195 | 450.563 | 0.69176
| 454.0513 | 0.0019435 | 453.4381 | 0.0074336 | 454.5248 | 0.00111 | 454.0513 | 0.00088013 | 453.4381 | 0.00071001 | 447.586 | 0.0030092 | 453.4381 | 0.0051266 | 454.0513 | 0.65447 | 450.7802 | 0.25686 | 454.5248 | 0.02301 | 454.0513 | 0.021367 | 454.0513 | 0.0037846 | 448.11 | 0.0013112 | 454.0513 | 0.00095192 | 454.2722 | 1.5002e-05 | 454.0513 | 0.0010358 | 454.0513 | 0.00028157 | 453.4381 | 0.00111 | 688.1509 | 0.00485 | 453.4381 | -0.0030787 | 687.4049 | 8.9995e-05 | 688.1509 | 0.00174 | 450.7802 | 0.67373
| 454.2723 | 0.0019677 | 453.6592 | 0.0066129 | 454.6378 | 0 | 454.2723 | 6.3727e-05 | 453.6592 | 0.0027469 | 447.8062 | 0.0021211 | 453.6592 | 0.0027937 | 454.2723 | 0.63443 | 450.9974 | 0.26159 | 454.6378 | 0.02174 | 454.2723 | 0.020709 | 454.2723 | 0.0018319 | 448.33 | -0.00034676 | 454.2723 | 0 | 454.3873 | 3.0038e-05 | 454.2723 | 0 | 454.2723 | 0 | 453.6592 | -0.00084842 | 688.3135 | 0.00452 | 453.6592 | -0.0013922 | 687.5676 | 0 | 688.3135 | 0.00184 | 450.9974 | 0.65346
| 454.4933 | 0.0017032 | 453.8803 | 0.0076609 | 454.7509 | 0.00098839 | 454.4933 | 0.001178 | 453.8803 | 0.0010279 | 448.0264 | 0.0028173 | 453.8803 | 0.0051656 | 454.4933 | 0.62439 | 451.2146 | 0.2706 | 454.7509 | 0.02293 | 454.4933 | 0.023149 | 454.4933 | 0.0038856 | 448.55 | 0.0009536 | 454.4933 | 0.0017367 | 454.5023 | 1.5212e-05 | 454.4933 | 0.00088837 | 454.4933 | 0.00045058 | 453.8803 | 0.00151 | 688.4761 | 0.00469 | 453.8803 | 0.00049532 | 687.7303 | 5.0004e-05 | 688.4761 | 0.0018 | 451.2146 | 0.64
| 454.7143 | 0.0012935 | 454.1015 | 0.006608 | 454.8639 | 0 | 454.7143 | 0.00013869 | 454.1015 | 0.0027335 | 448.2466 | 0.0019726 | 454.1015 | 0.002535 | 454.7143 | 0.60257 | 451.4318 | 0.27583 | 454.8639 | 0.02299 | 454.7143 | 0.020325 | 454.7143 | 0.0015616 | 448.77 | 0.00017338 | 454.7143 | 0 | 454.6174 | 3.1362e-05 | 454.7143 | 0 | 454.7143 | 0 | 454.1015 | -0.0014 | 688.6387 | 0.00466 | 454.1015 | -0.0019856 | 687.893 | 0 | 688.6387 | 0.00202 | 451.4318 | 0.61776
| 454.9353 | 0.0021005 | 454.3226 | 0.0076033 | 454.977 | 0.00146 | 454.9353 | 0.00082881 | 454.3226 | 0.00031244 | 448.4669 | 0.0028378 | 454.3226 | 0.0048574 | 454.9353 | 0.59264 | 451.649 | 0.28369 | 454.977 | 0.025 | 454.9353 | 0.024895 | 454.9353 | 0.0042536 | 448.99 | 0.0013112 | 454.9353 | 0.001456 | 454.7325 | 1.6173e-05 | 454.9353 | 0.0014721 | 454.9353 | 0.00045035 | 454.3226 | 0.00147 | 688.8013 | 0.0048 | 454.3226 | 0.0029887 | 688.0558 | 3.0002e-05 | 688.8013 | 0.00195 | 451.649 | 0.60813
| 455.1563 | 0.00086404 | 454.5438 | 0.0074432 | 455.09 | 0 | 455.1563 | 0.00055627 | 454.5438 | 0.0025036 | 448.6872 | 0.0016358 | 454.5438 | 0.0028107 | 455.1563 | 0.57337 | 451.8662 | 0.29008 | 455.09 | 0.02273 | 455.1563 | 0.023659 | 455.1563 | 0.0027975 | 449.21 | -5.4182e-05 | 455.1563 | 0 | 454.8475 | 3.1736e-05 | 455.1563 | 0 | 455.1563 | 0 | 454.5438 | -0.0003556 | 688.9639 | 0.0036 | 454.5438 | -0.00035906 | 688.2185 | 0 | 688.9639 | 0.0021 | 451.8662 | 0.58497
| 455.3774 | 0.001838 | 454.7649 | 0.006659 | 455.2031 | 0.00165 | 455.3774 | 0.00097876 | 454.7649 | 0.00022243 | 448.9074 | 0.0025912 | 454.7649 | 0.0045717 | 455.3774 | 0.5553 | 452.0835 | 0.29878 | 455.2031 | 0.02409 | 455.3774 | 0.025944 | 455.3774 | 0.0036426 | 449.44 | 0.0010186 | 455.3774 | 0.00073981 | 454.9626 | 1.5564e-05 | 455.3774 | 0.00068475 | 455.3774 | 0.00033995 | 454.7649 | 0.00102 | 689.1265 | 0.00454 | 454.7649 | 0.0038018 | 688.3813 | 6.9993e-05 | 689.1265 | 0.0019 | 452.0835 | 0.56923
| 455.5984 | 0.0010964 | 454.9861 | 0.0064734 | 455.3161 | 0 | 455.5984 | 0.00075331 | 454.9861 | 0.0031688 | 449.1277 | 0.0020155 | 454.9861 | 0.00247 | 455.5984 | 0.53312 | 452.3008 | 0.30391 | 455.3161 | 0.02407 | 455.5984 | 0.023873 | 455.5984 | 0.0021236 | 449.66 | -0.0022648 | 455.5984 | 0 | 455.0777 | 3.0753e-05 | 455.5984 | 0 | 455.5985 | 0 | 454.9861 | -0.00082229 | 689.2891 | 0.00397 | 454.9861 | -0.0033301 | 688.544 | 0 | 689.2891 | 0.00202 | 452.3007 | 0.55262
| 455.8195 | 0.0020532 | 455.2073 | 0.0069609 | 455.4292 | 0.00113 | 455.8195 | 0.00099527 | 455.2073 | 0.00052534 | 449.348 | 0.0024488 | 455.2073 | 0.0044508 | 455.8195 | 0.52602 | 452.518 | 0.31268 | 455.4292 | 0.02645 | 455.8195 | 0.026687 | 455.8195 | 0.0038531 | 449.88 | -0.0012895 | 455.8195 | 0.00094178 | 455.1928 | 1.5189e-05 | 455.8195 | 0.0011706 | 455.8195 | 0.00034721 | 455.2073 | 0.0013 | 689.4517 | 0.00434 | 455.2073 | 0.0042052 | 688.7068 | 6.9993e-05 | 689.4517 | 0.00179 | 452.518 | 0.53924
| 456.0406 | 0.0013053 | 455.4285 | 0.0061556 | 455.5422 | 0 | 456.0406 | 0.00018232 | 455.4285 | 0.0033486 | 449.5683 | 0.0019708 | 455.4285 | 0.0025435 | 456.0406 | 0.51107 | 452.7353 | 0.31877 | 455.5422 | 0.02497 | 456.0406 | 0.025812 | 456.0406 | 0.0026266 | 450.1 | -0.0013546 | 456.0406 | 0 | 455.3079 | 3.087e-05 | 456.0406 | 0 | 456.0406 | 0 | 455.4285 | -0.00145 | 689.6144 | 0.00294 | 455.4285 | 0.0036865 | 688.8696 | 0 | 689.6144 | 0.00193 | 452.7353 | 0.52734
| 456.2617 | 0.0018297 | 455.6498 | 0.0070146 | 455.6553 | 0.00151 | 456.2617 | 0.0010711 | 455.6498 | 0.00053626 | 449.7887 | 0.0023764 | 455.6498 | 0.0039015 | 456.2617 | 0.50199 | 452.9526 | 0.33086 | 455.6553 | 0.02443 | 456.2617 | 0.02842 | 456.2617 | 0.0041196 | 450.32 | -0.00021673 | 456.2617 | 0.0014268 | 455.423 | 1.5821e-05 | 456.2617 | 0.0013218 | 456.2617 | 0.00030725 | 455.6498 | 0.00048769 | 689.777 | 0.0044 | 455.6498 | 0.0010414 | 689.0323 | 5.0004e-05 | 689.777 | 0.00181 | 452.9526 | 0.51272
| 456.4828 | 0.0014386 | 455.871 | 0.0064743 | 455.7683 | 0 | 456.4828 | 0.00022903 | 455.871 | 0.0024821 | 450.009 | 0.0015284 | 455.871 | 0.0021241 | 456.4828 | 0.48132 | 453.1699 | 0.33695 | 455.7683 | 0.02333 | 456.4828 | 0.028335 | 456.4828 | 0.0028726 | 450.54 | -0.0023624 | 456.4828 | 0 | 455.538 | 2.9909e-05 | 456.4828 | 0 | 456.4828 | 0 | 455.871 | -0.00126 | 689.9396 | 0.00348 | 455.871 | -0.0024968 | 689.1951 | 0 | 689.9396 | 0.00197 | 453.1699 | 0.49109
| 456.7039 | 0.0021724 | 456.0923 | 0.0070216 | 455.8814 | 0.00084967 | 456.7039 | 0.0011939 | 456.0923 | 0.00010819 | 450.2293 | 0.0021259 | 456.0923 | 0.0043173 | 456.7039 | 0.47458 | 453.3872 | 0.34727 | 455.8814 | 0.02497 | 456.7039 | 0.031863 | 456.7039 | 0.004305 | 450.76 | 0.00010836 | 456.7039 | 0.00064147 | 455.6531 | 1.4311e-05 | 456.7039 | 0.0014179 | 456.7039 | 0.00045079 | 456.0923 | 0.00138 | 690.1023 | 0.00457 | 456.0923 | 0.0039988 | 689.3579 | 3.0002e-05 | 690.1023 | 0.00181 | 453.3872 | 0.48033
| 456.925 | 0.00046505 | 456.3135 | 0.0068237 | 455.9944 | 0 | 456.925 | 0.00041519 | 456.3135 | 0.001511 | 450.4497 | 0.0012429 | 456.3135 | 0.0023465 | 456.9251 | 0.46235 | 453.6045 | 0.35163 | 455.9944 | 0.02174 | 456.9251 | 0.030252 | 456.925 | 0.0029586 | 450.99 | -0.00031426 | 456.9251 | 0 | 455.7683 | 2.9359e-05 | 456.9251 | 0 | 456.925 | 0 | 456.3135 | -0.00081552 | 690.2649 | 0.00381 | 456.3135 | -0.0010512 | 689.5207 | 0 | 690.2649 | 0.00185 | 453.6045 | 0.46735
| 457.1462 | 0.0022217 | 456.5348 | 0.006875 | 456.1075 | 0.00146 | 457.1462 | 0.0010575 | 456.5348 | -5.992e-05 | 450.6701 | 0.0022237 | 456.5348 | 0.004248 | 457.1462 | 0.45384 | 453.8218 | 0.36263 | 456.1075 | 0.0273 | 457.1462 | 0.033246 | 457.1462 | 0.0041217 | 451.21 | 0.0023191 | 457.1462 | 0.0012831 | 455.8834 | 1.5271e-05 | 457.1462 | 0.00093847 | 457.1462 | 0.00023194 | 456.5348 | 0.00076537 | 690.4276 | 0.00441 | 456.5348 | 0.0017911 | 689.6834 | 8.9995e-05 | 690.4276 | 0.00176 | 453.8218 | 0.46174
| 457.3674 | 0.0015948 | 456.7561 | 0.0066234 | 456.2206 | 0 | 457.3674 | 0.0011128 | 456.7561 | 0.0030173 | 450.8904 | 0.0012919 | 456.7561 | 0.0022025 | 457.3674 | 0.43997 | 454.0392 | 0.36719 | 456.2206 | 0.0248 | 457.3674 | 0.031732 | 457.3674 | 0.0030252 | 451.43 | 0.00082357 | 457.3674 | 0 | 455.9985 | 3.087e-05 | 457.3674 | 0 | 457.3674 | 0 | 456.7561 | -0.00167 | 690.5902 | 0.00417 | 456.7561 | 0.0025291 | 689.8463 | 0 | 690.5902 | 0.00195 | 454.0392 | 0.444
| 457.5886 | 0.0023081 | 456.9774 | 0.0070411 | 456.3336 | 0.00158 | 457.5886 | 0.00058347 | 456.9774 | 0.00020912 | 451.1108 | 0.0020238 | 456.9774 | 0.0038747 | 457.5886 | 0.43226 | 454.2565 | 0.3793 | 456.3336 | 0.02594 | 457.5886 | 0.035691 | 457.5886 | 0.0048415 | 451.65 | 0.00033593 | 457.5886 | 0.0012944 | 456.1136 | 1.5681e-05 | 457.5886 | 0.0011181 | 457.5886 | 0.00041452 | 456.9774 | 0.00118 | 690.7529 | 0.00526 | 456.9774 | 0.0025925 | 690.0091 | 3.0002e-05 | 690.7529 | 0.00188 | 454.2565 | 0.43775
| 457.8098 | 0.0011015 | 457.1988 | 0.0062744 | 456.4467 | 0 | 457.8098 | 0.00063303 | 457.1988 | 0.0017235 | 451.3312 | 0.001446 | 457.1988 | 0.001918 | 457.8097 | 0.41631 | 454.4739 | 0.38521 | 456.4467 | 0.02216 | 457.8097 | 0.033897 | 457.8098 | 0.0031166 | 451.87 | -0.0027199 | 457.8097 | 0 | 456.2287 | 3.1982e-05 | 457.8097 | 0 | 457.8098 | 0 | 457.1988 | -0.00114 | 690.9156 | 0.00519 | 457.1988 | -0.0025114 | 690.1719 | 0 | 690.9156 | 0.00202 | 454.4739 | 0.4213
| 458.0309 | 0.0023379 | 457.4201 | 0.0064998 | 456.5598 | 0.00106 | 458.0309 | 0.00049497 | 457.4201 | 0.0010406 | 451.5517 | 0.0019731 | 457.4201 | 0.0041615 | 458.0309 | 0.40594 | 454.6913 | 0.39227 | 456.5598 | 0.02665 | 458.0309 | 0.037128 | 458.0309 | 0.0045381 | 452.09 | 0.0020589 | 458.0309 | 0.00079825 | 456.3438 | 1.6383e-05 | 458.0309 | 0.001365 | 458.0309 | 0.00028106 | 457.4201 | 0.00072899 | 691.0783 | 0.00554 | 457.4201 | -0.0021135 | 690.3347 | 6.9993e-05 | 691.0783 | 0.00176 | 454.6913 | 0.41015
| 458.2522 | 0.0010445 | 457.6415 | 0.0063854 | 456.6728 | 0 | 458.2522 | 0.0005564 | 457.6415 | 0.0031978 | 451.7721 | 0.001356 | 457.6415 | 0.0020591 | 458.2522 | 0.39252 | 454.9087 | 0.4028 | 456.6728 | 0.02486 | 458.2522 | 0.035896 | 458.2522 | 0.0033365 | 452.32 | -0.0016472 | 458.2522 | 0 | 456.459 | 3.1818e-05 | 458.2522 | 0 | 458.2522 | 0 | 457.6415 | -0.00075162 | 691.241 | 0.00413 | 457.6415 | -0.0010012 | 690.4975 | 0 | 691.241 | 0.00194 | 454.9087 | 0.40277
| 458.4734 | 0.0016566 | 457.8628 | 0.0060379 | 456.7859 | 0.0003468 | 458.4734 | 0.001192 | 457.8628 | 0.0016362 | 451.9925 | 0.0018411 | 457.8628 | 0.0038132 | 458.4734 | 0.3839 | 455.1261 | 0.41207 | 456.7859 | 0.02557 | 458.4734 | 0.039472 | 458.4734 | 0.0049836 | 452.54 | -0.00080189 | 458.4734 | 0.00099459 | 456.5741 | 1.5517e-05 | 458.4734 | 0.00096685 | 458.4734 | 0.00028016 | 457.8628 | 0.00019323 | 691.4036 | 0.0045 | 457.8628 | -0.0012252 | 690.6603 | 8.9995e-05 | 691.4036 | 0.0018 | 455.1261 | 0.39329
| 458.6946 | 0.001297 | 458.0842 | 0.0062213 | 456.899 | 0 | 458.6946 | 0.00049198 | 458.0842 | 0.0021805 | 452.213 | 0.001335 | 458.0842 | 0.002336 | 458.6946 | 0.37608 | 455.3435 | 0.41806 | 456.899 | 0.02705 | 458.6946 | 0.038377 | 458.6946 | 0.0031559 | 452.76 | -0.0013546 | 458.6946 | 0 | 456.6892 | 2.9441e-05 | 458.6946 | 0 | 458.6946 | 0 | 458.0842 | -0.00072804 | 691.5663 | 0.00418 | 458.0842 | -0.0012116 | 690.8232 | 0 | 691.5663 | 0.00205 | 455.3435 | 0.38034
| 458.9159 | 0.0019909 | 458.3056 | 0.0056936 | 457.0121 | 0.00243 | 458.9159 | 0.0011962 | 458.3056 | -0.00030385 | 452.4334 | 0.0021051 | 458.3056 | 0.0040175 | 458.9159 | 0.36867 | 455.5609 | 0.42872 | 457.0121 | 0.02475 | 458.9159 | 0.041317 | 458.9159 | 0.0050607 | 452.98 | 0.0010836 | 458.9159 | 0.00027727 | 456.8044 | 1.4147e-05 | 458.9159 | 0.001128 | 458.9159 | 0.0004711 | 458.3056 | 0.00032334 | 691.7291 | 0.00443 | 458.3056 | 0.0016994 | 690.986 | 3.0002e-05 | 691.7291 | 0.00183 | 455.5609 | 0.37504
| 459.1371 | 0.00091064 | 458.527 | 0.0065925 | 457.1251 | 0 | 459.1371 | 0.00014687 | 458.527 | 0.001497 | 452.6539 | 0.001481 | 458.527 | 0.0021823 | 459.1372 | 0.36011 | 455.7784 | 0.44032 | 457.1251 | 0.02495 | 459.1372 | 0.041931 | 459.1371 | 0.0044528 | 453.2 | -0.00086692 | 459.1372 | 0 | 456.9195 | 2.7485e-05 | 459.1372 | 0.00010725 | 459.1372 | 0 | 458.527 | -0.00136 | 691.8918 | 0.00325 | 458.527 | 0.00025998 | 691.1488 | 0 | 691.8918 | 0.00195 | 455.7783 | 0.36319
| 459.3584 | 0.0028326 | 458.7484 | 0.0069238 | 457.2382 | 0.0012 | 459.3584 | 0.0010046 | 458.7484 | 0.0015924 | 452.8744 | 0.0021809 | 458.7484 | 0.0040053 | 459.3584 | 0.35636 | 455.9958 | 0.44735 | 457.2382 | 0.02639 | 459.3584 | 0.045502 | 459.3584 | 0.0053241 | 453.42 | -0.00070437 | 459.3584 | 0.00024952 | 457.0347 | 1.3526e-05 | 459.3584 | 0.0012363 | 459.3584 | 0.00057874 | 458.7484 | 0.00178 | 692.0545 | 0.00471 | 458.7484 | 0.0012206 | 691.3117 | 6.9993e-05 | 692.0545 | 0.00174 | 455.9958 | 0.36462
| 459.5797 | 0.001686 | 458.9699 | 0.0067885 | 457.3513 | 0 | 459.5797 | 0.00035567 | 458.9699 | 0.0016153 | 453.0949 | 0.0011566 | 458.9699 | 0.0020937 | 459.5797 | 0.34718 | 456.2133 | 0.45875 | 457.3513 | 0.0231 | 459.5797 | 0.045043 | 459.5797 | 0.0044856 | 453.65 | -0.0015822 | 459.5797 | 0 | 457.1498 | 2.9312e-05 | 459.5797 | 0 | 459.5797 | 0 | 458.9699 | -0.00075492 | 692.2172 | 0.0045 | 458.9699 | -0.0025734 | 691.4745 | 0 | 692.2172 | 0.00194 | 456.2133 | 0.34967
| 459.8011 | 0.0023607 | 459.1913 | 0.0071586 | 457.4644 | 0.00231 | 459.8011 | 0.0015201 | 459.1913 | 0.00053126 | 453.3154 | 0.0019317 | 459.1913 | 0.004042 | 459.801 | 0.33915 | 456.4307 | 0.46471 | 457.4644 | 0.02404 | 459.801 | 0.048446 | 459.8011 | 0.0060862 | 453.87 | -0.001322 | 459.801 | 0.00085373 | 457.265 | 1.6091e-05 | 459.801 | 0.0010865 | 459.8011 | 0.00050447 | 459.1913 | 0.00051675 | 692.3799 | 0.00571 | 459.1913 | 0.0049362 | 691.6374 | 6.9993e-05 | 692.3799 | 0.0018 | 456.4307 | 0.34631
| 460.0224 | 0.00098617 | 459.4128 | 0.0068313 | 457.5774 | 0 | 460.0224 | -0.00017854 | 459.4128 | 0.0034863 | 453.5359 | 0.0012704 | 459.4128 | 0.0021326 | 460.0224 | 0.32699 | 456.6482 | 0.47473 | 457.5774 | 0.02529 | 460.0224 | 0.047329 | 460.0224 | 0.0049906 | 454.09 | -0.0016147 | 460.0224 | 0 | 457.3802 | 3.0261e-05 | 460.0224 | 0 | 460.0224 | 0 | 459.4128 | -0.000789 | 692.5426 | 0.00505 | 459.4128 | 0.00042324 | 691.8003 | 0 | 692.5426 | 0.00195 | 456.6482 | 0.33709
| 460.2437 | 0.003066 | 459.6343 | 0.0067906 | 457.6905 | 0.0007803 | 460.2437 | 0.00077336 | 459.6343 | 0.00084809 | 453.7564 | 0.0016198 | 459.6343 | 0.0038221 | 460.2437 | 0.32379 | 456.8657 | 0.48758 | 457.6905 | 0.0256 | 460.2437 | 0.051177 | 460.2437 | 0.0063493 | 454.31 | -0.00076939 | 460.2437 | 0.0006762 | 457.4953 | 1.4334e-05 | 460.2437 | 0.00067136 | 460.2437 | 0.00034053 | 459.6343 | 0.00050138 | 692.7054 | 0.00538 | 459.6343 | 0.0014524 | 691.9631 | 3.0002e-05 | 692.7054 | 0.0018 | 456.8657 | 0.33034
| 460.4651 | 0.0012022 | 459.8558 | 0.0064896 | 457.8036 | 0.00027809 | 460.4651 | 0.00050415 | 459.8558 | 0.0021423 | 453.977 | 0.00092459 | 459.8558 | 0.0019477 | 460.4651 | 0.31554 | 457.0832 | 0.49445 | 457.8036 | 0.02404 | 460.4651 | 0.048934 | 460.4651 | 0.0046139 | 454.53 | -0.0012245 | 460.4651 | 0 | 457.6105 | 2.8539e-05 | 460.4651 | 0 | 460.4651 | 0 | 459.8558 | -0.00154 | 692.8681 | 0.00612 | 459.8558 | -0.0034533 | 692.126 | 0 | 692.8681 | 0.00192 | 457.0832 | 0.32339
| 460.6864 | 0.0021747 | 460.0773 | 0.0064268 | 457.9167 | 0.00123 | 460.6864 | 0.00082876 | 460.0773 | -1.8528e-05 | 454.1975 | 0.0015543 | 460.0773 | 0.0042217 | 460.6864 | 0.30947 | 457.3007 | 0.50856 | 457.9167 | 0.0267 | 460.6864 | 0.053908 | 460.6864 | 0.0062219 | 454.75 | 0.00075855 | 460.6864 | 0.0011498 | 457.7257 | 1.458e-05 | 460.6864 | 0.0011285 | 460.6864 | 0.00039327 | 460.0773 | 0.00052625 | 693.0309 | 0.00564 | 460.0773 | 0.0025888 | 692.2889 | 6.9993e-05 | 693.0309 | 0.00186 | 457.3007 | 0.32363
| 460.9078 | 0.0012381 | 460.2988 | 0.0068318 | 458.0298 | 0 | 460.9078 | 0.00029271 | 460.2988 | 0.002059 | 454.4181 | 0.00099176 | 460.2988 | 0.0018328 | 460.9078 | 0.30512 | 457.5182 | 0.51448 | 458.0298 | 0.02463 | 460.9078 | 0.054078 | 460.9078 | 0.0057013 | 454.98 | 0.002514 | 460.9078 | 0 | 457.8408 | 3.0507e-05 | 460.9078 | 0 | 460.9078 | 0 | 460.2988 | -0.00105 | 693.1936 | 0.00443 | 460.2988 | -0.0012589 | 692.4517 | 0 | 693.1936 | 0.00204 | 457.5183 | 0.3146
| 461.1292 | 0.0025632 | 460.5203 | 0.0064744 | 458.1429 | 0.00163 | 461.1292 | 0.00088658 | 460.5203 | 0.0010152 | 454.6387 | 0.0015181 | 460.5203 | 0.0038729 | 461.1292 | 0.30318 | 457.7358 | 0.52616 | 458.1429 | 0.02696 | 461.1292 | 0.057388 | 461.1292 | 0.0065598 | 455.2 | -0.0001192 | 461.1292 | 0.00040232 | 457.956 | 1.6243e-05 | 461.1292 | 0.00048416 | 461.1292 | 0.00045562 | 460.5203 | 0.0008152 | 693.3564 | 0.00586 | 460.5203 | 0.00067179 | 692.6146 | 0.00011 | 693.3564 | 0.00187 | 457.7358 | 0.31219
| 461.3506 | 0.001719 | 460.7419 | 0.0067004 | 458.256 | 0 | 461.3506 | 0.00060711 | 460.7419 | 0.0030041 | 454.8593 | 0.0010899 | 460.7419 | 0.0017633 | 461.3506 | 0.29467 | 457.9533 | 0.53699 | 458.256 | 0.02537 | 461.3506 | 0.058389 | 461.3506 | 0.0057543 | 455.42 | -0.00093193 | 461.3506 | 0 | 458.0712 | 3.1432e-05 | 461.3506 | 0 | 461.3506 | 0 | 460.7419 | -0.0007846 | 693.5192 | 0.00411 | 460.7419 | -0.00026817 | 692.7775 | 0 | 693.5192 | 0.00198 | 457.9533 | 0.30375
| 461.572 | 0.0011232 | 460.9634 | 0.0067651 | 458.3691 | 0.00158 | 461.572 | 0.00097392 | 460.9634 | 0.0015302 | 455.0799 | 0.0017648 | 460.9634 | 0.0036493 | 461.572 | 0.29361 | 458.1709 | 0.54979 | 458.3691 | 0.0267 | 461.572 | 0.061103 | 461.572 | 0.0070339 | 455.64 | -0.00021673 | 461.572 | 0 | 458.1864 | 1.5704e-05 | 461.572 | 0.00091531 | 461.572 | 0.00043882 | 460.9635 | 0.00132 | 693.6819 | 0.00645 | 460.9634 | 0.0016871 | 692.9404 | 8.9995e-05 | 693.6819 | 0.0018 | 458.1709 | 0.30646
| 461.7934 | 0.0013959 | 461.185 | 0.0053171 | 458.4822 | 0 | 461.7934 | 0.00012663 | 461.185 | 0.0024293 | 455.3005 | 0.0011795 | 461.185 | 0.0023349 | 461.7934 | 0.28921 | 458.3885 | 0.5548 | 458.4822 | 0.02651 | 461.7934 | 0.063017 | 461.7934 | 0.0064509 | 455.86 | -0.0015496 | 461.7934 | 0 | 458.3016 | 3.0097e-05 | 461.7934 | 0 | 461.7934 | 0 | 461.185 | -0.00124 | 693.8447 | 0.00439 | 461.185 | -0.0011433 | 693.1033 | 0 | 693.8447 | 0.00201 | 458.3885 | 0.29824
| 462.0149 | 0.0019405 | 461.4066 | 0.0068225 | 458.5953 | 0.00104 | 462.0149 | 0.0011969 | 461.4066 | 0.00069753 | 455.5211 | 0.001393 | 461.4066 | 0.0040966 | 462.0149 | 0.28552 | 458.606 | 0.57186 | 458.5953 | 0.0254 | 462.0149 | 0.065603 | 462.0149 | 0.0075339 | 456.09 | 0.0016038 | 462.0149 | 0.00066727 | 458.4168 | 1.4826e-05 | 462.0149 | 0.0012558 | 462.0149 | 0.00037966 | 461.4066 | 0.00126 | 694.0075 | 0.00478 | 461.4066 | 0.002006 | 693.2663 | 6.9993e-05 | 694.0075 | 0.00182 | 458.606 | 0.29488
| 462.2363 | 0.0012329 | 461.6282 | 0.0066589 | 458.7084 | 0 | 462.2363 | 7.1891e-06 | 461.6282 | 0.0023651 | 455.7417 | 0.0013747 | 461.6282 | 0.0019989 | 462.2363 | 0.27641 | 458.8236 | 0.58064 | 458.7084 | 0.02673 | 462.2363 | 0.065838 | 462.2363 | 0.0066913 | 456.31 | -5.4182e-05 | 462.2363 | 0 | 458.532 | 2.9687e-05 | 462.2363 | 0 | 462.2363 | 0 | 461.6282 | -0.00113 | 694.1703 | 0.00561 | 461.6282 | 0.00058514 | 693.4292 | 0 | 694.1703 | 0.00194 | 458.8236 | 0.28789
| 462.4578 | 0.002281 | 461.8498 | 0.0063482 | 458.8215 | 0.00072829 | 462.4578 | 0.0017873 | 461.8498 | 0.00098146 | 455.9624 | 0.0012418 | 461.8498 | 0.0038205 | 462.4578 | 0.2697 | 459.0413 | 0.59512 | 458.8215 | 0.02659 | 462.4578 | 0.067875 | 462.4578 | 0.0079431 | 456.53 | 0.0009211 | 462.4578 | 0.0004961 | 458.6472 | 1.5294e-05 | 462.4578 | 0.00076213 | 462.4578 | 0.00043634 | 461.8498 | 0.00075944 | 694.3331 | 0.00396 | 461.8498 | 5.6725e-05 | 693.5921 | 6.9993e-05 | 694.3331 | 0.00182 | 459.0413 | 0.289
| 462.6793 | 0.0015813 | 462.0715 | 0.006347 | 458.9346 | 0 | 462.6793 | 0.00058442 | 462.0715 | 0.0020158 | 456.183 | 0.00090984 | 462.0715 | 0.0019269 | 462.6793 | 0.26219 | 459.2589 | 0.60019 | 458.9346 | 0.02245 | 462.6793 | 0.067674 | 462.6793 | 0.0065716 | 456.75 | -8.6692e-05 | 462.6793 | 0 | 458.7625 | 3.0565e-05 | 462.6793 | 0 | 462.6793 | 0 | 462.0715 | -0.00039342 | 694.4959 | 0.00482 | 462.0715 | -0.00085638 | 693.755 | 0 | 694.4959 | 0.00198 | 459.2589 | 0.28295
| 462.9008 | 0.0021012 | 462.2931 | 0.0066004 | 459.0477 | 0.00179 | 462.9008 | 0.00087381 | 462.2931 | 0.00063636 | 456.4037 | 0.0016363 | 462.2931 | 0.0035273 | 462.9008 | 0.25702 | 459.4765 | 0.61096 | 459.0477 | 0.02821 | 462.9008 | 0.072566 | 462.9008 | 0.0082131 | 456.97 | 1.0836e-05 | 462.9008 | 0.00066127 | 458.8777 | 1.5517e-05 | 462.9008 | 0.00083854 | 462.9008 | 0.00053186 | 462.2931 | 0.00172 | 694.6587 | 0.00619 | 462.2931 | 0.0014276 | 693.918 | 6.9993e-05 | 694.6587 | 0.00188 | 459.4765 | 0.27461
| 463.1223 | 0.0011282 | 462.5148 | 0.0062683 | 459.1608 | 0 | 463.1223 | 0.00026826 | 462.5148 | 0.0026865 | 456.6244 | 0.00085459 | 462.5148 | 0.001544 | 463.1223 | 0.25076 | 459.6942 | 0.61983 | 459.1608 | 0.02619 | 463.1223 | 0.071477 | 463.1223 | 0.0070169 | 457.19 | 0.0031967 | 463.1223 | 0 | 458.9929 | 3.0202e-05 | 463.1223 | 0 | 463.1223 | 0 | 462.5148 | -0.00065811 | 694.8215 | 0.00508 | 462.5148 | 0.00049738 | 694.0809 | 0 | 694.8215 | 0.00207 | 459.6941 | 0.27618
| 463.3438 | 0.0026561 | 462.7365 | 0.0067027 | 459.2739 | 0.00127 | 463.3438 | 0.00083741 | 462.7365 | 0.0011058 | 456.8451 | 0.0013809 | 462.7365 | 0.0036916 | 463.3438 | 0.24949 | 459.9118 | 0.63539 | 459.2739 | 0.02744 | 463.3438 | 0.076867 | 463.3438 | 0.0089829 | 457.42 | -0.0015171 | 463.3438 | 0.00051886 | 459.1081 | 1.4802e-05 | 463.3438 | 0.00090779 | 463.3438 | 0.00034265 | 462.7364 | 0.00133 | 694.9843 | 0.00684 | 462.7365 | 0.0015827 | 694.2438 | 5.0004e-05 | 694.9843 | 0.00201 | 459.9118 | 0.27374
| 463.5653 | 0.00095282 | 462.9581 | 0.0062265 | 459.387 | 0 | 463.5653 | 2.0172e-05 | 462.9581 | 0.0028719 | 457.0658 | 0.0010333 | 462.9581 | 0.0018869 | 463.5653 | 0.24279 | 460.1295 | 0.64816 | 459.387 | 0.02716 | 463.5653 | 0.076931 | 463.5653 | 0.0076936 | 457.64 | 4.3346e-05 | 463.5653 | 0 | 459.2234 | 3.0097e-05 | 463.5653 | 0 | 463.5653 | 0 | 462.9581 | -0.00010038 | 695.1472 | 0.00482 | 462.9581 | -0.0026808 | 694.4068 | 0 | 695.1472 | 0.00213 | 460.1295 | 0.26958
| 463.7869 | 0.0020639 | 463.1798 | 0.0063802 | 459.5001 | 0.00121 | 463.7869 | 0.00098992 | 463.1798 | 0.001392 | 457.2865 | 0.001371 | 463.1798 | 0.0035265 | 463.7869 | 0.24238 | 460.3471 | 0.65559 | 459.5001 | 0.02713 | 463.7869 | 0.082517 | 463.7869 | 0.0092151 | 457.86 | -0.0014846 | 463.7869 | 0.00049738 | 459.3386 | 1.5599e-05 | 463.7869 | 0.0010817 | 463.7869 | 0.00044296 | 463.1798 | 0.00064656 | 695.31 | 0.00528 | 463.1798 | 0.0014583 | 694.5697 | 6.9993e-05 | 695.31 | 0.00187 | 460.3471 | 0.26249
| 464.0085 | 0.0016564 | 463.4016 | 0.006496 | 459.6132 | 0 | 464.0085 | 0.0004297 | 463.4016 | 0.0024771 | 457.5072 | 0.00069802 | 463.4016 | 0.0019691 | 464.0085 | 0.23651 | 460.5648 | 0.66171 | 459.6132 | 0.02736 | 464.0085 | 0.083481 | 464.0085 | 0.0087739 | 458.08 | -0.0016147 | 464.0085 | 0 | 459.4538 | 3.1057e-05 | 464.0085 | 0 | 464.0084 | 0 | 463.4016 | -0.00076747 | 695.4728 | 0.00563 | 463.4016 | -0.0008312 | 694.7327 | 0 | 695.4728 | 0.00198 | 460.5648 | 0.25854
| 464.23 | 0.0023179 | 463.6233 | 0.0064955 | 459.7263 | 0.00091902 | 464.23 | 0.00043984 | 463.6233 | 0.00037169 | 457.728 | 0.0013688 | 463.6233 | 0.0035421 | 464.23 | 0.23134 | 460.7825 | 0.67336 | 459.7263 | 0.0277 | 464.23 | 0.087477 | 464.23 | 0.009679 | 458.3 | -0.0017446 | 464.23 | 0.0012906 | 459.5691 | 1.5973e-05 | 464.23 | 0.0015152 | 464.23 | 0.00045939 | 463.6233 | 0.0013 | 695.6357 | 0.0064 | 463.6233 | 0.0023245 | 694.8957 | 3.0002e-05 | 695.6357 | 0.00187 | 460.7825 | 0.25718
| 464.4516 | 0.0021276 | 463.845 | 0.0060893 | 459.8395 | 0 | 464.4516 | 0.00049889 | 463.845 | 0.0017994 | 457.9487 | 0.00085791 | 463.845 | 0.0017909 | 464.4516 | 0.22192 | 461.0002 | 0.68388 | 459.8395 | 0.02668 | 464.4516 | 0.08606 | 464.4516 | 0.0088315 | 458.53 | 0.00056349 | 464.4516 | 0 | 459.6843 | 2.9687e-05 | 464.4516 | 0 | 464.4516 | 0 | 463.845 | -0.00012638 | 695.7985 | 0.00659 | 463.845 | 0.0012397 | 695.0586 | 0 | 695.7985 | 0.00213 | 461.0002 | 0.25218
| 464.6732 | 0.0024856 | 464.0668 | 0.0061749 | 459.9526 | 0.00111 | 464.6732 | 0.00083738 | 464.0668 | 0.0014572 | 458.1695 | 0.00096228 | 464.0668 | 0.0031653 | 464.6732 | 0.21773 | 461.218 | 0.69437 | 459.9526 | 0.0292 | 464.6732 | 0.089562 | 464.6732 | 0.010098 | 458.75 | 0.0009536 | 464.6732 | 0.00066197 | 459.7996 | 1.4229e-05 | 464.6732 | 0.0015188 | 464.6732 | 0.00047455 | 464.0668 | 0.00024048 | 695.9614 | 0.007 | 464.0668 | -0.0015063 | 695.2216 | 6.9993e-05 | 695.9614 | 0.00195 | 461.218 | 0.2506
| 464.8948 | 0.0020863 | 464.2886 | 0.0058761 | 460.0657 | 0 | 464.8948 | 4.792e-05 | 464.2886 | 0.0030475 | 458.3903 | 0.00042927 | 464.2886 | 0.0017316 | 464.8948 | 0.20654 | 461.4357 | 0.70497 | 460.0657 | 0.0281 | 464.8948 | 0.088415 | 464.8948 | 0.0089825 | 458.97 | -0.0032725 | 464.8948 | 0 | 459.9149 | 2.9312e-05 | 464.8948 | 0 | 464.8948 | 0 | 464.2886 | -0.00033851 | 696.1242 | 0.0052 | 464.2886 | -0.00090694 | 695.3846 | 0 | 696.1242 | 0.00213 | 461.4357 | 0.24144
| 465.1165 | 0.0021297 | 464.5103 | 0.0059091 | 460.1788 | 0.00192 | 465.1165 | 0.00059702 | 464.5103 | -0.00016129 | 458.6111 | 0.0012722 | 464.5103 | 0.003177 | 465.1165 | 0.20349 | 461.6534 | 0.71881 | 460.1788 | 0.02875 | 465.1165 | 0.09288 | 465.1165 | 0.010311 | 459.19 | 0.00027091 | 465.1165 | 0.00046421 | 460.0301 | 1.9334e-05 | 465.1165 | 0.0010197 | 465.1165 | 0.00067828 | 464.5104 | 0.00063013 | 696.2871 | 0.00665 | 464.5103 | 0.0018325 | 695.5476 | 3.0002e-05 | 696.2871 | 0.00204 | 461.6534 | 0.24184
| 465.3381 | 0.0022422 | 464.7321 | 0.0060461 | 460.2919 | 0 | 465.3381 | 0.0011166 | 464.7321 | 0.0018382 | 458.8318 | 0.0011223 | 464.7321 | 0.0029764 | 465.3381 | 0.19795 | 461.8712 | 0.73644 | 460.2919 | 0.02946 | 465.3381 | 0.098715 | 465.3381 | 0.010769 | 459.41 | 0.00053099 | 465.3381 | 0.00028515 | 460.1454 | 2.1782e-05 | 465.3381 | 0.00071125 | 465.3381 | 0.00050275 | 464.7321 | 0.00054594 | 696.45 | 0.00672 | 464.7321 | -0.0013442 | 695.7106 | 0 | 696.45 | 0.00208 | 461.8712 | 0.23399
| 465.5598 | 0.0010742 | 464.954 | 0.0063945 | 460.4051 | 0.00062425 | 465.5598 | 0.00039649 | 464.954 | 0.002438 | 459.0526 | 0.00079791 | 464.954 | 0.0019661 | 465.5598 | 0.19247 | 462.089 | 0.74866 | 460.4051 | 0.03073 | 465.5598 | 0.10209 | 465.5598 | 0.010929 | 459.64 | -0.0021348 | 465.5598 | 0 | 460.2607 | 1.0926e-05 | 465.5598 | 0 | 465.5598 | 0 | 464.954 | -0.0011 | 696.6128 | 0.00556 | 464.954 | -0.0012049 | 695.8736 | 1.0001e-05 | 696.6128 | 0.00204 | 462.089 | 0.22776
| 465.7814 | 0.0023887 | 465.1758 | 0.0064296 | 460.5182 | 0 | 465.7814 | 0.0011651 | 465.1758 | 0.0010508 | 459.2735 | 0.0012084 | 465.1758 | 0.0033262 | 465.7814 | 0.19206 | 462.3067 | 0.75745 | 460.5182 | 0.02997 | 465.7814 | 0.1063 | 465.7814 | 0.011981 | 459.86 | 0.002449 | 465.7814 | 0.00050889 | 460.3759 | 9.7902e-06 | 465.7814 | 0.0014207 | 465.7814 | 0.00035716 | 465.1758 | 0.00111 | 696.7757 | 0.0067 | 465.1758 | -6.2959e-05 | 696.0366 | 6.6672e-06 | 696.7757 | 0.00193 | 462.3067 | 0.22393
| 466.0031 | 0.0016577 | 465.3976 | 0.0060736 | 460.6313 | 0.00086701 | 466.0031 | 0.00088619 | 465.3976 | 0.0030692 | 459.4943 | 0.00067534 | 465.3976 | 0.0016448 | 466.0031 | 0.18605 | 462.5245 | 0.76816 | 460.6313 | 0.02923 | 466.0031 | 0.10861 | 466.0031 | 0.011222 | 460.08 | 7.5855e-05 | 466.0031 | 0 | 460.4912 | 1.061e-05 | 466.0031 | 0 | 466.0031 | 0 | 465.3976 | -0.00077149 | 696.9386 | 0.0057 | 465.3976 | -0.0014673 | 696.1996 | 3.0002e-05 | 696.9386 | 0.00201 | 462.5245 | 0.21958
| 466.2248 | 0.0020247 | 465.6195 | 0.0063972 | 460.7444 | 0 | 466.2248 | 0.00052014 | 465.6195 | 0.0010686 | 459.7151 | 0.0011615 | 465.6195 | 0.0033966 | 466.2248 | 0.18449 | 462.7423 | 0.77721 | 460.7444 | 0.02949 | 466.2248 | 0.11331 | 466.2248 | 0.012796 | 460.3 | -0.00086692 | 466.2248 | 0.00041608 | 460.6065 | 8.584e-06 | 466.2248 | 0.00057378 | 466.2248 | 0.00065291 | 465.6195 | 0.00141 | 697.1015 | 0.00914 | 465.6195 | -0.00030001 | 696.3626 | 0 | 697.1015 | 0.00192 | 462.7423 | 0.21631
| 466.4465 | 0.0017467 | 465.8414 | 0.0057505 | 460.8576 | 0.00146 | 466.4465 | 0.00023238 | 465.8414 | 0.0025166 | 459.936 | 0.00068116 | 465.8414 | 0.0017822 | 466.4465 | 0.17698 | 462.9601 | 0.7879 | 460.8576 | 0.03142 | 466.4465 | 0.11453 | 466.4465 | 0.012151 | 460.53 | -0.00099695 | 466.4465 | 0 | 460.7218 | 9.0759e-06 | 466.4465 | 0 | 466.4465 | 0 | 465.8413 | -0.00108 | 697.2644 | 0.00712 | 465.8414 | -0.0016198 | 696.5256 | 3.0002e-05 | 697.2644 | 0.00198 | 462.9601 | 0.21245
| 466.6682 | 0.0022423 | 466.0632 | 0.0063663 | 460.9707 | 0 | 466.6682 | 0.00067989 | 466.0632 | 0.00082052 | 460.1569 | 0.0010792 | 466.0632 | 0.0032517 | 466.6682 | 0.17569 | 463.1779 | 0.80033 | 460.9707 | 0.03025 | 466.6682 | 0.11944 | 466.6682 | 0.013653 | 460.75 | -0.00041178 | 466.6682 | 0.00028444 | 460.8371 | 9.2632e-06 | 466.6682 | 0.00090308 | 466.6682 | 0.00049009 | 466.0632 | 0.00141 | 697.4273 | 0.00645 | 466.0632 | 0.0013235 | 696.6886 | 0 | 697.4273 | 0.00188 | 463.178 | 0.20913
| 466.89 | 0.00022281 | 466.2851 | 0.006099 | 461.0839 | 0.00091902 | 466.89 | 0.00035419 | 466.2851 | 0.0024136 | 460.3777 | 0.00034319 | 466.2851 | 0.0014118 | 466.89 | 0.16879 | 463.3958 | 0.80806 | 461.0839 | 0.02932 | 466.89 | 0.1196 | 466.89 | 0.012508 | 460.97 | 0.00040094 | 466.89 | 0 | 460.9524 | 1.0844e-05 | 466.89 | 0 | 466.8899 | 0 | 466.2851 | -0.00088385 | 697.5902 | 0.00547 | 466.2851 | 0.00017452 | 696.8517 | 1.0001e-05 | 697.5902 | 0.00196 | 463.3958 | 0.20429
| 467.1117 | 0.0021196 | 466.507 | 0.0062355 | 461.197 | 0 | 467.1117 | 0.0011028 | 466.507 | 0.0011377 | 460.5986 | 0.0011051 | 466.507 | 0.0032385 | 467.1117 | 0.16494 | 463.6136 | 0.81223 | 461.197 | 0.0298 | 467.1117 | 0.12441 | 467.1117 | 0.013944 | 461.19 | -0.00093193 | 467.1117 | 3.1513e-05 | 461.0677 | 1.0938e-05 | 467.1117 | 0.00069017 | 467.1117 | 0.00034842 | 466.507 | 0.00122 | 697.7531 | 0.00791 | 466.507 | 0.0005114 | 697.0147 | 0 | 697.7531 | 0.00189 | 463.6136 | 0.19692
| 467.3335 | 0.0019919 | 466.729 | 0.0062613 | 461.3101 | 0.00192 | 467.3335 | 0.00040586 | 466.729 | 0.0021369 | 460.8195 | 0.00049627 | 466.729 | 0.0017821 | 467.3335 | 0.16046 | 463.8315 | 0.82215 | 461.3101 | 0.02934 | 467.3335 | 0.126 | 467.3335 | 0.013157 | 461.41 | 0.0014737 | 467.3335 | 0 | 461.183 | 1.0633e-05 | 467.3335 | 0 | 467.3335 | 0 | 466.729 | -0.00078558 | 697.9161 | 0.00644 | 466.729 | -0.0016824 | 697.1777 | 3.0002e-05 | 697.9161 | 0.002 | 463.8315 | 0.19587
| 467.5552 | 0.0027474 | 466.9509 | 0.0064586 | 461.4233 | 0 | 467.5552 | 0.00099495 | 466.9509 | 0.0011314 | 461.0404 | 0.00097338 | 466.9509 | 0.0032318 | 467.5552 | 0.1583 | 464.0493 | 0.83665 | 461.4233 | 0.03116 | 467.5552 | 0.13126 | 467.5552 | 0.014958 | 461.64 | -0.0026874 | 467.5552 | 0.00077572 | 461.2983 | 1.0141e-05 | 467.5552 | 0.0010921 | 467.5552 | 0.00055026 | 466.9509 | 0.00035192 | 698.079 | 0.00874 | 466.9509 | 0.0018123 | 697.3408 | 6.6672e-06 | 698.079 | 0.00193 | 464.0494 | 0.19264
| 467.777 | 0.0017797 | 467.1728 | 0.0064143 | 461.5364 | 0.00083232 | 467.777 | 0.00093764 | 467.1728 | 0.0026668 | 461.2614 | 0.00049529 | 467.1728 | 0.0017172 | 467.777 | 0.15239 | 464.2672 | 0.83607 | 461.5364 | 0.03056 | 467.777 | 0.13443 | 467.777 | 0.014632 | 461.86 | -0.00298 | 467.777 | 0 | 461.4136 | 9.4038e-06 | 467.777 | 0 | 467.777 | 0 | 467.1728 | -0.00031703 | 698.2419 | 0.00686 | 467.1728 | -0.001276 | 697.5038 | 3.0002e-05 | 698.2419 | 0.00204 | 464.2672 | 0.18546
| 467.9988 | 0.0026401 | 467.3948 | 0.0064512 | 461.6496 | 0 | 467.9988 | 0.0014674 | 467.3948 | 0.0013746 | 461.4823 | 0.0013782 | 467.3948 | 0.003224 | 467.9988 | 0.14906 | 464.4851 | 0.84498 | 461.6496 | 0.03182 | 467.9988 | 0.13888 | 467.9988 | 0.015618 | 462.08 | 0.00033593 | 467.9988 | 0.00025965 | 461.529 | 9.9542e-06 | 467.9988 | 0.0013833 | 467.9988 | 0.00052257 | 467.3948 | 0.00084733 | 698.4049 | 0.00795 | 467.3948 | -0.0019032 | 697.6669 | 6.6672e-06 | 698.4049 | 0.00196 | 464.4851 | 0.1834
| 468.2206 | 0.001923 | 467.6168 | 0.0057881 | 461.7627 | 0.00173 | 468.2206 | 0.0001968 | 467.6168 | 0.0022677 | 461.7032 | 0.00067747 | 467.6168 | 0.0016843 | 468.2206 | 0.1429 | 464.703 | 0.84761 | 461.7627 | 0.03079 | 468.2206 | 0.14002 | 468.2206 | 0.014898 | 462.3 | -5.4182e-05 | 468.2206 | 0 | 461.6443 | 9.9776e-06 | 468.2206 | 0 | 468.2206 | 0 | 467.6168 | -0.00119 | 698.5678 | 0.00705 | 467.6168 | -0.0035777 | 697.83 | 1.0001e-05 | 698.5678 | 0.00197 | 464.703 | 0.17867
| 468.4425 | 0.0024223 | 467.8388 | 0.0065181 | 461.8759 | 0 | 468.4425 | 0.00083248 | 467.8388 | 0.00017835 | 461.9242 | 0.0010294 | 467.8388 | 0.0031893 | 468.4425 | 0.1429 | 464.9209 | 0.85374 | 461.8759 | 0.03094 | 468.4425 | 0.14597 | 468.4425 | 0.016222 | 462.53 | 0.00066102 | 468.4425 | 0.00057548 | 461.7596 | 1.0575e-05 | 468.4425 | 0.00090165 | 468.4425 | 0.00047489 | 467.8388 | 0.00031673 | 698.7307 | 0.01079 | 467.8388 | 0.0011515 | 697.993 | 6.6672e-06 | 698.7307 | 0.00181 | 464.9209 | 0.17347
| 468.6643 | 0.0016108 | 468.0608 | 0.0059884 | 461.989 | 0.00158 | 468.6643 | 0.00014235 | 468.0608 | 0.0022179 | 462.1452 | 0.00052977 | 468.0608 | 0.0017807 | 468.6643 | 0.13725 | 465.1389 | 0.85838 | 461.989 | 0.02991 | 468.6643 | 0.15021 | 468.6643 | 0.015729 | 462.75 | 0.0014413 | 468.6643 | 0 | 461.875 | 1.1043e-05 | 468.6643 | 0 | 468.6643 | 0 | 468.0608 | -0.00118 | 698.8937 | 0.00654 | 468.0608 | -0.0025981 | 698.1561 | 1.0001e-05 | 698.8937 | 0.00194 | 465.1388 | 0.17039
| 468.8862 | 0.002888 | 468.2828 | 0.0064946 | 462.1022 | 0 | 468.8862 | 0.001123 | 468.2828 | 0.0014252 | 462.3661 | 0.00076215 | 468.2828 | 0.0032043 | 468.8862 | 0.13619 | 465.3568 | 0.86556 | 462.1022 | 0.02983 | 468.8862 | 0.1546 | 468.8862 | 0.017432 | 462.97 | 0.002449 | 468.8862 | 0.00073012 | 461.9903 | 9.8371e-06 | 468.8862 | 0.0009346 | 468.8862 | 0.00038916 | 468.2828 | 0.00136 | 699.0567 | 0.0094 | 468.2828 | 2.4333e-05 | 698.3192 | 0 | 699.0567 | 0.0019 | 465.3568 | 0.16642
| 469.108 | 0.0017042 | 468.5048 | 0.0062423 | 462.2153 | 0.00166 | 469.108 | 0.00045181 | 468.5048 | 0.0016232 | 462.5872 | 0.00065499 | 468.5048 | 0.0016976 | 469.108 | 0.1305 | 465.5747 | 0.87864 | 462.2153 | 0.03105 | 469.108 | 0.15709 | 469.108 | 0.016817 | 463.19 | -0.0019072 | 469.108 | 0 | 462.1056 | 1.1043e-05 | 469.108 | 0 | 469.108 | 0 | 468.5048 | -0.00108 | 699.2196 | 0.00809 | 468.5048 | -0.0012582 | 698.4823 | 1.0001e-05 | 699.2196 | 0.00212 | 465.5747 | 0.15995
| 469.3299 | 0.0022868 | 468.7269 | 0.0063303 | 462.3285 | 0 | 469.3299 | 0.0013963 | 468.7269 | 0.00078866 | 462.8081 | 0.001044 | 468.7269 | 0.0033443 | 469.3299 | 0.13044 | 465.7927 | 0.87966 | 462.3285 | 0.03037 | 469.3299 | 0.16445 | 469.3299 | 0.018516 | 463.41 | -0.0016472 | 469.3299 | 0.00098781 | 462.221 | 1.0282e-05 | 469.3299 | 0.00096208 | 469.3299 | 0.00017746 | 468.7269 | 0.00069332 | 699.3826 | 0.01174 | 468.7269 | -0.0012804 | 698.6453 | 0 | 699.3826 | 0.00203 | 465.7927 | 0.15914
| 469.5518 | 0.0019768 | 468.949 | 0.0063136 | 462.4416 | 0.00113 | 469.5518 | 0.00052037 | 468.949 | 0.0022003 | 463.0292 | 0.00043591 | 468.949 | 0.0016051 | 469.5518 | 0.12539 | 466.0107 | 0.88685 | 462.4416 | 0.03071 | 469.5518 | 0.16849 | 469.5518 | 0.018372 | 463.64 | -0.00047681 | 469.5518 | 0 | 462.3363 | 1.2788e-05 | 469.5518 | 0 | 469.5518 | 0 | 468.949 | -9.6803e-05 | 699.5456 | 0.00899 | 468.949 | -0.0012164 | 698.8084 | 0 | 699.5456 | 0.00211 | 466.0107 | 0.15421
| 469.7737 | 0.0022823 | 469.171 | 0.0064293 | 462.5548 | 0 | 469.7737 | 0.0011637 | 469.171 | 0.00067708 | 463.2502 | 0.00095948 | 469.171 | 0.003277 | 469.7737 | 0.1242 | 466.2287 | 0.89736 | 462.5548 | 0.03304 | 469.7737 | 0.17477 | 469.7737 | 0.019807 | 463.86 | 0.00030341 | 469.7737 | 0.00030817 | 462.4517 | 1.0903e-05 | 469.7737 | 0.0014 | 469.7737 | 0.00056791 | 469.171 | 0.00072875 | 699.7086 | 0.01148 | 469.171 | 0.0011878 | 698.9715 | 6.6672e-06 | 699.7086 | 0.00192 | 466.2287 | 0.15174
| 469.9956 | 0.0016976 | 469.3931 | 0.0049743 | 462.668 | 0.00084967 | 469.9956 | -0.00017063 | 469.3931 | 0.002502 | 463.4712 | 0.00043706 | 469.3931 | 0.0016356 | 469.9956 | 0.11998 | 466.4467 | 0.89386 | 462.668 | 0.0302 | 469.9956 | 0.17738 | 469.9956 | 0.019301 | 464.08 | 1.0836e-05 | 469.9956 | 0 | 462.567 | 1.0903e-05 | 469.9956 | 0 | 469.9956 | 0 | 469.3931 | -0.00065255 | 699.8715 | 0.00907 | 469.3931 | -0.0015242 | 699.1346 | 1.0001e-05 | 699.8715 | 0.00201 | 466.4467 | 0.14778
| 470.2176 | 0.0022161 | 469.6152 | 0.0060975 | 462.7811 | 0 | 470.2176 | 0.00061422 | 469.6152 | 0.0016392 | 463.6923 | 0.00082292 | 469.6152 | 0.0031334 | 470.2176 | 0.11942 | 466.6646 | 0.9057 | 462.7811 | 0.03008 | 470.2176 | 0.18672 | 470.2176 | 0.020851 | 464.3 | 0.00046596 | 470.2176 | 0.00012077 | 462.6824 | 8.7714e-06 | 470.2176 | 0.00088589 | 470.2176 | 0.0003901 | 469.6152 | 0.00066119 | 700.0345 | 0.01157 | 469.6152 | 0.0002457 | 699.2977 | 6.6672e-06 | 700.0345 | 0.00199 | 466.6646 | 0.14457
| 470.4395 | 0.00097642 | 469.8373 | 0.0056731 | 462.8943 | 0 | 470.4395 | 0.00024265 | 469.8373 | 0.0024689 | 463.9133 | 0.00040228 | 469.8373 | 0.0016447 | 470.4395 | 0.11432 | 466.8827 | 0.90761 | 462.8943 | 0.03196 | 470.4395 | 0.19065 | 470.4395 | 0.020627 | 464.53 | 0.00056349 | 470.4395 | 0 | 462.7978 | 9.4389e-06 | 470.4395 | 0 | 470.4395 | 0 | 469.8373 | -0.00084467 | 700.1975 | 0.00782 | 469.8373 | -0.002018 | 699.4609 | 1.0001e-05 | 700.1975 | 0.00217 | 466.8827 | 0.14046
| 470.6615 | 0.0020921 | 470.0595 | 0.0060492 | 463.0075 | 0 | 470.6615 | 0.0015557 | 470.0595 | 0.00097205 | 464.1344 | 0.00071785 | 470.0595 | 0.0030288 | 470.6615 | 0.11418 | 467.1007 | 0.91656 | 463.0075 | 0.03003 | 470.6615 | 0.19819 | 470.6615 | 0.021995 | 464.75 | -0.00037928 | 470.6615 | 5.6586e-05 | 462.9131 | 9.6263e-06 | 470.6615 | 0.00092654 | 470.6615 | 0.00034998 | 470.0595 | 0.00082553 | 700.3606 | 0.01106 | 470.0595 | -0.00010835 | 699.624 | 6.6672e-06 | 700.3606 | 0.00205 | 467.1007 | 0.13656
| 470.8834 | 0.0022359 | 470.2816 | 0.0054511 | 463.1206 | 0.00132 | 470.8834 | 0.00036147 | 470.2816 | 0.0025116 | 464.3555 | 0.0003506 | 470.2816 | 0.0017055 | 470.8834 | 0.11051 | 467.3187 | 0.91988 | 463.1206 | 0.03122 | 470.8834 | 0.20234 | 470.8834 | 0.021698 | 464.97 | -0.0001192 | 470.8834 | 0 | 463.0285 | 1.0247e-05 | 470.8834 | 0 | 470.8834 | 0 | 470.2816 | -0.00087645 | 700.5236 | 0.01277 | 470.2816 | -0.00036088 | 699.7871 | 3.0002e-05 | 700.5236 | 0.0021 | 467.3187 | 0.13433
| 471.1054 | 0.0017762 | 470.5038 | 0.0062278 | 463.2338 | 0 | 471.1054 | 0.00094921 | 470.5038 | 0.00098908 | 464.5766 | 0.00099171 | 470.5038 | 0.0030324 | 471.1054 | 0.10975 | 467.5368 | 0.93372 | 463.2338 | 0.0292 | 471.1054 | 0.21079 | 471.1054 | 0.024203 | 465.19 | -0.001062 | 471.1054 | 0.0011614 | 463.1439 | 1.0575e-05 | 471.1054 | 0.00080274 | 471.1054 | 0.00049715 | 470.5038 | 0.00108 | 700.6866 | 0.01222 | 470.5038 | 0.0014179 | 699.9502 | 6.6672e-06 | 700.6866 | 0.00191 | 467.5368 | 0.13314
| 471.3274 | 0.0021307 | 470.7259 | 0.0059854 | 463.347 | 0.00212 | 471.3274 | 0.0006544 | 470.7259 | 0.0026486 | 464.7977 | 0.00018497 | 470.7259 | 0.001669 | 471.3274 | 0.10511 | 467.7549 | 0.92805 | 463.347 | 0.02897 | 471.3274 | 0.21473 | 471.3274 | 0.023418 | 465.42 | -0.0017121 | 471.3274 | 0 | 463.2593 | 1.0305e-05 | 471.3274 | 0 | 471.3274 | 0 | 470.7259 | -0.00033733 | 700.8496 | 0.01333 | 470.7259 | -0.0022297 | 700.1134 | 1.0001e-05 | 700.8496 | 0.00198 | 467.7548 | 0.12878
| 471.5494 | 0.0022713 | 470.9481 | 0.0059889 | 463.4601 | 0 | 471.5494 | 0.0011054 | 470.9481 | 0.00074043 | 465.0188 | 0.0010134 | 470.9481 | 0.0027521 | 471.5494 | 0.10441 | 467.9729 | 0.9448 | 463.4601 | 0.02662 | 471.5494 | 0.22244 | 471.5494 | 0.025079 | 465.64 | 0.0017663 | 471.5494 | 0.00097214 | 463.3747 | 1.068e-05 | 471.5494 | 0.00082638 | 471.5494 | 0.00050565 | 470.9481 | 0.00080106 | 701.0126 | 0.01071 | 470.9481 | 0.00059162 | 700.2765 | 4.667e-05 | 701.0126 | 0.00189 | 467.9729 | 0.12753
| 471.7715 | 0.0015581 | 471.1703 | 0.0056285 | 463.5733 | 0.00172 | 471.7715 | 0.00029065 | 471.1703 | 0.0018418 | 465.2399 | 0.00045211 | 471.1703 | 0.0015642 | 471.7715 | 0.098605 | 468.191 | 0.94357 | 463.5733 | 0.03079 | 471.7715 | 0.2233 | 471.7715 | 0.024193 | 465.86 | -0.0010295 | 471.7715 | 0 | 463.4901 | 1.1336e-05 | 471.7715 | 0 | 471.7715 | 0 | 471.1703 | -0.0006196 | 701.1757 | 0.01076 | 471.1703 | 0.0002046 | 700.4397 | 1.0001e-05 | 701.1757 | 0.002 | 468.191 | 0.12373
| 471.9935 | 0.0029593 | 471.3925 | 0.0058239 | 463.6865 | 0 | 471.9935 | 0.00035769 | 471.3925 | 0.00062272 | 465.4611 | 0.0011077 | 471.3925 | 0.0029556 | 471.9935 | 0.096948 | 468.4091 | 0.95001 | 463.6865 | 0.03156 | 471.9935 | 0.23205 | 471.9935 | 0.026319 | 466.08 | -0.001322 | 471.9935 | 0.00097631 | 463.6055 | 1.0633e-05 | 471.9935 | 0.00077967 | 471.9935 | 0.00050569 | 471.3925 | 0.00053368 | 701.3387 | 0.0138 | 471.3925 | 0.0025948 | 700.6028 | 0 | 701.3387 | 0.0019 | 468.4091 | 0.12356
| 472.2155 | 0.001703 | 471.6148 | 0.0056042 | 463.7997 | 0.00222 | 472.2155 | 0.00036312 | 471.6148 | 0.002643 | 465.6823 | 0.00032651 | 471.6148 | 0.0015571 | 472.2155 | 0.093136 | 468.6272 | 0.95417 | 463.7997 | 0.03247 | 472.2155 | 0.23341 | 472.2155 | 0.025867 | 466.31 | -0.00060684 | 472.2155 | 0 | 463.7209 | 1.0223e-05 | 472.2155 | 0 | 472.2156 | 0 | 471.6148 | -0.00026008 | 701.5018 | 0.01259 | 471.6148 | 0.00026461 | 700.766 | 3.0002e-05 | 701.5018 | 0.00206 | 468.6272 | 0.11939
| 472.4376 | 0.0022021 | 471.837 | 0.005805 | 463.9129 | 0 | 472.4376 | 0.0015497 | 471.837 | 0.0014905 | 465.9034 | 0.00055846 | 471.837 | 0.0028587 | 472.4376 | 0.091399 | 468.8453 | 0.95913 | 463.9129 | 0.03079 | 472.4376 | 0.24182 | 472.4376 | 0.027504 | 466.53 | 0.0018639 | 472.4376 | 0.00046313 | 463.8363 | 9.3218e-06 | 472.4376 | 0.00067099 | 472.4376 | 0.00047966 | 471.837 | 0.00049103 | 701.6648 | 0.01334 | 471.837 | 3.3054e-05 | 700.9291 | 6.6672e-06 | 701.6648 | 0.00201 | 468.8453 | 0.11807
| 472.6597 | 0.0019526 | 472.0592 | 0.005535 | 464.026 | 0.00065893 | 472.6597 | 0.00014391 | 472.0592 | 0.0023934 | 466.1246 | 0.00040796 | 472.0592 | 0.0014954 | 472.6597 | 0.08711 | 469.0634 | 0.9616 | 464.026 | 0.02929 | 472.6597 | 0.24317 | 472.6597 | 0.027147 | 466.75 | 0.00036844 | 472.6597 | 0 | 463.9517 | 9.6731e-06 | 472.6597 | 0 | 472.6597 | 0 | 472.0593 | -0.00095772 | 701.8279 | 0.01301 | 472.0592 | -0.0015479 | 701.0923 | 1.0001e-05 | 701.8279 | 0.0021 | 469.0634 | 0.11692
| 472.8818 | 0.0021835 | 472.2815 | 0.0060541 | 464.1392 | 0 | 472.8818 | 0.0012158 | 472.2815 | 0.00055251 | 466.3458 | 0.00070291 | 472.2815 | 0.0029088 | 472.8818 | 0.087991 | 469.2816 | 0.96567 | 464.1392 | 0.03321 | 472.8818 | 0.2545 | 472.8818 | 0.029273 | 466.97 | -0.00050931 | 472.8818 | 0.00062538 | 464.0671 | 1.0083e-05 | 472.8818 | 0.00084196 | 472.8818 | 0.00057885 | 472.2815 | 0.0011 | 701.9909 | 0.01378 | 472.2815 | 0.001829 | 701.2555 | 0 | 701.9909 | 0.00196 | 469.2816 | 0.1151
| 473.1039 | 0.0014061 | 472.5038 | 0.0055591 | 464.2524 | 0.00113 | 473.1039 | 0.00040812 | 472.5038 | 0.0025188 | 466.567 | 0.00051211 | 472.5038 | 0.0016394 | 473.1039 | 0.083404 | 469.4997 | 0.97074 | 464.2524 | 0.03127 | 473.1039 | 0.26 | 473.1039 | 0.029159 | 467.2 | -0.0021348 | 473.1039 | 0 | 464.1825 | 9.5677e-06 | 473.1039 | 0 | 473.1039 | 0 | 472.5038 | -0.00098872 | 702.154 | 0.01074 | 472.5038 | -0.001319 | 701.4186 | 0 | 702.154 | 0.00208 | 469.4997 | 0.11094
| 473.326 | 0.00312 | 472.7261 | 0.0056658 | 464.3656 | 0 | 473.326 | 0.0012481 | 472.7261 | 0.0011642 | 466.7882 | 0.00084963 | 472.7261 | 0.0027254 | 473.326 | 0.082791 | 469.7179 | 0.98109 | 464.3656 | 0.03145 | 473.326 | 0.26936 | 473.326 | 0.030674 | 467.42 | 0.0019939 | 473.326 | 0 | 464.2979 | 9.5443e-06 | 473.326 | 0.0011678 | 473.326 | 0.000428 | 472.7261 | 0.00084949 | 702.3171 | 0.01447 | 472.7261 | -0.00054284 | 701.5818 | 0 | 702.3171 | 0.00202 | 469.7179 | 0.11097
| 473.5481 | 0.0023026 | 472.9484 | 0.0053926 | 464.4788 | 0.00083232 | 473.5481 | -0.00020692 | 472.9484 | 0.0015139 | 467.0094 | 0.00017048 | 472.9484 | 0.0016578 | 473.5481 | 0.079869 | 469.9361 | 0.98038 | 464.4788 | 0.03218 | 473.5481 | 0.27323 | 473.5481 | 0.030505 | 467.64 | -0.0012895 | 473.5481 | 0 | 464.4134 | 9.7902e-06 | 473.5481 | 0 | 473.5481 | 0 | 472.9484 | -0.00095697 | 702.4802 | 0.01247 | 472.9484 | -0.0010275 | 701.745 | 1.0001e-05 | 702.4802 | 0.00207 | 469.9361 | 0.10791
| 473.7703 | 0.0034259 | 473.1707 | 0.0055682 | 464.592 | 0 | 473.7703 | 0.00090134 | 473.1707 | 0.0010573 | 467.2306 | 0.00075823 | 473.1707 | 0.0029709 | 473.7703 | 0.078533 | 470.1543 | 0.98807 | 464.592 | 0.03233 | 473.7703 | 0.27897 | 473.7703 | 0.032063 | 467.86 | 0.00069354 | 473.7703 | 0.00073795 | 464.5288 | 1.0036e-05 | 473.7703 | 0.0011602 | 473.7703 | 0.00052685 | 473.1707 | 0.00072653 | 702.6432 | 0.01427 | 473.1707 | 0.00082044 | 701.9082 | 6.6672e-06 | 702.6432 | 0.00192 | 470.1543 | 0.10708
| 473.9924 | 0.0011594 | 473.3931 | 0.0052669 | 464.7052 | 0.00111 | 473.9924 | 0.00023247 | 473.3931 | 0.0022174 | 467.4519 | 0.00049362 | 473.3931 | 0.001337 | 473.9924 | 0.074747 | 470.3725 | 0.98134 | 464.7052 | 0.03232 | 473.9924 | 0.28499 | 473.9924 | 0.031617 | 468.09 | -0.001257 | 473.9924 | 0 | 464.6442 | 9.1578e-06 | 473.9924 | 0 | 473.9924 | 0 | 473.3931 | -0.00062654 | 702.8063 | 0.01278 | 473.3931 | -0.0026046 | 702.0714 | 1.0001e-05 | 702.8063 | 0.00196 | 470.3725 | 0.10317
| 474.2146 | 0.0020108 | 473.6154 | 0.0056522 | 464.8184 | 0 | 474.2146 | 0.0016394 | 473.6154 | 0.00027513 | 467.6731 | 0.00060699 | 473.6154 | 0.0025689 | 474.2146 | 0.073511 | 470.5907 | 0.99467 | 464.8184 | 0.03133 | 474.2146 | 0.29231 | 474.2146 | 0.033631 | 468.31 | -0.00015171 | 474.2146 | 0.00059649 | 464.7597 | 9.4272e-06 | 474.2146 | 0.0010007 | 474.2146 | 0.00061374 | 473.6154 | 0.0004447 | 702.9694 | 0.01496 | 473.6154 | 0.00090814 | 702.2346 | 0 | 702.9694 | 0.00191 | 470.5907 | 0.10589
| 474.4368 | 0.0017529 | 473.8378 | 0.0047681 | 464.9316 | 0.00116 | 474.4368 | 6.4537e-06 | 473.8378 | 0.0019197 | 467.8944 | 0.00043537 | 473.8378 | 0.0016122 | 474.4368 | 0.070856 | 470.8089 | 0.99174 | 464.9316 | 0.03213 | 474.4368 | 0.29689 | 474.4368 | 0.033097 | 468.53 | -0.001322 | 474.4368 | 0 | 464.8751 | 1.0715e-05 | 474.4368 | 0 | 474.4368 | 0 | 473.8378 | -0.0006773 | 703.1325 | 0.01127 | 473.8378 | -0.002248 | 702.3978 | 1.0001e-05 | 703.1325 | 0.00203 | 470.8089 | 0.10296
| 474.659 | 0.0025981 | 474.0601 | 0.0054796 | 465.0448 | 0 | 474.659 | 0.0016598 | 474.0601 | 0.00080467 | 468.1157 | 0.00065412 | 474.0601 | 0.0027613 | 474.659 | 0.070763 | 471.0271 | 0.99647 | 465.0448 | 0.03145 | 474.659 | 0.30786 | 474.659 | 0.035106 | 468.75 | -0.00067186 | 474.659 | 0.00080565 | 464.9906 | 1.1805e-05 | 474.659 | 0.00078397 | 474.659 | 0.00047009 | 474.0601 | 0.00070989 | 703.2956 | 0.01466 | 474.0601 | 0.0011116 | 702.561 | 0 | 703.2956 | 0.00205 | 471.0271 | 0.10394
| 474.8812 | 0.0022015 | 474.2825 | 0.0056457 | 465.158 | 0.00153 | 474.8812 | 0.00026835 | 474.2825 | 0.0014765 | 468.337 | 0.00050686 | 474.2825 | 0.0015246 | 474.8812 | 0.067983 | 471.2454 | 0.99609 | 465.158 | 0.03542 | 474.8812 | 0.31449 | 474.8812 | 0.035512 | 468.98 | 0.00030341 | 474.8812 | 0 | 465.106 | 1.1266e-05 | 474.8812 | 0 | 474.8812 | 0 | 474.2825 | -0.00062936 | 703.4588 | 0.01537 | 474.2825 | 3.1817e-05 | 702.7243 | 1.0001e-05 | 703.4588 | 0.00219 | 471.2454 | 0.09931
| 475.1034 | 0.0024917 | 474.5049 | 0.0055626 | 465.2712 | 0 | 475.1034 | 0.0011481 | 474.5049 | 0.00062857 | 468.5583 | 0.00090443 | 474.5049 | 0.0027353 | 475.1034 | 0.067748 | 471.4636 | 0.99404 | 465.2712 | 0.03559 | 475.1034 | 0.3244 | 475.1034 | 0.037325 | 469.2 | 0.0009536 | 475.1034 | 0.00061152 | 465.2215 | 9.7902e-06 | 475.1034 | 0.00075791 | 475.1034 | 0.00052148 | 474.5049 | 0.00091376 | 703.6219 | 0.01466 | 474.5049 | 0.0011651 | 702.8875 | 0 | 703.6219 | 0.00203 | 471.4636 | 0.09975
| 475.3256 | 0.0021631 | 474.7274 | 0.0054875 | 465.3844 | 0.00147 | 475.3256 | 0.0004578 | 474.7274 | 0.0023614 | 468.7796 | 0.00031963 | 474.7274 | 0.0015966 | 475.3256 | 0.065064 | 471.6819 | 0.99537 | 465.3844 | 0.03474 | 475.3256 | 0.33005 | 475.3256 | 0.037595 | 469.42 | 0.00010836 | 475.3256 | 0 | 465.3369 | 9.4389e-06 | 475.3256 | 0 | 475.3256 | 0 | 474.7274 | -0.00064926 | 703.785 | 0.01502 | 474.7274 | -0.00035839 | 703.0507 | 1.0001e-05 | 703.785 | 0.00204 | 471.6818 | 0.09732
| 475.5479 | 0.0034506 | 474.9498 | 0.0056758 | 465.4976 | 0 | 475.5479 | 0.00075125 | 474.9498 | 0.0007973 | 469.0009 | 0.0008253 | 474.9498 | 0.0027969 | 475.5479 | 0.065851 | 471.9001 | 1 | 465.4976 | 0.03383 | 475.5479 | 0.34055 | 475.5479 | 0.039361 | 469.64 | -0.00021673 | 475.5479 | 0.0008331 | 465.4524 | 8.4552e-06 | 475.5479 | 0.00077812 | 475.5479 | 0.00044631 | 474.9498 | 0.0011 | 703.9481 | 0.01524 | 474.9498 | -0.001126 | 703.2139 | 6.6672e-06 | 703.9481 | 0.00192 | 471.9001 | 0.09745
| 475.7701 | 0.0014166 | 475.1722 | 0.0055029 | 465.6108 | 0.00038148 | 475.7701 | 0.0004373 | 475.1722 | 0.0023423 | 469.2222 | 0.00049426 | 475.1722 | 0.0014851 | 475.7701 | 0.062775 | 472.1184 | 0.99089 | 465.6108 | 0.03431 | 475.7701 | 0.34806 | 475.7701 | 0.039609 | 469.87 | 0.0012462 | 475.7701 | 0 | 465.5679 | 9.1344e-06 | 475.7701 | 0 | 475.7701 | 0 | 475.1722 | -0.00052939 | 704.1113 | 0.01491 | 475.1722 | -0.0012115 | 703.3772 | 3.0002e-05 | 704.1113 | 0.0021 | 472.1184 | 0.09624
| 475.9924 | 0.0027821 | 475.3947 | 0.0058519 | 465.724 | 0 | 475.9924 | 0.0011399 | 475.3947 | 0.0011466 | 469.4436 | 0.00058318 | 475.3947 | 0.0029292 | 475.9924 | 0.062978 | 472.3367 | 0.99325 | 465.724 | 0.03505 | 475.9924 | 0.36154 | 475.9924 | 0.042271 | 470.09 | -0.001192 | 475.9924 | 0.00067011 | 465.6833 | 9.6263e-06 | 475.9924 | 0.00076047 | 475.9924 | 0.00043112 | 475.3947 | 0.00173 | 704.2744 | 0.01487 | 475.3947 | 0.0021356 | 703.5404 | 0 | 704.2744 | 0.00202 | 472.3367 | 0.09582
| 476.2147 | 0.0018688 | 475.6172 | 0.0056236 | 465.8373 | 0.00116 | 476.2147 | 0.00043881 | 475.6172 | 0.002797 | 469.6649 | 0.00036895 | 475.6172 | 0.0017609 | 476.2147 | 0.060396 | 472.555 | 0.99642 | 465.8373 | 0.03672 | 476.2147 | 0.36816 | 476.2147 | 0.042259 | 470.31 | -0.00044429 | 476.2147 | 0 | 465.7988 | 1.0844e-05 | 476.2147 | 0 | 476.2147 | 0 | 475.6172 | -0.00087936 | 704.4375 | 0.01495 | 475.6172 | -0.0010289 | 703.7037 | 3.0002e-05 | 704.4375 | 0.00218 | 472.555 | 0.09562
| 476.437 | 0.0021591 | 475.8396 | 0.0056124 | 465.9505 | 0 | 476.437 | 0.001091 | 475.8396 | 0.00025794 | 469.8863 | 0.00056114 | 475.8396 | 0.0028836 | 476.437 | 0.060392 | 472.7733 | 0.99496 | 465.9505 | 0.03559 | 476.437 | 0.37445 | 476.437 | 0.044024 | 470.54 | 0.0018639 | 476.437 | 0.00108 | 465.9143 | 9.2984e-06 | 476.437 | 0.00046407 | 476.437 | 0.00043751 | 475.8396 | 0.00056562 | 704.6007 | 0.01519 | 475.8396 | 0.00078779 | 703.8669 | 0 | 704.6007 | 0.002 | 472.7733 | 0.09387
| 476.6593 | 0.0018268 | 476.0621 | 0.0052609 | 466.0637 | 0.00090168 | 476.6593 | 0.00042281 | 476.0621 | 0.0026568 | 470.1077 | 0.00024602 | 476.0621 | 0.0015884 | 476.6593 | 0.056556 | 472.9917 | 0.98823 | 466.0637 | 0.03556 | 476.6593 | 0.3801 | 476.6593 | 0.043845 | 470.76 | -0.00080189 | 476.6593 | 0 | 466.0298 | 9.5443e-06 | 476.6593 | 0 | 476.6593 | 0 | 476.0621 | -0.0004461 | 704.7639 | 0.01544 | 476.0621 | -0.0024425 | 704.0302 | 1.0001e-05 | 704.7639 | 0.00208 | 472.9917 | 0.0899
| 476.8816 | 0.002316 | 476.2847 | 0.0055375 | 466.1769 | 0 | 476.8816 | 0.0010317 | 476.2847 | 0.0015492 | 470.3291 | 0.00067722 | 476.2847 | 0.0028104 | 476.8816 | 0.056227 | 473.21 | 0.9866 | 466.1769 | 0.03849 | 476.8816 | 0.38566 | 476.8816 | 0.045716 | 470.98 | 0.00049847 | 476.8816 | 0.00068764 | 466.1453 | 9.3452e-06 | 476.8816 | 0.00082502 | 476.8816 | 0.00047218 | 476.2846 | 0.00063714 | 704.927 | 0.01514 | 476.2847 | 0.0017702 | 704.1935 | 0 | 704.927 | 0.00188 | 473.21 | 0.09258
| 477.104 | 0.0019691 | 476.5072 | 0.0049963 | 466.2901 | 0.00076297 | 477.104 | -5.41e-05 | 476.5072 | 0.0021806 | 470.5505 | 0.000327 | 476.5072 | 0.001603 | 477.104 | 0.053948 | 473.4284 | 0.97642 | 466.2901 | 0.03641 | 477.104 | 0.39652 | 477.104 | 0.046084 | 471.2 | 0.00085607 | 477.104 | 0 | 466.2608 | 1.0961e-05 | 477.104 | 0 | 477.104 | 0 | 476.5072 | -0.001 | 705.0902 | 0.01584 | 476.5072 | 0.00015792 | 704.3568 | 3.0002e-05 | 705.0902 | 0.00208 | 473.4284 | 0.08936
| 477.3263 | 0.0025312 | 476.7297 | 0.0056257 | 466.4034 | 0 | 477.3263 | 0.00071729 | 476.7297 | 6.1893e-05 | 470.7719 | 0.00085818 | 476.7297 | 0.0027942 | 477.3263 | 0.053998 | 473.6468 | 0.9762 | 466.4034 | 0.03769 | 477.3263 | 0.40658 | 477.3263 | 0.048519 | 471.43 | 0.0011162 | 477.3263 | 0.00083067 | 466.3763 | 9.5443e-06 | 477.3263 | 0.0007587 | 477.3263 | 0.00041353 | 476.7297 | 0.00064548 | 705.2534 | 0.01505 | 476.7297 | 0.0019661 | 704.52 | 0 | 705.2534 | 0.00201 | 473.6468 | 0.09089
| 477.5487 | 0.0022699 | 476.9523 | 0.0053497 | 466.5166 | 0.00118 | 477.5487 | 0.00029484 | 476.9523 | 0.0030054 | 470.9933 | 0.00015814 | 476.9523 | 0.0014804 | 477.5487 | 0.051433 | 473.8651 | 0.97132 | 466.5166 | 0.03766 | 477.5487 | 0.41502 | 477.5487 | 0.048701 | 471.65 | -0.0012895 | 477.5487 | 0 | 466.4918 | 9.2398e-06 | 477.5487 | 0 | 477.5487 | 0 | 476.9523 | -0.00092895 | 705.4166 | 0.01521 | 476.9523 | -0.001355 | 704.6833 | 3.0002e-05 | 705.4166 | 0.00214 | 473.8651 | 0.08969
| 477.7711 | 0.002981 | 477.1748 | 0.0055959 | 466.6298 | 0 | 477.7711 | 0.0012808 | 477.1748 | 0.001011 | 471.2148 | 0.00079097 | 477.1748 | 0.0028616 | 477.7711 | 0.052452 | 474.0835 | 0.96693 | 466.6298 | 0.0392 | 477.7711 | 0.42616 | 477.7711 | 0.050967 | 471.87 | 1.0836e-05 | 477.7711 | 0.00037372 | 466.6073 | 8.3966e-06 | 477.7711 | 0.00082052 | 477.7711 | 0.00055245 | 477.1748 | 0.00070858 | 705.5797 | 0.01454 | 477.1748 | 0.003193 | 704.8466 | 0 | 705.5797 | 0.00196 | 474.0835 | 0.08892
| 477.9934 | 0.0016718 | 477.3974 | 0.0053007 | 466.7431 | 0.00165 | 477.9934 | 0.00031305 | 477.3974 | 0.0022178 | 471.4362 | 0.00040896 | 477.3974 | 0.0014177 | 477.9935 | 0.050047 | 474.3019 | 0.96043 | 466.7431 | 0.03601 | 477.9935 | 0.43462 | 477.9934 | 0.05121 | 472.09 | 0.0012787 | 477.9935 | 0 | 466.7228 | 9.8488e-06 | 477.9935 | 0 | 477.9934 | 0 | 477.3974 | -0.00071584 | 705.7429 | 0.01598 | 477.3974 | -0.00078917 | 705.0099 | 1.0001e-05 | 705.7429 | 0.0021 | 474.3019 | 0.08765
| 478.2159 | 0.0026634 | 477.62 | 0.0053318 | 466.8563 | 0 | 478.2159 | 0.0012587 | 477.62 | 0.00071805 | 471.6577 | 0.00081194 | 477.62 | 0.0029035 | 478.2159 | 0.050235 | 474.5203 | 0.95718 | 466.8563 | 0.03661 | 478.2159 | 0.44806 | 478.2159 | 0.054164 | 472.32 | 0.0027741 | 478.2159 | 0.00035438 | 466.8383 | 1.0493e-05 | 478.2159 | 0.00058757 | 478.2158 | 0.00060658 | 477.62 | 0.0007913 | 705.9061 | 0.01485 | 477.62 | 0.0014134 | 705.1732 | 0 | 705.9061 | 0.00195 | 474.5203 | 0.0895
| 478.4383 | 0.0014827 | 477.8426 | 0.0056638 | 466.9695 | 0.00098839 | 478.4383 | 0.00028612 | 477.8426 | 0.0038353 | 471.8792 | 0.00036339 | 477.8426 | 0.0016986 | 478.4383 | 0.04842 | 474.7387 | 0.94318 | 466.9695 | 0.03516 | 478.4383 | 0.45782 | 478.4383 | 0.055332 | 472.54 | -0.00080189 | 478.4383 | 0 | 466.9538 | 1.1664e-05 | 478.4383 | 0 | 478.4383 | 0 | 477.8426 | -9.907e-05 | 706.0693 | 0.01607 | 477.8426 | -0.00018742 | 705.3365 | 3.0002e-05 | 706.0693 | 0.00212 | 474.7387 | 0.08469
| 478.6607 | 0.002301 | 478.0652 | 0.0054615 | 467.0828 | 0 | 478.6607 | 0.00087826 | 478.0652 | 0.00069788 | 472.1006 | 0.00075915 | 478.0652 | 0.0030138 | 478.6607 | 0.04911 | 474.9572 | 0.93854 | 467.0828 | 0.03883 | 478.6607 | 0.47145 | 478.6607 | 0.058205 | 472.76 | 0.0016363 | 478.6607 | 0.00085222 | 467.0693 | 1.143e-05 | 478.6607 | 0.0014367 | 478.6607 | 0.00062057 | 478.0652 | 0.00078834 | 706.2325 | 0.01491 | 478.0652 | -0.00013197 | 705.4998 | 6.6672e-06 | 706.2325 | 0.00195 | 474.9572 | 0.08863
| 478.8831 | 0.0020378 | 478.2879 | 0.0053422 | 467.196 | 0.00019074 | 478.8831 | 0.00073559 | 478.2879 | 0.0023888 | 472.3221 | 0.00018812 | 478.2879 | 0.0014118 | 478.8831 | 0.046127 | 475.1756 | 0.9363 | 467.196 | 0.03624 | 478.8831 | 0.47761 | 478.8831 | 0.05795 | 472.99 | -0.0010295 | 478.8831 | 0 | 467.1849 | 1.0633e-05 | 478.8831 | 0 | 478.8832 | 0 | 478.2879 | -6.9539e-05 | 706.3958 | 0.01583 | 478.2879 | -0.0028635 | 705.6631 | 3.0002e-05 | 706.3958 | 0.0021 | 475.1756 | 0.08633
| 479.1056 | 0.0026192 | 478.5105 | 0.0057121 | 467.3093 | 0 | 479.1056 | 0.0011477 | 478.5105 | 0.00043438 | 472.5436 | 0.0006761 | 478.5105 | 0.0028832 | 479.1056 | 0.046848 | 475.3941 | 0.92811 | 467.3093 | 0.03463 | 479.1056 | 0.48844 | 479.1056 | 0.060532 | 473.21 | -0.0018096 | 479.1056 | 0.00083045 | 467.3004 | 9.2632e-06 | 479.1056 | 0.0010822 | 479.1056 | 0.0006001 | 478.5105 | 0.00039834 | 706.559 | 0.01496 | 478.5105 | -0.00031998 | 705.8265 | 0 | 706.559 | 0.00193 | 475.3941 | 0.08615
| 479.3281 | 0.0018789 | 478.7332 | 0.0049855 | 467.4225 | 0.00084967 | 479.3281 | 0.00052699 | 478.7332 | 0.0017625 | 472.7652 | 0.0002758 | 478.7332 | 0.0014078 | 479.3281 | 0.04391 | 475.6125 | 0.91804 | 467.4225 | 0.03882 | 479.3281 | 0.48942 | 479.3281 | 0.059887 | 473.43 | -0.0020047 | 479.3281 | 0 | 467.416 | 1.0141e-05 | 479.3281 | 0 | 479.3281 | 0 | 478.7332 | -9.6814e-05 | 706.7222 | 0.01563 | 478.7332 | -0.0011562 | 705.9898 | 1.0001e-05 | 706.7222 | 0.00215 | 475.6125 | 0.08396
| 479.5505 | 0.0022112 | 478.9559 | 0.0053872 | 467.5358 | 0 | 479.5505 | 0.00059778 | 478.9559 | 0.00086029 | 472.9867 | 0.00058637 | 478.9559 | 0.0029134 | 479.5506 | 0.043983 | 475.831 | 0.91658 | 467.5358 | 0.03582 | 479.5506 | 0.49586 | 479.5505 | 0.06209 | 473.65 | 0.0010186 | 479.5506 | 0.0004375 | 467.5315 | 9.6497e-06 | 479.5506 | 0.00087893 | 479.5505 | 0.00060635 | 478.9559 | 0.00088876 | 706.8854 | 0.01434 | 478.9559 | -0.001607 | 706.1531 | 0 | 706.8854 | 0.00207 | 475.831 | 0.08451
| 479.773 | 0.0014291 | 479.1786 | 0.005142 | 467.649 | 0.00053755 | 479.773 | 0.00062325 | 479.1786 | 0.0020178 | 473.2082 | 0.00018229 | 479.1786 | 0.0012787 | 479.773 | 0.041164 | 476.0495 | 0.90617 | 467.649 | 0.03757 | 479.773 | 0.50012 | 479.773 | 0.062449 | 473.88 | 0.00010836 | 479.773 | 0 | 467.647 | 1.0083e-05 | 479.773 | 0 | 479.773 | 0 | 479.1785 | -0.00044876 | 707.0487 | 0.01579 | 479.1786 | -0.0027022 | 706.3164 | 1.0001e-05 | 707.0487 | 0.0022 | 476.0495 | 0.08262
| 479.9955 | 0.0027047 | 479.4013 | 0.0052962 | 467.7622 | 0 | 479.9955 | 0.001489 | 479.4013 | 0.0010541 | 473.4298 | 0.00052941 | 479.4013 | 0.0027625 | 479.9956 | 0.041258 | 476.268 | 0.89616 | 467.7622 | 0.03894 | 479.9956 | 0.50807 | 479.9955 | 0.064464 | 474.1 | 0.0013438 | 479.9956 | 0.000996 | 467.7626 | 8.3498e-06 | 479.9956 | 0.0012831 | 479.9955 | 0.00061605 | 479.4013 | 0.00056411 | 707.2119 | 0.01369 | 479.4013 | -0.00044318 | 706.4798 | 0 | 707.2119 | 0.00206 | 476.268 | 0.08413
| 480.2181 | 0.00081458 | 479.624 | 0.0045607 | 467.8755 | 0.00114 | 480.2181 | 0.00044616 | 479.624 | 0.0026567 | 473.6514 | 0.00014582 | 479.624 | 0.0013869 | 480.2181 | 0.038959 | 476.4865 | 0.88975 | 467.8755 | 0.0378 | 480.2181 | 0.51613 | 480.2181 | 0.065128 | 474.32 | -0.0018096 | 480.2181 | 0 | 467.8781 | 9.2398e-06 | 480.2181 | 0 | 480.2181 | 0 | 479.624 | -0.00118 | 707.3751 | 0.01556 | 479.624 | 0.0011503 | 706.6431 | 1.0001e-05 | 707.3751 | 0.00211 | 476.4865 | 0.0823
| 480.4406 | 0.0024661 | 479.8467 | 0.0056097 | 467.9887 | 0 | 480.4406 | 0.0012782 | 479.8467 | 0.0013766 | 473.8729 | 0.0008743 | 479.8467 | 0.0028857 | 480.4406 | 0.040076 | 476.705 | 0.88827 | 467.9887 | 0.0403 | 480.4406 | 0.5301 | 480.4406 | 0.068815 | 474.55 | -0.00080189 | 480.4406 | 0.0017959 | 467.9937 | 9.6028e-06 | 480.4406 | 0.0013823 | 480.4406 | 0.00064117 | 479.8467 | 0.000878 | 707.5384 | 0.01369 | 479.8467 | 0.0019228 | 706.8065 | 0 | 707.5384 | 0.002 | 476.705 | 0.08178
| 480.6631 | 0.0012381 | 480.0694 | 0.005131 | 468.102 | 0.0006936 | 480.6631 | 0.00040668 | 480.0694 | 0.0024332 | 474.0945 | 0.00013001 | 480.0694 | 0.0013657 | 480.6632 | 0.037996 | 476.9236 | 0.8752 | 468.102 | 0.03817 | 480.6632 | 0.54188 | 480.6631 | 0.069604 | 474.77 | 0.00069354 | 480.6632 | 0 | 468.1093 | 9.8371e-06 | 480.6632 | 0 | 480.6631 | 0 | 480.0695 | 2.4151e-05 | 707.7017 | 0.01568 | 480.0694 | -0.0017588 | 706.9698 | 0 | 707.7017 | 0.00209 | 476.9235 | 0.0815
| 480.8857 | 0.0023971 | 480.2922 | 0.0055478 | 468.2153 | 0 | 480.8857 | 0.00090266 | 480.2922 | 0.00060618 | 474.3161 | 0.00058427 | 480.2922 | 0.002948 | 480.8857 | 0.039231 | 477.1421 | 0.8655 | 468.2153 | 0.03849 | 480.8857 | 0.55595 | 480.8857 | 0.0727 | 474.99 | 0.00036844 | 480.8857 | 0.00045076 | 468.2248 | 9.2632e-06 | 480.8857 | 0.0011239 | 480.8857 | 0.00050746 | 480.2922 | 0.00029655 | 707.8649 | 0.01394 | 480.2922 | 0.0018408 | 707.1332 | 0 | 707.8649 | 0.00197 | 477.1421 | 0.08081
| 481.1083 | 0.0021513 | 480.515 | 0.0054995 | 468.3285 | 0.00064159 | 481.1083 | 0.0010217 | 480.515 | 0.0025879 | 474.5377 | 0.00020385 | 480.515 | 0.0016291 | 481.1083 | 0.037133 | 477.3607 | 0.85533 | 468.3285 | 0.03843 | 481.1083 | 0.56325 | 481.1083 | 0.073513 | 475.22 | -0.0024923 | 481.1083 | 0 | 468.3404 | 8.5137e-06 | 481.1083 | 0 | 481.1083 | 0 | 480.515 | 0.00013774 | 708.0282 | 0.01556 | 480.515 | -0.0019866 | 707.2966 | 1.0001e-05 | 708.0282 | 0.00208 | 477.3607 | 0.08082
| 481.3309 | 0.0021388 | 480.7378 | 0.0052932 | 468.4418 | 0 | 481.3309 | 0.00089792 | 480.7378 | 0.0010795 | 474.7593 | 0.00058373 | 480.7378 | 0.0026943 | 481.3309 | 0.037072 | 477.5792 | 0.85062 | 468.4418 | 0.03769 | 481.3309 | 0.5712 | 481.3309 | 0.075564 | 475.44 | 0.00059601 | 481.3309 | 0.0001624 | 468.456 | 9.6263e-06 | 481.3309 | 0.00064597 | 481.3309 | 0.00045017 | 480.7378 | 0.00073164 | 708.1915 | 0.01383 | 480.7378 | 0.00048284 | 707.4599 | 2.6669e-05 | 708.1915 | 0.00199 | 477.5792 | 0.08018
| 481.5535 | 0.0018216 | 480.9606 | 0.0048702 | 468.5551 | 0.00053755 | 481.5535 | 0.00033012 | 480.9606 | 0.0020519 | 474.981 | 0.00019561 | 480.9606 | 0.0013592 | 481.5535 | 0.034977 | 477.7978 | 0.83245 | 468.5551 | 0.03672 | 481.5535 | 0.57744 | 481.5535 | 0.076402 | 475.66 | -0.001127 | 481.5535 | 0 | 468.5716 | 9.111e-06 | 481.5535 | 0 | 481.5535 | 0 | 480.9606 | -0.00043914 | 708.3547 | 0.01576 | 480.9606 | -0.0019188 | 707.6233 | 0 | 708.3547 | 0.00216 | 477.7978 | 0.0814
| 481.7761 | 0.0028787 | 481.1834 | 0.0054861 | 468.6683 | 0 | 481.7761 | 0.0010469 | 481.1834 | 0.0013213 | 475.2026 | 0.00064042 | 481.1834 | 0.0029611 | 481.7761 | 0.035408 | 478.0164 | 0.8257 | 468.6683 | 0.0382 | 481.7761 | 0.58411 | 481.7761 | 0.079161 | 475.88 | 0.00079106 | 481.7761 | 0.0010973 | 468.6871 | 1.0657e-05 | 481.7761 | 0.00086276 | 481.7761 | 0.00062124 | 481.1834 | 0.00040706 | 708.518 | 0.0138 | 481.1834 | 0.00048681 | 707.7867 | 6.6672e-06 | 708.518 | 0.00209 | 478.0164 | 0.08086
| 481.9987 | 0.0016297 | 481.4062 | 0.005209 | 468.7816 | 0.00125 | 481.9987 | 0.00048662 | 481.4062 | 0.0019297 | 475.4243 | 0.00023107 | 481.4062 | 0.0013967 | 481.9987 | 0.032791 | 478.235 | 0.81167 | 468.7816 | 0.04115 | 481.9987 | 0.58721 | 481.9987 | 0.079358 | 476.11 | -2.1673e-05 | 481.9987 | 0 | 468.8027 | 9.2984e-06 | 481.9987 | 0 | 481.9987 | 0 | 481.4062 | -0.00053019 | 708.6813 | 0.01542 | 481.4062 | -0.0018689 | 707.9501 | 5.0004e-05 | 708.6813 | 0.00224 | 478.235 | 0.07786
| 482.2213 | 0.0021506 | 481.629 | 0.0053274 | 468.8949 | 0 | 482.2213 | 0.00085795 | 481.629 | 0.0014454 | 475.6459 | 0.00056679 | 481.629 | 0.0028584 | 482.2214 | 0.032621 | 478.4536 | 0.80667 | 468.8949 | 0.03874 | 482.2214 | 0.59399 | 482.2213 | 0.081993 | 476.33 | 0.00049847 | 482.2214 | 0.00019051 | 468.9183 | 1.1968e-05 | 482.2214 | 0.00074579 | 482.2213 | 0.00037904 | 481.629 | 0.00147 | 708.8446 | 0.01364 | 481.629 | 0.00057345 | 708.1135 | 0 | 708.8446 | 0.0022 | 478.4536 | 0.07834
| 482.444 | 0.0018562 | 481.8519 | 0.004492 | 469.0081 | 0.00101 | 482.444 | 0.00057915 | 481.8519 | 0.001917 | 475.8676 | 0.00025551 | 481.8519 | 0.0013785 | 482.444 | 0.030334 | 478.6722 | 0.79233 | 469.0081 | 0.0426 | 482.444 | 0.60129 | 482.444 | 0.08263 | 476.55 | -0.0012895 | 482.444 | 0 | 469.0339 | 1.2191e-05 | 482.444 | 0 | 482.444 | 0 | 481.8519 | -0.00091108 | 709.0079 | 0.0156 | 481.8519 | -0.00043481 | 708.2769 | 0 | 709.0079 | 0.00227 | 478.6722 | 0.0791
| 482.6667 | 0.0023471 | 482.0747 | 0.0053183 | 469.1214 | 0 | 482.6667 | 0.0017258 | 482.0747 | 0.0011024 | 476.0893 | 0.00090421 | 482.0747 | 0.0027254 | 482.6667 | 0.031699 | 478.8909 | 0.777 | 469.1214 | 0.04045 | 482.6667 | 0.60641 | 482.6667 | 0.085726 | 476.78 | -0.00041178 | 482.6667 | 0.00054276 | 469.1495 | 1.2027e-05 | 482.6667 | 0.0010367 | 482.6667 | 0.0004517 | 482.0747 | 0.00090681 | 709.1712 | 0.01366 | 482.0747 | 0.0010097 | 708.4403 | 6.6672e-06 | 709.1712 | 0.00203 | 478.8909 | 0.07914
| 482.8893 | 0.0022544 | 482.2976 | 0.005052 | 469.2347 | 0.00137 | 482.8893 | -0.00051242 | 482.2976 | 0.0024063 | 476.311 | 0.00023224 | 482.2976 | 0.0013221 | 482.8893 | 0.029464 | 479.1095 | 0.76788 | 469.2347 | 0.0395 | 482.8893 | 0.61384 | 482.8893 | 0.08667 | 477 | 0.0017338 | 482.8893 | 0 | 469.2651 | 1.1125e-05 | 482.8893 | 0 | 482.8893 | 0 | 482.2976 | -0.00063224 | 709.3345 | 0.01678 | 482.2976 | -0.00062505 | 708.6037 | 1.0001e-05 | 709.3345 | 0.00202 | 479.1095 | 0.07719
| 483.112 | 0.0024702 | 482.5205 | 0.0051318 | 469.348 | 0 | 483.112 | 0.0015054 | 482.5205 | 0.0014218 | 476.5327 | 0.00035363 | 482.5205 | 0.0027499 | 483.112 | 0.029395 | 479.3282 | 0.76774 | 469.348 | 0.04201 | 483.112 | 0.62259 | 483.112 | 0.088815 | 477.22 | 0.00033593 | 483.112 | 0.00044122 | 469.3807 | 9.5911e-06 | 483.112 | 0.00076805 | 483.112 | 0.00041315 | 482.5205 | 0.00075655 | 709.4979 | 0.01362 | 482.5205 | 0.0016039 | 708.7671 | 0 | 709.4979 | 0.00192 | 479.3282 | 0.07935
| 483.3347 | 0.0014266 | 482.7434 | 0.0051393 | 469.4613 | 0.00113 | 483.3347 | -0.00024438 | 482.7434 | 0.0021136 | 476.7545 | 0.00041129 | 482.7434 | 0.0013622 | 483.3347 | 0.027754 | 479.5468 | 0.75086 | 469.4613 | 0.04337 | 483.3347 | 0.62653 | 483.3347 | 0.090082 | 477.45 | -0.0016472 | 483.3347 | 0 | 469.4963 | 1.1336e-05 | 483.3347 | 0 | 483.3347 | 0 | 482.7434 | -0.00076081 | 709.6612 | 0.01634 | 482.7434 | -0.001267 | 708.9305 | 3.0002e-05 | 709.6612 | 0.00216 | 479.5468 | 0.07712
| 483.5575 | 0.0021818 | 482.9663 | 0.0050871 | 469.5745 | 0 | 483.5575 | 0.00081566 | 482.9663 | 0.00090367 | 476.9762 | 0.00035787 | 482.9663 | 0.0028709 | 483.5575 | 0.028265 | 479.7655 | 0.73984 | 469.5745 | 0.04147 | 483.5575 | 0.63505 | 483.5575 | 0.09303 | 477.67 | 0.00053099 | 483.5575 | 0.00021795 | 469.612 | 1.1418e-05 | 483.5575 | 0.00092673 | 483.5575 | 0.00039015 | 482.9663 | 0.00085151 | 709.8245 | 0.01375 | 482.9663 | -0.0021441 | 709.094 | 2.6669e-05 | 709.8245 | 0.00208 | 479.7655 | 0.07672
| 483.7802 | 0.00088113 | 483.1893 | 0.0051227 | 469.6878 | 0.00083232 | 483.7802 | -0.00027735 | 483.1893 | 0.0020793 | 477.1979 | 0.00029747 | 483.1893 | 0.0014297 | 483.7802 | 0.026486 | 479.9842 | 0.72909 | 469.6878 | 0.03882 | 483.7802 | 0.63951 | 483.7802 | 0.09415 | 477.89 | -0.0020372 | 483.7802 | 0 | 469.7276 | 1.2027e-05 | 483.7802 | 0 | 483.7802 | 0 | 483.1893 | -0.00046371 | 709.9878 | 0.01604 | 483.1893 | -0.0011651 | 709.2574 | 3.0002e-05 | 709.9878 | 0.00218 | 479.9842 | 0.07683
| 484.0029 | 0.0019252 | 483.4122 | 0.0050654 | 469.8011 | 0 | 484.0029 | 0.0009063 | 483.4122 | 0.00021629 | 477.4197 | 0.00066023 | 483.4122 | 0.0026628 | 484.0029 | 0.027242 | 480.2029 | 0.72829 | 469.8011 | 0.04241 | 484.0029 | 0.64647 | 484.0029 | 0.097596 | 478.12 | 7.5855e-05 | 484.0029 | 0.00037506 | 469.8432 | 1.1067e-05 | 484.0029 | 0.00084589 | 484.0029 | 0.00064443 | 483.4122 | 0.00049091 | 710.1512 | 0.0135 | 483.4122 | 0.0005278 | 709.4208 | 6.6672e-06 | 710.1512 | 0.00201 | 480.2029 | 0.07794
| 484.2257 | 0.0018628 | 483.6352 | 0.0049176 | 469.9144 | 0.00189 | 484.2257 | 0.00055772 | 483.6352 | 0.001904 | 477.6414 | 0.00041644 | 483.6352 | 0.0014015 | 484.2257 | 0.024782 | 480.4216 | 0.71211 | 469.9144 | 0.04379 | 484.2257 | 0.6525 | 484.2257 | 0.098046 | 478.34 | -0.0018096 | 484.2257 | 0 | 469.9588 | 9.7551e-06 | 484.2257 | 0 | 484.2257 | 0 | 483.6352 | -0.00047067 | 710.3145 | 0.0173 | 483.6352 | -0.00051266 | 709.5843 | 1.0001e-05 | 710.3145 | 0.00211 | 480.4216 | 0.07572
| 484.4485 | 0.0027209 | 483.8582 | 0.0048804 | 470.0277 | 0 | 484.4485 | 0.00074548 | 483.8582 | 0.001044 | 477.8632 | 0.0010956 | 483.8582 | 0.0028226 | 484.4485 | 0.025784 | 480.6403 | 0.71807 | 470.0277 | 0.04283 | 484.4485 | 0.66227 | 484.4485 | 0.10131 | 478.56 | 0.0018964 | 484.4485 | 0.00057442 | 470.0745 | 9.8136e-06 | 484.4485 | 0.00070169 | 484.4485 | 0.00042977 | 483.8582 | 0.00055522 | 710.4779 | 0.01582 | 483.8582 | 0.00024219 | 709.7477 | 0 | 710.4779 | 0.00203 | 480.6403 | 0.07857
| 484.6712 | 0.00092399 | 484.0811 | 0.0050147 | 470.141 | 0.00052021 | 484.6712 | 0.0002942 | 484.0811 | 0.0025242 | 478.085 | 5.9566e-05 | 484.0811 | 0.0013639 | 484.6712 | 0.023595 | 480.8591 | 0.7075 | 470.141 | 0.0447 | 484.6712 | 0.66483 | 484.6712 | 0.1029 | 478.79 | -0.0021998 | 484.6712 | 0 | 470.1901 | 1.0516e-05 | 484.6712 | 0 | 484.6712 | 0 | 484.0811 | -0.00058791 | 710.6412 | 0.0175 | 484.0811 | 0.00010154 | 709.9112 | 0 | 710.6412 | 0.00213 | 480.8591 | 0.07792
| 484.894 | 0.0030493 | 484.3041 | 0.0050221 | 470.2543 | 0 | 484.894 | 0.0013505 | 484.3041 | 0.00045046 | 478.3068 | 0.0008593 | 484.3041 | 0.0026787 | 484.894 | 0.024809 | 481.0778 | 0.70339 | 470.2543 | 0.04471 | 484.894 | 0.67359 | 484.894 | 0.10543 | 479.01 | -0.0012895 | 484.894 | 0.00098837 | 470.3057 | 1.0259e-05 | 484.894 | 0.0010939 | 484.894 | 0.00046077 | 484.3041 | 0.00053098 | 710.8046 | 0.01371 | 484.3041 | -0.00085867 | 710.0746 | 6.6672e-06 | 710.8046 | 0.002 | 481.0778 | 0.07959
| 485.1168 | 0.0017647 | 484.5272 | 0.0047581 | 470.3676 | 0.00151 | 485.1168 | 0.00013568 | 484.5272 | 0.002281 | 478.5286 | 0.00034163 | 484.5272 | 0.0013189 | 485.1168 | 0.022167 | 481.2966 | 0.69345 | 470.3676 | 0.04388 | 485.1168 | 0.67764 | 485.1168 | 0.10745 | 479.23 | -0.0016147 | 485.1168 | 0 | 470.4214 | 1.0423e-05 | 485.1168 | 0 | 485.1168 | 0 | 484.5272 | -0.0004513 | 710.968 | 0.01748 | 484.5272 | -0.0011569 | 710.2381 | 0 | 710.968 | 0.0021 | 481.2966 | 0.07731
| 485.3397 | 0.0023971 | 484.7502 | 0.0048578 | 470.4809 | 0 | 485.3397 | 0.0013327 | 484.7502 | 0.00044162 | 478.7505 | 0.00097216 | 484.7502 | 0.0026001 | 485.3397 | 0.023247 | 481.5153 | 0.68945 | 470.4809 | 0.04638 | 485.3397 | 0.68394 | 485.3397 | 0.11063 | 479.46 | 7.5855e-05 | 485.3397 | 0.00058018 | 470.5371 | 9.193e-06 | 485.3397 | 0.00089384 | 485.3397 | 0.0004621 | 484.7502 | 0.00112 | 711.1313 | 0.01665 | 484.7502 | 0.00116 | 710.4015 | 0 | 711.1313 | 0.00204 | 481.5153 | 0.08035
| 485.5625 | 0.001832 | 484.9732 | 0.0046716 | 470.5942 | 0 | 485.5625 | 0.00048819 | 484.9732 | 0.0023217 | 478.9723 | 0.0003649 | 484.9732 | 0.0012457 | 485.5625 | 0.021318 | 481.7341 | 0.68287 | 470.5942 | 0.04476 | 485.5625 | 0.68897 | 485.5625 | 0.11214 | 479.68 | 0.00046596 | 485.5625 | 0 | 470.6527 | 1.1043e-05 | 485.5625 | 0 | 485.5625 | 0 | 484.9732 | -0.00010219 | 711.2947 | 0.01762 | 484.9732 | -0.00027902 | 710.565 | 3.0002e-05 | 711.2947 | 0.00221 | 481.7341 | 0.07767
| 485.7853 | 0.0025081 | 485.1963 | 0.004722 | 470.7075 | 0 | 485.7853 | 0.0018008 | 485.1963 | 0.0010379 | 479.1942 | 0.0008958 | 485.1963 | 0.0026611 | 485.7853 | 0.021937 | 481.9529 | 0.67961 | 470.7075 | 0.04661 | 485.7853 | 0.69584 | 485.7853 | 0.11544 | 479.9 | 0.0015712 | 485.7853 | 0.00045134 | 470.7684 | 1.0329e-05 | 485.7853 | 0.0010612 | 485.7853 | 0.00046727 | 485.1963 | 0.00132 | 711.4581 | 0.01631 | 485.1963 | 0.0015139 | 710.7285 | 0 | 711.4581 | 0.00211 | 481.9529 | 0.0822
| 486.0082 | 0.0011662 | 485.4193 | 0.004702 | 470.8208 | 0.00154 | 486.0082 | 0.00052365 | 485.4193 | 0.0018062 | 479.416 | 0.00023786 | 485.4193 | 0.0010966 | 486.0082 | 0.020246 | 482.1717 | 0.67414 | 470.8208 | 0.05077 | 486.0082 | 0.69829 | 486.0082 | 0.11753 | 480.13 | 0.0014413 | 486.0082 | 0 | 470.884 | 1.1231e-05 | 486.0082 | 0 | 486.0082 | 0 | 485.4193 | -0.00081492 | 711.6215 | 0.01396 | 485.4193 | -0.00080565 | 710.892 | 1.0001e-05 | 711.6215 | 0.00224 | 482.1717 | 0.08058
| 486.231 | 0.0025246 | 485.6424 | 0.0047457 | 470.9341 | 0 | 486.231 | 0.0010577 | 485.6424 | 0.00034427 | 479.6379 | 0.00064323 | 485.6424 | 0.002683 | 486.2311 | 0.02152 | 482.3905 | 0.66931 | 470.9341 | 0.04911 | 486.2311 | 0.70962 | 486.231 | 0.12124 | 480.35 | -0.00060684 | 486.2311 | 0.00073861 | 470.9997 | 9.9542e-06 | 486.2311 | 0.0007287 | 486.231 | 0.00055654 | 485.6424 | 0.00155 | 711.7849 | 0.01811 | 485.6424 | 0.00075982 | 711.0555 | 0 | 711.7849 | 0.00204 | 482.3905 | 0.08133
| 486.4539 | 0.0021685 | 485.8655 | 0.0046833 | 471.0474 | 0.00118 | 486.4539 | -0.00010112 | 485.8655 | 0.0020081 | 479.8598 | -8.3269e-06 | 485.8655 | 0.0010704 | 486.4539 | 0.019136 | 482.6093 | 0.65932 | 471.0474 | 0.04847 | 486.4539 | 0.71112 | 486.4539 | 0.12265 | 480.57 | -0.001192 | 486.4539 | 0 | 471.1154 | 1.0364e-05 | 486.4539 | 0 | 486.454 | 0 | 485.8655 | 0.0001822 | 711.9483 | 0.01616 | 485.8655 | -0.0012641 | 711.2189 | 1.0001e-05 | 711.9483 | 0.00216 | 482.6093 | 0.08154
| 486.6768 | 0.0025875 | 486.0886 | 0.0049767 | 471.1607 | 0 | 486.6768 | 0.0011661 | 486.0886 | 0.00051363 | 480.0817 | 0.00074286 | 486.0886 | 0.0027797 | 486.6768 | 0.019811 | 482.8282 | 0.65749 | 471.1607 | 0.04825 | 486.6768 | 0.72152 | 486.6768 | 0.12657 | 480.8 | 0.0010836 | 486.6768 | 0.00062857 | 471.231 | 9.5677e-06 | 486.6768 | 0.0010194 | 486.6769 | 0.00045996 | 486.0886 | 0.00062108 | 712.1117 | 0.01781 | 486.0886 | 0.00083781 | 711.3824 | 0 | 712.1117 | 0.00198 | 482.8282 | 0.08335
| 486.8997 | 0.0016046 | 486.3117 | 0.0047259 | 471.2741 | 0.00060691 | 486.8997 | 0.00033896 | 486.3117 | 0.0030573 | 480.3036 | 8.3369e-05 | 486.3117 | 0.0012094 | 486.8998 | 0.019002 | 483.047 | 0.6411 | 471.2741 | 0.04876 | 486.8998 | 0.72332 | 486.8997 | 0.12774 | 481.02 | -0.001257 | 486.8998 | 0 | 471.3467 | 9.2398e-06 | 486.8998 | 0 | 486.8997 | 0 | 486.3118 | -0.00061311 | 712.2751 | 0.0144 | 486.3117 | 0.00013408 | 711.5459 | 3.0002e-05 | 712.2751 | 0.00218 | 483.047 | 0.08233
| 487.1227 | 0.0027804 | 486.5349 | 0.0045937 | 471.3874 | 0 | 487.1227 | 0.00065854 | 486.5349 | -0.00019357 | 480.5255 | 0.00077021 | 486.5349 | 0.0026999 | 487.1227 | 0.019424 | 483.2659 | 0.626 | 471.3874 | 0.04842 | 487.1227 | 0.72912 | 487.1227 | 0.13155 | 481.24 | -0.0010945 | 487.1227 | 0.00043126 | 471.4624 | 8.502e-06 | 487.1227 | 0.0006224 | 487.1227 | 0.00042783 | 486.5349 | 0.00043114 | 712.4385 | 0.01735 | 486.5349 | 0.00047241 | 711.7095 | 6.6672e-06 | 712.4385 | 0.00196 | 483.2659 | 0.08336
| 487.3456 | 0.0006763 | 486.758 | 0.0045358 | 471.5007 | 0.00154 | 487.3456 | -0.00010337 | 486.758 | 0.0020602 | 480.7474 | 7.1551e-05 | 486.758 | 0.0011392 | 487.3456 | 0.017131 | 483.4847 | 0.6149 | 471.5007 | 0.04995 | 487.3456 | 0.73453 | 487.3456 | 0.13454 | 481.47 | -0.0012895 | 487.3456 | 0 | 471.5781 | 8.7011e-06 | 487.3456 | 0 | 487.3456 | 0 | 486.758 | -0.00097959 | 712.6019 | 0.01296 | 486.758 | -0.0015431 | 711.873 | 1.0001e-05 | 712.6019 | 0.00207 | 483.4847 | 0.08329
| 487.5686 | 0.0028437 | 486.9812 | 0.0046071 | 471.614 | 0 | 487.5686 | 0.0010941 | 486.9812 | 0.00028398 | 480.9693 | 0.00044815 | 486.9812 | 0.0025544 | 487.5686 | 0.018661 | 483.7036 | 0.60912 | 471.614 | 0.0482 | 487.5686 | 0.74374 | 487.5686 | 0.13816 | 481.69 | -0.0012245 | 487.5686 | 0.00065778 | 471.6938 | 9.1344e-06 | 487.5686 | 0.00085935 | 487.5686 | 0.00027509 | 486.9812 | 0.00074003 | 712.7654 | 0.01754 | 486.9812 | -0.0019449 | 712.0365 | 0 | 712.7654 | 0.00196 | 483.7036 | 0.08413
| 487.7915 | 0.0019453 | 487.2044 | 0.0044431 | 471.7274 | 0.00022542 | 487.7915 | 0.00072095 | 487.2044 | 0.0020577 | 481.1913 | 9.6657e-05 | 487.2044 | 0.001169 | 487.7915 | 0.017036 | 483.9225 | 0.59785 | 471.7274 | 0.04788 | 487.7915 | 0.74616 | 487.7915 | 0.14023 | 481.91 | -0.0016472 | 487.7915 | 0 | 471.8095 | 8.9119e-06 | 487.7915 | 0 | 487.7915 | 0 | 487.2044 | -0.00056818 | 712.9288 | 0.01352 | 487.2044 | -0.00034475 | 712.2 | 1.0001e-05 | 712.9288 | 0.00214 | 483.9225 | 0.08166
| 488.0145 | 0.0022221 | 487.4276 | 0.0048216 | 471.8407 | 0 | 488.0145 | 0.00089895 | 487.4276 | 0.00083628 | 481.4132 | 0.00066724 | 487.4276 | 0.0026546 | 488.0145 | 0.017562 | 484.1414 | 0.58699 | 471.8407 | 0.0503 | 488.0145 | 0.75464 | 488.0145 | 0.14441 | 482.14 | -0.0015171 | 488.0145 | 0.00062967 | 471.9252 | 8.8534e-06 | 488.0145 | 0.0012919 | 488.0145 | 0.00049736 | 487.4276 | 0.0009419 | 713.0922 | 0.017 | 487.4276 | 0.0013033 | 712.3636 | 0 | 713.0922 | 0.00204 | 484.1414 | 0.08395
| 488.2375 | 0.0014688 | 487.6508 | 0.0043715 | 471.954 | 0.00156 | 488.2375 | 6.0751e-05 | 487.6508 | 0.0019391 | 481.6352 | 0.00012579 | 487.6508 | 0.0013215 | 488.2375 | 0.015652 | 484.3603 | 0.57475 | 471.954 | 0.05094 | 488.2375 | 0.75521 | 488.2375 | 0.14688 | 482.36 | 0.00069354 | 488.2375 | 0 | 472.0409 | 9.8136e-06 | 488.2375 | 0 | 488.2375 | 0 | 487.6508 | -0.00044827 | 713.2557 | 0.01472 | 487.6508 | -0.0014902 | 712.5271 | 3.0002e-05 | 713.2557 | 0.00215 | 484.3603 | 0.08394
| 488.4605 | 0.002588 | 487.874 | 0.0046127 | 472.0673 | 0 | 488.4605 | 0.001245 | 487.874 | 0.0010695 | 481.8572 | 0.00075369 | 487.874 | 0.0026623 | 488.4605 | 0.016407 | 484.5792 | 0.56764 | 472.0673 | 0.04763 | 488.4605 | 0.76294 | 488.4605 | 0.15149 | 482.58 | -0.0024923 | 488.4605 | 0.00074557 | 472.1566 | 1.0493e-05 | 488.4605 | 0.00086458 | 488.4605 | 0.00065585 | 487.874 | 0.001 | 713.4191 | 0.01775 | 487.874 | 0.00049332 | 712.6906 | 6.6672e-06 | 713.4191 | 0.00206 | 484.5792 | 0.08365
| 488.6835 | 0.0020622 | 488.0972 | 0.0044196 | 472.1807 | 0.00149 | 488.6835 | 0.00065515 | 488.0972 | 0.0017581 | 482.0792 | 0.00037854 | 488.0972 | 0.0011996 | 488.6835 | 0.015153 | 484.7982 | 0.54691 | 472.1807 | 0.05128 | 488.6835 | 0.76836 | 488.6835 | 0.1536 | 482.81 | -5.4182e-05 | 488.6835 | 0 | 472.2723 | 1.0739e-05 | 488.6835 | 0 | 488.6835 | 0 | 488.0972 | -0.0005244 | 713.5826 | 0.01343 | 488.0972 | -0.0039621 | 712.8542 | 1.0001e-05 | 713.5826 | 0.00222 | 484.7982 | 0.08189
| 488.9065 | 0.0034471 | 488.3204 | 0.0050836 | 472.294 | 0 | 488.9065 | 0.00092911 | 488.3204 | 0.00078128 | 482.3012 | 0.00072411 | 488.3204 | 0.002624 | 488.9065 | 0.016198 | 485.0171 | 0.54079 | 472.294 | 0.04928 | 488.9065 | 0.77546 | 488.9065 | 0.15858 | 483.03 | -0.00024923 | 488.9065 | 0.00091817 | 472.388 | 9.0173e-06 | 488.9065 | 0.00069616 | 488.9065 | 0.00055434 | 488.3204 | 0.0012 | 713.746 | 0.01487 | 488.3204 | 0.0016233 | 713.0177 | 6.6672e-06 | 713.746 | 0.00217 | 485.0171 | 0.08402
| 489.1296 | 0.00091005 | 488.5437 | 0.0048475 | 472.4074 | 0.00123 | 489.1296 | 0.00040987 | 488.5437 | 0.0023742 | 482.5232 | 5.9415e-05 | 488.5437 | 0.0012212 | 489.1296 | 0.014484 | 485.2361 | 0.52524 | 472.4074 | 0.04839 | 489.1296 | 0.77831 | 489.1296 | 0.16174 | 483.25 | -0.001257 | 489.1296 | 0 | 472.5038 | 8.8534e-06 | 489.1296 | 0 | 489.1296 | 0 | 488.5437 | -0.00034013 | 713.9095 | 0.01314 | 488.5437 | 0.00074857 | 713.1813 | 1.0001e-05 | 713.9095 | 0.00221 | 485.2361 | 0.08129
| 489.3526 | 0.0026057 | 488.767 | 0.004992 | 472.5207 | 0 | 489.3526 | 0.00064044 | 488.767 | 0.00063563 | 482.7452 | 0.00055067 | 488.767 | 0.0026203 | 489.3526 | 0.015366 | 485.455 | 0.51564 | 472.5207 | 0.04709 | 489.3526 | 0.78551 | 489.3526 | 0.16674 | 483.48 | 0.0009211 | 489.3526 | 0.00044473 | 472.6195 | 8.7011e-06 | 489.3526 | 0.00076616 | 489.3526 | 0.00054498 | 488.767 | 0.00040591 | 714.073 | 0.01603 | 488.767 | -8.3887e-06 | 713.3448 | 2.6669e-05 | 714.073 | 0.00203 | 485.4551 | 0.08473
| 489.5757 | 0.0020324 | 488.9902 | 0.004409 | 472.634 | 0.00186 | 489.5757 | 0.0003352 | 488.9902 | 0.0020337 | 482.9673 | 2.2843e-05 | 488.9902 | 0.0012083 | 489.5757 | 0.013516 | 485.674 | 0.50271 | 472.634 | 0.04808 | 489.5757 | 0.79005 | 489.5757 | 0.16884 | 483.7 | -0.0021023 | 489.5757 | 0 | 472.7352 | 8.947e-06 | 489.5757 | 0 | 489.5757 | 0 | 488.9903 | -0.00085195 | 714.2365 | 0.01315 | 488.9902 | -0.0034269 | 713.5084 | 0 | 714.2365 | 0.00207 | 485.674 | 0.0803
| 489.7988 | 0.0015384 | 489.2135 | 0.0044182 | 472.7474 | 0 | 489.7988 | 0.00069594 | 489.2135 | 0.00079373 | 483.1893 | 0.00053598 | 489.2135 | 0.0027481 | 489.7988 | 0.014754 | 485.893 | 0.49211 | 472.7474 | 0.04879 | 489.7988 | 0.79744 | 489.7988 | 0.17431 | 483.92 | -2.1673e-05 | 489.7988 | 0.00066071 | 472.8509 | 9.6497e-06 | 489.7988 | 0.00049996 | 489.7988 | 0.00042115 | 489.2135 | 0.00138 | 714.3999 | 0.01542 | 489.2135 | 0.0012 | 713.672 | 6.6672e-06 | 714.3999 | 0.00203 | 485.893 | 0.08343
| 490.0219 | 0.00070033 | 489.4369 | 0.0047456 | 472.8607 | 0.00123 | 490.0219 | -0.00039284 | 489.4369 | 0.0018153 | 483.4114 | -2.154e-05 | 489.4369 | 0.0010906 | 490.0219 | 0.013307 | 486.112 | 0.4802 | 472.8607 | 0.04896 | 490.0219 | 0.80269 | 490.0219 | 0.17735 | 484.15 | -0.00060684 | 490.0219 | 0 | 472.9667 | 9.6848e-06 | 490.0219 | 0 | 490.0218 | 0 | 489.4368 | -0.00101 | 714.5634 | 0.01301 | 489.4369 | -0.00026127 | 713.8355 | 1.0001e-05 | 714.5634 | 0.00222 | 486.112 | 0.08371
| 490.245 | 0.0023746 | 489.6602 | 0.0046147 | 472.9741 | 0 | 490.245 | 0.00096016 | 489.6602 | 0.00044825 | 483.6335 | 0.00062339 | 489.6602 | 0.0025872 | 490.245 | 0.01398 | 486.331 | 0.46642 | 472.9741 | 0.04967 | 490.245 | 0.8108 | 490.245 | 0.18286 | 484.37 | 0.0002384 | 490.245 | 0.00047843 | 473.0824 | 1.0247e-05 | 490.245 | 0.00045836 | 490.245 | 0.00048947 | 489.6602 | 0.00133 | 714.7269 | 0.01568 | 489.6602 | 0.00085867 | 713.9991 | 0 | 714.7269 | 0.00207 | 486.331 | 0.08509
| 490.4681 | 0.0014628 | 489.8835 | 0.0045291 | 473.0874 | 0.00106 | 490.4681 | -0.00046922 | 489.8835 | 0.0021707 | 483.8556 | 7.38e-05 | 489.8835 | 0.0013424 | 490.4681 | 0.012708 | 486.55 | 0.45369 | 473.0874 | 0.04899 | 490.4681 | 0.81438 | 490.4681 | 0.18593 | 484.59 | -0.00096444 | 490.4681 | 0 | 473.1982 | 1.1289e-05 | 490.4681 | 0 | 490.4681 | 0 | 489.8835 | -0.0003996 | 714.8904 | 0.01296 | 489.8835 | -9.2392e-06 | 714.1627 | 0 | 714.8904 | 0.00223 | 486.55 | 0.08153
| 490.6912 | 0.0024227 | 490.1069 | 0.0037716 | 473.2008 | 0 | 490.6912 | 0.0012448 | 490.1069 | 0.00054728 | 484.0777 | 0.00053445 | 490.1069 | 0.0026787 | 490.6912 | 0.01395 | 486.7691 | 0.44387 | 473.2008 | 0.0501 | 490.6912 | 0.82329 | 490.6912 | 0.19153 | 484.82 | -0.0021023 | 490.6912 | 0.00053076 | 473.3139 | 1.1535e-05 | 490.6912 | 0.00098919 | 490.6912 | 0.0005053 | 490.1069 | 0.00102 | 715.0539 | 0.0151 | 490.1069 | -0.00086458 | 714.3263 | 0 | 715.0539 | 0.00208 | 486.7691 | 0.08457
| 490.9144 | 0.0017752 | 490.3302 | 0.0045034 | 473.3141 | 0.00097105 | 490.9144 | 0.00066579 | 490.3302 | 0.0023097 | 484.2998 | 0.00023386 | 490.3302 | 0.0012438 | 490.9144 | 0.012324 | 486.9881 | 0.42907 | 473.3141 | 0.05316 | 490.9144 | 0.82785 | 490.9144 | 0.19543 | 485.04 | -5.4182e-05 | 490.9144 | 0 | 473.4297 | 1.2378e-05 | 490.9144 | 0 | 490.9144 | 0 | 490.3302 | -0.00016349 | 715.2174 | 0.01372 | 490.3302 | -0.0010636 | 714.4899 | 1.0001e-05 | 715.2174 | 0.00196 | 486.9881 | 0.0843
| 491.1375 | 0.0031407 | 490.5536 | 0.0047483 | 473.4275 | 0 | 491.1375 | 0.00072482 | 490.5536 | 0.00026911 | 484.5219 | 0.00057426 | 490.5536 | 0.0026698 | 491.1375 | 0.013118 | 487.2072 | 0.41812 | 473.4275 | 0.05149 | 491.1375 | 0.83307 | 491.1375 | 0.20015 | 485.26 | 0.002124 | 491.1375 | 0.00071242 | 473.5454 | 1.0305e-05 | 491.1375 | 0.0012415 | 491.1375 | 0.00054891 | 490.5536 | 0.00104 | 715.3809 | 0.0157 | 490.5536 | 0.0010411 | 714.6535 | 6.6672e-06 | 715.3809 | 0.00181 | 487.2072 | 0.0839
| 491.3607 | 0.0019849 | 490.777 | 0.0045298 | 473.5409 | 0.00179 | 491.3607 | 6.1873e-05 | 490.777 | 0.0025874 | 484.744 | 0.00023307 | 490.777 | 0.0013904 | 491.3607 | 0.011467 | 487.4262 | 0.4073 | 473.5409 | 0.05089 | 491.3607 | 0.83337 | 491.3607 | 0.20398 | 485.49 | -0.0021673 | 491.3607 | 0 | 473.6612 | 1.0598e-05 | 491.3607 | 0 | 491.3607 | 0 | 490.777 | -0.00025902 | 715.5445 | 0.01841 | 490.777 | -0.0020876 | 714.8171 | 3.0002e-05 | 715.5445 | 0.00189 | 487.4262 | 0.08405
| 491.5839 | 0.0024483 | 491.0004 | 0.0047411 | 473.6542 | 0 | 491.5839 | 0.0007719 | 491.0004 | 0.0013349 | 484.9662 | 0.00047616 | 491.0004 | 0.0025987 | 491.5839 | 0.012582 | 487.6453 | 0.39815 | 473.6542 | 0.05212 | 491.5839 | 0.84422 | 491.5839 | 0.21001 | 485.71 | -5.4182e-05 | 491.5839 | 0.00045544 | 473.777 | 9.5911e-06 | 491.5839 | 0.0010867 | 491.5839 | 0.00044277 | 491.0004 | 0.00112 | 715.708 | 0.02716 | 491.0004 | 8.1581e-05 | 714.9807 | 6.6672e-06 | 715.708 | 0.0021 | 487.6453 | 0.08212
| 491.8071 | 0.0019827 | 491.2238 | 0.0044064 | 473.7676 | 0.00146 | 491.8071 | 1.8235e-05 | 491.2238 | 0.0016166 | 485.1883 | -2.5649e-05 | 491.2238 | 0.0011011 | 491.8071 | 0.011068 | 487.8644 | 0.3817 | 473.7676 | 0.05321 | 491.8071 | 0.84982 | 491.8071 | 0.21448 | 485.94 | -0.0014521 | 491.8071 | 0 | 473.8927 | 9.7551e-06 | 491.8071 | 0 | 491.8071 | 0 | 491.2238 | -0.00021316 | 715.8715 | 0.02245 | 491.2238 | -0.00062546 | 715.1443 | 0 | 715.8715 | 0.00219 | 487.8644 | 0.08311
| 492.0303 | 0.0021326 | 491.4472 | 0.0045089 | 473.881 | 0 | 492.0303 | 0.00083873 | 491.4472 | 0.00039057 | 485.4105 | 0.00055447 | 491.4472 | 0.0024739 | 492.0303 | 0.011735 | 488.0835 | 0.37331 | 473.881 | 0.05104 | 492.0303 | 0.85422 | 492.0303 | 0.22001 | 486.16 | 0.00098612 | 492.0303 | 0.00046867 | 474.0085 | 1.0036e-05 | 492.0303 | 0.00078749 | 492.0303 | 0.00052228 | 491.4472 | 0.00067658 | 716.0351 | 0.02779 | 491.4472 | -8.8506e-05 | 715.308 | 2.6669e-05 | 716.0351 | 0.00212 | 488.0835 | 0.08325
| 492.2535 | 0.0020702 | 491.6707 | 0.004195 | 473.9943 | 0.00074563 | 492.2535 | 0.00025126 | 491.6707 | 0.0016536 | 485.6327 | 0.00020774 | 491.6707 | 0.0011392 | 492.2535 | 0.009782 | 488.3026 | 0.35953 | 473.9943 | 0.05282 | 492.2535 | 0.85541 | 492.2535 | 0.22338 | 486.38 | -0.0011595 | 492.2535 | 0 | 474.1243 | 9.2749e-06 | 492.2535 | 0 | 492.2535 | 0 | 491.6707 | -0.0008146 | 716.1986 | 0.02145 | 491.6707 | 0.0011087 | 715.4716 | 3.0002e-05 | 716.1986 | 0.00227 | 488.3026 | 0.08196
| 492.4767 | 0.0025792 | 491.8941 | 0.0048012 | 474.1077 | 0 | 492.4767 | 0.0010382 | 491.8941 | 0.00024456 | 485.8549 | 0.00076604 | 491.8941 | 0.002626 | 492.4767 | 0.012196 | 488.5217 | 0.35278 | 474.1077 | 0.053 | 492.4767 | 0.86034 | 492.4767 | 0.22894 | 486.61 | 0.00098612 | 492.4767 | 0.00080246 | 474.2401 | 1.0305e-05 | 492.4767 | 0.0013563 | 492.4767 | 0.0005853 | 491.8941 | 0.00095727 | 716.3621 | 0.02823 | 491.8941 | 0.00080424 | 715.6352 | 2.6669e-05 | 716.3621 | 0.00218 | 488.5217 | 0.0847
| 492.7 | 0.0015502 | 492.1176 | 0.0043271 | 474.2211 | 0.00055488 | 492.7 | -0.00032222 | 492.1176 | 0.0017795 | 486.0771 | 2.0025e-05 | 492.1176 | 0.0012987 | 492.7 | 0.0099817 | 488.7409 | 0.33739 | 474.2211 | 0.05191 | 492.7 | 0.86713 | 492.7 | 0.23484 | 486.83 | 0.00027091 | 492.7 | 0 | 474.3559 | 8.4552e-06 | 492.7 | 0 | 492.7 | 0 | 492.1176 | -0.00051389 | 716.5257 | 0.01883 | 492.1176 | -2.6693e-05 | 715.7988 | 0 | 716.5257 | 0.00219 | 488.7409 | 0.08301
| 492.9232 | 0.0027341 | 492.3411 | 0.0046837 | 474.3345 | 0 | 492.9232 | 0.00088868 | 492.3411 | 0.0010771 | 486.2993 | 0.0004164 | 492.3411 | 0.0024877 | 492.9232 | 0.010958 | 488.96 | 0.33191 | 474.3345 | 0.05498 | 492.9232 | 0.87937 | 492.9232 | 0.24282 | 487.05 | -0.0019722 | 492.9232 | 0.0003945 | 474.4717 | 9.193e-06 | 492.9232 | 0.0009779 | 492.9232 | 0.00026829 | 492.3411 | 0.00092465 | 716.6893 | 0.02915 | 492.3411 | -0.00029366 | 715.9625 | 2.6669e-05 | 716.6893 | 0.00206 | 488.96 | 0.08251
| 493.1465 | 0.0016909 | 492.5646 | 0.0043282 | 474.4478 | 0.0004335 | 493.1465 | 0.0010172 | 492.5646 | 0.0018515 | 486.5215 | 0.00011852 | 492.5646 | 0.0011162 | 493.1465 | 0.0090658 | 489.1792 | 0.31915 | 474.4478 | 0.05355 | 493.1465 | 0.88575 | 493.1465 | 0.24756 | 487.28 | -0.0014521 | 493.1465 | 0 | 474.5874 | 9.1578e-06 | 493.1465 | 0 | 493.1465 | 0 | 492.5646 | -0.00076299 | 716.8528 | 0.02291 | 492.5646 | -0.0024238 | 716.1261 | 0 | 716.8528 | 0.00215 | 489.1792 | 0.08415
| 493.3698 | 0.0025734 | 492.7881 | 0.0043599 | 474.5612 | 0 | 493.3698 | 0.0013134 | 492.7881 | 0.0010431 | 486.7437 | 0.00054932 | 492.7881 | 0.0025581 | 493.3698 | 0.010466 | 489.3983 | 0.31301 | 474.5612 | 0.0545 | 493.3698 | 0.88683 | 493.3698 | 0.25199 | 487.5 | -0.00028175 | 493.3698 | 0.00027884 | 474.7033 | 1.0844e-05 | 493.3698 | 0.00089765 | 493.3698 | 0.00059048 | 492.7881 | 0.0004537 | 717.0164 | 0.03073 | 492.7881 | -0.00050103 | 716.2898 | 6.6672e-06 | 717.0164 | 0.00214 | 489.3983 | 0.08386
| 493.5931 | 0.0013023 | 493.0116 | 0.0044837 | 474.6746 | 0.00090168 | 493.5931 | 0.00070086 | 493.0116 | 0.0019668 | 486.9659 | 5.903e-05 | 493.0116 | 0.001238 | 493.5931 | 0.0094054 | 489.6175 | 0.30271 | 474.6746 | 0.05543 | 493.5931 | 0.88409 | 493.5931 | 0.25635 | 487.73 | -0.0012895 | 493.5931 | 0 | 474.8191 | 1.0797e-05 | 493.5931 | 0 | 493.5931 | 0 | 493.0116 | -4.3388e-05 | 717.18 | 0.02483 | 493.0116 | -0.0012898 | 716.4534 | 1.0001e-05 | 717.18 | 0.00228 | 489.6175 | 0.08454
| 493.8164 | 0.0025042 | 493.2351 | 0.0039028 | 474.788 | 0 | 493.8164 | 0.0018037 | 493.2351 | 0.00036623 | 487.1882 | 0.00070693 | 493.2351 | 0.0025674 | 493.8164 | 0.01039 | 489.8367 | 0.29493 | 474.788 | 0.0543 | 493.8164 | 0.89029 | 493.8164 | 0.26239 | 487.95 | 0.00056349 | 493.8164 | 0.00055103 | 474.9349 | 9.2984e-06 | 493.8164 | 0.00088446 | 493.8164 | 0.00053308 | 493.2351 | 0.00097245 | 717.3435 | 0.0279 | 493.2351 | 0.0010301 | 716.6171 | 0 | 717.3435 | 0.00213 | 489.8367 | 0.08803
| 494.0397 | 0.0011302 | 493.4587 | 0.0043603 | 474.9014 | 0.00132 | 494.0397 | 0.00037376 | 493.4587 | 0.0017023 | 487.4105 | 1.3646e-05 | 493.4587 | 0.0010518 | 494.0397 | 0.0085675 | 490.0559 | 0.28869 | 474.9014 | 0.05285 | 494.0397 | 0.90028 | 494.0397 | 0.26877 | 488.17 | 0.00027091 | 494.0397 | 0 | 475.0507 | 8.5372e-06 | 494.0397 | 0 | 494.0397 | 0 | 493.4587 | -0.00046546 | 717.5071 | 0.02416 | 493.4587 | -0.0020945 | 716.7808 | 3.0002e-05 | 717.5071 | 0.00219 | 490.0559 | 0.08466
| 494.263 | 0.002394 | 493.6823 | 0.0040698 | 475.0148 | 0 | 494.263 | 0.0014962 | 493.6823 | 0.00038654 | 487.6328 | 0.00049241 | 493.6823 | 0.0025462 | 494.263 | 0.010265 | 490.2751 | 0.28224 | 475.0148 | 0.05464 | 494.263 | 0.92113 | 494.263 | 0.2814 | 488.4 | -0.00047681 | 494.263 | 0.0011048 | 475.1665 | 7.8462e-06 | 494.263 | 0.00066759 | 494.263 | 0.00043255 | 493.6823 | 0.00098358 | 717.6707 | 0.03192 | 493.6823 | 0.0031256 | 716.9444 | 6.6672e-06 | 717.6707 | 0.00205 | 490.2751 | 0.08765
| 494.4864 | 0.0013827 | 493.9058 | 0.0042757 | 475.1282 | 0.00095371 | 494.4864 | -0.00026484 | 493.9058 | 0.0021996 | 487.855 | 0.00020508 | 493.9058 | 0.0011404 | 494.4864 | 0.008663 | 490.4944 | 0.28086 | 475.1282 | 0.05495 | 494.4864 | 0.9333 | 494.4864 | 0.28802 | 488.62 | 0.00082357 | 494.4864 | 0 | 475.2823 | 9.6497e-06 | 494.4864 | 0 | 494.4864 | 0 | 493.9058 | -0.00037094 | 717.8343 | 0.02696 | 493.9058 | -0.00068332 | 717.1081 | 1.0001e-05 | 717.8343 | 0.00219 | 490.4943 | 0.0895
| 494.7097 | 0.0027131 | 494.1294 | 0.0046056 | 475.2416 | 0 | 494.7097 | 0.0017546 | 494.1294 | 0.00016084 | 488.0773 | 0.00029791 | 494.1294 | 0.0026117 | 494.7098 | 0.0099584 | 490.7136 | 0.27753 | 475.2416 | 0.05816 | 494.7098 | 0.93311 | 494.7097 | 0.29397 | 488.84 | -0.00034676 | 494.7098 | 0.00045635 | 475.3981 | 1.0329e-05 | 494.7098 | 0.00086031 | 494.7097 | 0.00062223 | 494.1294 | 0.00132 | 717.9979 | 0.0321 | 494.1294 | 0.00054209 | 717.2718 | 2.6669e-05 | 717.9979 | 0.00213 | 490.7136 | 0.08927
| 494.9331 | 0.0013533 | 494.353 | 0.0040342 | 475.355 | 0.00153 | 494.9331 | -0.0001079 | 494.353 | 0.001585 | 488.2997 | -8.9236e-06 | 494.353 | 0.0011607 | 494.9331 | 0.00838 | 490.9328 | 0.27236 | 475.355 | 0.0596 | 494.9331 | 0.92384 | 494.9331 | 0.29634 | 489.07 | -0.00054182 | 494.9331 | 0 | 475.514 | 1.1886e-05 | 494.9331 | 0 | 494.9331 | 0 | 494.353 | -0.0007276 | 718.1615 | 0.02726 | 494.353 | 0.00023035 | 717.4355 | 3.0002e-05 | 718.1615 | 0.00225 | 490.9328 | 0.09217
| 495.1565 | 0.0031157 | 494.5766 | 0.0044807 | 475.4684 | 0 | 495.1565 | 0.0013754 | 494.5766 | 0.00040254 | 488.522 | 0.00088936 | 494.5766 | 0.0026171 | 495.1565 | 0.0097031 | 491.1521 | 0.27007 | 475.4684 | 0.05654 | 495.1565 | 0.92894 | 495.1565 | 0.30265 | 489.29 | 0.0012462 | 495.1565 | 0.00098011 | 475.6298 | 1.1266e-05 | 495.1565 | 0.00095199 | 495.1565 | 0.00040613 | 494.5766 | 0.00084595 | 718.3251 | 0.02792 | 494.5766 | 0.0011384 | 717.5992 | 6.6672e-06 | 718.3251 | 0.00219 | 491.1521 | 0.09437
| 495.3799 | 0.001708 | 494.8003 | 0.0045656 | 475.5818 | 0.00173 | 495.3799 | -2.463e-05 | 494.8003 | 0.0024767 | 488.7443 | 9.0348e-05 | 494.8003 | 0.0014167 | 495.3799 | 0.0077185 | 491.3713 | 0.26657 | 475.5818 | 0.06122 | 495.3799 | 0.93043 | 495.3799 | 0.30844 | 489.52 | -0.0020047 | 495.3799 | 0 | 475.7456 | 1.1863e-05 | 495.3799 | 0.00019431 | 495.3799 | 0 | 494.8003 | -0.00010871 | 718.4887 | 0.02704 | 494.8003 | -0.0013804 | 717.7629 | 1.0001e-05 | 718.4887 | 0.0023 | 491.3713 | 0.0961
| 495.6033 | 0.0033831 | 495.0239 | 0.0040869 | 475.6952 | 0 | 495.6033 | 0.00078731 | 495.0239 | 0.00039557 | 488.9666 | 0.00059328 | 495.0239 | 0.0025475 | 495.6033 | 0.0094225 | 491.5906 | 0.26643 | 475.6952 | 0.06086 | 495.6033 | 0.9393 | 495.6033 | 0.31617 | 489.74 | -0.0001192 | 495.6033 | 0.0006829 | 475.8615 | 9.8722e-06 | 495.6033 | 0.00044089 | 495.6033 | 0.00041362 | 495.0239 | 0.00075296 | 718.6523 | 0.02911 | 495.0239 | 0.00032908 | 717.9266 | 6.6672e-06 | 718.6523 | 0.00217 | 491.5906 | 0.09817
| 495.8268 | 0.0018954 | 495.2476 | 0.0042354 | 475.8086 | 0.00151 | 495.8268 | 0.0008034 | 495.2476 | 0.0016417 | 489.189 | 0.00033049 | 495.2476 | 0.0012001 | 495.8268 | 0.0072513 | 491.8099 | 0.26347 | 475.8086 | 0.06102 | 495.8268 | 0.94893 | 495.8268 | 0.32405 | 489.96 | -0.0030776 | 495.8268 | 0 | 475.9773 | 1.0528e-05 | 495.8268 | 0 | 495.8268 | 0 | 495.2476 | -0.00037246 | 718.816 | 0.02645 | 495.2476 | -0.0019799 | 718.0903 | 1.0001e-05 | 718.816 | 0.00227 | 491.8099 | 0.10106
| 496.0502 | 0.00225 | 495.4712 | 0.00465 | 475.922 | 0 | 496.0502 | 0.00047191 | 495.4712 | 0.00053475 | 489.4114 | 0.00045116 | 495.4712 | 0.002639 | 496.0502 | 0.0092154 | 492.0292 | 0.26096 | 475.922 | 0.0606 | 496.0502 | 0.95581 | 496.0502 | 0.33303 | 490.19 | -0.00093193 | 496.0502 | 0.00061964 | 476.0932 | 8.7011e-06 | 496.0502 | 0.0010079 | 496.0502 | 0.00048736 | 495.4712 | 0.00095575 | 718.9796 | 0.0283 | 495.4712 | -0.00099357 | 718.254 | 0 | 718.9796 | 0.00216 | 492.0292 | 0.10294
| 496.2737 | 0.0023132 | 495.6949 | 0.004433 | 476.0354 | 0.00098839 | 496.2737 | 0.00070707 | 495.6949 | 0.002294 | 489.6338 | -1.073e-05 | 495.6949 | 0.001315 | 496.2736 | 0.0076333 | 492.2485 | 0.25887 | 476.0354 | 0.06076 | 496.2736 | 0.96774 | 496.2737 | 0.34233 | 490.41 | -0.00063934 | 496.2736 | 0 | 476.209 | 9.2984e-06 | 496.2736 | 0 | 496.2736 | 0 | 495.6949 | -0.00024743 | 719.1432 | 0.03404 | 495.6949 | -0.00091154 | 718.4177 | 0 | 719.1432 | 0.00225 | 492.2485 | 0.1075
| 496.4971 | 0.0020944 | 495.9186 | 0.0044827 | 476.1488 | 0 | 496.4971 | 0.00048547 | 495.9186 | 0.00045797 | 489.8561 | 0.00035925 | 495.9186 | 0.0025378 | 496.4971 | 0.0083261 | 492.4678 | 0.25688 | 476.1488 | 0.06625 | 496.4971 | 0.97362 | 496.4971 | 0.35057 | 490.64 | 0.00030341 | 496.4971 | 0.00068645 | 476.3249 | 7.3661e-06 | 496.4971 | 0.0013265 | 496.4971 | 0.00037282 | 495.9186 | 0.00103 | 719.3069 | 0.02908 | 495.9186 | 0.00035643 | 718.5815 | 0 | 719.3069 | 0.00211 | 492.4678 | 0.10997
| 496.7206 | 0.0018846 | 496.1423 | 0.0039509 | 476.2622 | 0.00135 | 496.7206 | 0.00079794 | 496.1423 | 0.0026287 | 490.0785 | 0.0003146 | 496.1423 | 0.0013221 | 496.7206 | 0.0064575 | 492.6872 | 0.25441 | 476.2622 | 0.06286 | 496.7206 | 0.96546 | 496.7206 | 0.35268 | 490.86 | 0.00014088 | 496.7206 | 0 | 476.4407 | 9.2749e-06 | 496.7206 | 0 | 496.7206 | 0 | 496.1423 | -0.00107 | 719.4705 | 0.02861 | 496.1423 | -0.0025801 | 718.7452 | 3.0002e-05 | 719.4705 | 0.00218 | 492.6872 | 0.11001
| 496.9441 | 0.0029766 | 496.366 | 0.0034968 | 476.3757 | 0 | 496.9441 | 0.0010907 | 496.366 | 0.00093285 | 490.3009 | 0.00049419 | 496.366 | 0.0025486 | 496.9441 | 0.0079474 | 492.9065 | 0.25569 | 476.3757 | 0.06455 | 496.9441 | 0.96377 | 496.9441 | 0.35983 | 491.08 | 0.0029691 | 496.9441 | 0.00065914 | 476.5566 | 9.5209e-06 | 496.9441 | 0.00094424 | 496.9441 | 0.00057953 | 496.366 | 0.00151 | 719.6342 | 0.02918 | 496.366 | 0.0012257 | 718.9089 | 0 | 719.6342 | 0.00206 | 492.9065 | 0.11469
| 497.1676 | 0.0014386 | 496.5898 | 0.0045239 | 476.4891 | 0.00097105 | 497.1676 | 8.4907e-05 | 496.5898 | 0.0017726 | 490.5234 | 6.6806e-05 | 496.5898 | 0.0013189 | 497.1676 | 0.0070739 | 493.1259 | 0.24655 | 476.4891 | 0.06136 | 497.1676 | 0.96485 | 497.1676 | 0.36612 | 491.31 | 0.0017338 | 497.1676 | 0 | 476.6725 | 1.068e-05 | 497.1676 | 0 | 497.1676 | 0 | 496.5898 | 0.00011973 | 719.7979 | 0.03854 | 496.5898 | 0.0011396 | 719.0727 | 1.0001e-05 | 719.7979 | 0.00224 | 493.1259 | 0.11444
| 497.3911 | 0.0024055 | 496.8135 | 0.0043626 | 476.6025 | 0 | 497.3911 | 0.00083481 | 496.8135 | 0.0008424 | 490.7458 | 0.00035467 | 496.8135 | 0.0022937 | 497.3911 | 0.0076945 | 493.3452 | 0.24647 | 476.6025 | 0.06569 | 497.3911 | 0.96009 | 497.3911 | 0.36956 | 491.53 | 0.00017338 | 497.3911 | 0.00071124 | 476.7883 | 1.0177e-05 | 497.3911 | 0.00090659 | 497.3911 | 0.00049119 | 496.8135 | 0.00087479 | 719.9615 | 0.02897 | 496.8135 | -0.00016229 | 719.2364 | 0 | 719.9615 | 0.00216 | 493.3452 | 0.11921
| 497.6146 | 0.0021593 | 497.0373 | 0.0042688 | 476.7159 | 0.0013 | 497.6146 | 0.00059332 | 497.0373 | 0.0017089 | 490.9683 | 7.2197e-05 | 497.0373 | 0.0011379 | 497.6146 | 0.0063085 | 493.5646 | 0.24229 | 476.7159 | 0.06477 | 497.6146 | 0.94534 | 497.6146 | 0.36991 | 491.76 | -0.00037928 | 497.6146 | 0 | 476.9042 | 1.1617e-05 | 497.6146 | 5.5868e-05 | 497.6146 | 0 | 497.0373 | -0.00036295 | 720.1252 | 0.03832 | 497.0373 | 0.0010156 | 719.4002 | 3.0002e-05 | 720.1252 | 0.00228 | 493.5646 | 0.11941
| 497.8382 | 0.0024606 | 497.2611 | 0.0042981 | 476.8294 | 0 | 497.8382 | 0.0012888 | 497.2611 | 0.00047866 | 491.1907 | 0.00046603 | 497.2611 | 0.002381 | 497.8382 | 0.0079669 | 493.784 | 0.23751 | 476.8294 | 0.06549 | 497.8382 | 0.9476 | 497.8382 | 0.37643 | 491.98 | 0.00030341 | 497.8382 | 0.00031234 | 477.0201 | 1.1781e-05 | 497.8382 | 0.0006195 | 497.8382 | 0.00042679 | 497.2611 | 0.00086131 | 720.2889 | 0.03396 | 497.2611 | 0.0013027 | 719.5639 | 6.6672e-06 | 720.2889 | 0.00217 | 493.784 | 0.12265
| 498.0617 | 0.001879 | 497.4849 | 0.0041908 | 476.9428 | 0.00062425 | 498.0617 | 0.00049601 | 497.4849 | 0.002427 | 491.4132 | 5.9033e-05 | 497.4849 | 0.0011879 | 498.0617 | 0.0061366 | 494.0034 | 0.23704 | 476.9428 | 0.06363 | 498.0617 | 0.95068 | 498.0617 | 0.38497 | 492.2 | 0.0009211 | 498.0617 | 0 | 477.136 | 1.0715e-05 | 498.0617 | 0 | 498.0617 | 0 | 497.4848 | -0.00066845 | 720.4525 | 0.03846 | 497.4849 | -0.00082345 | 719.7277 | 5.0004e-05 | 720.4525 | 0.00231 | 494.0034 | 0.12461
| 498.2853 | 0.0027237 | 497.7087 | 0.0045823 | 477.0562 | 0 | 498.2853 | 0.001424 | 497.7087 | 0.00049939 | 491.6357 | 0.00054682 | 497.7087 | 0.0024152 | 498.2853 | 0.0073033 | 494.2228 | 0.23015 | 477.0562 | 0.06552 | 498.2853 | 0.95749 | 498.2853 | 0.39452 | 492.43 | -0.0018096 | 498.2853 | 0.0010861 | 477.2519 | 9.7317e-06 | 498.2853 | 0.0010823 | 498.2853 | 0.00064185 | 497.7087 | 0.00046991 | 720.6162 | 0.03453 | 497.7087 | -3.6692e-06 | 719.8914 | 0 | 720.6162 | 0.00219 | 494.2228 | 0.12669
| 498.5089 | 0.0012822 | 497.9325 | 0.0040037 | 477.1697 | 0.00189 | 498.5089 | 0.00025411 | 497.9325 | 0.0015614 | 491.8582 | 0.0001251 | 497.9325 | 0.0011268 | 498.5089 | 0.0055999 | 494.4422 | 0.22634 | 477.1697 | 0.06505 | 498.5089 | 0.95347 | 498.5089 | 0.39917 | 492.65 | -0.0019722 | 498.5089 | 0 | 477.3678 | 1.0388e-05 | 498.5089 | 2.8558e-05 | 498.5088 | 0 | 497.9325 | -0.00059762 | 720.7799 | 0.0384 | 497.9325 | -0.00031014 | 720.0552 | 3.0002e-05 | 720.7799 | 0.00224 | 494.4422 | 0.12939
| 498.7325 | 0.003447 | 498.1563 | 0.0041116 | 477.2831 | 0 | 498.7325 | 0.0011305 | 498.1563 | 0.00042459 | 492.0807 | 0.0004826 | 498.1563 | 0.0023675 | 498.7324 | 0.007032 | 494.6617 | 0.22315 | 477.2831 | 0.06887 | 498.7324 | 0.96067 | 498.7325 | 0.40882 | 492.88 | -0.0015171 | 498.7324 | 0.0004831 | 477.4837 | 1.1512e-05 | 498.7324 | 0.00062712 | 498.7324 | 0.00034833 | 498.1563 | 0.00065524 | 720.9436 | 0.03676 | 498.1563 | -0.00061832 | 720.219 | 0 | 720.9436 | 0.00212 | 494.6617 | 0.13029
| 498.9561 | 0.0013351 | 498.3801 | 0.0039986 | 477.3965 | 0.00108 | 498.9561 | -0.00056071 | 498.3801 | 0.0019465 | 492.3032 | 0.00018509 | 498.3801 | 0.0012033 | 498.9561 | 0.0052398 | 494.8811 | 0.21623 | 477.3965 | 0.06655 | 498.9561 | 0.96897 | 498.9561 | 0.41911 | 493.1 | 0.00030341 | 498.9561 | 0 | 477.5996 | 1.109e-05 | 498.9561 | 0 | 498.9561 | 0 | 498.3801 | -0.00040112 | 721.1073 | 0.03418 | 498.3801 | -0.00080503 | 720.3827 | 3.0002e-05 | 721.1073 | 0.00227 | 494.8811 | 0.13206
| 499.1797 | 0.0018999 | 498.604 | 0.004323 | 477.51 | 0 | 499.1797 | 0.0015796 | 498.604 | 0.00077417 | 492.5257 | 0.0005892 | 498.604 | 0.0024938 | 499.1797 | 0.007237 | 495.1005 | 0.21353 | 477.51 | 0.06603 | 499.1797 | 0.97745 | 499.1797 | 0.42966 | 493.32 | -0.00054182 | 499.1797 | 0.00037646 | 477.7155 | 1.109e-05 | 499.1797 | 0.00069293 | 499.1797 | 0.00064134 | 498.604 | 0.00067206 | 721.271 | 0.03709 | 498.604 | 8.5868e-05 | 720.5465 | 6.6672e-06 | 721.271 | 0.00223 | 495.1005 | 0.13438
| 499.4033 | 0.0016074 | 498.8279 | 0.0033687 | 477.6234 | 0.00104 | 499.4033 | 0.00049183 | 498.8279 | 0.0010982 | 492.7482 | 0.00017816 | 498.8279 | 0.0012167 | 499.4033 | 0.0056834 | 495.32 | 0.2109 | 477.6234 | 0.06619 | 499.4033 | 0.98128 | 499.4033 | 0.43973 | 493.55 | 0.00088859 | 499.4033 | 0 | 477.8314 | 1.0762e-05 | 499.4033 | 0 | 499.4033 | 0 | 498.8279 | -0.00052737 | 721.4347 | 0.03758 | 498.8279 | -0.0022583 | 720.7103 | 1.0001e-05 | 721.4347 | 0.00226 | 495.32 | 0.13774
| 499.627 | 0.00264 | 499.0517 | 0.0042282 | 477.7369 | 0 | 499.627 | 0.0013363 | 499.0517 | 0.00050425 | 492.9708 | 0.00071051 | 499.0517 | 0.0024022 | 499.6269 | 0.0070306 | 495.5395 | 0.2071 | 477.7369 | 0.06799 | 499.6269 | 0.97482 | 499.627 | 0.4435 | 493.77 | -0.0010295 | 499.6269 | 0.00033575 | 477.9473 | 1.0551e-05 | 499.6269 | 0.00085287 | 499.627 | 0.00054714 | 499.0517 | 0.0008062 | 721.5984 | 0.03794 | 499.0517 | -0.00075685 | 720.8741 | 0 | 721.5984 | 0.00211 | 495.5395 | 0.13483
| 499.8506 | 0.0021928 | 499.2756 | 0.0042671 | 477.8503 | 0.00118 | 499.8506 | 0.00018808 | 499.2756 | 0.0019946 | 493.1933 | 0.00015253 | 499.2756 | 0.0013533 | 499.8506 | 0.0050628 | 495.759 | 0.20013 | 477.8503 | 0.06809 | 499.8506 | 0.97489 | 499.8506 | 0.45141 | 494 | -0.0014521 | 499.8506 | 0 | 478.0632 | 9.919e-06 | 499.8506 | 0 | 499.8506 | 0 | 499.2756 | -0.00026739 | 721.7622 | 0.03397 | 499.2756 | -0.00014058 | 721.0379 | 3.0002e-05 | 721.7622 | 0.00221 | 495.759 | 0.13816
| 500.0743 | 0.0028308 | 499.4995 | 0.0042452 | 477.9638 | 0 | 500.0743 | 0.001619 | 499.4995 | 0.00091819 | 493.4159 | 0.00065028 | 499.4995 | 0.0023176 | 500.0743 | 0.0064966 | 495.9785 | 0.19599 | 477.9638 | 0.0702 | 500.0743 | 0.98196 | 500.0743 | 0.46341 | 494.22 | 0.00069354 | 500.0743 | 0.0005689 | 478.1792 | 9.1812e-06 | 500.0743 | 0.00060288 | 500.0743 | 0.00051072 | 499.4995 | 0.00053669 | 721.9259 | 0.03386 | 499.4995 | -0.0010912 | 721.2017 | 6.6672e-06 | 721.9259 | 0.00218 | 495.9785 | 0.14188
| 500.2979 | 0.0017487 | 499.7235 | 0.003744 | 478.0772 | 0.00121 | 500.2979 | 0.00040779 | 499.7235 | 0.0023467 | 493.6385 | 0.00011264 | 499.7235 | 0.0012817 | 500.2979 | 0.0054654 | 496.198 | 0.19517 | 478.0772 | 0.06664 | 500.2979 | 0.9803 | 500.2979 | 0.46939 | 494.44 | 0.00046596 | 500.2979 | 0 | 478.2951 | 9.0759e-06 | 500.2979 | 0 | 500.2979 | 0 | 499.7235 | -0.000252 | 722.0896 | 0.03353 | 499.7235 | 4.6143e-05 | 721.3655 | 3.0002e-05 | 722.0896 | 0.00236 | 496.198 | 0.14353
| 500.5216 | 0.0020058 | 499.9474 | 0.0038193 | 478.1907 | 0 | 500.5216 | 0.0013385 | 499.9474 | 0.0010333 | 493.8611 | 0.00055375 | 499.9474 | 0.0023591 | 500.5216 | 0.0064023 | 496.4175 | 0.18843 | 478.1907 | 0.06852 | 500.5216 | 0.98285 | 500.5216 | 0.47845 | 494.67 | 0.0017988 | 500.5216 | 0.00044583 | 478.411 | 9.1812e-06 | 500.5216 | 0.00070908 | 500.5216 | 0.00045563 | 499.9474 | 0.00078482 | 722.2534 | 0.03419 | 499.9474 | 9.0313e-05 | 721.5294 | 6.6672e-06 | 722.2534 | 0.00223 | 496.4175 | 0.14346
| 500.7454 | 0.0027627 | 500.1713 | 0.0040241 | 478.3042 | 0.0018 | 500.7454 | 0.00065511 | 500.1713 | 0.0020492 | 494.0837 | 0.00017872 | 500.1713 | 0.0011909 | 500.7453 | 0.0050514 | 496.637 | 0.18333 | 478.3042 | 0.07209 | 500.7453 | 0.97405 | 500.7454 | 0.48303 | 494.89 | -0.001322 | 500.7453 | 0 | 478.5269 | 1.0633e-05 | 500.7453 | 0 | 500.7454 | 0 | 500.1713 | -0.00026885 | 722.4171 | 0.03302 | 500.1713 | 0.00012244 | 721.6932 | 3.0002e-05 | 722.4171 | 0.00235 | 496.637 | 0.14847
| 500.9691 | 0.0021847 | 500.3953 | 0.0041488 | 478.4176 | 0 | 500.9691 | 0.00081871 | 500.3953 | 0.00070111 | 494.3063 | 0.00053959 | 500.3953 | 0.0023589 | 500.9691 | 0.006106 | 496.8566 | 0.18315 | 478.4176 | 0.06932 | 500.9691 | 0.97754 | 500.9691 | 0.49335 | 495.12 | 0.00066102 | 500.9691 | 0.00045941 | 478.6429 | 1.0528e-05 | 500.9691 | 0.00059569 | 500.9691 | 0.00061487 | 500.3953 | 0.00048942 | 722.5809 | 0.03449 | 500.3953 | 0.0010703 | 721.857 | 6.6672e-06 | 722.5809 | 0.0022 | 496.8566 | 0.15119
| 501.1928 | 0.0030765 | 500.6193 | 0.0041221 | 478.5311 | 0.00137 | 501.1928 | 0.0012874 | 500.6193 | 0.0012521 | 494.5289 | 0.00013268 | 500.6193 | 0.0012661 | 501.1928 | 0.0046541 | 497.0761 | 0.17625 | 478.5311 | 0.07283 | 501.1928 | 0.97855 | 501.1928 | 0.50154 | 495.34 | -0.00028175 | 501.1928 | 0 | 478.7588 | 9.8488e-06 | 501.1928 | 0 | 501.1928 | 0 | 500.6193 | 0.00010837 | 722.7446 | 0.03316 | 500.6193 | -0.00013892 | 722.0208 | 3.0002e-05 | 722.7446 | 0.00232 | 497.0761 | 0.14954
| 501.4165 | 0.0032401 | 500.8433 | 0.0038617 | 478.6446 | 0 | 501.4165 | 0.0011641 | 500.8433 | 0.0006702 | 494.7516 | 0.00056881 | 500.8433 | 0.0023057 | 501.4165 | 0.0058756 | 497.2957 | 0.1754 | 478.6446 | 0.07114 | 501.4165 | 0.97809 | 501.4165 | 0.51195 | 495.56 | -0.00018422 | 501.4165 | 0.00017759 | 478.8748 | 7.694e-06 | 501.4165 | 0.00076534 | 501.4165 | 0.00059007 | 500.8433 | 0.00077742 | 722.9084 | 0.0347 | 500.8433 | -0.0019541 | 722.1847 | 0 | 722.9084 | 0.00217 | 497.2957 | 0.15458
| 501.6403 | 0.0018972 | 501.0673 | 0.0039548 | 478.758 | 0.00084967 | 501.6403 | 0.00064891 | 501.0673 | 0.001555 | 494.9742 | 2.6879e-06 | 501.0673 | 0.0010407 | 501.6403 | 0.0042819 | 497.5152 | 0.16918 | 478.758 | 0.06931 | 501.6403 | 0.9852 | 501.6403 | 0.52383 | 495.79 | -0.00057433 | 501.6403 | 0 | 478.9907 | 7.776e-06 | 501.6403 | 0 | 501.6403 | 0 | 501.0673 | -0.00040232 | 723.0721 | 0.03371 | 501.0673 | 9.144e-05 | 722.3485 | 1.0001e-05 | 723.0721 | 0.00223 | 497.5152 | 0.15381
| 501.8641 | 0.003004 | 501.2913 | 0.0038325 | 478.8715 | 0 | 501.8641 | 0.0013526 | 501.2913 | 0.00087784 | 495.1968 | 0.0004626 | 501.2913 | 0.0024022 | 501.8641 | 0.0052991 | 497.7348 | 0.16783 | 478.8715 | 0.07315 | 501.8641 | 0.99036 | 501.8641 | 0.5355 | 496.01 | -0.00037928 | 501.8641 | 0 | 479.1067 | 8.0219e-06 | 501.8641 | 0.00072224 | 501.8641 | 0.00048119 | 501.2913 | 0.00099783 | 723.2359 | 0.03576 | 501.2913 | 0.001417 | 722.5123 | 6.6672e-06 | 723.2359 | 0.00207 | 497.7348 | 0.15543
| 502.0879 | 0.0016301 | 501.5153 | 0.0035534 | 478.985 | 0.00175 | 502.0879 | 0.00044412 | 501.5153 | 0.0019665 | 495.4195 | 7.7833e-05 | 501.5153 | 0.0011877 | 502.0879 | 0.0041772 | 497.9544 | 0.16196 | 478.985 | 0.07481 | 502.0879 | 0.9817 | 502.0879 | 0.54079 | 496.24 | -0.00099695 | 502.0879 | 0 | 479.2226 | 9.4623e-06 | 502.0879 | 0 | 502.0879 | 0 | 501.5153 | -9.5248e-05 | 723.3997 | 0.03411 | 501.5153 | -0.0020245 | 722.6762 | 0 | 723.3997 | 0.00221 | 497.9544 | 0.15822
| 502.3116 | 0.0028987 | 501.7393 | 0.0042479 | 479.0985 | 0 | 502.3116 | 0.0011533 | 501.7393 | 0.00031318 | 495.6422 | 0.00055551 | 501.7393 | 0.0022866 | 502.3117 | 0.0054329 | 498.174 | 0.16046 | 479.0985 | 0.07443 | 502.3117 | 0.9729 | 502.3116 | 0.54633 | 496.46 | 0.0013112 | 502.3117 | 0.0006728 | 479.3386 | 1.109e-05 | 502.3117 | 0.00051189 | 502.3116 | 0.0003965 | 501.7393 | 0.00103 | 723.5634 | 0.03665 | 501.7393 | 0.00079812 | 722.8401 | 2.6669e-05 | 723.5634 | 0.00214 | 498.174 | 0.16103
| 502.5355 | 0.0028076 | 501.9634 | 0.0037888 | 479.212 | 0.00123 | 502.5355 | 0.00097253 | 501.9634 | 0.0014761 | 495.8649 | -6.6107e-05 | 501.9634 | 0.0010708 | 502.5355 | 0.0041485 | 498.3936 | 0.15549 | 479.212 | 0.07765 | 502.5355 | 0.9629 | 502.5355 | 0.55045 | 496.69 | 0.00082357 | 502.5355 | 0 | 479.4546 | 1.1781e-05 | 502.5355 | 0 | 502.5355 | 0 | 501.9634 | -0.00079843 | 723.7272 | 0.03369 | 501.9634 | -0.0011177 | 723.0039 | 0 | 723.7272 | 0.00232 | 498.3936 | 0.16278
| 502.7593 | 0.0027532 | 502.1875 | 0.0039523 | 479.3254 | 0 | 502.7593 | 0.0012493 | 502.1875 | 0.0010557 | 496.0876 | 0.00049469 | 502.1875 | 0.0022388 | 502.7593 | 0.0055087 | 498.6133 | 0.15571 | 479.3254 | 0.07787 | 502.7593 | 0.95714 | 502.7593 | 0.55626 | 496.91 | 0.0014088 | 502.7593 | 0.00057693 | 479.5706 | 1.0879e-05 | 502.7593 | 0.00086963 | 502.7593 | 0.00049668 | 502.1875 | 0.00061725 | 723.891 | 0.03924 | 502.1875 | -0.00036623 | 723.1678 | 6.6672e-06 | 723.891 | 0.00225 | 498.6133 | 0.16674
| 502.9831 | 0.0018729 | 502.4115 | 0.003797 | 479.4389 | 0.00097105 | 502.9831 | 0.00056512 | 502.4115 | 0.0014947 | 496.3103 | 8.2932e-05 | 502.4115 | 0.0012169 | 502.9831 | 0.004122 | 498.8329 | 0.15099 | 479.4389 | 0.07924 | 502.9831 | 0.95058 | 502.9831 | 0.56386 | 497.13 | 0.00059601 | 502.9831 | 0 | 479.6865 | 8.8534e-06 | 502.9831 | 0 | 502.9831 | 4.5262e-05 | 502.4115 | -0.00035487 | 724.0548 | 0.038 | 502.4115 | 0.0010275 | 723.3317 | 1.0001e-05 | 724.0548 | 0.00241 | 498.8329 | 0.16927
| 503.207 | 0.0035475 | 502.6356 | 0.0039073 | 479.5524 | 0 | 503.207 | 0.0010644 | 502.6356 | 0.001252 | 496.533 | 0.00043321 | 502.6356 | 0.0021303 | 503.207 | 0.004826 | 499.0526 | 0.14747 | 479.5524 | 0.07897 | 503.207 | 0.95158 | 503.207 | 0.57402 | 497.36 | -2.1673e-05 | 503.207 | 0.00076736 | 479.8025 | 9.8371e-06 | 503.207 | 0.00083385 | 503.207 | 0.0005128 | 502.6356 | 0.00029315 | 724.2186 | 0.03945 | 502.6356 | 0.00083452 | 723.4955 | 2.6669e-05 | 724.2186 | 0.00227 | 499.0525 | 0.16854
| 503.4308 | 0.0017845 | 502.8597 | 0.0037965 | 479.6659 | 0.0016 | 503.4308 | 0.00063316 | 502.8597 | 0.0014643 | 496.7558 | 1.4645e-05 | 502.8597 | 0.0011321 | 503.4308 | 0.0039759 | 499.2722 | 0.1436 | 479.6659 | 0.07689 | 503.4308 | 0.94687 | 503.4308 | 0.58298 | 497.58 | -0.0019397 | 503.4308 | 0 | 479.9185 | 1.0551e-05 | 503.4308 | 0 | 503.4308 | 0 | 502.8597 | -0.00040512 | 724.3824 | 0.0373 | 502.8597 | -0.0019581 | 723.6594 | 0 | 724.3824 | 0.00235 | 499.2722 | 0.17026
| 503.6547 | 0.0044287 | 503.0838 | 0.0041386 | 479.7794 | 0 | 503.6547 | 0.0010306 | 503.0838 | 0.00054461 | 496.9785 | 0.00047275 | 503.0838 | 0.0022794 | 503.6547 | 0.0047319 | 499.4919 | 0.14268 | 479.7794 | 0.07957 | 503.6547 | 0.94705 | 503.6547 | 0.59327 | 497.81 | -0.001257 | 503.6547 | 0.00053778 | 480.0345 | 1.1558e-05 | 503.6547 | 0.0006215 | 503.6547 | 0.0005312 | 503.0838 | 0.00068295 | 724.5462 | 0.04238 | 503.0838 | 0.00092993 | 723.8233 | 0 | 724.5462 | 0.00217 | 499.4919 | 0.17443
| 503.8786 | 0.0017349 | 503.308 | 0.0036657 | 479.8929 | 0.00154 | 503.8786 | -1.3963e-05 | 503.308 | 0.0014527 | 497.2013 | -3.3671e-05 | 503.308 | 0.0012099 | 503.8786 | 0.0034063 | 499.7116 | 0.13597 | 479.8929 | 0.08112 | 503.8786 | 0.93465 | 503.8786 | 0.59608 | 498.03 | 0.00062851 | 503.8786 | 0 | 480.1505 | 9.2984e-06 | 503.8786 | 0 | 503.8786 | 0 | 503.308 | -0.000152 | 724.7101 | 0.0389 | 503.308 | -0.0018144 | 723.9872 | 1.0001e-05 | 724.7101 | 0.00222 | 499.7116 | 0.1769
| 504.1025 | 0.0031241 | 503.5321 | 0.0039829 | 480.0064 | 0 | 504.1025 | 0.00078532 | 503.5321 | 0.0012702 | 497.424 | 0.00060602 | 503.5321 | 0.0022286 | 504.1025 | 0.0045181 | 499.9313 | 0.13745 | 480.0064 | 0.08229 | 504.1025 | 0.9348 | 504.1025 | 0.60755 | 498.26 | 7.5855e-05 | 504.1025 | 0.00042187 | 480.2665 | 1.0259e-05 | 504.1025 | 0.00076505 | 504.1025 | 0.00052401 | 503.5321 | 0.00042634 | 724.8739 | 0.04159 | 503.5321 | -0.0010064 | 724.1511 | 0 | 724.8739 | 0.00209 | 499.9313 | 0.17874
| 504.3264 | 0.0018289 | 503.7563 | 0.0039081 | 480.1199 | 0.00027745 | 504.3264 | 0.00080651 | 503.7563 | 0.001428 | 497.6468 | 0.00016792 | 503.7563 | 0.0012917 | 504.3264 | 0.0033963 | 500.151 | 0.13293 | 480.1199 | 0.08134 | 504.3264 | 0.92771 | 504.3264 | 0.61486 | 498.48 | -0.001322 | 504.3264 | 0 | 480.3825 | 1.0633e-05 | 504.3264 | 0 | 504.3264 | 0 | 503.7563 | -0.00051533 | 725.0377 | 0.04203 | 503.7563 | 0.0015159 | 724.315 | 3.0002e-05 | 725.0377 | 0.00227 | 500.151 | 0.17954
| 504.5503 | 0.003023 | 503.9804 | 0.0040639 | 480.2334 | 0 | 504.5503 | 0.0011001 | 503.9804 | 0.00080841 | 497.8696 | 0.00047039 | 503.9804 | 0.0022921 | 504.5503 | 0.0046817 | 500.3707 | 0.12857 | 480.2334 | 0.08309 | 504.5503 | 0.92588 | 504.5503 | 0.62684 | 498.71 | -0.00089942 | 504.5503 | 0.00068385 | 480.4985 | 1.1535e-05 | 504.5503 | 0.00071337 | 504.5503 | 0.00045035 | 503.9805 | 0.00093804 | 725.2015 | 0.04179 | 503.9804 | -0.0012619 | 724.4789 | 6.6672e-06 | 725.2015 | 0.00222 | 500.3707 | 0.18315
| 504.7742 | 0.0018969 | 504.2046 | 0.0038514 | 480.3469 | 0.00109 | 504.7742 | 0.00052673 | 504.2046 | 0.0014027 | 498.0924 | 9.3633e-06 | 504.2046 | 0.0012597 | 504.7742 | 0.0036334 | 500.5904 | 0.12561 | 480.3469 | 0.08509 | 504.7742 | 0.91955 | 504.7742 | 0.63403 | 498.93 | -0.0014521 | 504.7742 | 0 | 480.6145 | 1.1172e-05 | 504.7742 | 0 | 504.7742 | 0 | 504.2046 | -0.00041652 | 725.3654 | 0.03993 | 504.2046 | 0.00030353 | 724.6428 | 1.0001e-05 | 725.3654 | 0.00234 | 500.5904 | 0.18524
| 504.9982 | 0.003035 | 504.4288 | 0.0039533 | 480.4604 | 0 | 504.9982 | 0.0018378 | 504.4288 | 0.00087253 | 498.3152 | 0.00055947 | 504.4288 | 0.0022063 | 504.9982 | 0.0047548 | 500.8102 | 0.12532 | 480.4604 | 0.08905 | 504.9982 | 0.90956 | 504.9982 | 0.63775 | 499.15 | -0.00050931 | 504.9982 | 0.00044712 | 480.7305 | 1.1395e-05 | 504.9982 | 0.00060126 | 504.9982 | 0.00056396 | 504.4288 | 0.0005024 | 725.5292 | 0.04523 | 504.4288 | 5.2066e-05 | 724.8067 | 6.6672e-06 | 725.5292 | 0.00218 | 500.8102 | 0.18992
| 505.2221 | 0.002149 | 504.653 | 0.0036214 | 480.5739 | 0.00108 | 505.2221 | 0.00044648 | 504.653 | 0.0018127 | 498.5381 | 5.6716e-05 | 504.653 | 0.0011204 | 505.2221 | 0.0033876 | 501.0299 | 0.12231 | 480.5739 | 0.08742 | 505.2221 | 0.90283 | 505.2221 | 0.64582 | 499.38 | -0.001257 | 505.2221 | 0 | 480.8465 | 1.0633e-05 | 505.2221 | 0 | 505.2221 | 0 | 504.653 | -0.00013326 | 725.6931 | 0.04292 | 504.653 | -0.0011671 | 724.9706 | 0 | 725.6931 | 0.00225 | 501.0299 | 0.19283
| 505.4461 | 0.0023975 | 504.8773 | 0.0038708 | 480.6875 | 0 | 505.4461 | 0.0008455 | 504.8773 | 0.00072265 | 498.7609 | 0.00058773 | 504.8773 | 0.0022679 | 505.4461 | 0.0045812 | 501.2497 | 0.12425 | 480.6875 | 0.09294 | 505.4461 | 0.90444 | 505.4461 | 0.65895 | 499.6 | -0.00037928 | 505.4461 | 0.00044334 | 480.9625 | 9.919e-06 | 505.4461 | 0.00043177 | 505.4461 | 0.00044366 | 504.8773 | 0.00076048 | 725.8569 | 0.04602 | 504.8773 | -0.0010955 | 725.1346 | 6.6672e-06 | 725.8569 | 0.00219 | 501.2497 | 0.1919
| 505.6701 | 0.0023731 | 505.1015 | 0.0035564 | 480.801 | 0.00127 | 505.6701 | 0.001122 | 505.1015 | 0.0008215 | 498.9838 | 0.00025094 | 505.1015 | 0.0011357 | 505.6701 | 0.0029878 | 501.4694 | 0.11666 | 480.801 | 0.0906 | 505.6701 | 0.89545 | 505.6701 | 0.66706 | 499.83 | -0.001322 | 505.6701 | 0 | 481.0786 | 9.2984e-06 | 505.6701 | 0 | 505.6701 | 0 | 505.1015 | -0.00054046 | 726.0208 | 0.04531 | 505.1015 | -1.2857e-05 | 725.2985 | 1.0001e-05 | 726.0208 | 0.00239 | 501.4694 | 0.19903
| 505.8941 | 0.0033867 | 505.3257 | 0.00397 | 480.9145 | 0 | 505.8941 | 0.00092658 | 505.3257 | 0.00068405 | 499.2066 | 0.0003693 | 505.3257 | 0.0022395 | 505.8941 | 0.004153 | 501.6892 | 0.11522 | 480.9145 | 0.09129 | 505.8941 | 0.89379 | 505.8941 | 0.67652 | 500.05 | 0.0002384 | 505.8941 | 0.00047778 | 481.1946 | 9.3452e-06 | 505.8941 | 0.00079093 | 505.8941 | 0.00035123 | 505.3258 | 0.00056292 | 726.1846 | 0.04565 | 505.3257 | 0.0014334 | 725.4624 | 0 | 726.1846 | 0.00239 | 501.6892 | 0.19875
| 506.1181 | 0.0013307 | 505.55 | 0.0037111 | 481.028 | 0.00079764 | 506.1181 | 8.9127e-05 | 505.55 | 0.0015112 | 499.4295 | 0.00011775 | 505.55 | 0.0012003 | 506.1181 | 0.002766 | 501.909 | 0.11478 | 481.028 | 0.09358 | 506.1181 | 0.88925 | 506.1181 | 0.68791 | 500.28 | -0.00073687 | 506.1181 | 0 | 481.3106 | 9.193e-06 | 506.1181 | 0 | 506.1181 | 0 | 505.55 | -0.00032722 | 726.3485 | 0.05034 | 505.55 | -0.0002684 | 725.6264 | 0 | 726.3485 | 0.00248 | 501.909 | 0.20453
| 506.3421 | 0.0026982 | 505.7743 | 0.0040439 | 481.1415 | 0 | 506.3421 | 0.0011548 | 505.7743 | 0.00052415 | 499.6524 | 0.00059713 | 505.7743 | 0.002141 | 506.3421 | 0.0039707 | 502.1288 | 0.11417 | 481.1415 | 0.09476 | 506.3421 | 0.88664 | 506.3421 | 0.69823 | 500.5 | -0.0015171 | 506.3421 | 0.00060523 | 481.4266 | 9.3218e-06 | 506.3421 | 0.00089834 | 506.3421 | 0.00042095 | 505.7743 | 0.00059897 | 726.5124 | 0.04919 | 505.7743 | 0.00096015 | 725.7903 | 6.6672e-06 | 726.5124 | 0.00231 | 502.1288 | 0.2054
| 506.5662 | 0.0025519 | 505.9986 | 0.0037984 | 481.2551 | 0.00142 | 506.5662 | 0.00047674 | 505.9986 | 0.0017426 | 499.8752 | 0.00023886 | 505.9986 | 0.0010973 | 506.5662 | 0.002565 | 502.3486 | 0.1098 | 481.2551 | 0.09803 | 506.5662 | 0.87794 | 506.5662 | 0.70805 | 500.73 | 0.00049847 | 506.5662 | 0 | 481.5427 | 1.02e-05 | 506.5662 | 0 | 506.5662 | 0 | 505.9986 | -0.00033414 | 726.6762 | 0.05061 | 505.9986 | -0.0010439 | 725.9543 | 3.0002e-05 | 726.6762 | 0.00237 | 502.3486 | 0.20934
| 506.7902 | 0.0020866 | 506.2229 | 0.0037471 | 481.3686 | 0 | 506.7902 | 0.001511 | 506.2229 | 0.00061635 | 500.0982 | 0.00048574 | 506.2229 | 0.0022664 | 506.7902 | 0.004215 | 502.5685 | 0.10777 | 481.3686 | 0.09958 | 506.7902 | 0.87164 | 506.7902 | 0.71504 | 500.95 | 0.00049847 | 506.7902 | 0.00040734 | 481.6587 | 1.0739e-05 | 506.7902 | 0.00070421 | 506.7902 | 0.00060893 | 506.2229 | 0.00059252 | 726.8401 | 0.05091 | 506.2229 | 0.00027697 | 726.1182 | 6.6672e-06 | 726.8401 | 0.00228 | 502.5684 | 0.21211
| 507.0143 | 0.0021565 | 506.4472 | 0.0037219 | 481.4821 | 0 | 507.0143 | 0.00081796 | 506.4472 | 0.0013277 | 500.3211 | 0.00037529 | 506.4472 | 0.001123 | 507.0143 | 0.0028946 | 502.7883 | 0.10326 | 481.4821 | 0.09389 | 507.0143 | 0.85584 | 507.0143 | 0.71809 | 501.17 | 0.00069354 | 507.0143 | 0 | 481.7748 | 1.102e-05 | 507.0143 | 0 | 507.0143 | 0 | 506.4472 | -0.00056412 | 727.004 | 0.05112 | 506.4472 | -0.00086164 | 726.2822 | 0 | 727.004 | 0.00237 | 502.7883 | 0.21577
| 507.2384 | 0.0035521 | 506.6715 | 0.0037663 | 481.5957 | 0 | 507.2384 | 0.0015704 | 506.6715 | 0.00060672 | 500.544 | 0.00040999 | 506.6715 | 0.0022193 | 507.2384 | 0.0037979 | 503.0081 | 0.10132 | 481.5957 | 0.09652 | 507.2384 | 0.84765 | 507.2384 | 0.72554 | 501.4 | 0.00036844 | 507.2384 | 0.00030819 | 481.8908 | 1.0528e-05 | 507.2384 | 0.00037791 | 507.2384 | 0.00044491 | 506.6715 | 0.00097989 | 727.1679 | 0.05008 | 506.6715 | -0.00031827 | 726.4462 | 2.6669e-05 | 727.1679 | 0.00224 | 503.0081 | 0.21655
| 507.4625 | 0.0023374 | 506.8959 | 0.0037904 | 481.7092 | 0.00139 | 507.4625 | 0.00041854 | 506.8959 | 0.0016305 | 500.7669 | 0.00017344 | 506.8959 | 0.0012505 | 507.4625 | 0.0025562 | 503.228 | 0.10046 | 481.7092 | 0.09979 | 507.4625 | 0.83723 | 507.4625 | 0.73142 | 501.62 | 0.00066102 | 507.4625 | 0 | 482.0069 | 1.0341e-05 | 507.4625 | 0 | 507.4625 | 0 | 506.8958 | -0.00060548 | 727.3318 | 0.04873 | 506.8959 | -0.00030641 | 726.6101 | 0 | 727.3318 | 0.00236 | 503.228 | 0.21902
| 507.6866 | 0.0026514 | 507.1202 | 0.0038374 | 481.8227 | 0 | 507.6866 | 0.00077943 | 507.1202 | 0.0009817 | 500.9899 | 0.00037863 | 507.1202 | 0.0020967 | 507.6866 | 0.0037551 | 503.4478 | 0.097432 | 481.8227 | 0.09638 | 507.6866 | 0.83329 | 507.6866 | 0.74227 | 501.85 | -0.0017771 | 507.6866 | 0.00058627 | 482.123 | 1.0036e-05 | 507.6866 | 0.00051301 | 507.6866 | 0.00039378 | 507.1202 | 0.00071949 | 727.4957 | 0.05326 | 507.1202 | -0.00040249 | 726.7741 | 0 | 727.4957 | 0.00227 | 503.4479 | 0.21668
| 507.9107 | 0.0019462 | 507.3446 | 0.0036939 | 481.9363 | 0.0003468 | 507.9107 | 0.00062303 | 507.3446 | 0.0016776 | 501.2129 | 0.00026162 | 507.3446 | 0.0011647 | 507.9107 | 0.0027441 | 503.6677 | 0.095132 | 481.9363 | 0.09985 | 507.9107 | 0.82465 | 507.9107 | 0.75019 | 502.07 | -0.00093193 | 507.9107 | 0 | 482.239 | 1.0516e-05 | 507.9107 | 0 | 507.9107 | 0 | 507.3446 | -0.00041164 | 727.6596 | 0.05326 | 507.3446 | -0.00073039 | 726.9381 | 1.0001e-05 | 727.6596 | 0.00244 | 503.6677 | 0.2231
| 508.1348 | 0.0033096 | 507.569 | 0.0033305 | 482.0498 | 0 | 508.1348 | 0.0011573 | 507.569 | 0.00076687 | 501.4358 | 0.00037143 | 507.569 | 0.0020817 | 508.1348 | 0.003492 | 503.8876 | 0.091386 | 482.0498 | 0.10007 | 508.1348 | 0.82236 | 508.1348 | 0.76267 | 502.3 | 0.0013763 | 508.1348 | 0.00029541 | 482.3551 | 1.1558e-05 | 508.1348 | 0.00087934 | 508.1348 | 0.00035905 | 507.5689 | 0.00068188 | 727.8235 | 0.05316 | 507.569 | -0.0008172 | 727.1021 | 6.6672e-06 | 727.8235 | 0.00227 | 503.8876 | 0.22656
| 508.3589 | 0.0019057 | 507.7933 | 0.0035229 | 482.1634 | 0.00067626 | 508.3589 | 0.00070738 | 507.7933 | 0.0015812 | 501.6588 | 0.00018439 | 507.7933 | 0.0012356 | 508.3589 | 0.0024911 | 504.1075 | 0.091331 | 482.1634 | 0.09945 | 508.3589 | 0.81796 | 508.3589 | 0.77582 | 502.52 | 0.00036844 | 508.3589 | 0 | 482.4712 | 1.2273e-05 | 508.3589 | 0 | 508.3589 | 0 | 507.7933 | -0.00021043 | 727.9875 | 0.05356 | 507.7933 | -0.00062254 | 727.2661 | 1.0001e-05 | 727.9875 | 0.00241 | 504.1075 | 0.22706
| 508.5831 | 0.0027783 | 508.0178 | 0.0039056 | 482.2769 | 0 | 508.5831 | 0.00050256 | 508.0178 | 0.0007772 | 501.8818 | 0.00041207 | 508.0178 | 0.0022177 | 508.5831 | 0.0036921 | 504.3274 | 0.088469 | 482.2769 | 0.09936 | 508.5831 | 0.81339 | 508.5831 | 0.7857 | 502.75 | -0.00099695 | 508.5831 | 0.00025041 | 482.5872 | 1.1617e-05 | 508.5831 | 0.00051325 | 508.5831 | 0.00051197 | 508.0177 | 0.00108 | 728.1514 | 0.05478 | 508.0178 | 0.0014286 | 727.4301 | 0 | 728.1514 | 0.00223 | 504.3274 | 0.23359
| 508.8073 | 0.002282 | 508.2422 | 0.0036574 | 482.3905 | 0.00109 | 508.8073 | 0.001153 | 508.2422 | 0.0022543 | 502.1048 | 3.1492e-05 | 508.2422 | 0.0011477 | 508.8072 | 0.0025679 | 504.5474 | 0.086421 | 482.3905 | 0.10325 | 508.8072 | 0.80339 | 508.8073 | 0.79378 | 502.97 | -0.0015171 | 508.8072 | 0 | 482.7033 | 1.15e-05 | 508.8072 | 0 | 508.8073 | 0 | 508.2422 | -0.00068571 | 728.3153 | 0.05305 | 508.2422 | -0.001636 | 727.5941 | 1.0001e-05 | 728.3153 | 0.00238 | 504.5474 | 0.23305
| 509.0314 | 0.0023957 | 508.4666 | 0.0036933 | 482.504 | 0 | 509.0314 | 0.0016411 | 508.4666 | 0.00084968 | 502.3278 | 0.00037113 | 508.4666 | 0.0022999 | 509.0314 | 0.0031453 | 504.7673 | 0.086565 | 482.504 | 0.10044 | 509.0314 | 0.79888 | 509.0314 | 0.8039 | 503.2 | -0.0021673 | 509.0314 | 0.00051144 | 482.8194 | 1.0165e-05 | 509.0314 | 0.00090869 | 509.0314 | 0.00044276 | 508.4666 | 0.00020802 | 728.4793 | 0.05497 | 508.4666 | 0.0011796 | 727.7581 | 0 | 728.4793 | 0.00221 | 504.7673 | 0.23514
| 509.2556 | 0.0020722 | 508.691 | 0.003496 | 482.6176 | 0.00024276 | 509.2556 | 0.00076865 | 508.691 | 0.001408 | 502.5508 | 0.00024979 | 508.691 | 0.0011422 | 509.2556 | 0.0020956 | 504.9872 | 0.082952 | 482.6176 | 0.10297 | 509.2556 | 0.785 | 509.2556 | 0.80753 | 503.42 | -0.0008344 | 509.2556 | 0 | 482.9355 | 9.6263e-06 | 509.2556 | 0 | 509.2556 | 0 | 508.6911 | -0.00028281 | 728.6432 | 0.05597 | 508.691 | 0.00037088 | 727.9221 | 3.0002e-05 | 728.6432 | 0.00228 | 504.9872 | 0.23808
| 509.4798 | 0.0027961 | 508.9155 | 0.0035402 | 482.7312 | 0 | 509.4798 | 0.001302 | 508.9155 | 0.00070519 | 502.7739 | 0.00041127 | 508.9155 | 0.0021334 | 509.4798 | 0.0031064 | 505.2072 | 0.082068 | 482.7312 | 0.10543 | 509.4798 | 0.7743 | 509.4798 | 0.81214 | 503.64 | 0.002189 | 509.4798 | 0.00040735 | 483.0516 | 8.0922e-06 | 509.4798 | 0.00057719 | 509.4798 | 0.00060228 | 508.9155 | 0.00012592 | 728.8071 | 0.05878 | 508.9155 | -0.00019369 | 728.0861 | 0 | 728.8071 | 0.00215 | 505.2072 | 0.24142
| 509.704 | 0.0012849 | 509.14 | 0.0036456 | 482.8447 | 0.00118 | 509.704 | 0.00057727 | 509.14 | 0.0011318 | 502.9969 | 0.00016632 | 509.14 | 0.0012688 | 509.704 | 0.0023005 | 505.4272 | 0.080561 | 482.8447 | 0.10467 | 509.704 | 0.76535 | 509.704 | 0.82014 | 503.87 | -0.00099695 | 509.704 | 0 | 483.1677 | 8.8299e-06 | 509.704 | 0 | 509.704 | 0 | 509.14 | -0.00014177 | 728.9711 | 0.0579 | 509.14 | -0.0011051 | 728.2501 | 6.9993e-05 | 728.9711 | 0.00235 | 505.4271 | 0.24453
| 509.9283 | 0.0032713 | 509.3645 | 0.0037325 | 482.9583 | 0 | 509.9283 | 0.0013695 | 509.3645 | 0.00061403 | 503.22 | 0.00040022 | 509.3645 | 0.0021284 | 509.9282 | 0.0035108 | 505.6471 | 0.079076 | 482.9583 | 0.10387 | 509.9282 | 0.75314 | 509.9283 | 0.82302 | 504.09 | 0.00033593 | 509.9282 | 0.00025596 | 483.2838 | 8.7479e-06 | 509.9282 | 0.00055276 | 509.9282 | 0.0003962 | 509.3645 | 0.00045288 | 729.135 | 0.05831 | 509.3645 | -2.4289e-05 | 728.4142 | 0 | 729.135 | 0.00235 | 505.6471 | 0.24481
| 510.1525 | 0.0025059 | 509.589 | 0.0032897 | 483.0718 | 0.00144 | 510.1525 | 0.00040821 | 509.589 | 0.0017311 | 503.4431 | -7.6489e-07 | 509.589 | 0.00115 | 510.1525 | 0.0018986 | 505.8671 | 0.075867 | 483.0718 | 0.107 | 510.1525 | 0.74096 | 510.1525 | 0.82609 | 504.32 | -0.0001192 | 510.1525 | 0 | 483.3999 | 9.8136e-06 | 510.1525 | 0 | 510.1525 | 0 | 509.589 | -0.00057005 | 729.299 | 0.05892 | 509.589 | -0.00072388 | 728.5782 | 5.0004e-05 | 729.299 | 0.0025 | 505.8671 | 0.24753
| 510.3767 | 0.0023889 | 509.8135 | 0.0036826 | 483.1854 | 0 | 510.3767 | 0.0010614 | 509.8135 | 0.00061609 | 503.6661 | 0.00040412 | 509.8135 | 0.0021521 | 510.3767 | 0.0031712 | 506.0871 | 0.075207 | 483.1854 | 0.10722 | 510.3767 | 0.73342 | 510.3767 | 0.83539 | 504.54 | 4.3346e-05 | 510.3767 | 0.00031012 | 483.516 | 9.1812e-06 | 510.3767 | 0.00077307 | 510.3767 | 0.00038689 | 509.8135 | 0.00057498 | 729.463 | 0.05977 | 509.8135 | 0.00084317 | 728.7422 | 0 | 729.463 | 0.00235 | 506.0871 | 0.25254
| 510.601 | 0.0016512 | 510.038 | 0.0033949 | 483.299 | 0.00156 | 510.601 | 0.0012505 | 510.038 | 0.0011272 | 503.8892 | 9.5022e-05 | 510.038 | 0.0011779 | 510.601 | 0.0021635 | 506.3071 | 0.075486 | 483.299 | 0.10575 | 510.601 | 0.72231 | 510.601 | 0.84056 | 504.77 | 0.00066102 | 510.601 | 0 | 483.6321 | 9.7317e-06 | 510.601 | 0 | 510.601 | 0 | 510.038 | -0.00049183 | 729.6269 | 0.05912 | 510.038 | -0.00095721 | 728.9063 | 1.0001e-05 | 729.6269 | 0.00243 | 506.3071 | 0.25278
| 510.8253 | 0.0026065 | 510.2625 | 0.0036754 | 483.4126 | 0 | 510.8253 | 0.0010377 | 510.2625 | 8.0649e-05 | 504.1123 | 0.00052681 | 510.2625 | 0.0021254 | 510.8253 | 0.0026835 | 506.5272 | 0.073303 | 483.4126 | 0.1081 | 510.8253 | 0.71366 | 510.8253 | 0.84519 | 504.99 | 0.00010836 | 510.8253 | 0.00031654 | 483.7482 | 8.6426e-06 | 510.8253 | 0.00055322 | 510.8253 | 0.00042116 | 510.2625 | 0.00080332 | 729.7909 | 0.06153 | 510.2625 | -0.0011336 | 729.0703 | 0 | 729.7909 | 0.00226 | 506.5272 | 0.25723
| 511.0496 | 0.0025356 | 510.4871 | 0.0034977 | 483.5262 | 0.00125 | 511.0496 | 0.00060703 | 510.4871 | 0.0021744 | 504.3354 | 0.00023823 | 510.4871 | 0.0011102 | 511.0496 | 0.0019584 | 506.7472 | 0.072076 | 483.5262 | 0.10907 | 511.0496 | 0.7034 | 511.0496 | 0.85201 | 505.22 | 0.00062851 | 511.0496 | 0 | 483.8644 | 1.0223e-05 | 511.0496 | 0 | 511.0496 | 0 | 510.4871 | -8.8579e-05 | 729.9549 | 0.05965 | 510.4871 | -0.00074982 | 729.2344 | 0 | 729.9549 | 0.0023 | 506.7472 | 0.25982
| 511.2739 | 0.0034577 | 510.7116 | 0.0036418 | 483.6397 | 0 | 511.2739 | 0.0017477 | 510.7116 | 0.00012275 | 504.5586 | 0.00044641 | 510.7116 | 0.0020633 | 511.2739 | 0.0029378 | 506.9672 | 0.070011 | 483.6397 | 0.10884 | 511.2739 | 0.69045 | 511.2739 | 0.85355 | 505.44 | 0.0011162 | 511.2739 | 0.00065779 | 483.9805 | 1.0844e-05 | 511.2739 | 0.00048412 | 511.2739 | 0.00049558 | 510.7116 | 0.00053404 | 730.1189 | 0.06147 | 510.7116 | 0.00032679 | 729.3984 | 0 | 730.1189 | 0.00214 | 506.9672 | 0.26574
| 511.4982 | 0.0021922 | 510.9362 | 0.0036125 | 483.7533 | 0.00144 | 511.4982 | 0.00073054 | 510.9362 | 0.0015637 | 504.7817 | 0.0001418 | 510.9362 | 0.0011947 | 511.4982 | 0.0017083 | 507.1873 | 0.0665 | 483.7533 | 0.10961 | 511.4982 | 0.68068 | 511.4982 | 0.85761 | 505.67 | -2.1673e-05 | 511.4982 | 0 | 484.0966 | 1.0739e-05 | 511.4982 | 0 | 511.4982 | 0 | 510.9362 | -0.00013748 | 730.2829 | 0.06077 | 510.9362 | 7.5367e-05 | 729.5625 | 5.0004e-05 | 730.2829 | 0.00231 | 507.1873 | 0.26443
| 511.7225 | 0.0017783 | 511.1608 | 0.0036553 | 483.8669 | 0 | 511.7225 | 0.0011707 | 511.1608 | 0.00044826 | 505.0049 | 0.00039035 | 511.1608 | 0.00214 | 511.7225 | 0.0028468 | 507.4073 | 0.068345 | 483.8669 | 0.11105 | 511.7225 | 0.67085 | 511.7225 | 0.86198 | 505.89 | -0.0010945 | 511.7225 | 0.00052789 | 484.2127 | 9.3452e-06 | 511.7225 | 0.00053028 | 511.7225 | 0.00049407 | 511.1608 | 0.00112 | 730.4469 | 0.06172 | 511.1608 | 0.00062154 | 729.7265 | 0 | 730.4469 | 0.00232 | 507.4074 | 0.26817
| 511.9468 | 0.002512 | 511.3854 | 0.0034303 | 483.9805 | 0.00156 | 511.9468 | 0.0011198 | 511.3854 | 0.002355 | 505.228 | 0.00021159 | 511.3854 | 0.0010649 | 511.9469 | 0.0020423 | 507.6274 | 0.067303 | 483.9805 | 0.10913 | 511.9469 | 0.65739 | 511.9468 | 0.86249 | 506.12 | -0.0024274 | 511.9469 | 0 | 484.3289 | 9.3452e-06 | 511.9469 | 0 | 511.9468 | 0 | 511.3854 | -0.00042248 | 730.6109 | 0.06302 | 511.3854 | -0.00032026 | 729.8906 | 1.0001e-05 | 730.6109 | 0.00246 | 507.6274 | 0.26961
| 512.1712 | 0.0029214 | 511.61 | 0.0035661 | 484.0941 | 0 | 512.1712 | 0.0010008 | 511.61 | 2.7575e-05 | 505.4512 | 0.00043285 | 511.61 | 0.0020021 | 512.1712 | 0.002625 | 507.8475 | 0.065115 | 484.0941 | 0.1075 | 512.1712 | 0.64929 | 512.1712 | 0.86819 | 506.34 | 1.0836e-05 | 512.1712 | 0.0003409 | 484.445 | 1.0739e-05 | 512.1712 | 0.00053394 | 512.1712 | 0.00059356 | 511.61 | 0.0012 | 730.7749 | 0.06244 | 511.61 | 0.0021828 | 730.0547 | 0 | 730.7749 | 0.00231 | 507.8475 | 0.27299
| 512.3956 | 0.0020999 | 511.8346 | 0.003438 | 484.2077 | 0.00121 | 512.3956 | 0.00046913 | 511.8346 | 0.0017104 | 505.6744 | 0.00010655 | 511.8346 | 0.0010505 | 512.3956 | 0.0017645 | 508.0676 | 0.061722 | 484.2077 | 0.112 | 512.3956 | 0.63714 | 512.3956 | 0.86903 | 506.57 | 4.3346e-05 | 512.3956 | 0 | 484.5612 | 1.0341e-05 | 512.3956 | 0 | 512.3956 | 0 | 511.8346 | -0.00028913 | 730.9389 | 0.06033 | 511.8346 | -0.0014974 | 730.2188 | 1.0001e-05 | 730.9389 | 0.00239 | 508.0676 | 0.27919
| 512.6199 | 0.0024919 | 512.0593 | 0.0033641 | 484.3213 | 0 | 512.6199 | 0.00091954 | 512.0593 | 0.00046069 | 505.8976 | 0.00051983 | 512.0593 | 0.0020469 | 512.6199 | 0.0029236 | 508.2877 | 0.061375 | 484.3213 | 0.11384 | 512.6199 | 0.62834 | 512.6199 | 0.87317 | 506.79 | -0.00093193 | 512.6199 | 0.00043964 | 484.6773 | 1.0364e-05 | 512.6199 | 0.00053382 | 512.6199 | 0.0004012 | 512.0593 | 0.00063207 | 731.1029 | 0.06571 | 512.0593 | 0.00015114 | 730.3829 | 0 | 731.1029 | 0.0023 | 508.2877 | 0.28265
| 512.8444 | 0.0023564 | 512.2839 | 0.0035401 | 484.4349 | 0.00083232 | 512.8444 | -9.9717e-05 | 512.2839 | 0.0018156 | 506.1208 | 4.7166e-05 | 512.2839 | 0.0010275 | 512.8443 | 0.0018738 | 508.5078 | 0.061662 | 484.4349 | 0.11344 | 512.8443 | 0.61591 | 512.8444 | 0.87214 | 507.02 | -0.00096444 | 512.8443 | 0 | 484.7935 | 9.029e-06 | 512.8443 | 0 | 512.8444 | 0 | 512.2839 | -7.9271e-05 | 731.2669 | 0.06365 | 512.2839 | -0.0003864 | 730.547 | 3.0002e-05 | 731.2669 | 0.00238 | 508.5078 | 0.28446
| 513.0687 | 0.0030731 | 512.5086 | 0.0034107 | 484.5485 | 0 | 513.0687 | 0.0014574 | 512.5086 | 0.00031347 | 506.344 | 0.00062128 | 512.5086 | 0.0020652 | 513.0687 | 0.0026949 | 508.7279 | 0.058539 | 484.5485 | 0.11415 | 513.0687 | 0.60735 | 513.0687 | 0.8758 | 507.24 | 0.00059601 | 513.0687 | 0.0004021 | 484.9096 | 9.6848e-06 | 513.0687 | 0.00059574 | 513.0687 | 0.00053738 | 512.5086 | 0.00088346 | 731.431 | 0.06478 | 512.5086 | 0.00066106 | 730.7111 | 0 | 731.431 | 0.00226 | 508.7279 | 0.28827
| 513.2932 | 0.002343 | 512.7333 | 0.0032458 | 484.6621 | 0.00086701 | 513.2932 | 0.00055742 | 512.7333 | 0.0015385 | 506.5672 | 5.9434e-05 | 512.7333 | 0.00094954 | 513.2932 | 0.00172 | 508.9481 | 0.059972 | 484.6621 | 0.11716 | 513.2932 | 0.60038 | 513.2932 | 0.88487 | 507.47 | -0.00070437 | 513.2932 | 0 | 485.0258 | 9.7668e-06 | 513.2932 | 0 | 513.2931 | 0 | 512.7333 | -0.00070103 | 731.595 | 0.06605 | 512.7333 | -0.00087316 | 730.8752 | 1.0001e-05 | 731.595 | 0.0023 | 508.9481 | 0.29179
| 513.5176 | 0.0034181 | 512.958 | 0.0035767 | 484.7757 | 0 | 513.5176 | 0.0011415 | 512.958 | 0.00046789 | 506.7904 | 0.00057677 | 512.958 | 0.0019971 | 513.5176 | 0.0027827 | 509.1682 | 0.057509 | 484.7757 | 0.11713 | 513.5176 | 0.59698 | 513.5176 | 0.89586 | 507.69 | -0.00037928 | 513.5176 | 0.00047377 | 485.142 | 9.8371e-06 | 513.5176 | 0.00065602 | 513.5176 | 0.00043578 | 512.958 | 0.00065498 | 731.7591 | 0.06673 | 512.958 | 0.00086396 | 731.0393 | 6.6672e-06 | 731.7591 | 0.00229 | 509.1682 | 0.29435
| 513.742 | 0.0020845 | 513.1827 | 0.0031973 | 484.8893 | 0.00189 | 513.742 | 0.00054966 | 513.1827 | 0.001699 | 507.0137 | 0.00013541 | 513.1827 | 0.0012219 | 513.742 | 0.0014867 | 509.3884 | 0.057796 | 484.8893 | 0.11844 | 513.742 | 0.58817 | 513.742 | 0.90151 | 507.92 | -0.0026874 | 513.742 | 0 | 485.2581 | 1.0446e-05 | 513.742 | 0 | 513.742 | 0 | 513.1827 | -0.0007623 | 731.9231 | 0.0664 | 513.1827 | -0.00058896 | 731.2034 | 1.0001e-05 | 731.9231 | 0.00243 | 509.3884 | 0.29215
| 513.9665 | 0.0027028 | 513.4074 | 0.0035315 | 485.0029 | 0 | 513.9665 | 0.0008827 | 513.4074 | 0.000958 | 507.237 | 0.00064939 | 513.4074 | 0.0020817 | 513.9665 | 0.0026548 | 509.6086 | 0.055704 | 485.0029 | 0.11897 | 513.9665 | 0.5798 | 513.9665 | 0.90737 | 508.14 | -0.00031426 | 513.9665 | 0.00039326 | 485.3743 | 1.0341e-05 | 513.9665 | 0.00041834 | 513.9665 | 0.00049661 | 513.4074 | 0.00064129 | 732.0871 | 0.0678 | 513.4074 | 0.00085908 | 731.3675 | 0 | 732.0871 | 0.00235 | 509.6086 | 0.29763
| 514.1909 | 0.0014763 | 513.6321 | 0.0034091 | 485.1166 | 0.00102 | 514.1909 | 0.00060086 | 513.6321 | 0.0014315 | 507.4602 | 3.0138e-05 | 513.6321 | 0.0010021 | 514.1909 | 0.0014032 | 509.8288 | 0.05235 | 485.1166 | 0.11869 | 514.1909 | 0.57391 | 514.1909 | 0.91586 | 508.37 | -0.0029475 | 514.1909 | 0 | 485.4905 | 1.109e-05 | 514.1909 | 0 | 514.1909 | 0 | 513.6321 | -0.0008073 | 732.2512 | 0.06821 | 513.6321 | 5.7977e-05 | 731.5316 | 3.0002e-05 | 732.2512 | 0.00238 | 509.8288 | 0.30134
| 514.4154 | 0.0024164 | 513.8569 | 0.0034833 | 485.2302 | 0 | 514.4154 | 0.001415 | 513.8569 | 0.00083706 | 507.6835 | 0.00046415 | 513.8569 | 0.0020878 | 514.4154 | 0.0026643 | 510.049 | 0.052698 | 485.2302 | 0.12286 | 514.4154 | 0.56379 | 514.4154 | 0.91589 | 508.59 | 4.3346e-05 | 514.4154 | 0.00060663 | 485.6067 | 9.8488e-06 | 514.4154 | 0.0010977 | 514.4154 | 0.00027357 | 513.8569 | 0.00041912 | 732.4153 | 0.06975 | 513.8569 | 0.0013798 | 731.6957 | 6.6672e-06 | 732.4153 | 0.00222 | 510.0489 | 0.30212
| 514.6399 | 0.0019266 | 514.0816 | 0.0032624 | 485.3438 | 0.00153 | 514.6399 | 0.00096997 | 514.0816 | 0.0015402 | 507.9068 | 0.00021075 | 514.0816 | 0.0010469 | 514.6399 | 0.0017442 | 510.2691 | 0.050604 | 485.3438 | 0.12539 | 514.6399 | 0.55368 | 514.6399 | 0.91688 | 508.82 | 0.00066102 | 514.6399 | 0 | 485.7228 | 9.8136e-06 | 514.6399 | 0 | 514.6399 | 0 | 514.0816 | 0.00011107 | 732.5793 | 0.07185 | 514.0816 | 0.00056065 | 731.8599 | 0 | 732.5793 | 0.00236 | 510.2691 | 0.30636
| 514.8644 | 0.0022807 | 514.3064 | 0.0029783 | 485.4574 | 0 | 514.8644 | 0.0007092 | 514.3064 | 0.0007787 | 508.1301 | 0.0006031 | 514.3064 | 0.0020209 | 514.8644 | 0.0027291 | 510.4893 | 0.050574 | 485.4574 | 0.12363 | 514.8644 | 0.54828 | 514.8644 | 0.92253 | 509.04 | -0.00067186 | 514.8644 | 0.00085877 | 485.839 | 9.193e-06 | 514.8644 | 0.00036142 | 514.8644 | 0.00066864 | 514.3064 | 0.00050507 | 732.7434 | 0.07011 | 514.3064 | 0.0012511 | 732.024 | 6.6672e-06 | 732.7434 | 0.00226 | 510.4894 | 0.31028
| 515.0889 | 0.0020604 | 514.5312 | 0.0031893 | 485.5711 | 0.00015606 | 515.0889 | 0.00040605 | 514.5312 | 0.0010348 | 508.3534 | 8.2406e-05 | 514.5312 | 0.00098148 | 515.0889 | 0.0016319 | 510.7096 | 0.049909 | 485.5711 | 0.12582 | 515.0889 | 0.53564 | 515.0889 | 0.92064 | 509.27 | -0.0018096 | 515.0889 | 0 | 485.9552 | 1.02e-05 | 515.0889 | 0 | 515.0889 | 0 | 514.5312 | -0.00049588 | 732.9075 | 0.07139 | 514.5312 | -0.0023309 | 732.1881 | 0 | 732.9075 | 0.0024 | 510.7096 | 0.31034
| 515.3135 | 0.0032915 | 514.756 | 0.0034061 | 485.6847 | 0 | 515.3135 | 0.00094541 | 514.756 | 0.00056779 | 508.5768 | 0.0003174 | 514.756 | 0.0019377 | 515.3135 | 0.0026919 | 510.9298 | 0.050129 | 485.6847 | 0.1276 | 515.3135 | 0.53317 | 515.3135 | 0.93176 | 509.49 | -0.00015171 | 515.3135 | 0.0006145 | 486.0714 | 9.7902e-06 | 515.3135 | 0.00070489 | 515.3135 | 0.00039053 | 514.756 | 0.00063925 | 733.0715 | 0.07452 | 514.756 | 0.00067246 | 732.3523 | 0 | 733.0715 | 0.00233 | 510.9298 | 0.31331
| 515.538 | 0.0022656 | 514.9808 | 0.0031595 | 485.7983 | 0.00142 | 515.538 | 8.096e-06 | 514.9808 | 0.0012735 | 508.8001 | 0.00013636 | 514.9808 | 0.00096296 | 515.538 | 0.0013874 | 511.1501 | 0.047981 | 485.7983 | 0.12653 | 515.538 | 0.5232 | 515.538 | 0.93209 | 509.72 | -0.0023949 | 515.538 | 0 | 486.1876 | 1.0551e-05 | 515.538 | 0 | 515.538 | 0 | 514.9808 | -0.00019872 | 733.2356 | 0.07445 | 514.9808 | -0.0010419 | 732.5164 | 3.0002e-05 | 733.2356 | 0.0025 | 511.1501 | 0.31039
| 515.7626 | 0.0024328 | 515.2056 | 0.0032512 | 485.912 | 0 | 515.7626 | 0.00098215 | 515.2056 | 0.00028057 | 509.0234 | 0.00034322 | 515.2056 | 0.001906 | 515.7625 | 0.0025086 | 511.3703 | 0.048157 | 485.912 | 0.12644 | 515.7625 | 0.51945 | 515.7626 | 0.93894 | 509.94 | 0.0019939 | 515.7625 | 0.00040616 | 486.3038 | 1.0013e-05 | 515.7625 | 0.00095113 | 515.7626 | 0.00056953 | 515.2056 | 0.00091552 | 733.3997 | 0.07406 | 515.2056 | 0.0015085 | 732.6806 | 0 | 733.3997 | 0.00237 | 511.3703 | 0.31357
| 515.9871 | 0.0019342 | 515.4304 | 0.0032423 | 486.0256 | 0.00144 | 515.9871 | -0.00052038 | 515.4304 | 0.0015547 | 509.2468 | 0.00017337 | 515.4304 | 0.00097506 | 515.9871 | 0.0013299 | 511.5906 | 0.047018 | 486.0256 | 0.13175 | 515.9871 | 0.50685 | 515.9871 | 0.93347 | 510.17 | -0.0037602 | 515.9871 | 0 | 486.42 | 1.0856e-05 | 515.9871 | 0 | 515.9871 | 0 | 515.4304 | -0.00037294 | 733.5638 | 0.0744 | 515.4304 | -0.00020631 | 732.8448 | 0 | 733.5638 | 0.00247 | 511.5906 | 0.32056
| 516.2117 | 0.0032689 | 515.6553 | 0.0033925 | 486.1393 | 0 | 516.2117 | 0.00094938 | 515.6553 | -9.8531e-05 | 509.4702 | 0.00040284 | 515.6553 | 0.0020522 | 516.2117 | 0.0024408 | 511.8109 | 0.045496 | 486.1393 | 0.13456 | 516.2117 | 0.50136 | 516.2117 | 0.93737 | 510.39 | 0.00040094 | 516.2117 | 0.00071573 | 486.5362 | 9.3569e-06 | 516.2117 | 0.0010997 | 516.2117 | 0.0004678 | 515.6553 | 0.00056791 | 733.7279 | 0.07749 | 515.6553 | 0.001036 | 733.0089 | 0 | 733.7279 | 0.0023 | 511.8109 | 0.32267
| 516.4363 | 0.0021503 | 515.8801 | 0.0030995 | 486.2529 | 0.00036414 | 516.4363 | 0.00054075 | 515.8801 | 0.0012422 | 509.6935 | 0.00019991 | 515.8801 | 0.0010136 | 516.4363 | 0.0014282 | 512.0312 | 0.044612 | 486.2529 | 0.13828 | 516.4363 | 0.49386 | 516.4363 | 0.94021 | 510.62 | -0.001257 | 516.4363 | 0 | 486.6524 | 9.7668e-06 | 516.4363 | 0 | 516.4363 | 0 | 515.8801 | -0.00030303 | 733.892 | 0.07737 | 515.8801 | -0.0008074 | 733.1731 | 3.0002e-05 | 733.892 | 0.00249 | 512.0312 | 0.32723
| 516.6609 | 0.0024658 | 516.105 | 0.0035399 | 486.3666 | 0 | 516.6609 | 0.0010276 | 516.105 | 0.00080142 | 509.9169 | 0.00067241 | 516.105 | 0.0020493 | 516.6609 | 0.0024069 | 512.2515 | 0.04344 | 486.3666 | 0.13729 | 516.6609 | 0.49023 | 516.6609 | 0.94776 | 510.84 | 0.0029691 | 516.6609 | 0.00058977 | 486.7687 | 8.0102e-06 | 516.6609 | 0.00092259 | 516.6609 | 0.00050235 | 516.105 | 0.00127 | 734.0561 | 0.07795 | 516.105 | 0.0012554 | 733.3373 | 0 | 734.0561 | 0.00237 | 512.2515 | 0.32596
| 516.8855 | 0.0021809 | 516.3299 | 0.0025951 | 486.4802 | 0.00153 | 516.8855 | 7.7789e-05 | 516.3299 | 0.0015687 | 510.1403 | 0.00019524 | 516.3299 | 0.00089047 | 516.8855 | 0.0015585 | 512.4718 | 0.041969 | 486.4802 | 0.13973 | 516.8855 | 0.48908 | 516.8855 | 0.9609 | 511.07 | -0.0001192 | 516.8855 | 0 | 486.8849 | 9.111e-06 | 516.8855 | 0.00012897 | 516.8855 | 0 | 516.3299 | -1.3173e-06 | 734.2202 | 0.07702 | 516.3299 | -5.975e-06 | 733.5015 | 1.0001e-05 | 734.2202 | 0.00257 | 512.4718 | 0.3306
| 517.1101 | 0.002428 | 516.5548 | 0.0033453 | 486.5939 | 0 | 517.1101 | 0.0011702 | 516.5548 | 0.0004373 | 510.3637 | 0.00056252 | 516.5548 | 0.002029 | 517.1101 | 0.0025991 | 512.6921 | 0.043511 | 486.5939 | 0.14132 | 517.1101 | 0.4843 | 517.1101 | 0.967 | 511.29 | -0.0016472 | 517.1101 | 0.0002791 | 487.0011 | 9.0173e-06 | 517.1101 | 0.00072283 | 517.1101 | 0.00031193 | 516.5548 | 0.0007141 | 734.3843 | 0.08132 | 516.5548 | 0.00036636 | 733.6656 | 6.6672e-06 | 734.3843 | 0.00242 | 512.6921 | 0.33617
| 517.3348 | 0.001203 | 516.7797 | 0.0027987 | 486.7075 | 0.00139 | 517.3348 | 4.8053e-05 | 516.7797 | 0.0016619 | 510.5872 | 7.8344e-05 | 516.7797 | 0.00089255 | 517.3348 | 0.0015285 | 512.9124 | 0.041438 | 486.7075 | 0.14237 | 517.3348 | 0.47722 | 517.3348 | 0.96757 | 511.52 | -0.00076939 | 517.3348 | 0 | 487.1174 | 1.1699e-05 | 517.3348 | 0 | 517.3348 | 0 | 516.7797 | -9.0085e-05 | 734.5485 | 0.07913 | 516.7797 | -0.0015825 | 733.8298 | 1.0001e-05 | 734.5485 | 0.00253 | 512.9124 | 0.33705
| 517.5594 | 0.0019304 | 517.0046 | 0.0035704 | 486.8212 | 0 | 517.5594 | 0.00055528 | 517.0046 | 0.00027893 | 510.8106 | 0.00052308 | 517.0046 | 0.0021892 | 517.5594 | 0.0024563 | 513.1328 | 0.040526 | 486.8212 | 0.15202 | 517.5594 | 0.47168 | 517.5594 | 0.96907 | 511.74 | -0.00086692 | 517.5594 | 0.00062448 | 487.2336 | 1.0926e-05 | 517.5594 | 0.0010647 | 517.5594 | 0.00045958 | 517.0046 | 0.00107 | 734.7126 | 0.08195 | 517.0046 | 0.0022653 | 733.994 | 0 | 734.7126 | 0.0024 | 513.1328 | 0.33786
| 517.7841 | 0.0016874 | 517.2296 | 0.0032648 | 486.9348 | 0.00111 | 517.7841 | 0.00039992 | 517.2296 | 0.0017212 | 511.0341 | 5.8192e-05 | 517.2296 | 0.00092635 | 517.7841 | 0.0012249 | 513.3531 | 0.039683 | 486.9348 | 0.15193 | 517.7841 | 0.46361 | 517.7841 | 0.96853 | 511.97 | -0.0010295 | 517.7841 | 0 | 487.3498 | 1.0516e-05 | 517.7841 | 0 | 517.7841 | 0 | 517.2296 | -0.0004063 | 734.8767 | 0.0802 | 517.2296 | -0.00023413 | 734.1582 | 1.0001e-05 | 734.8767 | 0.00249 | 513.3532 | 0.33956
| 518.0088 | 0.002822 | 517.4545 | 0.0032732 | 487.0485 | 0 | 518.0088 | 0.0011603 | 517.4545 | 0.00030813 | 511.2575 | 0.0005139 | 517.4545 | 0.0021455 | 518.0088 | 0.0022955 | 513.5735 | 0.040081 | 487.0485 | 0.15211 | 518.0088 | 0.45784 | 518.0088 | 0.97181 | 512.19 | -0.00093193 | 518.0088 | 0.0004501 | 487.4661 | 9.2984e-06 | 518.0088 | 0.00087403 | 518.0088 | 0.00043346 | 517.4545 | 0.00067386 | 735.0409 | 0.08232 | 517.4545 | -0.00050101 | 734.3224 | 6.6672e-06 | 735.0409 | 0.00236 | 513.5735 | 0.33862
| 518.2335 | 0.0020303 | 517.6795 | 0.0028113 | 487.1622 | 0.00113 | 518.2335 | 0.0005478 | 517.6795 | 0.00158 | 511.481 | 0.00022321 | 517.6795 | 0.0009019 | 518.2335 | 0.0011837 | 513.7939 | 0.037797 | 487.1622 | 0.15318 | 518.2335 | 0.44685 | 518.2335 | 0.96505 | 512.42 | 0.00017338 | 518.2335 | 0 | 487.5823 | 1.0739e-05 | 518.2335 | 0 | 518.2335 | 0 | 517.6795 | -0.00069702 | 735.205 | 0.08097 | 517.6795 | -0.00065818 | 734.4866 | 0 | 735.205 | 0.0025 | 513.7939 | 0.3441
| 518.4581 | 0.0025762 | 517.9045 | 0.0031216 | 487.2758 | 0 | 518.4581 | 0.00097415 | 517.9045 | -2.7364e-05 | 511.7045 | 0.00063463 | 517.9045 | 0.001991 | 518.4582 | 0.0021761 | 514.0143 | 0.037897 | 487.2758 | 0.15869 | 518.4582 | 0.44192 | 518.4581 | 0.96652 | 512.64 | 0.00043346 | 518.4582 | 0.00060574 | 487.6986 | 1.1781e-05 | 518.4582 | 0.00049629 | 518.4581 | 0.00042744 | 517.9045 | 0.00051114 | 735.3692 | 0.08308 | 517.9045 | 0.0012136 | 734.6509 | 0 | 735.3692 | 0.00236 | 514.0143 | 0.34887
| 518.6829 | 0.0016885 | 518.1295 | 0.00305 | 487.3895 | 0.00135 | 518.6829 | 1.0275e-05 | 518.1295 | 0.0013104 | 511.9279 | 0.00013253 | 518.1295 | 0.00096712 | 518.6829 | 0.0013957 | 514.2347 | 0.036174 | 487.3895 | 0.16399 | 518.6829 | 0.43348 | 518.6829 | 0.96152 | 512.87 | -0.00018422 | 518.6829 | 0 | 487.8148 | 1.15e-05 | 518.6829 | 0 | 518.6829 | 0 | 518.1295 | -0.00070986 | 735.5333 | 0.08268 | 518.1295 | -0.0009447 | 734.8151 | 0 | 735.5333 | 0.00254 | 514.2347 | 0.34787
| 518.9076 | 0.0018888 | 518.3545 | 0.0033636 | 487.5032 | 0 | 518.9076 | 0.0013053 | 518.3545 | 0.00033252 | 512.1514 | 0.00061585 | 518.3545 | 0.0021252 | 518.9076 | 0.0024537 | 514.4551 | 0.037609 | 487.5032 | 0.16076 | 518.9076 | 0.43399 | 518.9076 | 0.97249 | 513.09 | 0.0020589 | 518.9076 | 0.0007357 | 487.9311 | 1.0493e-05 | 518.9076 | 0.00053379 | 518.9076 | 0.00055228 | 518.3545 | 0.00065381 | 735.6975 | 0.08234 | 518.3545 | 0.00095945 | 734.9793 | 6.6672e-06 | 735.6975 | 0.00237 | 514.4551 | 0.35356
| 519.1323 | 0.0017588 | 518.5795 | 0.0031241 | 487.6169 | 0.00114 | 519.1323 | 0.00060458 | 518.5795 | 0.0014826 | 512.375 | 5.2033e-05 | 518.5795 | 0.0010292 | 519.1323 | 0.0012739 | 514.6755 | 0.035857 | 487.6169 | 0.16093 | 519.1323 | 0.42595 | 519.1323 | 0.96831 | 513.32 | -0.0024274 | 519.1323 | 0 | 488.0474 | 1.0329e-05 | 519.1323 | 0 | 519.1323 | 0 | 518.5795 | -0.00073759 | 735.8616 | 0.08555 | 518.5795 | -0.00097768 | 735.1435 | 1.0001e-05 | 735.8616 | 0.00256 | 514.6755 | 0.35535
| 519.3571 | 0.0027451 | 518.8045 | 0.003372 | 487.7306 | 0 | 519.3571 | 0.0013561 | 518.8045 | 0.00035519 | 512.5985 | 0.0003696 | 518.8045 | 0.0019994 | 519.3571 | 0.0021881 | 514.8959 | 0.036124 | 487.7306 | 0.15875 | 519.3571 | 0.42333 | 519.3571 | 0.97569 | 513.54 | 0.0012462 | 519.3571 | 0.00041716 | 488.1636 | 1.0118e-05 | 519.3571 | 0.00047271 | 519.3571 | 0.00051289 | 518.8045 | 0.00079508 | 736.0258 | 0.0861 | 518.8045 | -0.00096187 | 735.3078 | 0 | 736.0258 | 0.00242 | 514.8959 | 0.35686
| 519.5818 | 0.0022638 | 519.0295 | 0.0029543 | 487.8442 | 0.00104 | 519.5818 | 0.00030691 | 519.0295 | 0.0015234 | 512.822 | 0.0002429 | 519.0295 | 0.00084724 | 519.5819 | 0.00091677 | 515.1164 | 0.033859 | 487.8442 | 0.1636 | 519.5819 | 0.4208 | 519.5818 | 0.98513 | 513.77 | -0.0016797 | 519.5819 | 0 | 488.2799 | 9.9542e-06 | 519.5819 | 0 | 519.5819 | 0 | 519.0295 | -0.00069764 | 736.19 | 0.08741 | 519.0295 | -0.0008575 | 735.472 | 5.0004e-05 | 736.19 | 0.00247 | 515.1164 | 0.36166
| 519.8066 | 0.0029679 | 519.2546 | 0.0033343 | 487.9579 | 0 | 519.8066 | 0.001483 | 519.2546 | 0.00072629 | 513.0456 | 0.00065658 | 519.2546 | 0.001949 | 519.8066 | 0.0019581 | 515.3369 | 0.035532 | 487.9579 | 0.16948 | 519.8066 | 0.42036 | 519.8066 | 0.9901 | 513.99 | 0.00079106 | 519.8066 | 0.00019289 | 488.3962 | 9.1344e-06 | 519.8066 | 0.00061139 | 519.8066 | 0.00053682 | 519.2546 | 0.00068747 | 736.3542 | 0.08932 | 519.2546 | 0.0014652 | 735.6363 | 0 | 736.3542 | 0.00232 | 515.3369 | 0.3623
| 520.0314 | 0.0023157 | 519.4797 | 0.0031442 | 488.0716 | 0.0013 | 520.0314 | 0.00020731 | 519.4797 | 0.0020019 | 513.2691 | 4.8282e-06 | 519.4797 | 0.00094877 | 520.0314 | 0.00095368 | 515.5573 | 0.032095 | 488.0716 | 0.16638 | 520.0314 | 0.41242 | 520.0314 | 0.98489 | 514.22 | 0.0016038 | 520.0314 | 0 | 488.5125 | 9.3803e-06 | 520.0314 | 0 | 520.0314 | 0 | 519.4797 | -0.00074429 | 736.5184 | 0.09031 | 519.4797 | -0.0013937 | 735.8005 | 3.0002e-05 | 736.5184 | 0.00241 | 515.5573 | 0.36448
| 520.2562 | 0.0019403 | 519.7047 | 0.0032432 | 488.1853 | 0 | 520.2562 | 0.00062523 | 519.7047 | 0.00040842 | 513.4927 | 0.00046602 | 519.7047 | 0.002054 | 520.2562 | 0.0022426 | 515.7778 | 0.03281 | 488.1853 | 0.17147 | 520.2562 | 0.40699 | 520.2562 | 0.98396 | 514.44 | 0.0010836 | 520.2562 | 0 | 488.6287 | 9.4857e-06 | 520.2562 | 0.0010098 | 520.2562 | 0.00034373 | 519.7047 | 0.00058445 | 736.6825 | 0.08869 | 519.7047 | -0.00034003 | 735.9648 | 0 | 736.6825 | 0.00239 | 515.7778 | 0.37217
| 520.4811 | 0.0016118 | 519.9298 | 0.0028472 | 488.299 | 0.00041617 | 520.4811 | 1.004e-05 | 519.9298 | 0.0013147 | 513.7163 | 0.00029184 | 519.9298 | 0.00089236 | 520.481 | 0.00081867 | 515.9982 | 0.032866 | 488.299 | 0.16811 | 520.481 | 0.39672 | 520.4811 | 0.97616 | 514.67 | -0.0013546 | 520.481 | 0 | 488.745 | 1.0013e-05 | 520.481 | 0 | 520.4811 | 0 | 519.9298 | -0.00023844 | 736.8467 | 0.08883 | 519.9298 | -0.00061914 | 736.129 | 3.0002e-05 | 736.8467 | 0.00252 | 515.9982 | 0.37107
| 520.7059 | 0.0021312 | 520.1549 | 0.0033402 | 488.4127 | 0 | 520.7059 | 0.0012306 | 520.1549 | 0.00045338 | 513.9399 | 0.00050945 | 520.1549 | 0.0021661 | 520.7059 | 0.002379 | 516.2188 | 0.032257 | 488.4127 | 0.16959 | 520.7059 | 0.39654 | 520.7059 | 0.98426 | 514.89 | 0.00020589 | 520.7059 | 0.00094438 | 488.8613 | 1.0692e-05 | 520.7059 | 0.0010553 | 520.7059 | 0.0006611 | 520.1549 | 0.00108 | 737.0109 | 0.09169 | 520.1549 | 0.00079001 | 736.2933 | 2.6669e-05 | 737.0109 | 0.00239 | 516.2188 | 0.37334
| 520.9307 | 0.0014803 | 520.3801 | 0.0033373 | 488.5264 | 0.00172 | 520.9307 | 0.00067428 | 520.3801 | 0.0011992 | 514.1635 | 1.4044e-05 | 520.3801 | 0.001049 | 520.9307 | 0.0010937 | 516.4393 | 0.030914 | 488.5264 | 0.17285 | 520.9307 | 0.39399 | 520.9307 | 0.99221 | 515.12 | 0.00014088 | 520.9307 | 0 | 488.9776 | 1.1313e-05 | 520.9307 | 0 | 520.9307 | 0 | 520.38 | -0.00039386 | 737.1751 | 0.09262 | 520.3801 | 0.00052269 | 736.4575 | 1.0001e-05 | 737.1751 | 0.00253 | 516.4393 | 0.37912
| 521.1556 | 0.00282 | 520.6052 | 0.0032062 | 488.6401 | 0 | 521.1556 | 0.0011487 | 520.6052 | 0.00050161 | 514.3871 | 0.00044897 | 520.6052 | 0.0020719 | 521.1556 | 0.0018593 | 516.6598 | 0.031971 | 488.6401 | 0.17158 | 521.1556 | 0.39061 | 521.1556 | 0.99001 | 515.34 | 0.00014088 | 521.1556 | 0.00043163 | 489.0939 | 1.102e-05 | 521.1556 | 0.00076914 | 521.1556 | 0.00027142 | 520.6052 | -1.924e-05 | 737.3393 | 0.0921 | 520.6052 | 0.00083917 | 736.6218 | 0 | 737.3393 | 0.00238 | 516.6598 | 0.37762
| 521.3804 | 0.0020916 | 520.8303 | 0.0028487 | 488.7538 | 0.00186 | 521.3804 | 0.00036324 | 520.8303 | 0.0015324 | 514.6107 | 0.00015297 | 520.8303 | 0.00085581 | 521.3804 | 0.00079393 | 516.8803 | 0.029464 | 488.7538 | 0.17396 | 521.3804 | 0.38106 | 521.3804 | 0.98483 | 515.57 | -0.0015171 | 521.3804 | 0 | 489.2102 | 1.0095e-05 | 521.3804 | 0 | 521.3804 | 0 | 520.8303 | -0.00063517 | 737.5036 | 0.09207 | 520.8303 | -0.00040424 | 736.7861 | 3.0002e-05 | 737.5036 | 0.00258 | 516.8803 | 0.37986
| 521.6053 | 0.0031462 | 521.0555 | 0.0032874 | 488.8675 | 0 | 521.6053 | 0.00064133 | 521.0555 | 0.00013808 | 514.8344 | 0.00056625 | 521.0555 | 0.0021926 | 521.6053 | 0.0023843 | 517.1008 | 0.029637 | 488.8675 | 0.17618 | 521.6053 | 0.37955 | 521.6053 | 0.98674 | 515.8 | 0.0017663 | 521.6053 | 0.00057054 | 489.3265 | 1.0118e-05 | 521.6053 | 0.00066568 | 521.6053 | 0.00057696 | 521.0555 | 0.00084002 | 737.6678 | 0.09484 | 521.0555 | 0.0015105 | 736.9504 | 6.6672e-06 | 737.6678 | 0.00243 | 517.1008 | 0.3823
| 521.8302 | 0.0020151 | 521.2807 | 0.0029408 | 488.9812 | 0.00156 | 521.8302 | 0.00052009 | 521.2807 | 0.0018296 | 515.058 | 1.6933e-05 | 521.2807 | 0.00086873 | 521.8302 | 0.0014159 | 517.3214 | 0.027174 | 488.9812 | 0.17762 | 521.8302 | 0.37535 | 521.8302 | 0.99156 | 516.02 | 0.00014088 | 521.8302 | 0 | 489.4428 | 1.0223e-05 | 521.8302 | 0 | 521.8302 | 0 | 521.2807 | -8.8507e-05 | 737.832 | 0.09596 | 521.2807 | -0.00058763 | 737.1147 | 1.0001e-05 | 737.832 | 0.00251 | 517.3214 | 0.38382
| 522.0551 | 0.0026176 | 521.5058 | 0.0032506 | 489.095 | 0 | 522.0551 | 0.00055845 | 521.5058 | 0.00037166 | 515.2816 | 0.00053689 | 521.5058 | 0.002191 | 522.0551 | 0.0023668 | 517.5419 | 0.030299 | 489.095 | 0.18106 | 522.0551 | 0.37685 | 522.0551 | 0.99904 | 516.25 | 0.0009211 | 522.0551 | 0.00057613 | 489.5591 | 9.4389e-06 | 522.0551 | 0.00096491 | 522.0551 | 0.00041987 | 521.5058 | 0.00096453 | 737.9962 | 0.09705 | 521.5058 | 0.001049 | 737.279 | 6.6672e-06 | 737.9962 | 0.00239 | 517.5419 | 0.38959
| 522.28 | 0.00186 | 521.731 | 0.0030139 | 489.2087 | 0.0012 | 522.28 | 0.00049164 | 521.731 | 0.0012794 | 515.5053 | 1.2448e-05 | 521.731 | 0.00078411 | 522.28 | 0.00083124 | 517.7625 | 0.028294 | 489.2087 | 0.18474 | 522.28 | 0.36593 | 522.28 | 0.9872 | 516.47 | -5.4182e-05 | 522.28 | 0 | 489.6755 | 5.9374e-06 | 522.28 | 0 | 522.28 | 0 | 521.731 | -0.00041168 | 738.1605 | 0.09939 | 521.731 | -0.0021784 | 737.4433 | 3.0002e-05 | 738.1605 | 0.00241 | 517.7625 | 0.38652
| 522.5049 | 0.0015333 | 521.9562 | 0.0026883 | 489.3224 | 0 | 522.5049 | 0.00084716 | 521.9562 | 0.00040746 | 515.729 | 2.0653e-05 | 521.9562 | 0.00092756 | 522.505 | 0.00055644 | 517.9831 | 0.027305 | 489.3224 | 0.18385 | 522.505 | 0.3521 | 522.5049 | 0.97166 | 516.7 | -0.0013871 | 522.505 | 0 | 489.7918 | 1.6547e-05 | 522.505 | 0 | 522.5049 | 0 | 521.9562 | -0.00070525 | 738.3247 | 0.10076 | 521.9562 | -0.00083764 | 737.6076 | 0 | 738.3247 | 0.0024 | 517.9831 | 0.39663
| 522.7299 | 0.0024854 | 522.1815 | 0.0032314 | 489.4361 | 0.00060691 | 522.7299 | 0.00085942 | 522.1815 | 0.00013421 | 515.9527 | 0.00052624 | 522.1815 | 0.0019538 | 522.7299 | 0.0018427 | 518.2037 | 0.026669 | 489.4361 | 0.18645 | 522.7299 | 0.34901 | 522.7299 | 0.96687 | 516.92 | 0.00036844 | 522.7299 | 0.00086842 | 489.9081 | 1.4123e-05 | 522.7299 | 0.0009613 | 522.7299 | 0.00049743 | 522.1815 | 0.00058206 | 738.489 | 0.10255 | 522.1815 | -9.4911e-06 | 737.7719 | 6.9993e-05 | 738.489 | 0.00239 | 518.2037 | 0.39942
| 522.9548 | 0.0016898 | 522.4067 | 0.0030331 | 489.5499 | 0 | 522.9548 | -9.2072e-05 | 522.4067 | 0.001667 | 516.1764 | -4.3245e-05 | 522.4067 | 0.00071179 | 522.9548 | 0.0011751 | 518.4243 | 0.0272 | 489.5499 | 0.19049 | 522.9548 | 0.34217 | 522.9548 | 0.96182 | 517.15 | 0.00079106 | 522.9548 | 0 | 490.0245 | 2.8949e-05 | 522.9548 | 2.5371e-05 | 522.9548 | 0 | 522.4067 | -0.00090043 | 738.6532 | 0.1021 | 522.4067 | -0.00091174 | 737.9362 | 0 | 738.6532 | 0.00253 | 518.4243 | 0.39816
| 523.1798 | 0.0026471 | 522.6319 | 0.003174 | 489.6636 | 0.00213 | 523.1798 | 0.00086942 | 522.6319 | 0.00021128 | 516.4001 | 0.00064872 | 522.6319 | 0.0020146 | 523.1798 | 0.0019428 | 518.6449 | 0.026241 | 489.6636 | 0.19065 | 523.1798 | 0.33743 | 523.1798 | 0.95311 | 517.37 | 0.00088859 | 523.1798 | 0.00079114 | 490.1408 | 1.4884e-05 | 523.1798 | 0.00069724 | 523.1798 | 0.00043017 | 522.6319 | 0.00093871 | 738.8175 | 0.10165 | 522.6319 | 0.0010473 | 738.1005 | 6.9993e-05 | 738.8175 | 0.00243 | 518.6449 | 0.40408
| 523.4048 | 0.0022756 | 522.8572 | 0.0029735 | 489.7773 | 0 | 523.4048 | 0.00046656 | 522.8572 | 0.0018194 | 516.6238 | 7.4112e-05 | 522.8572 | 0.00087208 | 523.4048 | 0.00089236 | 518.8655 | 0.024329 | 489.7773 | 0.19265 | 523.4048 | 0.33136 | 523.4048 | 0.94796 | 517.6 | -0.001062 | 523.4048 | 0 | 490.2571 | 2.9535e-05 | 523.4048 | 2.6722e-05 | 523.4048 | 0 | 522.8572 | -0.00091423 | 738.9817 | 0.10635 | 522.8572 | -0.0012099 | 738.2648 | 0 | 738.9817 | 0.00256 | 518.8655 | 0.40192
| 523.6298 | 0.0037231 | 523.0825 | 0.0027212 | 489.8911 | 0.00039883 | 523.6298 | 0.00061438 | 523.0825 | 0.00048029 | 516.8475 | 0.00060188 | 523.0825 | 0.0018273 | 523.6298 | 0.0015249 | 519.0862 | 0.026237 | 489.8911 | 0.19414 | 523.6298 | 0.32586 | 523.6298 | 0.93958 | 517.82 | -0.00089942 | 523.6298 | 0.0004569 | 490.3735 | 1.4826e-05 | 523.6298 | 0.0011057 | 523.6298 | 0.00047984 | 523.0825 | 3.9038e-05 | 739.146 | 0.10652 | 523.0825 | -0.0017602 | 738.4292 | 8.9995e-05 | 739.146 | 0.00242 | 519.0862 | 0.40724
| 523.8548 | 0.0021697 | 523.3077 | 0.003094 | 490.0048 | 0 | 523.8548 | -0.0002836 | 523.3077 | 0.00072314 | 517.0713 | 0.00012777 | 523.3077 | 0.00066731 | 523.8548 | 0.00041797 | 519.3068 | 0.023537 | 490.0048 | 0.20344 | 523.8548 | 0.32166 | 523.8548 | 0.93875 | 518.05 | -0.0012245 | 523.8548 | 0 | 490.4898 | 2.827e-05 | 523.8548 | 2.0991e-05 | 523.8548 | 0 | 523.3077 | -0.00032497 | 739.3102 | 0.10878 | 523.3077 | -0.00095358 | 738.5935 | 0 | 739.3102 | 0.0026 | 519.3068 | 0.40924
| 524.0798 | 0.0027729 | 523.533 | 0.0030768 | 490.1186 | 0.00074563 | 524.0798 | 0.00099835 | 523.533 | 5.9314e-05 | 517.295 | 0.00061856 | 523.533 | 0.0019659 | 524.0798 | 0.0023024 | 519.5275 | 0.024103 | 490.1186 | 0.20753 | 524.0798 | 0.31755 | 524.0798 | 0.93022 | 518.27 | 1.0836e-05 | 524.0798 | 0.00082746 | 490.6062 | 1.3573e-05 | 524.0798 | 0.0012786 | 524.0798 | 0.00056048 | 523.533 | 0.00076848 | 739.4745 | 0.10821 | 523.533 | -0.0010112 | 738.7578 | 6.9993e-05 | 739.4745 | 0.00249 | 519.5275 | 0.41204
| 524.3048 | 0.0025372 | 523.7584 | 0.0029123 | 490.2323 | 0 | 524.3048 | 0.0004002 | 523.7584 | 0.0013502 | 517.5188 | 0.00021201 | 523.7584 | 0.00084659 | 524.3048 | 0.0006538 | 519.7481 | 0.02244 | 490.2323 | 0.20917 | 524.3048 | 0.30886 | 524.3048 | 0.92133 | 518.5 | -0.00093193 | 524.3048 | 0 | 490.7225 | 2.8656e-05 | 524.3048 | 0 | 524.3048 | 0 | 523.7583 | -0.00039874 | 739.6388 | 0.11207 | 523.7584 | -0.0013159 | 738.9222 | 0 | 739.6388 | 0.00258 | 519.7481 | 0.41018
| 524.5298 | 0.0024424 | 523.9837 | 0.0027469 | 490.346 | 0.00045084 | 524.5298 | 0.001174 | 523.9837 | 0.00055626 | 517.7426 | 0.00074842 | 523.9837 | 0.0020341 | 524.5299 | 0.0020414 | 519.9688 | 0.02253 | 490.346 | 0.20677 | 524.5299 | 0.30705 | 524.5298 | 0.91586 | 518.73 | 0.0019939 | 524.5299 | 0.00080267 | 490.8389 | 1.5236e-05 | 524.5299 | 0.0006672 | 524.5299 | 0.00063819 | 523.9837 | 0.00062045 | 739.8031 | 0.1095 | 523.9837 | 0.00085618 | 739.0865 | 5.0004e-05 | 739.8031 | 0.0024 | 519.9688 | 0.41086
| 524.7549 | 0.0015311 | 524.209 | 0.0028512 | 490.4598 | 0 | 524.7549 | 0.00061704 | 524.209 | 0.0014359 | 517.9664 | 4.7978e-05 | 524.209 | 0.00067892 | 524.7549 | 0.00020264 | 520.1895 | 0.021881 | 490.4598 | 0.21218 | 524.7549 | 0.30096 | 524.7549 | 0.91049 | 518.95 | -0.0025899 | 524.7549 | 0 | 490.9552 | 3.2767e-05 | 524.7549 | 0 | 524.7549 | 0 | 524.209 | -0.00060928 | 739.9674 | 0.11263 | 524.209 | -0.002759 | 739.2509 | 0 | 739.9674 | 0.00249 | 520.1895 | 0.41221
| 524.98 | 0.0027708 | 524.4344 | 0.003291 | 490.5736 | 0.00165 | 524.98 | 0.00060859 | 524.4344 | 0.00035235 | 518.1902 | 0.00042002 | 524.4344 | 0.0020134 | 524.98 | 0.0020413 | 520.4102 | 0.021901 | 490.5736 | 0.21435 | 524.98 | 0.29705 | 524.98 | 0.90435 | 519.18 | -0.00080189 | 524.98 | 0.00097223 | 491.0716 | 1.7613e-05 | 524.98 | 0.00092326 | 524.98 | 0.00036861 | 524.4344 | 0.00086867 | 740.1317 | 0.11277 | 524.4344 | -0.00016687 | 739.4152 | 6.9993e-05 | 740.1317 | 0.00235 | 520.4102 | 0.41365
| 525.2051 | 0.0016577 | 524.6597 | 0.002869 | 490.6873 | 0 | 525.2051 | -0.00031354 | 524.6597 | 0.00098083 | 518.414 | 0.00010251 | 524.6597 | 0.0008609 | 525.2051 | 0.00060104 | 520.6309 | 0.020603 | 490.6873 | 0.21573 | 525.2051 | 0.29123 | 525.2051 | 0.89718 | 519.4 | -0.0017121 | 525.2051 | 0 | 491.188 | 3.0952e-05 | 525.2051 | 0 | 525.2051 | 0 | 524.6597 | -0.00016994 | 740.296 | 0.11701 | 524.6597 | 0.00098692 | 739.5796 | 0 | 740.296 | 0.00253 | 520.6309 | 0.41504
| 525.4301 | 0.0029629 | 524.8851 | 0.0029889 | 490.8011 | 0.00146 | 525.4301 | 0.00051764 | 524.8851 | 0.00083378 | 518.6378 | 0.00063969 | 524.8851 | 0.0018561 | 525.4301 | 0.0018396 | 520.8516 | 0.01991 | 490.8011 | 0.2219 | 525.4301 | 0.28414 | 525.4301 | 0.87761 | 519.63 | 0.0011487 | 525.4301 | 0.00065135 | 491.3043 | 1.3573e-05 | 525.4301 | 0.00078738 | 525.4301 | 0.00030298 | 524.8851 | 0.00017354 | 740.4603 | 0.11521 | 524.8851 | -0.00024069 | 739.744 | 5.0004e-05 | 740.4603 | 0.00243 | 520.8516 | 0.41724
| 525.6552 | 0.0019826 | 525.1105 | 0.0026746 | 490.9148 | 0 | 525.6552 | 0.00032725 | 525.1105 | 0.0016541 | 518.8616 | 0.00028434 | 525.1105 | 0.00068176 | 525.6552 | 0.00041464 | 521.0723 | 0.019676 | 490.9148 | 0.2245 | 525.6552 | 0.27794 | 525.6552 | 0.86761 | 519.85 | -0.00050931 | 525.6552 | 0 | 491.4207 | 2.9207e-05 | 525.6552 | 0 | 525.6552 | 0 | 525.1105 | -0.00066776 | 740.6246 | 0.11943 | 525.1105 | -0.0017248 | 739.9083 | 0 | 740.6246 | 0.00262 | 521.0723 | 0.41719
| 525.8804 | 0.0025757 | 525.3359 | 0.0029637 | 491.0286 | 0.0016 | 525.8804 | 0.0004691 | 525.3359 | 1.6178e-05 | 519.0855 | 0.00047589 | 525.3359 | 0.0020214 | 525.8804 | 0.0018136 | 521.2931 | 0.020146 | 491.0286 | 0.23473 | 525.8804 | 0.27448 | 525.8804 | 0.86139 | 520.08 | 0.0016363 | 525.8804 | 0.00050229 | 491.5371 | 1.5821e-05 | 525.8804 | 0.00053838 | 525.8804 | 0.00047846 | 525.3359 | 0.00053113 | 740.7889 | 0.1159 | 525.3359 | 0.00088124 | 740.0727 | 6.9993e-05 | 740.7889 | 0.00254 | 521.2931 | 0.42112
| 526.1055 | 0.0025428 | 525.5613 | 0.0028199 | 491.1424 | 0 | 526.1055 | 7.2438e-05 | 525.5613 | 0.0011728 | 519.3093 | 0.00012144 | 525.5613 | 0.00066487 | 526.1055 | 0.000601 | 521.5139 | 0.018598 | 491.1424 | 0.23489 | 526.1055 | 0.27011 | 526.1055 | 0.85889 | 520.3 | -0.0017446 | 526.1055 | 0 | 491.6535 | 3.0753e-05 | 526.1055 | 0 | 526.1055 | 0 | 525.5613 | -0.0004698 | 740.9532 | 0.11945 | 525.5613 | -0.00053288 | 740.2371 | 0 | 740.9532 | 0.00267 | 521.5139 | 0.4184
| 526.3306 | 0.0025502 | 525.7867 | 0.0030003 | 491.2561 | 0.00182 | 526.3306 | 0.0011866 | 525.7867 | 0.00040022 | 519.5332 | 0.00049335 | 525.7867 | 0.0019289 | 526.3306 | 0.0018657 | 521.7346 | 0.019544 | 491.2561 | 0.24267 | 526.3306 | 0.26599 | 526.3306 | 0.84751 | 520.53 | -0.00054182 | 526.3306 | 0.0011949 | 491.7699 | 1.5072e-05 | 526.3306 | 0.00061488 | 526.3306 | 0.00028462 | 525.7867 | 0.00121 | 741.1175 | 0.11968 | 525.7867 | 0.00045365 | 740.4015 | 5.0004e-05 | 741.1175 | 0.00249 | 521.7346 | 0.42396
| 526.5558 | 0.0016205 | 526.0121 | 0.0029349 | 491.3699 | 0 | 526.5558 | 0.00047122 | 526.0121 | 0.0011285 | 519.7571 | 0.00024614 | 526.0121 | 0.00071381 | 526.5558 | 0.00046107 | 521.9554 | 0.017467 | 491.3699 | 0.2425 | 526.5558 | 0.26066 | 526.5558 | 0.84438 | 520.76 | -0.00067186 | 526.5558 | 0 | 491.8863 | 3.0507e-05 | 526.5558 | 6.2752e-05 | 526.5558 | 0 | 526.0122 | -0.00074904 | 741.2819 | 0.11998 | 526.0121 | 0.00014146 | 740.5659 | 0 | 741.2819 | 0.00261 | 521.9554 | 0.42509
| 526.7809 | 0.0029947 | 526.2376 | 0.0028073 | 491.4837 | 0.00071094 | 526.7809 | 0.00071653 | 526.2376 | -2.5667e-06 | 519.981 | 0.00068498 | 526.2376 | 0.0018787 | 526.7809 | 0.0016196 | 522.1761 | 0.018382 | 491.4837 | 0.25085 | 526.7809 | 0.25749 | 526.7809 | 0.83844 | 520.98 | 0.0015387 | 526.7809 | 0.00034261 | 492.0027 | 1.5622e-05 | 526.7809 | 0.00045921 | 526.7809 | 0.0002691 | 526.2376 | 0.00039288 | 741.4462 | 0.12244 | 526.2376 | 0.00042482 | 740.7303 | 5.0004e-05 | 741.4462 | 0.00248 | 522.1762 | 0.42482
| 527.0061 | 0.0015426 | 526.4631 | 0.0030003 | 491.5975 | 0 | 527.0061 | 1.7285e-05 | 526.4631 | 0.0008462 | 520.2048 | -2.2537e-05 | 526.4631 | 0.00068033 | 527.0061 | 0.00066808 | 522.397 | 0.017903 | 491.5975 | 0.26115 | 527.0061 | 0.25143 | 527.0061 | 0.82552 | 521.21 | 0.00040094 | 527.0061 | 0 | 492.1191 | 2.9699e-05 | 527.0061 | 0 | 527.0061 | 0 | 526.4631 | -3.403e-05 | 741.6105 | 0.12486 | 526.4631 | -0.00072102 | 740.8947 | 0 | 741.6105 | 0.00269 | 522.397 | 0.42575
| 527.2313 | 0.0026365 | 526.6885 | 0.0030861 | 491.7113 | 0.0013 | 527.2313 | 0.00061569 | 526.6885 | -0.00071759 | 520.4288 | 0.00070552 | 526.6885 | 0.0019612 | 527.2313 | 0.0020877 | 522.6177 | 0.018938 | 491.7113 | 0.25627 | 527.2313 | 0.24686 | 527.2313 | 0.81364 | 521.43 | 0.00049847 | 527.2313 | 0.00026404 | 492.2355 | 1.4428e-05 | 527.2313 | 0.00086911 | 527.2313 | 0.00052389 | 526.6885 | 0.00037876 | 741.7749 | 0.12622 | 526.6885 | 0.0012247 | 741.0591 | 3.0002e-05 | 741.7749 | 0.00247 | 522.6177 | 0.43034
| 527.4565 | 0.0017322 | 526.914 | 0.0028175 | 491.8251 | 0 | 527.4565 | 8.4485e-05 | 526.914 | 0.00093122 | 520.6527 | 0.0001471 | 526.914 | 0.00066124 | 527.4565 | 0.00047091 | 522.8386 | 0.017586 | 491.8251 | 0.26737 | 527.4565 | 0.24098 | 527.4565 | 0.8036 | 521.66 | 4.3346e-05 | 527.4565 | 0 | 492.3519 | 2.9441e-05 | 527.4565 | 7.392e-05 | 527.4565 | 0 | 526.914 | -0.00014432 | 741.9392 | 0.12471 | 526.914 | 0.0015294 | 741.2235 | 0 | 741.9392 | 0.00262 | 522.8386 | 0.43077
| 527.6817 | 0.0031346 | 527.1395 | 0.0028358 | 491.9389 | 0.00146 | 527.6817 | 0.0013745 | 527.1395 | 0.00039704 | 520.8766 | 0.0005504 | 527.1395 | 0.0018835 | 527.6817 | 0.0016178 | 523.0594 | 0.017384 | 491.9389 | 0.27148 | 527.6817 | 0.23754 | 527.6817 | 0.79541 | 521.88 | 0.00043346 | 527.6817 | 0.00053274 | 492.4683 | 1.5458e-05 | 527.6817 | 0.00092218 | 527.6817 | 0.00065102 | 527.1395 | 0.0005068 | 742.1036 | 0.1278 | 527.1395 | -0.00070529 | 741.3879 | 6.9993e-05 | 742.1036 | 0.00246 | 523.0594 | 0.43314
| 527.9069 | 0.0021233 | 527.365 | 0.0025519 | 492.0526 | 0 | 527.9069 | 0.00066472 | 527.365 | 0.0016911 | 521.1006 | 0.00013283 | 527.365 | 0.0006474 | 527.9069 | 0.00086444 | 523.2803 | 0.016826 | 492.0526 | 0.28009 | 527.9069 | 0.23183 | 527.9069 | 0.7855 | 522.11 | -0.00057433 | 527.9069 | 0 | 492.5847 | 2.9371e-05 | 527.9069 | 0 | 527.9069 | 0 | 527.365 | -0.00088659 | 742.268 | 0.12877 | 527.365 | -0.0011614 | 741.5523 | 0 | 742.268 | 0.00274 | 523.2803 | 0.43364
| 528.1322 | 0.0031236 | 527.5906 | 0.0027637 | 492.1664 | 0.00102 | 528.1322 | 0.00050652 | 527.5906 | 0.00055787 | 521.3245 | 0.0006728 | 527.5906 | 0.0019571 | 528.1322 | 0.0015019 | 523.5011 | 0.016977 | 492.1664 | 0.27954 | 528.1322 | 0.23008 | 528.1322 | 0.7833 | 522.34 | 0.00014088 | 528.1322 | 0.00078482 | 492.7011 | 1.4311e-05 | 528.1322 | 0.00091718 | 528.1322 | 0.00037698 | 527.5906 | 0.00069375 | 742.4323 | 0.13185 | 527.5906 | 0.00010774 | 741.7167 | 5.0004e-05 | 742.4323 | 0.00267 | 523.5011 | 0.43152
| 528.3574 | 0.002086 | 527.8161 | 0.0027325 | 492.2802 | 0 | 528.3574 | 0.0004188 | 527.8161 | 0.0015132 | 521.5485 | 0.00022045 | 527.8161 | 0.00072255 | 528.3574 | 0.00088581 | 523.722 | 0.014635 | 492.2802 | 0.28494 | 528.3574 | 0.22627 | 528.3574 | 0.77379 | 522.56 | -0.00047681 | 528.3574 | 0 | 492.8176 | 2.9886e-05 | 528.3574 | 0 | 528.3574 | 0 | 527.8161 | -0.00061837 | 742.5967 | 0.13144 | 527.8161 | -0.0020252 | 741.8812 | 0 | 742.5967 | 0.00281 | 523.722 | 0.4351
| 528.5827 | 0.0036453 | 528.0417 | 0.0028035 | 492.394 | 0.00067626 | 528.5827 | 0.00051104 | 528.0417 | 0.00030282 | 521.7725 | 0.00038354 | 528.0417 | 0.0018244 | 528.5827 | 0.001706 | 523.9428 | 0.015596 | 492.394 | 0.28962 | 528.5827 | 0.22063 | 528.5827 | 0.76032 | 522.79 | 0.00020589 | 528.5827 | 0.00062333 | 492.934 | 1.581e-05 | 528.5827 | 0.0010677 | 528.5827 | 0.00025602 | 528.0417 | 0.00076262 | 742.761 | 0.12995 | 528.0417 | -0.00071466 | 742.0456 | 8.9995e-05 | 742.761 | 0.00257 | 523.9428 | 0.43685
| 528.808 | 0.0022131 | 528.2672 | 0.002854 | 492.5079 | 0 | 528.808 | 1.2718e-05 | 528.2672 | 0.0014578 | 521.9965 | 0.00011692 | 528.2672 | 0.00086721 | 528.808 | 0.00038879 | 524.1637 | 0.015149 | 492.5079 | 0.29497 | 528.808 | 0.21676 | 528.808 | 0.75601 | 523.01 | -0.0013871 | 528.808 | 0 | 493.0504 | 3.0378e-05 | 528.808 | 0 | 528.808 | 0 | 528.2672 | -0.0009753 | 742.9254 | 0.13226 | 528.2672 | -0.0023086 | 742.2101 | 0 | 742.9254 | 0.00271 | 524.1637 | 0.43503
| 529.0333 | 0.0030332 | 528.4928 | 0.0029023 | 492.6217 | 0.00118 | 529.0333 | 0.00040223 | 528.4928 | 0.00051937 | 522.2205 | 0.00039646 | 528.4928 | 0.0020418 | 529.0332 | 0.0017648 | 524.3846 | 0.015673 | 492.6217 | 0.29632 | 529.0332 | 0.21466 | 529.0333 | 0.7527 | 523.24 | -0.0010295 | 529.0332 | 0.0007652 | 493.1669 | 1.4697e-05 | 529.0332 | 0.00072544 | 529.0333 | 0.00034632 | 528.4928 | 0.00080994 | 743.0898 | 0.13332 | 528.4928 | -0.00084081 | 742.3745 | 6.9993e-05 | 743.0898 | 0.00259 | 524.3846 | 0.43773
| 529.2585 | 0.002747 | 528.7184 | 0.002639 | 492.7355 | 0 | 529.2585 | 0.00084265 | 528.7184 | 0.0014222 | 522.4445 | 0.0003189 | 528.7184 | 0.00060624 | 529.2585 | 0.00050013 | 524.6055 | 0.013963 | 492.7355 | 0.3003 | 529.2585 | 0.21112 | 529.2585 | 0.74637 | 523.46 | -0.0013546 | 529.2585 | 0 | 493.2833 | 2.9148e-05 | 529.2585 | 0 | 529.2585 | 0 | 528.7184 | -0.00071395 | 743.2542 | 0.13538 | 528.7184 | -0.0034348 | 742.5389 | 0 | 743.2542 | 0.00278 | 524.6055 | 0.43492
| 529.4839 | 0.0029423 | 528.944 | 0.0030659 | 492.8493 | 0.00166 | 529.4839 | 0.00087307 | 528.944 | -0.00082637 | 522.6685 | 0.00068848 | 528.944 | 0.0019678 | 529.4839 | 0.0020664 | 524.8264 | 0.016193 | 492.8493 | 0.29918 | 529.4839 | 0.20746 | 529.4839 | 0.73623 | 523.69 | -0.00057433 | 529.4839 | 0.00068347 | 493.3997 | 1.458e-05 | 529.4839 | 0.00077927 | 529.4839 | 0.00037304 | 528.944 | 0.00083094 | 743.4186 | 0.13563 | 528.944 | 0.0015367 | 742.7034 | 5.0004e-05 | 743.4186 | 0.00266 | 524.8264 | 0.43604
| 529.7092 | 0.0025373 | 529.1696 | 0.00255 | 492.9631 | 0 | 529.7092 | 0.00088457 | 529.1696 | 0.0017887 | 522.8925 | 5.1848e-05 | 529.1696 | 0.0007226 | 529.7092 | 0.0006179 | 525.0474 | 0.014069 | 492.9631 | 0.30269 | 529.7092 | 0.20235 | 529.7092 | 0.7281 | 523.92 | -0.0031101 | 529.7092 | 0 | 493.5162 | 3.0507e-05 | 529.7092 | 0 | 529.7092 | 0 | 529.1696 | -0.00058726 | 743.583 | 0.14053 | 529.1696 | -0.0012153 | 742.8679 | 0 | 743.583 | 0.00281 | 525.0474 | 0.4363
| 529.9345 | 0.0036871 | 529.3952 | 0.0029908 | 493.0769 | 0.00241 | 529.9345 | 0.00056162 | 529.3952 | -0.00040484 | 523.1165 | 0.00052768 | 529.3952 | 0.0017646 | 529.9345 | 0.0016514 | 525.2682 | 0.014111 | 493.0769 | 0.30892 | 529.9345 | 0.20095 | 529.9345 | 0.71765 | 524.14 | 0.00036844 | 529.9345 | 0.00063654 | 493.6326 | 1.6055e-05 | 529.9345 | 0.00057533 | 529.9345 | 0.00047066 | 529.3952 | 0.00076796 | 743.7474 | 0.14 | 529.3952 | 0.002414 | 743.0323 | 6.9993e-05 | 743.7474 | 0.00264 | 525.2682 | 0.44342
| 530.1599 | 0.0016811 | 529.6209 | 0.0027635 | 493.1907 | 0 | 530.1599 | -0.00021593 | 529.6209 | 0.00066703 | 523.3406 | 7.8709e-05 | 529.6209 | 0.00080988 | 530.1599 | 0.00022636 | 525.4892 | 0.014163 | 493.1907 | 0.31217 | 530.1599 | 0.19454 | 530.1599 | 0.70987 | 524.37 | -0.0016797 | 530.1599 | 0 | 493.7491 | 3.1244e-05 | 530.1599 | 0 | 530.1599 | 0 | 529.6209 | -0.00021852 | 743.9118 | 0.14149 | 529.6209 | -0.0016866 | 743.1968 | 0 | 743.9118 | 0.00276 | 525.4892 | 0.44381
| 530.3853 | 0.0027483 | 529.8465 | 0.002635 | 493.3046 | 0.00172 | 530.3853 | 0.0013315 | 529.8465 | 0.00040251 | 523.5646 | 0.00057313 | 529.8465 | 0.0017532 | 530.3852 | 0.002077 | 525.7101 | 0.014299 | 493.3046 | 0.31028 | 530.3852 | 0.19424 | 530.3853 | 0.70557 | 524.59 | 0.00027091 | 530.3852 | 0.00072911 | 493.8655 | 1.5599e-05 | 530.3852 | 0.00063147 | 530.3853 | 0.00017947 | 529.8465 | 0.00069757 | 744.0762 | 0.14143 | 529.8465 | 0.0012651 | 743.3613 | 3.0002e-05 | 744.0762 | 0.00258 | 525.7101 | 0.44441
| 530.6106 | 0.0013625 | 530.0722 | 0.0027437 | 493.4184 | 0 | 530.6106 | 0.00021466 | 530.0722 | 0.00062022 | 523.7887 | 0.00016464 | 530.0722 | 0.00074358 | 530.6106 | 0 | 525.9312 | 0.014067 | 493.4184 | 0.32018 | 530.6106 | 0.19054 | 530.6106 | 0.70198 | 524.82 | -0.0022973 | 530.6106 | 0 | 493.982 | 3.2205e-05 | 530.6106 | 0 | 530.6106 | 0 | 530.0722 | -0.00105 | 744.2406 | 0.14278 | 530.0722 | -0.00021844 | 743.5257 | 0 | 744.2406 | 0.00269 | 525.9312 | 0.45153
| 530.836 | 0.0028677 | 530.2979 | 0.0027633 | 493.5322 | 0.00102 | 530.836 | 0.00048531 | 530.2979 | -0.00065399 | 524.0128 | 0.00059904 | 530.2979 | 0.0017701 | 530.836 | 0.0020211 | 526.1521 | 0.01484 | 493.5322 | 0.3203 | 530.836 | 0.18904 | 530.836 | 0.69721 | 525.05 | -0.0017121 | 530.836 | 0.00085714 | 494.0985 | 1.6899e-05 | 530.836 | 0.00073199 | 530.836 | 0.00049324 | 530.2979 | 0.00072641 | 744.405 | 0.14517 | 530.2979 | 0.0012691 | 743.6902 | 6.9993e-05 | 744.405 | 0.00253 | 526.1521 | 0.44936
| 531.0614 | 0.0025045 | 530.5236 | 0.0026813 | 493.6461 | 0 | 531.0614 | 0.0005766 | 530.5236 | 0.0015486 | 524.2369 | 7.4649e-05 | 530.5236 | 0.00079041 | 531.0614 | 0.00059344 | 526.3731 | 0.013078 | 493.6461 | 0.32466 | 531.0614 | 0.18284 | 531.0614 | 0.68252 | 525.27 | -0.0001192 | 531.0614 | 0 | 494.2149 | 3.1303e-05 | 531.0614 | 0 | 531.0614 | 0 | 530.5236 | -0.00013513 | 744.5695 | 0.14596 | 530.5236 | -0.00069547 | 743.8547 | 0 | 744.5695 | 0.00272 | 526.3731 | 0.44891
| 531.2868 | 0.0025898 | 530.7493 | 0.0029645 | 493.7599 | 0.00227 | 531.2868 | 0.0016581 | 530.7493 | 0.00021929 | 524.461 | 0.00041831 | 530.7493 | 0.0017967 | 531.2868 | 0.0018283 | 526.5941 | 0.013499 | 493.7599 | 0.32953 | 531.2868 | 0.18183 | 531.2868 | 0.67721 | 525.5 | -0.00041178 | 531.2868 | 0.0011653 | 494.3314 | 1.4697e-05 | 531.2868 | 0.0010396 | 531.2868 | 0.0003253 | 530.7493 | 0.00097017 | 744.7339 | 0.14667 | 530.7493 | 0.00063423 | 744.0192 | 6.9993e-05 | 744.7339 | 0.00259 | 526.5941 | 0.44837
| 531.5122 | 0.0017934 | 530.975 | 0.0023629 | 493.8738 | 0 | 531.5122 | 0.0004892 | 530.975 | 0.0020929 | 524.6851 | 0.00017108 | 530.975 | 0.00045815 | 531.5122 | 0.00068033 | 526.8151 | 0.013932 | 493.8738 | 0.32506 | 531.5122 | 0.17615 | 531.5122 | 0.66787 | 525.72 | -0.00093193 | 531.5122 | 0 | 494.4479 | 2.9523e-05 | 531.5122 | 0 | 531.5122 | 0 | 530.975 | -0.00021414 | 744.8984 | 0.15023 | 530.975 | -0.00048371 | 744.1837 | 0 | 744.8984 | 0.00279 | 526.8151 | 0.4445
| 531.7377 | 0.0029737 | 531.2007 | 0.0029421 | 493.9876 | 0.00113 | 531.7377 | 0.00068915 | 531.2007 | 0.00051694 | 524.9092 | 0.00069691 | 531.2007 | 0.0018594 | 531.7377 | 0.0016272 | 527.0361 | 0.014507 | 493.9876 | 0.32076 | 531.7377 | 0.17477 | 531.7377 | 0.66067 | 525.95 | 0.002384 | 531.7377 | 0.00070995 | 494.5644 | 1.4826e-05 | 531.7377 | 0.0010876 | 531.7377 | 0.00085211 | 531.2007 | 0.00097009 | 745.0628 | 0.15611 | 531.2007 | 0.00098725 | 744.3482 | 5.0004e-05 | 745.0628 | 0.00264 | 527.0361 | 0.44631
| 531.9631 | 0.0028338 | 531.4264 | 0.0023671 | 494.1014 | 0 | 531.9631 | -0.00020764 | 531.4264 | 0.0015771 | 525.1334 | 0.00010833 | 531.4264 | 0.00063403 | 531.9631 | 0 | 527.2571 | 0.010664 | 494.1014 | 0.32688 | 531.9631 | 0.16939 | 531.9631 | 0.65052 | 526.17 | -0.0014521 | 531.9631 | 0 | 494.6809 | 2.964e-05 | 531.9631 | 0 | 531.9631 | 0 | 531.4264 | -0.00092081 | 745.2272 | 0.15471 | 531.4264 | -0.0019519 | 744.5127 | 0 | 745.2272 | 0.00286 | 527.2571 | 0.44573
| 532.1885 | 0.0030461 | 531.6522 | 0.0027095 | 494.2153 | 0.00065893 | 532.1885 | 0.00098731 | 531.6522 | -0.00018867 | 525.3575 | 0.00058746 | 531.6522 | 0.0019307 | 532.1886 | 0.0016119 | 527.4782 | 0.012114 | 494.2153 | 0.32836 | 532.1886 | 0.16712 | 532.1885 | 0.64076 | 526.4 | 0.00085607 | 532.1886 | 0.00077246 | 494.7974 | 1.499e-05 | 532.1886 | 0.00085854 | 532.1885 | 0.00036689 | 531.6522 | 0.00046656 | 745.3917 | 0.15829 | 531.6522 | -0.00029328 | 744.6772 | 6.9993e-05 | 745.3917 | 0.00264 | 527.4782 | 0.45031
| 532.414 | 0.0021075 | 531.878 | 0.0020652 | 494.3292 | 0 | 532.414 | 0.00066229 | 531.878 | 0.0012375 | 525.5817 | 9.1719e-05 | 531.878 | 0.00080421 | 532.414 | 0.0008673 | 527.6992 | 0.011952 | 494.3292 | 0.32847 | 532.414 | 0.16193 | 532.414 | 0.62785 | 526.63 | -0.0026224 | 532.414 | 0 | 494.9139 | 3.005e-05 | 532.414 | 0 | 532.414 | 0 | 531.878 | -0.00083686 | 745.5561 | 0.15427 | 531.878 | -0.0031178 | 744.8417 | 0 | 745.5561 | 0.00283 | 527.6992 | 0.45298
| 532.6395 | 0.0023194 | 532.1037 | 0.0028037 | 494.443 | 0.00097105 | 532.6395 | 0.00068862 | 532.1037 | -0.00060602 | 525.8058 | 0.00040907 | 532.1037 | 0.0019258 | 532.6395 | 0.0018331 | 527.9203 | 0.012489 | 494.443 | 0.33219 | 532.6395 | 0.16091 | 532.6395 | 0.62085 | 526.85 | 7.5855e-05 | 532.6395 | 0.0011212 | 495.0304 | 1.5236e-05 | 532.6395 | 0.00077181 | 532.6395 | 0.00066143 | 532.1037 | 0.00053366 | 745.7206 | 0.15805 | 532.1037 | 0.0025434 | 745.0063 | 8.9995e-05 | 745.7206 | 0.00273 | 527.9203 | 0.4544
| 532.865 | 0.0022486 | 532.3295 | 0.0024972 | 494.5569 | 0 | 532.865 | 0.00025232 | 532.3295 | 0.0011019 | 526.03 | 0.00016208 | 532.3295 | 0.00064253 | 532.865 | 0.00063723 | 528.1414 | 0.011179 | 494.5569 | 0.33511 | 532.865 | 0.15546 | 532.865 | 0.61109 | 527.08 | -2.1673e-05 | 532.865 | 0 | 495.1469 | 3.0132e-05 | 532.865 | 0 | 532.865 | 0 | 532.3295 | -0.00072415 | 745.8851 | 0.16041 | 532.3295 | -0.0011273 | 745.1708 | 0 | 745.8851 | 0.00288 | 528.1414 | 0.45403
| 533.0905 | 0.0033122 | 532.5553 | 0.0026899 | 494.6707 | 0.00199 | 533.0905 | 0.0008158 | 532.5553 | 0.00012854 | 526.2542 | 0.00053065 | 532.5553 | 0.0016733 | 533.0905 | 0.0017386 | 528.3624 | 0.013339 | 494.6707 | 0.33171 | 533.0905 | 0.15437 | 533.0905 | 0.6053 | 527.3 | 0.0011487 | 533.0905 | 0.00059531 | 495.2634 | 1.5072e-05 | 533.0905 | 0.0012663 | 533.0905 | 0.00041474 | 532.5553 | 0.0004038 | 746.0495 | 0.16156 | 532.5553 | 0.0015227 | 745.3353 | 5.0004e-05 | 746.0495 | 0.00267 | 528.3624 | 0.45317
| 533.316 | 0.0021774 | 532.7812 | 0.0025309 | 494.7846 | 0 | 533.316 | 0.00036309 | 532.7812 | 0.0011791 | 526.4785 | 0.00010436 | 532.7812 | 0.00068215 | 533.316 | 0.00014776 | 528.5836 | 0.010971 | 494.7846 | 0.33971 | 533.316 | 0.14923 | 533.316 | 0.59412 | 527.53 | -0.0018096 | 533.316 | 0 | 495.3799 | 2.9031e-05 | 533.316 | 0 | 533.316 | 0 | 532.7812 | -0.00056289 | 746.214 | 0.16287 | 532.7812 | -0.00029421 | 745.4999 | 0 | 746.214 | 0.00276 | 528.5836 | 0.4609
| 533.5416 | 0.0025866 | 533.007 | 0.0025995 | 494.8985 | 0.00198 | 533.5416 | 0.0010092 | 533.007 | -0.00022927 | 526.7026 | 0.00058141 | 533.007 | 0.0017925 | 533.5416 | 0.0015378 | 528.8046 | 0.011274 | 494.8985 | 0.33764 | 533.5416 | 0.14793 | 533.5416 | 0.58474 | 527.76 | 0.00072604 | 533.5416 | 0.00091608 | 495.4964 | 1.4076e-05 | 533.5416 | 0.0011246 | 533.5416 | 0.00041189 | 533.007 | 0.00060016 | 746.3785 | 0.16805 | 533.007 | 0.001306 | 745.6644 | 6.9993e-05 | 746.3785 | 0.00259 | 528.8046 | 0.46044
| 533.7672 | 0.0022529 | 533.2328 | 0.0025997 | 495.0124 | 0 | 533.7672 | 0.00020419 | 533.2328 | 0.0015469 | 526.9269 | 7.6273e-05 | 533.2328 | 0.00064371 | 533.7671 | 0.00062608 | 529.0258 | 0.010775 | 495.0124 | 0.34462 | 533.7671 | 0.14229 | 533.7672 | 0.57304 | 527.98 | -0.00018422 | 533.7671 | 0 | 495.6129 | 2.841e-05 | 533.7671 | 0 | 533.7672 | 0 | 533.2328 | -0.00020098 | 746.543 | 0.16864 | 533.2328 | -0.0022145 | 745.8289 | 0 | 746.543 | 0.00285 | 529.0258 | 0.45795
| 533.9927 | 0.0031167 | 533.4587 | 0.0024936 | 495.1262 | 0.00019074 | 533.9927 | 0.0018258 | 533.4587 | -0.00057667 | 527.1511 | 0.00050571 | 533.4587 | 0.0017193 | 533.9927 | 0.001511 | 529.2469 | 0.01191 | 495.1262 | 0.34616 | 533.9927 | 0.1413 | 533.9927 | 0.56552 | 528.21 | -0.00031426 | 533.9927 | 0.0009032 | 495.7294 | 1.451e-05 | 533.9927 | 0.00081534 | 533.9927 | 0.00051291 | 533.4587 | 0.00034615 | 746.7075 | 0.169 | 533.4587 | 0.0019544 | 745.9935 | 6.9993e-05 | 746.7075 | 0.0027 | 529.2469 | 0.45969
| 534.2183 | 0.0019389 | 533.6845 | 0.0024001 | 495.2401 | 0 | 534.2183 | 0.00045668 | 533.6845 | 0.00094085 | 527.3754 | 0.00020176 | 533.6845 | 0.00055533 | 534.2182 | 7.5922e-05 | 529.468 | 0.0096441 | 495.2401 | 0.34879 | 534.2182 | 0.13702 | 534.2183 | 0.55404 | 528.43 | -0.00099695 | 534.2182 | 0 | 495.846 | 2.9699e-05 | 534.2182 | 0 | 534.2183 | 0 | 533.6845 | -4.2797e-05 | 746.872 | 0.17129 | 533.6845 | -0.00071769 | 746.1581 | 0 | 746.872 | 0.00285 | 529.468 | 0.46471
| 534.4438 | 0.0032202 | 533.9104 | 0.0027637 | 495.354 | 0.00091902 | 534.4438 | 0.0015267 | 533.9104 | 0.0004974 | 527.5996 | 0.00052381 | 533.9104 | 0.0016898 | 534.4438 | 0.0015882 | 529.6891 | 0.01062 | 495.354 | 0.35218 | 534.4438 | 0.13562 | 534.4438 | 0.54747 | 528.66 | 0.00017338 | 534.4438 | 0.00091437 | 495.9625 | 1.5411e-05 | 534.4438 | 0.00063357 | 534.4438 | 0.00034021 | 533.9104 | 0.00084442 | 747.0365 | 0.16981 | 533.9104 | 0.00034816 | 746.3226 | 6.9993e-05 | 747.0365 | 0.00269 | 529.6892 | 0.46767
| 534.6694 | 0.0016163 | 534.1363 | 0.0023899 | 495.4679 | 0 | 534.6694 | 0.00031837 | 534.1363 | 0.0014206 | 527.8239 | 8.3066e-05 | 534.1363 | 0.00056211 | 534.6694 | 0.00030039 | 529.9103 | 0.010768 | 495.4679 | 0.34803 | 534.6694 | 0.13045 | 534.6694 | 0.5381 | 528.89 | -0.00044429 | 534.6694 | 2.6128e-05 | 496.079 | 2.9195e-05 | 534.6694 | 0 | 534.6694 | 0 | 534.1363 | -0.00058361 | 747.201 | 0.17421 | 534.1363 | -0.0019446 | 746.4872 | 0 | 747.201 | 0.0028 | 529.9103 | 0.46965
| 534.895 | 0.0036332 | 534.3622 | 0.0025403 | 495.5818 | 0.00146 | 534.895 | 0.00053246 | 534.3622 | -0.00024438 | 528.0482 | 0.00049615 | 534.3622 | 0.0017884 | 534.895 | 0.0015684 | 530.1315 | 0.0094 | 495.5818 | 0.35791 | 534.895 | 0.12905 | 534.895 | 0.53018 | 529.11 | 0.0014088 | 534.895 | 0.00053988 | 496.1956 | 1.3912e-05 | 534.895 | 0.00088108 | 534.895 | 0.00040971 | 534.3622 | 0.00069532 | 747.3655 | 0.17431 | 534.3622 | 2.0977e-05 | 746.6517 | 8.9995e-05 | 747.3655 | 0.00267 | 530.1315 | 0.47134
| 535.1207 | 0.0023423 | 534.5881 | 0.0023354 | 495.6957 | 0 | 535.1207 | -0.00043972 | 534.5881 | 0.00078604 | 528.2725 | -8.3311e-05 | 534.5881 | 0.00059264 | 535.1207 | 0.00027534 | 530.3527 | 0.0082092 | 495.6957 | 0.35549 | 535.1207 | 0.1254 | 535.1207 | 0.5231 | 529.34 | -0.0014521 | 535.1207 | 0 | 496.3121 | 3.0296e-05 | 535.1207 | 0 | 535.1207 | 0 | 534.5882 | -0.00050373 | 747.53 | 0.17509 | 534.5881 | -0.00098878 | 746.8163 | 0 | 747.53 | 0.00282 | 530.3527 | 0.47323
| 535.3463 | 0.002731 | 534.8141 | 0.0025737 | 495.8096 | 0.00123 | 535.3463 | 0.00064823 | 534.8141 | -6.0596e-05 | 528.4968 | 0.00046404 | 534.8141 | 0.0017575 | 535.3463 | 0.0015077 | 530.5739 | 0.0087973 | 495.8096 | 0.35737 | 535.3463 | 0.12527 | 535.3463 | 0.5167 | 529.56 | -0.00050931 | 535.3463 | 0.00094441 | 496.4286 | 1.6547e-05 | 535.3463 | 0.00065252 | 535.3463 | 0.00049719 | 534.8141 | 0.0008536 | 747.6945 | 0.17883 | 534.8141 | -0.001526 | 746.9809 | 0.00011 | 747.6945 | 0.00268 | 530.5738 | 0.47744
| 535.5719 | 0.0022115 | 535.04 | 0.0023667 | 495.9235 | 0 | 535.5719 | 0.00080666 | 535.04 | 0.0012566 | 528.7211 | 0.00021135 | 535.04 | 0.00052781 | 535.5719 | 0.00037611 | 530.795 | 0.0087067 | 495.9235 | 0.36188 | 535.5719 | 0.1226 | 535.5719 | 0.5122 | 529.79 | -0.0015171 | 535.5719 | 0 | 496.5452 | 3.1689e-05 | 535.5719 | 0 | 535.5719 | 0 | 535.04 | -0.00069248 | 747.859 | 0.1853 | 535.04 | -0.00042662 | 747.1455 | 0 | 747.859 | 0.00286 | 530.795 | 0.47683
| 535.7976 | 0.002053 | 535.266 | 0.0025284 | 496.0374 | 0.00137 | 535.7976 | 0.0011434 | 535.266 | -0.00032891 | 528.9454 | 0.00060634 | 535.266 | 0.001651 | 535.7976 | 0.0011431 | 531.0162 | 0.011193 | 496.0374 | 0.3813 | 535.7976 | 0.12047 | 535.7976 | 0.5064 | 530.02 | -0.00047681 | 535.7976 | 0.0011905 | 496.6617 | 1.5353e-05 | 535.7976 | 0.00044448 | 535.7976 | 0.00051562 | 535.266 | 0.00089273 | 748.0236 | 0.18571 | 535.266 | -0.00041752 | 747.3101 | 8.9995e-05 | 748.0236 | 0.00269 | 531.0162 | 0.47479
| 536.0233 | 0.0018799 | 535.4919 | 0.0024037 | 496.1513 | 0 | 536.0233 | 0.00037138 | 535.4919 | 0.0010362 | 529.1697 | 0.00029564 | 535.4919 | 0.00059882 | 536.0233 | 0 | 531.2375 | 0.0092773 | 496.1513 | 0.37571 | 536.0233 | 0.1182 | 536.0233 | 0.50196 | 530.24 | -0.00034676 | 536.0233 | 0 | 496.7783 | 3.1443e-05 | 536.0233 | 0 | 536.0232 | 0 | 535.4919 | -0.00027973 | 748.1881 | 0.18567 | 535.4919 | 8.6632e-05 | 747.4747 | 0 | 748.1881 | 0.00292 | 531.2375 | 0.47612
| 536.2489 | 0.0036884 | 535.7179 | 0.0025084 | 496.2652 | 0.00184 | 536.2489 | 0.0011628 | 535.7179 | 8.5875e-06 | 529.394 | 0.00058662 | 535.7179 | 0.0016605 | 536.2489 | 0.0015165 | 531.4587 | 0.0095347 | 496.2652 | 0.38238 | 536.2489 | 0.118 | 536.2489 | 0.49742 | 530.47 | -0.00031426 | 536.2489 | 0.0011474 | 496.8949 | 1.6255e-05 | 536.2489 | 0.00086872 | 536.2489 | 0.00047578 | 535.7179 | 0.00040602 | 748.3526 | 0.18637 | 535.7179 | 0.0019841 | 747.6393 | 8.9995e-05 | 748.3526 | 0.00275 | 531.4587 | 0.47933
| 536.4746 | 0.0018273 | 535.9439 | 0.0023836 | 496.3791 | 0 | 536.4746 | 0.0003103 | 535.9439 | 0.00099979 | 529.6184 | 0.00021252 | 535.9439 | 0.00056417 | 536.4746 | 0.00031479 | 531.6799 | 0.0086096 | 496.3791 | 0.3786 | 536.4746 | 0.11467 | 536.4746 | 0.49133 | 530.7 | 0.0013438 | 536.4746 | 0.00014737 | 497.0114 | 3.2111e-05 | 536.4746 | 0 | 536.4746 | 0 | 535.9439 | -0.00020954 | 748.5172 | 0.1905 | 535.9439 | 0.00042286 | 747.8039 | 0 | 748.5172 | 0.00289 | 531.6799 | 0.47823
| 536.7003 | 0.002546 | 536.1699 | 0.0026477 | 496.493 | 0.00158 | 536.7003 | 0.00078553 | 536.1699 | 0.00029145 | 529.8428 | 0.00058261 | 536.1699 | 0.0017794 | 536.7003 | 0.001336 | 531.9012 | 0.0091959 | 496.493 | 0.38703 | 536.7003 | 0.11345 | 536.7003 | 0.48401 | 530.92 | -0.0021348 | 536.7003 | 0.0013194 | 497.128 | 1.6114e-05 | 536.7003 | 0.00094101 | 536.7003 | 0.00047957 | 536.1699 | 0.00096506 | 748.6817 | 0.18935 | 536.1699 | 0.0018022 | 747.9685 | 6.9993e-05 | 748.6817 | 0.00271 | 531.9012 | 0.48158
| 536.926 | 0.0024494 | 536.3959 | 0.0023617 | 496.6069 | 0 | 536.926 | -4.5591e-05 | 536.3959 | 0.0016525 | 530.0672 | 0.00021946 | 536.3959 | 0.00050897 | 536.926 | 0.00052754 | 532.1225 | 0.0087538 | 496.6069 | 0.38491 | 536.926 | 0.10974 | 536.926 | 0.4763 | 531.15 | -0.0011595 | 536.926 | 0 | 497.2446 | 3.1924e-05 | 536.926 | 0 | 536.926 | 0 | 536.3959 | -0.00040039 | 748.8463 | 0.19293 | 536.3959 | -0.0010127 | 748.1331 | 0 | 748.8463 | 0.00294 | 532.1225 | 0.47916
| 537.1518 | 0.0029669 | 536.622 | 0.0025488 | 496.7208 | 0.00215 | 537.1518 | 0.0011302 | 536.622 | -0.00050097 | 530.2916 | 0.00055783 | 536.622 | 0.0015655 | 537.1518 | 0.001741 | 532.3438 | 0.0091728 | 496.7208 | 0.39356 | 537.1518 | 0.1093 | 537.1518 | 0.4717 | 531.37 | -0.00057433 | 537.1518 | 0.0011663 | 497.3611 | 1.6032e-05 | 537.1518 | 0.00094299 | 537.1518 | 0.00037944 | 536.622 | 0.00073889 | 749.0108 | 0.19332 | 536.622 | 0.0012451 | 748.2977 | 3.0002e-05 | 749.0108 | 0.00278 | 532.3438 | 0.48146
| 537.3775 | 0.0020406 | 536.848 | 0.0025716 | 496.8348 | 0 | 537.3775 | 0.00026494 | 536.848 | 0.0011031 | 530.5159 | 2.3831e-05 | 536.848 | 0.00058209 | 537.3775 | 0 | 532.565 | 0.0072191 | 496.8348 | 0.38962 | 537.3775 | 0.107 | 537.3775 | 0.46676 | 531.6 | -0.0015822 | 537.3775 | 0.00052105 | 497.4777 | 3.0425e-05 | 537.3775 | 0 | 537.3775 | 0 | 536.848 | -0.00060145 | 749.1754 | 0.19163 | 536.848 | 0.00019456 | 748.4623 | 0 | 749.1754 | 0.00296 | 532.565 | 0.47872
| 537.6033 | 0.0029076 | 537.0741 | 0.0024826 | 496.9487 | 0.00206 | 537.6033 | 0.0013624 | 537.0741 | 0.00058834 | 530.7404 | 0.00074975 | 537.0741 | 0.0015707 | 537.6033 | 0.0013819 | 532.7863 | 0.0085615 | 496.9487 | 0.4075 | 537.6033 | 0.10692 | 537.6033 | 0.46508 | 531.83 | -0.0016797 | 537.6033 | 0.0011031 | 497.5943 | 1.4615e-05 | 537.6033 | 0.00083219 | 537.6033 | 0.00031593 | 537.0741 | 0.00037485 | 749.34 | 0.19998 | 537.0741 | 0.0012131 | 748.627 | 6.9993e-05 | 749.34 | 0.00269 | 532.7863 | 0.48187
| 537.829 | 0.0022312 | 537.3001 | 0.0022507 | 497.0626 | 0 | 537.829 | 0.00026001 | 537.3001 | 0.00079382 | 530.9648 | 0.00022009 | 537.3001 | 0.00064736 | 537.829 | 0.00010177 | 533.0076 | 0.0079173 | 497.0626 | 0.40146 | 537.829 | 0.10359 | 537.829 | 0.45878 | 532.05 | -0.00099695 | 537.829 | 0 | 497.7109 | 3.0507e-05 | 537.829 | 0 | 537.829 | 0 | 537.3001 | -0.00052443 | 749.5045 | 0.19525 | 537.3001 | -0.00022658 | 748.7916 | 0 | 749.5045 | 0.0029 | 533.0076 | 0.48214
| 538.0548 | 0.0031978 | 537.5262 | 0.0024288 | 497.1766 | 0.00189 | 538.0548 | 0.001424 | 537.5262 | -0.00046425 | 531.1892 | 0.00046282 | 537.5262 | 0.0016908 | 538.0548 | 0.0017759 | 533.2289 | 0.0094186 | 497.1766 | 0.41587 | 538.0548 | 0.10333 | 538.0548 | 0.45376 | 532.28 | -0.0012895 | 538.0548 | 0.0012698 | 497.8275 | 1.5973e-05 | 538.0548 | 0.0010514 | 538.0548 | 0.00059738 | 537.5262 | 4.5121e-05 | 749.6691 | 0.20151 | 537.5262 | -0.00027656 | 748.9562 | 6.9993e-05 | 749.6691 | 0.00268 | 533.2289 | 0.48429
| 538.2806 | 0.0016505 | 537.7523 | 0.0023334 | 497.2905 | 0 | 538.2806 | 0.0010594 | 537.7523 | 0.0011114 | 531.4136 | 0.00015153 | 537.7523 | 0.00063706 | 538.2806 | 0.00034553 | 533.4503 | 0.0075152 | 497.2905 | 0.42922 | 538.2806 | 0.10081 | 538.2806 | 0.44886 | 532.51 | -0.0015822 | 538.2806 | 3.156e-06 | 497.9441 | 3.0296e-05 | 538.2806 | 0 | 538.2806 | 0 | 537.7523 | -0.00077661 | 749.8337 | 0.2068 | 537.7523 | 0.00044803 | 749.1209 | 0 | 749.8337 | 0.00291 | 533.4503 | 0.47621
| 538.5064 | 0.002756 | 537.9784 | 0.0024151 | 497.4044 | 0.00177 | 538.5064 | 0.00096053 | 537.9784 | -0.00029171 | 531.6381 | 0.00050926 | 537.9784 | 0.0017092 | 538.5064 | 0.0016352 | 533.6716 | 0.0093813 | 497.4044 | 0.42563 | 538.5064 | 0.099551 | 538.5064 | 0.44377 | 532.73 | -0.0016147 | 538.5064 | 0.0012154 | 498.0607 | 1.4639e-05 | 538.5064 | 0.00053609 | 538.5064 | 0.00053259 | 537.9784 | 0.00069551 | 749.9983 | 0.20777 | 537.9784 | 0.0020076 | 749.2855 | 3.0002e-05 | 749.9983 | 0.00271 | 533.6716 | 0.48201
| 538.7322 | 0.0022895 | 538.2045 | 0.0024438 | 497.5184 | 0 | 538.7322 | -6.4593e-05 | 538.2045 | 0.001135 | 531.8626 | 0.00018044 | 538.2045 | 0.00071814 | 538.7322 | 0.00071429 | 533.8929 | 0.0067941 | 497.5184 | 0.43291 | 538.7322 | 0.09802 | 538.7322 | 0.4388 | 532.96 | -0.0015496 | 538.7322 | 0.00031916 | 498.1773 | 3.0776e-05 | 538.7322 | 0 | 538.7322 | 0 | 538.2045 | -3.6663e-05 | 750.1629 | 0.21028 | 538.2045 | -0.0010328 | 749.4502 | 0 | 750.1629 | 0.00293 | 533.8929 | 0.48271
| 538.9581 | 0.0027177 | 538.4307 | 0.0021523 | 497.6323 | 0.00083232 | 538.9581 | 0.00097206 | 538.4307 | 0.00052553 | 532.087 | 0.00069596 | 538.4307 | 0.0016614 | 538.9581 | 0.0013533 | 534.1143 | 0.0075699 | 497.6323 | 0.43426 | 538.9581 | 0.096675 | 538.9581 | 0.43362 | 533.18 | 0.00056349 | 538.9581 | 0.0013297 | 498.2939 | 1.6465e-05 | 538.9581 | 0.00087253 | 538.9581 | 0.00026568 | 538.4307 | 0.00029391 | 750.3275 | 0.20811 | 538.4307 | 0.00012729 | 749.6148 | 3.0002e-05 | 750.3275 | 0.00275 | 534.1143 | 0.4832
| 539.1839 | 0.0017213 | 538.6568 | 0.0022769 | 497.7463 | 0 | 539.1839 | -5.7637e-05 | 538.6568 | 0.0011744 | 532.3115 | 9.1504e-05 | 538.6568 | 0.00060784 | 539.1839 | 0.00033196 | 534.3357 | 0.0072077 | 497.7463 | 0.4458 | 539.1839 | 0.09521 | 539.1839 | 0.43216 | 533.41 | -0.0021023 | 539.1839 | 0.00035275 | 498.4105 | 3.1385e-05 | 539.1839 | 0 | 539.1839 | 0 | 538.6568 | -0.00037287 | 750.4921 | 0.21441 | 538.6568 | 0.00024945 | 749.7795 | 0 | 750.4921 | 0.00291 | 534.3357 | 0.48129
| 539.4097 | 0.002863 | 538.883 | 0.0024231 | 497.8602 | 0.00234 | 539.4097 | 0.0011081 | 538.883 | 0.00041103 | 532.536 | 0.00047201 | 538.883 | 0.001505 | 539.4097 | 0.0016378 | 534.5571 | 0.008132 | 497.8602 | 0.44936 | 539.4097 | 0.094502 | 539.4097 | 0.4266 | 533.64 | 0.0010186 | 539.4097 | 0.0015716 | 498.5271 | 1.5212e-05 | 539.4097 | 0.00061109 | 539.4097 | 0.00052493 | 538.883 | 0.00059616 | 750.6567 | 0.21555 | 538.883 | 0.0014738 | 749.9441 | 6.9993e-05 | 750.6567 | 0.00272 | 534.5571 | 0.48571
| 539.6356 | 0.0024026 | 539.1091 | 0.002201 | 497.9742 | 0 | 539.6356 | -4.4522e-05 | 539.1091 | 0.00094828 | 532.7606 | 0.00023596 | 539.1091 | 0.00059536 | 539.6356 | 0.00027409 | 534.7784 | 0.0068807 | 497.9742 | 0.44918 | 539.6356 | 0.09169 | 539.6356 | 0.41886 | 533.86 | -0.0010945 | 539.6356 | 0.00044379 | 498.6437 | 3.1362e-05 | 539.6356 | 0 | 539.6356 | 0 | 539.1091 | -0.00017898 | 750.8213 | 0.2184 | 539.1091 | -0.001652 | 750.1088 | 0 | 750.8213 | 0.00296 | 534.7784 | 0.48369
| 539.8615 | 0.0027246 | 539.3353 | 0.0020017 | 498.0881 | 0.00182 | 539.8615 | 0.0014891 | 539.3353 | 0.00069157 | 532.985 | 0.00041308 | 539.3353 | 0.0015468 | 539.8615 | 0.001409 | 534.9998 | 0.0074337 | 498.0881 | 0.45737 | 539.8615 | 0.091732 | 539.8615 | 0.41452 | 534.09 | -0.0011595 | 539.8615 | 0.0013688 | 498.7603 | 1.6173e-05 | 539.8615 | 0.00050727 | 539.8615 | 0.00054409 | 539.3353 | 0.00074102 | 750.9859 | 0.214 | 539.3353 | -0.00092622 | 750.2735 | 3.0002e-05 | 750.9859 | 0.00279 | 534.9998 | 0.4819
| 540.0873 | 0.0029058 | 539.5615 | 0.002149 | 498.2021 | 0 | 540.0873 | 0.00015309 | 539.5615 | 0.0011931 | 533.2096 | 7.9865e-05 | 539.5615 | 0.00062391 | 540.0874 | 0.00036477 | 535.2213 | 0.0068379 | 498.2021 | 0.46485 | 540.0874 | 0.088693 | 540.0873 | 0.40884 | 534.32 | -2.1673e-05 | 540.0874 | 0.00049894 | 498.8769 | 3.0998e-05 | 540.0874 | 0 | 540.0873 | 0 | 539.5615 | -0.00041715 | 751.1505 | 0.22287 | 539.5615 | 0.00027838 | 750.4382 | 0 | 751.1505 | 0.00301 | 535.2213 | 0.48628
| 540.3133 | 0.0029933 | 539.7877 | 0.0024527 | 498.3161 | 0.00052021 | 540.3133 | 0.00093372 | 539.7877 | 0.00027042 | 533.4341 | 0.00053443 | 539.7877 | 0.0015261 | 540.3133 | 0.0014533 | 535.4427 | 0.007639 | 498.3161 | 0.47116 | 540.3133 | 0.088509 | 540.3133 | 0.40513 | 534.54 | -0.00034676 | 540.3133 | 0.001567 | 498.9936 | 1.4838e-05 | 540.3133 | 0.00092066 | 540.3133 | 0.00052904 | 539.7877 | 0.00065584 | 751.3151 | 0.22319 | 539.7877 | 0.0003082 | 750.6028 | 5.0004e-05 | 751.3151 | 0.00283 | 535.4427 | 0.4861
| 540.5392 | 0.00238 | 540.0139 | 0.0021887 | 498.43 | 0 | 540.5392 | -9.556e-05 | 540.0139 | 0.0015937 | 533.6587 | 0.00025825 | 540.0139 | 0.00055779 | 540.5392 | 0.00033071 | 535.6641 | 0.0053909 | 498.43 | 0.48024 | 540.5392 | 0.085686 | 540.5392 | 0.39909 | 534.77 | -0.0011595 | 540.5392 | 0.00073502 | 499.1102 | 3.2614e-05 | 540.5392 | 0 | 540.5392 | 0 | 540.0139 | -0.00046788 | 751.4798 | 0.22651 | 540.0139 | -0.00057447 | 750.7675 | 0 | 751.4798 | 0.00304 | 535.6641 | 0.48466
| 540.7651 | 0.0030923 | 540.2402 | 0.0020806 | 498.544 | 0.00102 | 540.7651 | 0.0015076 | 540.2402 | 0.0002465 | 533.8832 | 0.00055215 | 540.2402 | 0.0014415 | 540.7651 | 0.0014941 | 535.8856 | 0.0073758 | 498.544 | 0.49239 | 540.7651 | 0.084636 | 540.7651 | 0.39347 | 535 | 0.002449 | 540.7651 | 0.0014141 | 499.2268 | 1.7824e-05 | 540.7651 | 0.00078811 | 540.7651 | 0.00043758 | 540.2402 | 0.00058854 | 751.6444 | 0.22497 | 540.2402 | 0.0014089 | 750.9322 | 5.0004e-05 | 751.6444 | 0.00282 | 535.8856 | 0.48465
| 540.991 | 0.0017883 | 540.4664 | 0.0022567 | 498.658 | 0 | 540.991 | 0.0011618 | 540.4664 | 0.00053878 | 534.1078 | 0.00010744 | 540.4664 | 0.00065435 | 540.991 | 0.00044804 | 536.107 | 0.0061074 | 498.658 | 0.49756 | 540.991 | 0.082631 | 540.991 | 0.38753 | 535.22 | -0.00054182 | 540.991 | 0.00045159 | 499.3435 | 3.1631e-05 | 540.991 | 0 | 540.991 | 0 | 540.4664 | -0.00051131 | 751.809 | 0.22955 | 540.4664 | 0.00011283 | 751.0969 | 0 | 751.809 | 0.00295 | 536.107 | 0.48764
| 541.217 | 0.0025518 | 540.6927 | 0.0023175 | 498.772 | 0.00149 | 541.217 | 0.0011092 | 540.6927 | 3.0588e-05 | 534.3324 | 0.00063855 | 540.6927 | 0.0016348 | 541.217 | 0.0014173 | 536.3284 | 0.0072428 | 498.772 | 0.51166 | 541.217 | 0.08273 | 541.217 | 0.3845 | 535.45 | 0.00017338 | 541.217 | 0.0018345 | 499.4601 | 1.3901e-05 | 541.217 | 0.00064457 | 541.217 | 0.00060639 | 540.6927 | 0.00068159 | 751.9737 | 0.23461 | 540.6927 | 0.00050507 | 751.2616 | 3.0002e-05 | 751.9737 | 0.00277 | 536.3284 | 0.48561
| 541.4429 | 0.0017261 | 540.9189 | 0.00187 | 498.8859 | 0 | 541.4429 | 0.00073516 | 540.9189 | 0.00077705 | 534.557 | 0.00019478 | 540.9189 | 0.00065429 | 541.443 | 0.00042043 | 536.5499 | 0.0055775 | 498.8859 | 0.5205 | 541.443 | 0.080432 | 541.4429 | 0.37919 | 535.67 | 0.00056349 | 541.443 | 0.00064979 | 499.5768 | 2.9933e-05 | 541.443 | 0 | 541.4429 | 0 | 540.9189 | -0.00070111 | 752.1383 | 0.23589 | 540.9189 | -0.00093964 | 751.4263 | 0 | 752.1383 | 0.00288 | 536.5499 | 0.48922
| 541.6689 | 0.0023909 | 541.1452 | 0.0023269 | 498.9999 | 0.00177 | 541.6689 | 0.0010453 | 541.1452 | 0.00010061 | 534.7816 | 0.00047849 | 541.1452 | 0.0014242 | 541.6689 | 0.0012984 | 536.7714 | 0.0078677 | 498.9999 | 0.52679 | 541.6689 | 0.080955 | 541.6689 | 0.37534 | 535.9 | 0.0019614 | 541.6689 | 0.0012805 | 499.6934 | 1.6114e-05 | 541.6689 | 0.00061537 | 541.6689 | 0.00033125 | 541.1452 | 0.00049711 | 752.303 | 0.23719 | 541.1452 | -0.0016017 | 751.5911 | 6.9993e-05 | 752.303 | 0.00275 | 536.7714 | 0.49003
| 541.8949 | 0.0023978 | 541.3715 | 0.002106 | 499.1139 | 0 | 541.8949 | 0.0008212 | 541.3715 | 0.0010443 | 535.0062 | 0.00022035 | 541.3715 | 0.00051632 | 541.8949 | 0.00014425 | 536.9929 | 0.0059323 | 499.1139 | 0.53001 | 541.8949 | 0.078119 | 541.8949 | 0.37063 | 536.13 | -0.0024274 | 541.8949 | 0.00081917 | 499.8101 | 3.2252e-05 | 541.8949 | 0 | 541.8949 | 0 | 541.3715 | -0.00046987 | 752.4677 | 0.2422 | 541.3715 | 0.00029633 | 751.7558 | 0 | 752.4677 | 0.00294 | 536.9929 | 0.48669
| 542.1209 | 0.0032239 | 541.5978 | 0.0023826 | 499.2279 | 0.00081498 | 542.1209 | 0.0014032 | 541.5978 | -0.00015707 | 535.2308 | 0.00058711 | 541.5978 | 0.0015856 | 542.1209 | 0.0012733 | 537.2144 | 0.0068858 | 499.2279 | 0.5369 | 542.1209 | 0.077777 | 542.1209 | 0.36578 | 536.35 | -0.00050931 | 542.1209 | 0.0018933 | 499.9267 | 1.6219e-05 | 542.1209 | 0.00059475 | 542.1209 | 0.00052724 | 541.5978 | 0.00052814 | 752.6323 | 0.24477 | 541.5978 | 0.0002923 | 751.9205 | 5.0004e-05 | 752.6323 | 0.00288 | 537.2144 | 0.48505
| 542.3469 | 0.0020697 | 541.8241 | 0.0020483 | 499.3419 | 0 | 542.3469 | 0.00076675 | 541.8241 | 0.0013778 | 535.4555 | 0.0003018 | 541.8241 | 0.00064821 | 542.3469 | 0.00048121 | 537.4359 | 0.0057422 | 499.3419 | 0.54704 | 542.3469 | 0.075151 | 542.3469 | 0.35807 | 536.58 | -0.0023299 | 542.3469 | 0.00072536 | 500.0434 | 3.108e-05 | 542.3469 | 9.3447e-05 | 542.3469 | 0 | 541.8241 | -0.00076537 | 752.797 | 0.24665 | 541.8241 | 0.00055229 | 752.0852 | 0 | 752.797 | 0.00303 | 537.4359 | 0.48829
| 542.5729 | 0.0024568 | 542.0505 | 0.0021089 | 499.4559 | 0.00102 | 542.5729 | 0.0012966 | 542.0505 | 0.00023129 | 535.6801 | 0.00047649 | 542.0505 | 0.0014507 | 542.5729 | 0.0012873 | 537.6575 | 0.0057682 | 499.4559 | 0.55767 | 542.5729 | 0.074729 | 542.5729 | 0.35421 | 536.81 | 0.00056349 | 542.5729 | 0.001659 | 500.1601 | 1.499e-05 | 542.5729 | 0.00052889 | 542.5729 | 0.00040044 | 542.0505 | 0.00024905 | 752.9616 | 0.25281 | 542.0505 | 0.0014017 | 752.25 | 5.0004e-05 | 752.9616 | 0.00283 | 537.6575 | 0.49079
| 542.799 | 0.0019625 | 542.2768 | 0.0021123 | 499.5699 | 0 | 542.799 | 0.00094305 | 542.2768 | 0.001105 | 535.9048 | 0.00022836 | 542.2768 | 0.00062963 | 542.799 | 0 | 537.879 | 0.0051122 | 499.5699 | 0.56791 | 542.799 | 0.072485 | 542.799 | 0.34849 | 537.03 | -0.0016147 | 542.799 | 0.00099184 | 500.2767 | 3.2006e-05 | 542.799 | 0 | 542.7989 | 0 | 542.2768 | -0.00039223 | 753.1263 | 0.24707 | 542.2768 | -0.0003195 | 752.4147 | 0 | 753.1263 | 0.00299 | 537.879 | 0.48847
| 543.025 | 0.0026958 | 542.5032 | 0.0023036 | 499.6839 | 0.00123 | 543.025 | 0.00083056 | 542.5032 | 0.00052102 | 536.1295 | 0.00057523 | 542.5032 | 0.0014734 | 543.025 | 0.001301 | 538.1005 | 0.0054549 | 499.6839 | 0.57266 | 543.025 | 0.071989 | 543.025 | 0.3444 | 537.26 | -0.00070437 | 543.025 | 0.0021158 | 500.3934 | 1.7145e-05 | 543.025 | 0.00072005 | 543.025 | 0.00034383 | 542.5032 | 0.00047799 | 753.291 | 0.25091 | 542.5032 | -0.00098235 | 752.5794 | 3.0002e-05 | 753.291 | 0.00285 | 538.1005 | 0.48768
| 543.2511 | 0.0021319 | 542.7295 | 0.0019904 | 499.7979 | 0 | 543.2511 | 0.00058444 | 542.7295 | 0.0010548 | 536.3541 | 0.00012648 | 542.7295 | 0.00060263 | 543.2511 | 0.00025651 | 538.3221 | 0.0053041 | 499.7979 | 0.57492 | 543.2511 | 0.069772 | 543.2511 | 0.33765 | 537.49 | -0.0023299 | 543.2511 | 0.00087323 | 500.5101 | 3.286e-05 | 543.2511 | 0 | 543.2511 | 0 | 542.7295 | -0.00074053 | 753.4557 | 0.25604 | 542.7295 | -0.00083147 | 752.7442 | 0 | 753.4557 | 0.00303 | 538.3221 | 0.4863
| 543.4772 | 0.0028988 | 542.9559 | 0.0021428 | 499.9119 | 0.00239 | 543.4772 | 0.00092776 | 542.9559 | -0.00021481 | 536.5789 | 0.00035993 | 542.9559 | 0.001566 | 543.4772 | 0.0015616 | 538.5436 | 0.0063475 | 499.9119 | 0.57794 | 543.4772 | 0.069804 | 543.4772 | 0.33349 | 537.71 | -0.00054182 | 543.4772 | 0.0019521 | 500.6268 | 1.5891e-05 | 543.4772 | 0.00070495 | 543.4772 | 0.00053487 | 542.9559 | 0.00017956 | 753.6204 | 0.26058 | 542.9559 | 0.00079363 | 752.9089 | 3.0002e-05 | 753.6204 | 0.00288 | 538.5436 | 0.49001
| 543.7032 | 0.0018339 | 543.1823 | 0.0020327 | 500.026 | 0 | 543.7032 | 0.00081584 | 543.1823 | 0.0013101 | 536.8035 | 0.00024224 | 543.1823 | 0.0006186 | 543.7032 | 0.00018425 | 538.7653 | 0.0048911 | 500.026 | 0.58591 | 543.7032 | 0.067008 | 543.7032 | 0.32671 | 537.94 | -0.0022973 | 543.7032 | 0.0010259 | 500.7434 | 3.2064e-05 | 543.7032 | 0 | 543.7033 | 0 | 543.1823 | -0.0001693 | 753.7851 | 0.26291 | 543.1823 | 0.00034358 | 753.0737 | 0 | 753.7851 | 0.00305 | 538.7653 | 0.49086
| 543.9293 | 0.0029379 | 543.4087 | 0.0024396 | 500.14 | 0.00232 | 543.9293 | 0.0011054 | 543.4087 | 0.00035769 | 537.0283 | 0.00043581 | 543.4087 | 0.001413 | 543.9293 | 0.0016039 | 538.9868 | 0.0056012 | 500.14 | 0.59281 | 543.9293 | 0.067083 | 543.9293 | 0.3231 | 538.17 | -0.0023949 | 543.9293 | 0.0028617 | 500.8601 | 1.6255e-05 | 543.9293 | 0.00086769 | 543.9293 | 0.00054959 | 543.4087 | 0.00021873 | 753.9498 | 0.26584 | 543.4087 | 0.0006084 | 753.2384 | 6.9993e-05 | 753.9498 | 0.00293 | 538.9868 | 0.48972
| 544.1555 | 0.0019765 | 543.6351 | 0.0016019 | 500.254 | 0 | 544.1555 | -9.29e-05 | 543.6351 | 0.0013134 | 537.253 | 0.00020896 | 543.6351 | 0.00053695 | 544.1554 | 0.000542 | 539.2084 | 0.0049082 | 500.254 | 0.59386 | 544.1554 | 0.064884 | 544.1555 | 0.31877 | 538.39 | 0.0009211 | 544.1554 | 0.00094702 | 500.9768 | 3.2369e-05 | 544.1554 | 0 | 544.1555 | 0 | 543.6351 | -0.00049989 | 754.1145 | 0.26052 | 543.6351 | -0.0012365 | 753.4032 | 0 | 754.1145 | 0.00312 | 539.2084 | 0.48805
| 544.3815 | 0.003526 | 543.8616 | 0.0022975 | 500.368 | 0.00067626 | 544.3815 | 0.0014114 | 543.8616 | 0.00027359 | 537.4777 | 0.0004187 | 543.8616 | 0.0015242 | 544.3816 | 0.0013421 | 539.4301 | 0.0057632 | 500.368 | 0.59554 | 544.3816 | 0.065309 | 544.3815 | 0.31528 | 538.62 | -0.0016797 | 544.3816 | 0.0023304 | 501.0935 | 1.636e-05 | 544.3816 | 0.00062771 | 544.3815 | 0.0005784 | 543.8616 | 0.00057873 | 754.2792 | 0.2665 | 543.8616 | 0.001696 | 753.568 | 6.9993e-05 | 754.2792 | 0.00296 | 539.4301 | 0.48885
| 544.6077 | 0.0015711 | 544.088 | 0.0021254 | 500.4821 | 0 | 544.6077 | 0.00025897 | 544.088 | 0.00094412 | 537.7025 | 0.00013935 | 544.088 | 0.00066357 | 544.6077 | 0 | 539.6517 | 0.0036123 | 500.4821 | 0.60059 | 544.6077 | 0.063225 | 544.6077 | 0.31112 | 538.85 | -0.0019722 | 544.6077 | 0.0011903 | 501.2102 | 3.094e-05 | 544.6077 | 0 | 544.6077 | 0 | 544.088 | -0.0004553 | 754.4439 | 0.27012 | 544.088 | 0.00021595 | 753.7328 | 0 | 754.4439 | 0.00316 | 539.6517 | 0.49126
| 544.8339 | 0.002692 | 544.3145 | 0.0023135 | 500.5961 | 0.00158 | 544.8339 | 0.0011788 | 544.3145 | 2.9745e-05 | 537.9272 | 0.00050615 | 544.3145 | 0.0014707 | 544.8338 | 0.0012677 | 539.8733 | 0.0050762 | 500.5961 | 0.59554 | 544.8338 | 0.06327 | 544.8339 | 0.30888 | 539.07 | -0.0018096 | 544.8338 | 0.0025731 | 501.3269 | 1.4802e-05 | 544.8338 | 0.00080871 | 544.8339 | 0.00068678 | 544.3144 | 0.00051541 | 754.6086 | 0.27254 | 544.3145 | 0.0020475 | 753.8975 | 0.00011 | 754.6086 | 0.00295 | 539.8733 | 0.49243
| 545.06 | 0.001657 | 544.5409 | 0.001915 | 500.7101 | 0 | 545.06 | 0.00037315 | 544.5409 | 0.0013421 | 538.152 | 5.2786e-05 | 544.5409 | 0.00058822 | 545.06 | 8.6272e-05 | 540.0949 | 0.0051961 | 500.7101 | 0.60408 | 545.06 | 0.061238 | 545.06 | 0.3052 | 539.3 | -0.0024923 | 545.06 | 0.0017756 | 501.4436 | 2.9933e-05 | 545.06 | 0 | 545.06 | 0 | 544.5409 | -0.0006413 | 754.7734 | 0.27318 | 544.5409 | -0.00061784 | 754.0623 | 0 | 754.7734 | 0.00316 | 540.0949 | 0.49141
| 545.2861 | 0.0027252 | 544.7674 | 0.0022111 | 500.8242 | 0.00074563 | 545.2861 | 0.00072017 | 544.7674 | 0.00072844 | 538.3768 | 0.00049042 | 544.7674 | 0.001525 | 545.2862 | 0.0016049 | 540.3166 | 0.0047778 | 500.8242 | 0.61041 | 545.2862 | 0.061357 | 545.2861 | 0.30113 | 539.53 | -0.00099695 | 545.2862 | 0.0024895 | 501.5603 | 1.5482e-05 | 545.2862 | 0.0009302 | 545.2861 | 0.00058395 | 544.7674 | 0.00060649 | 754.9381 | 0.2767 | 544.7674 | 0.0011201 | 754.2271 | 6.9993e-05 | 754.9381 | 0.00296 | 540.3166 | 0.4909
| 545.5123 | 0.0021448 | 544.9939 | 0.0019959 | 500.9382 | 0 | 545.5123 | -9.1329e-05 | 544.9939 | 0.00074258 | 538.6016 | 0.00012889 | 544.9939 | 0.00054601 | 545.5123 | 0 | 540.5382 | 0.0039761 | 500.9382 | 0.6145 | 545.5123 | 0.059494 | 545.5123 | 0.29702 | 539.75 | 0.00033593 | 545.5123 | 0.0015586 | 501.6771 | 3.0378e-05 | 545.5123 | 0 | 545.5123 | 0 | 544.9939 | -0.00041793 | 755.1028 | 0.27687 | 544.9939 | -0.0010098 | 754.3919 | 0 | 755.1028 | 0.00312 | 540.5382 | 0.48959
| 545.7385 | 0.0031221 | 545.2204 | 0.0019132 | 501.0522 | 0.00196 | 545.7385 | 0.00090686 | 545.2204 | -0.00011777 | 538.8264 | 0.00044058 | 545.2204 | 0.0015493 | 545.7385 | 0.0013706 | 540.7599 | 0.0060564 | 501.0522 | 0.6246 | 545.7385 | 0.059933 | 545.7385 | 0.29453 | 539.98 | 0.00062851 | 545.7385 | 0.0027387 | 501.7938 | 1.5294e-05 | 545.7385 | 0.00059473 | 545.7385 | 0.00068483 | 545.2204 | 0.00046799 | 755.2676 | 0.28384 | 545.2204 | -8.7344e-05 | 754.5567 | 6.9993e-05 | 755.2676 | 0.00292 | 540.7599 | 0.49692
| 545.9647 | 0.0023542 | 545.4469 | 0.0020117 | 501.1663 | 0 | 545.9647 | 0.00043404 | 545.4469 | 0.00073998 | 539.0511 | 0.00028359 | 545.4469 | 0.00057493 | 545.9647 | 0.00031119 | 540.9816 | 0.0042584 | 501.1663 | 0.62991 | 545.9647 | 0.057473 | 545.9647 | 0.2886 | 540.21 | 0.00036844 | 545.9647 | 0.0019122 | 501.9105 | 3.0237e-05 | 545.9647 | 4.5514e-05 | 545.9647 | 0 | 545.4469 | -1.9965e-05 | 755.4323 | 0.28671 | 545.4469 | 0.00058501 | 754.7215 | 0 | 755.4323 | 0.00308 | 540.9816 | 0.49214
| 546.191 | 0.0033598 | 545.6734 | 0.0019525 | 501.2803 | 0.00184 | 546.191 | 0.00088048 | 545.6734 | 0.00048865 | 539.2759 | 0.00047661 | 545.6734 | 0.0016048 | 546.191 | 0.0011519 | 541.2032 | 0.0059588 | 501.2803 | 0.63039 | 546.191 | 0.057561 | 546.191 | 0.2846 | 540.43 | 0.0002384 | 546.191 | 0.0028365 | 502.0272 | 1.5564e-05 | 546.191 | 0.00058955 | 546.191 | 0.00045587 | 545.6734 | 0.00043033 | 755.597 | 0.28687 | 545.6734 | 0.0013173 | 754.8863 | 6.9993e-05 | 755.597 | 0.00294 | 541.2033 | 0.49544
| 546.4172 | 0.0022009 | 545.9 | 0.0019938 | 501.3944 | 0 | 546.4172 | 0.00044189 | 545.9 | 0.0013036 | 539.5008 | 0.00017333 | 545.9 | 0.00058041 | 546.4172 | 0.00029719 | 541.425 | 0.0048789 | 501.3944 | 0.63 | 546.4172 | 0.056224 | 546.4172 | 0.28126 | 540.66 | -0.0017446 | 546.4172 | 0.001869 | 502.144 | 2.9663e-05 | 546.4172 | 0 | 546.4172 | 0 | 545.9 | -0.00022679 | 755.7618 | 0.28657 | 545.9 | -0.0014642 | 755.0511 | 0 | 755.7618 | 0.0031 | 541.425 | 0.49354
| 546.6434 | 0.0031956 | 546.1265 | 0.0019578 | 501.5085 | 0.00172 | 546.6434 | 0.0011227 | 546.1265 | 0.00044166 | 539.7256 | 0.00049976 | 546.1265 | 0.0013432 | 546.6434 | 0.0011208 | 541.6467 | 0.0050618 | 501.5085 | 0.64112 | 546.6434 | 0.055747 | 546.6434 | 0.27838 | 540.89 | 4.3346e-05 | 546.6434 | 0.0028612 | 502.2607 | 1.4592e-05 | 546.6434 | 0.0006326 | 546.6434 | 0.00063959 | 546.1265 | 0.00014598 | 755.9265 | 0.2919 | 546.1265 | -0.00090038 | 755.2159 | 6.9993e-05 | 755.9265 | 0.00292 | 541.6467 | 0.49758
| 546.8697 | 0.0018846 | 546.3531 | 0.0020057 | 501.6225 | 0 | 546.8697 | -3.1129e-05 | 546.3531 | 0.0013252 | 539.9505 | 0.00034138 | 546.3531 | 0.0006523 | 546.8697 | 3.0833e-05 | 541.8684 | 0.0048304 | 501.6225 | 0.63451 | 546.8697 | 0.05442 | 546.8697 | 0.27502 | 541.11 | 0.00053099 | 546.8697 | 0.0024095 | 502.3774 | 2.9886e-05 | 546.8697 | 0 | 546.8697 | 0 | 546.3531 | -0.00021488 | 756.0913 | 0.29441 | 546.3531 | -0.00033347 | 755.3808 | 0 | 756.0913 | 0.00318 | 541.8684 | 0.49723
| 547.0959 | 0.0036473 | 546.5797 | 0.0017923 | 501.7366 | 0.00187 | 547.0959 | 0.0017396 | 546.5797 | -0.00011604 | 540.1754 | 0.00054215 | 546.5797 | 0.0013314 | 547.0959 | 0.0011439 | 542.0901 | 0.0053457 | 501.7366 | 0.65545 | 547.0959 | 0.054572 | 547.0959 | 0.27182 | 541.34 | -0.001257 | 547.0959 | 0.0031481 | 502.4942 | 1.581e-05 | 547.0959 | 0.0008382 | 547.096 | 0.00053113 | 546.5797 | 0.00041268 | 756.2561 | 0.29928 | 546.5797 | 0.0003947 | 755.5456 | 5.0004e-05 | 756.2561 | 0.00297 | 542.0901 | 0.5004
| 547.3222 | 0.0017686 | 546.8063 | 0.0018566 | 501.8507 | 0 | 547.3222 | -9.129e-05 | 546.8063 | 0.00067827 | 540.4002 | 0.00014454 | 546.8063 | 0.00054314 | 547.3222 | 0.00017157 | 542.3119 | 0.0048398 | 501.8507 | 0.66271 | 547.3222 | 0.052221 | 547.3222 | 0.26688 | 541.57 | -0.00093193 | 547.3222 | 0.0021752 | 502.6109 | 3.2474e-05 | 547.3222 | 0 | 547.3222 | 0 | 546.8063 | -0.0003264 | 756.4208 | 0.29884 | 546.8063 | -0.00084055 | 755.7104 | 0 | 756.4208 | 0.00313 | 542.3119 | 0.49619
| 547.5485 | 0.0029248 | 547.0329 | 0.0019529 | 501.9647 | 0.00102 | 547.5485 | 0.00088659 | 547.0329 | -1.0191e-05 | 540.6251 | 0.00049522 | 547.0329 | 0.0013793 | 547.5485 | 0.00081678 | 542.5336 | 0.005147 | 501.9647 | 0.68125 | 547.5485 | 0.052043 | 547.5485 | 0.26189 | 541.79 | -0.00089942 | 547.5485 | 0.0033853 | 502.7277 | 1.6957e-05 | 547.5485 | 0.00071324 | 547.5485 | 0.0005776 | 547.0329 | 0.00049077 | 756.5856 | 0.30447 | 547.0329 | -0.00046834 | 755.8752 | 5.0004e-05 | 756.5856 | 0.00289 | 542.5336 | 0.49792
| 547.7748 | 0.0021903 | 547.2595 | 0.0017121 | 502.0788 | 0 | 547.7748 | 0.00033297 | 547.2595 | 0.00065233 | 540.85 | 0.00023453 | 547.2595 | 0.00051722 | 547.7748 | 0.00033662 | 542.7554 | 0.0035231 | 502.0788 | 0.67934 | 547.7748 | 0.050524 | 547.7748 | 0.25825 | 542.02 | 0.00059601 | 547.7748 | 0.0022404 | 502.8444 | 2.9804e-05 | 547.7748 | 0 | 547.7748 | 0 | 547.2595 | -6.9277e-05 | 756.7504 | 0.30389 | 547.2595 | -0.0010116 | 756.0401 | 0 | 756.7504 | 0.00309 | 542.7554 | 0.49863
| 548.0011 | 0.0024217 | 547.4861 | 0.0020351 | 502.1929 | 0.00255 | 548.0011 | 0.0012157 | 547.4861 | 0.00031885 | 541.0749 | 0.00050337 | 547.4861 | 0.0014647 | 548.0011 | 0.0010192 | 542.9772 | 0.0046541 | 502.1929 | 0.69082 | 548.0011 | 0.050312 | 548.0011 | 0.25437 | 542.25 | -0.00060684 | 548.0011 | 0.003329 | 502.9612 | 1.3222e-05 | 548.0011 | 0.0005213 | 548.0011 | 0.00045182 | 547.4861 | 0.0006175 | 756.9152 | 0.30955 | 547.4861 | -0.0010963 | 756.2049 | 5.0004e-05 | 756.9152 | 0.00293 | 542.9772 | 0.50231
| 548.2274 | 0.002336 | 547.7128 | 0.0019258 | 502.307 | 0 | 548.2274 | 0.00046874 | 547.7128 | 0.00061152 | 541.2998 | 0.00023604 | 547.7128 | 0.00049679 | 548.2274 | 0.00017986 | 543.199 | 0.0044831 | 502.307 | 0.69337 | 548.2274 | 0.048893 | 548.2274 | 0.25052 | 542.47 | 0.0016038 | 548.2274 | 0.0026994 | 503.0779 | 2.7754e-05 | 548.2274 | 0 | 548.2274 | 0 | 547.7128 | -0.00039947 | 757.08 | 0.31693 | 547.7128 | -0.00068653 | 756.3698 | 0 | 757.08 | 0.00312 | 543.199 | 0.50013
| 548.4538 | 0.0033192 | 547.9394 | 0.0019219 | 502.4211 | 0.0018 | 548.4538 | 0.00068512 | 547.9394 | 0.0001736 | 541.5248 | 0.00051722 | 547.9394 | 0.0012421 | 548.4538 | 0.00088961 | 543.4208 | 0.0046089 | 502.4211 | 0.70192 | 548.4538 | 0.048483 | 548.4538 | 0.24634 | 542.7 | -2.1673e-05 | 548.4538 | 0.0036624 | 503.1947 | 1.4779e-05 | 548.4538 | 0.00061596 | 548.4538 | 0.00051362 | 547.9394 | 0.00061473 | 757.2448 | 0.32165 | 547.9394 | 0.00043979 | 756.5346 | 3.0002e-05 | 757.2448 | 0.00301 | 543.4208 | 0.49976
| 548.6801 | 0.0023633 | 548.1661 | 0.001772 | 502.5351 | 0 | 548.6801 | 0.00039431 | 548.1661 | 0.0010175 | 541.7497 | 0.00011516 | 548.1661 | 0.00057751 | 548.6801 | 0.00016087 | 543.6426 | 0.0044642 | 502.5351 | 0.71287 | 548.6801 | 0.047264 | 548.6801 | 0.24301 | 542.93 | -0.0046705 | 548.6801 | 0.0028329 | 503.3115 | 2.9769e-05 | 548.6801 | 0 | 548.6801 | 0 | 548.1661 | -0.00070436 | 757.4096 | 0.31922 | 548.1661 | 0.00026045 | 756.6995 | 0 | 757.4096 | 0.00325 | 543.6426 | 0.50083
| 548.9065 | 0.0026115 | 548.3928 | 0.002032 | 502.6492 | 0.00057222 | 548.9065 | 0.0012248 | 548.3928 | -6.5076e-05 | 541.9747 | 0.0005807 | 548.3928 | 0.0013893 | 548.9065 | 0.0010595 | 543.8644 | 0.0039182 | 502.6492 | 0.71619 | 548.9065 | 0.046924 | 548.9065 | 0.23944 | 543.15 | -0.0023299 | 548.9065 | 0.0039328 | 503.4282 | 1.5189e-05 | 548.9065 | 0.00050122 | 548.9065 | 0.00040184 | 548.3928 | 0.00047401 | 757.5744 | 0.31852 | 548.3928 | 0.00035414 | 756.8643 | 8.9995e-05 | 757.5744 | 0.00307 | 543.8644 | 0.50168
| 549.1329 | 0.0024204 | 548.6194 | 0.0020146 | 502.7633 | 0 | 549.1329 | -4.2301e-05 | 548.6194 | 0.00093954 | 542.1996 | 8.0037e-05 | 548.6194 | 0.00057423 | 549.1329 | 0.00053442 | 544.0862 | 0.0045163 | 502.7633 | 0.72877 | 549.1329 | 0.045467 | 549.1329 | 0.23509 | 543.38 | -0.0024274 | 549.1329 | 0.0034627 | 503.545 | 2.9277e-05 | 549.1329 | 0 | 549.1329 | 0 | 548.6195 | -0.00014446 | 757.7392 | 0.32716 | 548.6194 | 0.00070582 | 757.0292 | 0 | 757.7392 | 0.0033 | 544.0862 | 0.50499
| 549.3593 | 0.0029731 | 548.8462 | 0.0019055 | 502.8774 | 0.0014 | 549.3593 | 0.0015944 | 548.8462 | 0.00015236 | 542.4246 | 0.00064096 | 548.8462 | 0.0013354 | 549.3592 | 0.0012075 | 544.308 | 0.0055295 | 502.8774 | 0.72999 | 549.3592 | 0.045594 | 549.3593 | 0.23144 | 543.61 | 0.0024165 | 549.3592 | 0.0036934 | 503.6618 | 1.4369e-05 | 549.3592 | 0.00047423 | 549.3592 | 0.00045097 | 548.8461 | 0.00048748 | 757.904 | 0.32212 | 548.8462 | 0.0015093 | 757.1941 | 1.0001e-05 | 757.904 | 0.00313 | 544.308 | 0.50491
| 549.5856 | 0.0020792 | 549.0729 | 0.0019118 | 502.9915 | 0 | 549.5856 | 0.00046604 | 549.0729 | 0.00082758 | 542.6495 | 0.00031467 | 549.0729 | 0.00063305 | 549.5856 | 0.00037466 | 544.5299 | 0.0031854 | 502.9915 | 0.74779 | 549.5856 | 0.043925 | 549.5856 | 0.2289 | 543.83 | 0.00020589 | 549.5856 | 0.0031606 | 503.7786 | 2.8036e-05 | 549.5856 | 0 | 549.5856 | 0 | 549.0729 | -0.00042275 | 758.0688 | 0.33889 | 549.0729 | 0.00031673 | 757.359 | 0 | 758.0688 | 0.00334 | 544.5299 | 0.50514
| 549.8121 | 0.0031859 | 549.2996 | 0.0018774 | 503.1057 | 0.00116 | 549.8121 | 0.0012702 | 549.2996 | 0.00015496 | 542.8746 | 0.00054371 | 549.2996 | 0.0013462 | 549.8121 | 0.0011715 | 544.7518 | 0.0047409 | 503.1057 | 0.75531 | 549.8121 | 0.044413 | 549.8121 | 0.22688 | 544.06 | 0.00098612 | 549.8121 | 0.0041117 | 503.8954 | 1.383e-05 | 549.8121 | 0.00064351 | 549.8121 | 0.00057116 | 549.2996 | 0.00061466 | 758.2336 | 0.34466 | 549.2996 | -1.2583e-05 | 757.5239 | 5.0004e-05 | 758.2336 | 0.00305 | 544.7518 | 0.50835
| 550.0385 | 0.0018621 | 549.5263 | 0.0017619 | 503.2198 | 0 | 550.0385 | 0.00024094 | 549.5263 | 0.0010114 | 543.0995 | 0.00026538 | 549.5263 | 0.00062873 | 550.0385 | 0.00031192 | 544.9736 | 0.0024029 | 503.2198 | 0.76082 | 550.0385 | 0.04289 | 550.0385 | 0.22369 | 544.29 | -0.001062 | 550.0385 | 0.0033252 | 504.0121 | 2.9851e-05 | 550.0385 | 0 | 550.0385 | 0 | 549.5263 | -0.00052593 | 758.3985 | 0.34564 | 549.5263 | -0.00035343 | 757.6887 | 0 | 758.3985 | 0.00322 | 544.9736 | 0.50435
| 550.2649 | 0.003681 | 549.7531 | 0.0018639 | 503.3339 | 0.00114 | 550.2649 | 0.0015395 | 549.7531 | 0.00048336 | 543.3246 | 0.00052443 | 549.7531 | 0.0013511 | 550.2649 | 0.00079312 | 545.1956 | 0.0041654 | 503.3339 | 0.75726 | 550.2649 | 0.042939 | 550.2649 | 0.22172 | 544.51 | -0.00063934 | 550.2649 | 0.0047067 | 504.1289 | 1.6325e-05 | 550.2649 | 0.00071241 | 550.2649 | 0.00040591 | 549.7531 | 0.00059616 | 758.5633 | 0.34746 | 549.7531 | 0.00041156 | 757.8536 | 3.0002e-05 | 758.5633 | 0.00304 | 545.1956 | 0.50765
| 550.4913 | 0.0027901 | 549.9798 | 0.0018509 | 503.448 | 0 | 550.4913 | 0.0006971 | 549.9798 | 0.0008345 | 543.5496 | 0.00026629 | 549.9798 | 0.00057207 | 550.4914 | 0.00028756 | 545.4174 | 0.0035897 | 503.448 | 0.77082 | 550.4914 | 0.041878 | 550.4913 | 0.21856 | 544.74 | 0.00010836 | 550.4914 | 0.0038636 | 504.2457 | 3.1631e-05 | 550.4914 | 0 | 550.4913 | 0 | 549.9799 | -0.00017777 | 758.7281 | 0.34727 | 549.9798 | 0.00067219 | 758.0185 | 0 | 758.7281 | 0.00325 | 545.4174 | 0.50087
| 550.7178 | 0.0035817 | 550.2066 | 0.0020291 | 503.5621 | 0.00072829 | 550.7178 | 0.0013228 | 550.2066 | 0.0003187 | 543.7747 | 0.0004996 | 550.2066 | 0.0013461 | 550.7178 | 0.0013507 | 545.6393 | 0.0046489 | 503.5621 | 0.78639 | 550.7178 | 0.042073 | 550.7178 | 0.21637 | 544.97 | 0.0011812 | 550.7178 | 0.0048279 | 504.3625 | 1.5482e-05 | 550.7178 | 0.00081749 | 550.7178 | 0.0006652 | 550.2066 | 0.00045923 | 758.893 | 0.35282 | 550.2066 | -0.00016835 | 758.1834 | 6.9993e-05 | 758.893 | 0.00307 | 545.6393 | 0.50197
| 550.9443 | 0.0026352 | 550.4334 | 0.0019011 | 503.6762 | 0 | 550.9443 | 0.00055683 | 550.4334 | 0.00081626 | 543.9997 | 0.00026149 | 550.4334 | 0.00059162 | 550.9443 | 0.00031864 | 545.8613 | 0.0035562 | 503.6762 | 0.80372 | 550.9443 | 0.040432 | 550.9443 | 0.21297 | 545.2 | -0.001322 | 550.9443 | 0.0040064 | 504.4793 | 3.0776e-05 | 550.9443 | 4.5114e-05 | 550.9443 | 0 | 550.4334 | -0.00013801 | 759.0578 | 0.35452 | 550.4334 | -0.0014641 | 758.3483 | 0 | 759.0578 | 0.00323 | 545.8613 | 0.50309
| 551.1708 | 0.0035603 | 550.6602 | 0.0019941 | 503.7904 | 0.00127 | 551.1708 | 0.0012674 | 550.6602 | 0.00026506 | 544.2247 | 0.00060483 | 550.6602 | 0.0014259 | 551.1708 | 0.0011624 | 546.0832 | 0.0050014 | 503.7904 | 0.81613 | 551.1708 | 0.040576 | 551.1708 | 0.2105 | 545.42 | -0.00041178 | 551.1708 | 0.005123 | 504.5962 | 1.5458e-05 | 551.1708 | 0.00071535 | 551.1708 | 0.00060024 | 550.6602 | 0.00034748 | 759.2227 | 0.36079 | 550.6602 | -0.00028786 | 758.5132 | 5.0004e-05 | 759.2227 | 0.00309 | 546.0832 | 0.50206
| 551.3973 | 0.0019805 | 550.887 | 0.0013832 | 503.9045 | 0 | 551.3973 | 0.00079127 | 550.887 | 0.0012901 | 544.4498 | 0.00020322 | 550.887 | 0.00053879 | 551.3973 | 0.00076698 | 546.3051 | 0.0034262 | 503.9045 | 0.81502 | 551.3973 | 0.039336 | 551.3973 | 0.20718 | 545.65 | -0.0010295 | 551.3973 | 0.0043597 | 504.713 | 3.0015e-05 | 551.3973 | 0 | 551.3973 | 0 | 550.887 | -0.0003378 | 759.3875 | 0.36441 | 550.887 | 0.00028768 | 758.6782 | 0 | 759.3875 | 0.00333 | 546.3051 | 0.50077
| 551.6238 | 0.0032344 | 551.1139 | 0.0018256 | 504.0186 | 0.0014 | 551.6238 | 0.00087178 | 551.1139 | 0.00024247 | 544.6749 | 0.00050439 | 551.1139 | 0.0013551 | 551.6238 | 0.0011311 | 546.527 | 0.0039886 | 504.0186 | 0.82754 | 551.6238 | 0.039455 | 551.6238 | 0.204 | 545.88 | -0.00037928 | 551.6238 | 0.0054972 | 504.8298 | 1.4662e-05 | 551.6238 | 0.00058367 | 551.6238 | 0.000543 | 551.1138 | 0.00064864 | 759.5524 | 0.37115 | 551.1139 | 0.00087136 | 758.8431 | 6.9993e-05 | 759.5524 | 0.0032 | 546.527 | 0.49908
| 551.8503 | 0.0020427 | 551.3407 | 0.0017271 | 504.1328 | 0 | 551.8503 | 0.00075462 | 551.3407 | 0.00056629 | 544.9 | 0.0001484 | 551.3407 | 0.00049096 | 551.8503 | 0.00032476 | 546.749 | 0.0034392 | 504.1328 | 0.84094 | 551.8503 | 0.037467 | 551.8503 | 0.20031 | 546.1 | -0.00099695 | 551.8503 | 0.0046795 | 504.9466 | 2.9476e-05 | 551.8503 | 0 | 551.8503 | 0 | 551.3407 | -0.00028511 | 759.7172 | 0.37104 | 551.3407 | -0.00094098 | 759.008 | 0 | 759.7172 | 0.00339 | 546.749 | 0.50049
| 552.0768 | 0.0027104 | 551.5675 | 0.0019279 | 504.2469 | 0.00166 | 552.0768 | 0.0014359 | 551.5675 | 0.00029813 | 545.1251 | 0.00042623 | 551.5675 | 0.001296 | 552.0768 | 0.00099382 | 546.9709 | 0.0038492 | 504.2469 | 0.84545 | 552.0768 | 0.037751 | 552.0768 | 0.19788 | 546.33 | -5.4182e-05 | 552.0768 | 0.00617 | 505.0634 | 1.5002e-05 | 552.0768 | 0.00060197 | 552.0768 | 0.00075451 | 551.5675 | 0.00069818 | 759.8821 | 0.37834 | 551.5675 | -0.00091562 | 759.1729 | 3.0002e-05 | 759.8821 | 0.00319 | 546.971 | 0.50184
| 552.3033 | 0.0018295 | 551.7944 | 0.0018757 | 504.361 | 0 | 552.3033 | 0.0006325 | 551.7944 | 0.00060302 | 545.3502 | 0.00018961 | 551.7944 | 0.00065902 | 552.3034 | 0.0003925 | 547.1929 | 0.0026785 | 504.361 | 0.85545 | 552.3034 | 0.036621 | 552.3033 | 0.19393 | 546.56 | -0.001127 | 552.3034 | 0.0048531 | 505.1803 | 2.9991e-05 | 552.3034 | 5.1187e-06 | 552.3033 | 0 | 551.7944 | -0.00046122 | 760.047 | 0.38064 | 551.7944 | -0.0015805 | 759.3379 | 0 | 760.047 | 0.00337 | 547.1929 | 0.50144
| 552.5299 | 0.0030464 | 552.0213 | 0.0019634 | 504.4752 | 0.00091902 | 552.5299 | 0.001522 | 552.0213 | -0.00021285 | 545.5753 | 0.00065073 | 552.0213 | 0.0013574 | 552.5299 | 0.0013319 | 547.4149 | 0.0041747 | 504.4752 | 0.87892 | 552.5299 | 0.036703 | 552.5299 | 0.19143 | 546.78 | 0.0023515 | 552.5299 | 0.0062434 | 505.2971 | 1.5212e-05 | 552.5299 | 0.00087553 | 552.5299 | 0.00047621 | 552.0213 | 0.00048887 | 760.2118 | 0.38124 | 552.0213 | -0.00068769 | 759.5028 | 6.9993e-05 | 760.2118 | 0.00322 | 547.4149 | 0.50278
| 552.7565 | 0.0024325 | 552.2482 | 0.001778 | 504.5894 | 0 | 552.7565 | 6.3765e-05 | 552.2482 | 0.0007971 | 545.8004 | 0.00024599 | 552.2482 | 0.00045757 | 552.7565 | 0.0001673 | 547.6369 | 0.0030536 | 504.5894 | 0.87594 | 552.7565 | 0.035254 | 552.7565 | 0.18834 | 547.01 | 0.0016688 | 552.7565 | 0.0053625 | 505.4139 | 3.1654e-05 | 552.7565 | 8.2623e-05 | 552.7565 | 0 | 552.2482 | -0.00020508 | 760.3767 | 0.38132 | 552.2482 | -0.00025778 | 759.6677 | 0 | 760.3767 | 0.00339 | 547.6369 | 0.49913
| 552.983 | 0.0030523 | 552.4751 | 0.001948 | 504.7035 | 0.00123 | 552.983 | 0.00082796 | 552.4751 | 0.00022847 | 546.0256 | 0.00051591 | 552.4751 | 0.0012649 | 552.9831 | 0.0009874 | 547.8589 | 0.0032712 | 504.7035 | 0.88011 | 552.9831 | 0.035828 | 552.983 | 0.18626 | 547.24 | 0.0028717 | 552.9831 | 0.0063985 | 505.5308 | 1.6711e-05 | 552.9831 | 0.00084334 | 552.983 | 0.00050258 | 552.4751 | 0.00032556 | 760.5416 | 0.38984 | 552.4751 | 0.0011798 | 759.8327 | 5.0004e-05 | 760.5416 | 0.00314 | 547.8589 | 0.49916
| 553.2097 | 0.002446 | 552.702 | 0.0018258 | 504.8177 | 0 | 553.2097 | 0.0010837 | 552.702 | 0.00067177 | 546.2507 | 0.00034555 | 552.702 | 0.00050482 | 553.2096 | 0.00019544 | 548.0809 | 0.0031393 | 504.8177 | 0.8766 | 553.2096 | 0.03389 | 553.2097 | 0.18325 | 547.47 | 0.00088859 | 553.2096 | 0.0056909 | 505.6476 | 3.0378e-05 | 553.2096 | 0 | 553.2097 | 0 | 552.702 | -0.00034866 | 760.7065 | 0.39124 | 552.702 | -0.00050217 | 759.9976 | 0 | 760.7065 | 0.00336 | 548.0809 | 0.49721
| 553.4363 | 0.0026439 | 552.9289 | 0.0018728 | 504.9318 | 0.00111 | 553.4363 | 0.0012631 | 552.9289 | 0.00025394 | 546.4759 | 0.00053058 | 552.9289 | 0.0012301 | 553.4362 | 0.0010649 | 548.303 | 0.0029827 | 504.9318 | 0.88306 | 553.4362 | 0.034015 | 553.4363 | 0.18053 | 547.69 | -0.001127 | 553.4362 | 0.0067518 | 505.7644 | 1.4076e-05 | 553.4362 | 0.00089195 | 553.4363 | 0.00060597 | 552.9289 | 0.00050962 | 760.8714 | 0.40158 | 552.9289 | 0.00037553 | 760.1626 | 5.0004e-05 | 760.8714 | 0.00321 | 548.303 | 0.50043
| 553.6628 | 0.0028841 | 553.1558 | 0.0016614 | 505.046 | 0 | 553.6628 | 0.00032395 | 553.1558 | 0.00088667 | 546.701 | 0.00018112 | 553.1558 | 0.00047663 | 553.6629 | 0.00017345 | 548.525 | 0.0025994 | 505.046 | 0.89528 | 553.6629 | 0.032823 | 553.6628 | 0.17701 | 547.92 | 0.0010186 | 553.6629 | 0.0059494 | 505.8813 | 2.8785e-05 | 553.6629 | 0.00015267 | 553.6628 | 0 | 553.1558 | -0.00032149 | 761.0363 | 0.40383 | 553.1558 | -0.00071839 | 760.3276 | 0 | 761.0363 | 0.00341 | 548.525 | 0.49885
| 553.8895 | 0.0036812 | 553.3828 | 0.0018987 | 505.1602 | 0.00116 | 553.8895 | 0.0020285 | 553.3828 | 0.0004224 | 546.9263 | 0.00044954 | 553.3828 | 0.0013323 | 553.8895 | 0.0010245 | 548.7471 | 0.0034744 | 505.1602 | 0.90151 | 553.8895 | 0.033186 | 553.8895 | 0.17475 | 548.15 | 0.0009536 | 553.8895 | 0.0070087 | 505.9981 | 1.5107e-05 | 553.8895 | 0.0010481 | 553.8895 | 0.00063297 | 553.3828 | 0.00044586 | 761.2012 | 0.40586 | 553.3828 | 0.0017789 | 760.4925 | 5.0004e-05 | 761.2012 | 0.0032 | 548.7471 | 0.50517
| 554.1161 | 0.0023883 | 553.6097 | 0.0016173 | 505.2743 | 0 | 554.1161 | 0.00067401 | 553.6097 | 0.0010034 | 547.1514 | 0.00013567 | 553.6097 | 0.00054222 | 554.1161 | 4.8419e-05 | 548.9691 | 0.0020014 | 505.2743 | 0.90345 | 554.1161 | 0.031819 | 554.1161 | 0.17202 | 548.37 | -0.00060684 | 554.1161 | 0.0066487 | 506.115 | 2.8902e-05 | 554.1161 | 0.0003572 | 554.1161 | 0 | 553.6097 | -0.00075546 | 761.3661 | 0.40957 | 553.6097 | -0.00070951 | 760.6575 | 0 | 761.3661 | 0.00337 | 548.9691 | 0.50172
| 554.3428 | 0.002747 | 553.8367 | 0.0018571 | 505.3885 | 0.00095371 | 554.3428 | 0.0011227 | 553.8367 | 0.00054736 | 547.3766 | 0.00044132 | 553.8367 | 0.0013032 | 554.3428 | 0.0014533 | 549.1912 | 0.0044757 | 505.3885 | 0.91315 | 554.3428 | 0.032544 | 554.3428 | 0.17089 | 548.6 | -0.0021673 | 554.3428 | 0.0072909 | 506.2319 | 1.4076e-05 | 554.3428 | 0.00074379 | 554.3428 | 0.00045276 | 553.8367 | 0.0006671 | 761.531 | 0.40918 | 553.8367 | -0.00069419 | 760.8225 | 5.0004e-05 | 761.531 | 0.00318 | 549.1912 | 0.50195
| 554.5695 | 0.0030379 | 554.0637 | 0.0016333 | 505.5027 | 0 | 554.5695 | 0.00024655 | 554.0637 | 0.001057 | 547.6019 | 0.00019302 | 554.0637 | 0.0004081 | 554.5694 | 0.0002815 | 549.4133 | 0.0031869 | 505.5027 | 0.90618 | 554.5694 | 0.031024 | 554.5695 | 0.16731 | 548.83 | -0.0013546 | 554.5694 | 0.0067584 | 506.3487 | 2.9359e-05 | 554.5694 | 0 | 554.5695 | 0 | 554.0637 | -0.00023502 | 761.6959 | 0.41828 | 554.0637 | -0.0013039 | 760.9874 | 0 | 761.6959 | 0.00332 | 549.4133 | 0.4995
| 554.7961 | 0.0031774 | 554.2907 | 0.0017605 | 505.6169 | 0.00154 | 554.7961 | 0.0016016 | 554.2907 | 0.00016418 | 547.8271 | 0.00044066 | 554.2907 | 0.0012274 | 554.7961 | 0.0010123 | 549.6353 | 0.0044625 | 505.6169 | 0.90855 | 554.7961 | 0.031065 | 554.7961 | 0.16545 | 549.06 | -0.00067186 | 554.7961 | 0.0081677 | 506.4656 | 1.5318e-05 | 554.7961 | 0.00083119 | 554.7961 | 0.0005585 | 554.2907 | 0.00042306 | 761.8609 | 0.4214 | 554.2907 | 0.0012163 | 761.1524 | 6.9993e-05 | 761.8609 | 0.00306 | 549.6353 | 0.50111
| 555.0228 | 0.0024631 | 554.5177 | 0.0017282 | 505.7311 | 0 | 555.0228 | 0.00043388 | 554.5177 | 0.00088678 | 548.0524 | 0.00017459 | 554.5177 | 0.00049645 | 555.0228 | 0.00021761 | 549.8574 | 0.003315 | 505.7311 | 0.90959 | 555.0228 | 0.030109 | 555.0228 | 0.16246 | 549.28 | -0.00060684 | 555.0228 | 0.0073554 | 506.5825 | 3.0998e-05 | 555.0228 | 0.00025915 | 555.0228 | 0 | 554.5177 | -4.6656e-05 | 762.0258 | 0.42942 | 554.5177 | -0.00033255 | 761.3174 | 0 | 762.0258 | 0.00334 | 549.8574 | 0.50075
| 555.2495 | 0.0039804 | 554.7447 | 0.0016436 | 505.8453 | 0.00137 | 555.2495 | 0.0010389 | 554.7447 | -0.00032784 | 548.2776 | 0.00040737 | 554.7447 | 0.0012763 | 555.2495 | 0.0010529 | 550.0795 | 0.0029541 | 505.8453 | 0.91462 | 555.2495 | 0.030733 | 555.2495 | 0.16115 | 549.51 | 0.00069354 | 555.2495 | 0.0085764 | 506.6993 | 1.5728e-05 | 555.2495 | 0.0010993 | 555.2495 | 0.00063709 | 554.7447 | 0.00053289 | 762.1907 | 0.43327 | 554.7447 | 0.00077888 | 761.4824 | 6.9993e-05 | 762.1907 | 0.00319 | 550.0795 | 0.50223
| 555.4762 | 0.0023042 | 554.9718 | 0.0016784 | 505.9595 | 0 | 555.4762 | 0.00037561 | 554.9718 | 0.00099264 | 548.5029 | 0.00016371 | 554.9718 | 0.0004436 | 555.4762 | 0.00046585 | 550.3016 | 0.0016302 | 505.9595 | 0.91589 | 555.4762 | 0.029158 | 555.4762 | 0.15867 | 549.74 | 0.0013112 | 555.4762 | 0.0077251 | 506.8162 | 3.1408e-05 | 555.4762 | 0.00019661 | 555.4762 | 0 | 554.9718 | -0.00029193 | 762.3557 | 0.43121 | 554.9718 | -0.001004 | 761.6474 | 0 | 762.3557 | 0.00354 | 550.3016 | 0.49927
| 555.7029 | 0.002747 | 555.1988 | 0.0017279 | 506.0736 | 0.00168 | 555.7029 | 0.001231 | 555.1988 | 7.4701e-05 | 548.7281 | 0.00048569 | 555.1988 | 0.0012582 | 555.7029 | 0.00083407 | 550.5238 | 0.003269 | 506.0736 | 0.90846 | 555.7029 | 0.029057 | 555.7029 | 0.15666 | 549.96 | 7.5855e-05 | 555.7029 | 0.0088108 | 506.9331 | 1.5821e-05 | 555.7029 | 0.00087892 | 555.7029 | 0.00056984 | 555.1988 | 0.0001334 | 762.5206 | 0.43863 | 555.1988 | -0.00040497 | 761.8124 | 6.9993e-05 | 762.5206 | 0.00332 | 550.5238 | 0.50439
| 555.9297 | 0.0025404 | 555.4259 | 0.0015462 | 506.1879 | 0 | 555.9297 | 0.0004518 | 555.4259 | 0.0007956 | 548.9534 | 0.00019578 | 555.4259 | 0.00043903 | 555.9297 | 0.00025116 | 550.7459 | 0.0025151 | 506.1879 | 0.90646 | 555.9297 | 0.027922 | 555.9297 | 0.15409 | 550.19 | -0.0013871 | 555.9297 | 0.0084905 | 507.05 | 3.012e-05 | 555.9297 | 0.00031931 | 555.9297 | 0 | 555.4259 | -0.0002757 | 762.6855 | 0.44155 | 555.4259 | 0.00038336 | 761.9774 | 0 | 762.6855 | 0.00356 | 550.7459 | 0.50059
| 556.1564 | 0.003166 | 555.6529 | 0.0018347 | 506.3021 | 0.00104 | 556.1564 | 0.002294 | 555.6529 | -0.00022372 | 549.1787 | 0.00031118 | 555.6529 | 0.0013013 | 556.1564 | 0.00080499 | 550.9681 | 0.0035135 | 506.3021 | 0.90849 | 556.1564 | 0.028571 | 556.1564 | 0.1524 | 550.42 | 0.00046596 | 556.1564 | 0.0095585 | 507.1669 | 1.4428e-05 | 556.1564 | 0.00090322 | 556.1564 | 0.00063592 | 555.6529 | 0.00045801 | 762.8505 | 0.45212 | 555.6529 | 0.00083819 | 762.1424 | 3.0002e-05 | 762.8505 | 0.00334 | 550.9681 | 0.50026
| 556.3832 | 0.0025489 | 555.88 | 0.0017542 | 506.4163 | 0 | 556.3832 | 0.0002894 | 555.88 | 0.0006429 | 549.404 | 0.00016134 | 555.88 | 0.00051 | 556.3832 | 7.8933e-05 | 551.1902 | 0.0022416 | 506.4163 | 0.92412 | 556.3832 | 0.026809 | 556.3832 | 0.14968 | 550.65 | -0.0016472 | 556.3832 | 0.0090238 | 507.2838 | 2.9394e-05 | 556.3832 | 0.00017668 | 556.3832 | 4.6892e-05 | 555.88 | -0.00028954 | 763.0154 | 0.45269 | 555.88 | -0.0010653 | 762.3075 | 0 | 763.0154 | 0.0036 | 551.1902 | 0.50076
| 556.6099 | 0.003714 | 556.1071 | 0.0017712 | 506.5305 | 0.00065893 | 556.6099 | 0.0013284 | 556.1071 | 0.00041118 | 549.6293 | 0.00050246 | 556.1071 | 0.001197 | 556.6099 | 0.0010028 | 551.4124 | 0.0031126 | 506.5305 | 0.92223 | 556.6099 | 0.027458 | 556.6099 | 0.14698 | 550.87 | 0.0015062 | 556.6099 | 0.010039 | 507.4007 | 1.5189e-05 | 556.6099 | 0.00094093 | 556.6099 | 0.00065739 | 556.1071 | 0.00043886 | 763.1804 | 0.45875 | 556.1071 | -0.00046328 | 762.4725 | 6.9993e-05 | 763.1804 | 0.00332 | 551.4124 | 0.50235
| 556.8367 | 0.0023509 | 556.3342 | 0.0015546 | 506.6447 | 0 | 556.8367 | -2.0233e-05 | 556.3342 | 0.0010519 | 549.8547 | 0.00022614 | 556.3342 | 0.00040457 | 556.8367 | 0.00040547 | 551.6346 | 0.0032946 | 506.6447 | 0.92844 | 556.8367 | 0.026265 | 556.8367 | 0.14464 | 551.1 | -0.00031426 | 556.8367 | 0.0094997 | 507.5176 | 3.1057e-05 | 556.8367 | 0 | 556.8367 | 0 | 556.3342 | -0.00039789 | 763.3454 | 0.46256 | 556.3342 | -0.00090334 | 762.6375 | 0 | 763.3454 | 0.00349 | 551.6346 | 0.50097
| 557.0635 | 0.0029714 | 556.5613 | 0.0017062 | 506.7589 | 0.00248 | 557.0635 | 0.00096589 | 556.5613 | 8.6852e-05 | 550.08 | 0.00058293 | 556.5613 | 0.0013072 | 557.0635 | 0.0010772 | 551.8568 | 0.0025721 | 506.7589 | 0.92876 | 557.0635 | 0.026393 | 557.0635 | 0.14228 | 551.33 | -0.00060684 | 557.0635 | 0.010873 | 507.6345 | 1.6173e-05 | 557.0635 | 0.00097044 | 557.0635 | 0.00064174 | 556.5613 | 0.00044289 | 763.5103 | 0.46988 | 556.5613 | 0.0013144 | 762.8025 | 5.0004e-05 | 763.5103 | 0.00329 | 551.8568 | 0.50564
| 557.2903 | 0.0025177 | 556.7885 | 0.0016277 | 506.8731 | 0 | 557.2903 | 0.00091185 | 556.7885 | 0.00076767 | 550.3053 | 6.2311e-05 | 556.7885 | 0.00032693 | 557.2903 | 0.00033783 | 552.079 | 0.0022129 | 506.8731 | 0.92361 | 557.2903 | 0.025252 | 557.2903 | 0.13986 | 551.55 | -0.00044429 | 557.2903 | 0.010252 | 507.7514 | 3.2228e-05 | 557.2903 | 0.00030812 | 557.2903 | 0 | 556.7885 | -0.00011786 | 763.6753 | 0.4723 | 556.7885 | -0.0010494 | 762.9676 | 0 | 763.6753 | 0.00362 | 552.079 | 0.50235
| 557.5172 | 0.0031135 | 557.0156 | 0.001714 | 506.9874 | 0.0018 | 557.5172 | 0.0011656 | 557.0156 | -0.00019614 | 550.5307 | 0.00057032 | 557.0156 | 0.0012439 | 557.5171 | 0.0012809 | 552.3012 | 0.0024743 | 506.9874 | 0.92399 | 557.5171 | 0.02587 | 557.5172 | 0.13806 | 551.78 | -0.00024923 | 557.5171 | 0.011129 | 507.8683 | 1.6465e-05 | 557.5171 | 0.0010237 | 557.5172 | 0.00080973 | 557.0156 | -6.6663e-05 | 763.8403 | 0.47647 | 557.0156 | 0.00022597 | 763.1326 | 6.9993e-05 | 763.8403 | 0.00342 | 552.3012 | 0.50761
| 557.744 | 0.0025313 | 557.2428 | 0.0014267 | 507.1016 | 0 | 557.744 | 0.00084568 | 557.2428 | 0.00088523 | 550.756 | 0.00018634 | 557.2428 | 0.00037619 | 557.744 | 0.0003672 | 552.5234 | 0.0024265 | 507.1016 | 0.92094 | 557.744 | 0.02395 | 557.744 | 0.1352 | 552.01 | -0.0018096 | 557.744 | 0.010645 | 507.9852 | 3.1959e-05 | 557.744 | 0.00024245 | 557.744 | 0 | 557.2428 | -0.00029074 | 764.0053 | 0.48151 | 557.2428 | -0.00097958 | 763.2976 | 0 | 764.0053 | 0.0036 | 552.5234 | 0.50821
| 557.9708 | 0.0032276 | 557.4699 | 0.0017784 | 507.2158 | 0.00104 | 557.9708 | 0.0010047 | 557.4699 | 0.00012994 | 550.9814 | 0.00032347 | 557.4699 | 0.0011449 | 557.9708 | 0.0010404 | 552.7457 | 0.0038085 | 507.2158 | 0.92552 | 557.9708 | 0.025005 | 557.9708 | 0.13391 | 552.24 | -0.00047681 | 557.9708 | 0.0119 | 508.1021 | 1.5891e-05 | 557.9708 | 0.0010043 | 557.9708 | 0.00078471 | 557.4699 | 0.00058048 | 764.1703 | 0.48442 | 557.4699 | 0.00065866 | 763.4627 | 3.0002e-05 | 764.1703 | 0.00332 | 552.7457 | 0.50774
| 558.1977 | 0.0029173 | 557.6971 | 0.0016526 | 507.3301 | 0 | 558.1977 | 0.00038998 | 557.6971 | 0.0008076 | 551.2068 | 0.00023536 | 557.6971 | 0.00033307 | 558.1977 | 4.1926e-05 | 552.9679 | 0.0023927 | 507.3301 | 0.93241 | 558.1977 | 0.02333 | 558.1977 | 0.1315 | 552.46 | -0.0018747 | 558.1977 | 0.01119 | 508.2191 | 3.2088e-05 | 558.1977 | 0.00045983 | 558.1977 | 0 | 557.6971 | -0.00021621 | 764.3352 | 0.48525 | 557.6971 | -0.00040861 | 763.6277 | 0 | 764.3352 | 0.00362 | 552.9679 | 0.5055
| 558.4246 | 0.0028758 | 557.9243 | 0.0018017 | 507.4443 | 0.00113 | 558.4246 | 0.0014955 | 557.9243 | -0.00021779 | 551.4322 | 0.00038946 | 557.9243 | 0.001253 | 558.4245 | 0.0010012 | 553.1902 | 0.0022709 | 507.4443 | 0.93009 | 558.4245 | 0.024164 | 558.4246 | 0.12939 | 552.69 | -0.00044429 | 558.4245 | 0.012757 | 508.336 | 1.6571e-05 | 558.4245 | 0.00070965 | 558.4246 | 0.00083935 | 557.9243 | 0.00035232 | 764.5003 | 0.49098 | 557.9243 | 0.00064993 | 763.7928 | 6.9993e-05 | 764.5003 | 0.00346 | 553.1902 | 0.50872
| 558.6514 | 0.0026674 | 558.1515 | 0.0015355 | 507.5585 | 0 | 558.6514 | 0.00054695 | 558.1515 | 0.00095486 | 551.6577 | 0.00041939 | 558.1515 | 0.00038305 | 558.6514 | 0.00017163 | 553.4124 | 0.0014875 | 507.5585 | 0.93207 | 558.6514 | 0.022652 | 558.6514 | 0.12648 | 552.92 | -0.0018422 | 558.6514 | 0.011765 | 508.4529 | 3.3504e-05 | 558.6514 | 0.00019315 | 558.6514 | 0 | 558.1515 | -0.00014873 | 764.6653 | 0.50186 | 558.1515 | -0.00048956 | 763.9579 | 0 | 764.6653 | 0.00372 | 553.4124 | 0.50664
| 558.8783 | 0.0030272 | 558.3787 | 0.0016853 | 507.6728 | 0.00194 | 558.8783 | 0.0015261 | 558.3787 | 0.00029442 | 551.8831 | 0.00054836 | 558.3787 | 0.0011335 | 558.8783 | 0.0012452 | 553.6347 | 0.0046274 | 507.6728 | 0.91862 | 558.8783 | 0.023068 | 558.8783 | 0.12472 | 553.15 | -5.4182e-05 | 558.8783 | 0.01337 | 508.5698 | 1.7367e-05 | 558.8783 | 0.0013353 | 558.8783 | 0.00055378 | 558.3787 | 0.0001638 | 764.8302 | 0.50428 | 558.3787 | -8.3439e-05 | 764.1229 | 8.9995e-05 | 764.8302 | 0.00347 | 553.6347 | 0.50513
| 559.1052 | 0.0021452 | 558.606 | 0.001717 | 507.787 | 0 | 559.1052 | 0.0007547 | 558.606 | 0.00066583 | 552.1085 | 0.00014906 | 558.606 | 0.00044987 | 559.1052 | 0.0005605 | 553.857 | 0.00077397 | 507.787 | 0.92072 | 559.1052 | 0.022294 | 559.1052 | 0.12225 | 553.37 | -0.001127 | 559.1052 | 0.012532 | 508.6868 | 3.2767e-05 | 559.1052 | 0.00016054 | 559.1052 | 0 | 558.606 | -0.00014876 | 764.9953 | 0.51137 | 558.606 | 6.4511e-05 | 764.288 | 0 | 764.9953 | 0.00365 | 553.857 | 0.50557
| 559.3321 | 0.0028996 | 558.8332 | 0.0018943 | 507.9013 | 0.00114 | 559.3321 | 0.0010154 | 558.8332 | 0.00012344 | 552.3339 | 0.00027227 | 558.8332 | 0.0011243 | 559.3321 | 0.0013867 | 554.0793 | 0.0021846 | 507.9013 | 0.92484 | 559.3321 | 0.022458 | 559.3321 | 0.12096 | 553.6 | -0.00018422 | 559.3321 | 0.013949 | 508.8037 | 1.5868e-05 | 559.3321 | 0.0014541 | 559.3321 | 0.00076954 | 558.8332 | 0.00044419 | 765.1603 | 0.51718 | 558.8332 | 0.00079058 | 764.4531 | 6.9993e-05 | 765.1603 | 0.00345 | 554.0793 | 0.50566
| 559.559 | 0.0014413 | 559.0604 | 0.0016222 | 508.0156 | 0 | 559.559 | 0.00035317 | 559.0604 | 0.00070908 | 552.5594 | 6.8814e-05 | 559.0604 | 0.00033592 | 559.559 | 0.00033209 | 554.3016 | 0.0013352 | 508.0156 | 0.93133 | 559.559 | 0.02124 | 559.559 | 0.11803 | 553.83 | -0.0019722 | 559.559 | 0.013135 | 508.9207 | 3.0893e-05 | 559.559 | 0.00057114 | 559.559 | 0.00012931 | 559.0604 | -0.00037455 | 765.3253 | 0.5206 | 559.0604 | -0.00093681 | 764.6182 | 0 | 765.3253 | 0.00372 | 554.3016 | 0.50213
| 559.7859 | 0.0032268 | 559.2877 | 0.0017551 | 508.1298 | 0.00139 | 559.7859 | 0.0011241 | 559.2877 | 0.00068017 | 552.7849 | 0.00049001 | 559.2877 | 0.0012157 | 559.786 | 0.0010718 | 554.5239 | 0.0032645 | 508.1298 | 0.92422 | 559.786 | 0.021632 | 559.7859 | 0.11711 | 554.06 | -0.0015496 | 559.786 | 0.014697 | 509.0376 | 1.5458e-05 | 559.786 | 0.0013518 | 559.7859 | 0.00071553 | 559.2877 | 0.00046583 | 765.4903 | 0.52801 | 559.2877 | -0.00014592 | 764.7833 | 3.0002e-05 | 765.4903 | 0.00357 | 554.5239 | 0.50624
| 560.0129 | 0.0030585 | 559.515 | 0.0016735 | 508.2441 | 0 | 560.0129 | 0.00081546 | 559.515 | 0.00073882 | 553.0103 | 0.00019373 | 559.515 | 0.00042638 | 560.0129 | 5.0949e-05 | 554.7462 | 0.0021762 | 508.2441 | 0.92333 | 560.0129 | 0.02019 | 560.0129 | 0.11467 | 554.28 | -0.00047681 | 560.0129 | 0.014401 | 509.1546 | 2.9523e-05 | 560.0129 | 0.00048341 | 560.0129 | 0 | 559.515 | -0.00044072 | 765.6553 | 0.5325 | 559.515 | -0.0010791 | 764.9484 | 0 | 765.6553 | 0.0038 | 554.7462 | 0.50664
| 560.2399 | 0.0029199 | 559.7423 | 0.0017041 | 508.3584 | 0.00048552 | 560.2399 | 0.001593 | 559.7423 | -0.00019346 | 553.2358 | 0.0004094 | 559.7423 | 0.001172 | 560.2399 | 0.0013461 | 554.9686 | 0.0030438 | 508.3584 | 0.93265 | 560.2399 | 0.021005 | 560.2399 | 0.11309 | 554.51 | 0.00043346 | 560.2399 | 0.01548 | 509.2715 | 1.4392e-05 | 560.2399 | 0.00093274 | 560.2399 | 0.00071167 | 559.7423 | -0.00031234 | 765.8204 | 0.53424 | 559.7423 | 0.00018846 | 765.1134 | 5.0004e-05 | 765.8204 | 0.00353 | 554.9686 | 0.50811
| 560.4669 | 0.002068 | 559.9696 | 0.0015586 | 508.4726 | 0 | 560.4669 | 0.0002041 | 559.9696 | 0.00069956 | 553.4613 | 0.00029354 | 559.9696 | 0.00021577 | 560.4669 | 8.9906e-05 | 555.1909 | 0.0017892 | 508.4726 | 0.9386 | 560.4669 | 0.02007 | 560.4669 | 0.11105 | 554.74 | 0.00056349 | 560.4669 | 0.015044 | 509.3885 | 2.9336e-05 | 560.4669 | 0.00036135 | 560.4669 | 9.8133e-06 | 559.9696 | -0.00038657 | 765.9854 | 0.54658 | 559.9696 | 0.00027138 | 765.2785 | 0 | 765.9854 | 0.00369 | 555.1909 | 0.50438
| 560.6938 | 0.0032477 | 560.1969 | 0.0017156 | 508.5869 | 0.00109 | 560.6938 | 0.0015604 | 560.1969 | -8.922e-06 | 553.6868 | 0.00045105 | 560.1969 | 0.0012407 | 560.6938 | 0.0010016 | 555.4133 | 0.0029892 | 508.5869 | 0.92135 | 560.6938 | 0.019988 | 560.6938 | 0.1092 | 554.97 | -0.00021673 | 560.6938 | 0.016614 | 509.5055 | 1.5435e-05 | 560.6938 | 0.0012114 | 560.6938 | 0.00093472 | 560.1969 | 0.00035785 | 766.1504 | 0.54593 | 560.1969 | -0.00062757 | 765.4437 | 6.9993e-05 | 766.1504 | 0.00349 | 555.4133 | 0.50981
| 560.9208 | 0.0024989 | 560.4242 | 0.001686 | 508.7012 | 0 | 560.9208 | 0.00079038 | 560.4242 | 0.00045091 | 553.9123 | 0.00026945 | 560.4242 | 0.00048094 | 560.9208 | 0.00015551 | 555.6356 | 0.0016983 | 508.7012 | 0.91975 | 560.9208 | 0.018875 | 560.9208 | 0.10728 | 555.19 | -0.0017446 | 560.9208 | 0.015731 | 509.6224 | 3.094e-05 | 560.9208 | 0.00023269 | 560.9208 | 7.7913e-05 | 560.4242 | -0.00064502 | 766.3155 | 0.55304 | 560.4242 | -0.00064706 | 765.6088 | 0 | 766.3155 | 0.00373 | 555.6356 | 0.50585
| 561.1478 | 0.0041852 | 560.6516 | 0.0018649 | 508.8155 | 0.00137 | 561.1478 | 0.00093686 | 560.6516 | -8.4599e-05 | 554.1378 | 0.00048628 | 560.6516 | 0.0011276 | 561.1478 | 0.0012496 | 555.858 | 0.0033249 | 508.8155 | 0.92898 | 561.1478 | 0.019803 | 561.1478 | 0.10563 | 555.42 | 0.00040094 | 561.1478 | 0.017234 | 509.7394 | 1.5915e-05 | 561.1478 | 0.0014937 | 561.1478 | 0.00082289 | 560.6516 | 0.00044158 | 766.4805 | 0.55583 | 560.6516 | 0.00044245 | 765.7739 | 5.0004e-05 | 766.4805 | 0.00363 | 555.858 | 0.50976
| 561.3749 | 0.0025251 | 560.8789 | 0.0014583 | 508.9298 | 0 | 561.3749 | 0.00059176 | 560.8789 | 0.00076608 | 554.3634 | 0.00020145 | 560.8789 | 0.00035915 | 561.3749 | 0.00020365 | 556.0804 | 0.002822 | 508.9298 | 0.92321 | 561.3749 | 0.01809 | 561.3749 | 0.10314 | 555.65 | 0.00027091 | 561.3749 | 0.016381 | 509.8564 | 3.1783e-05 | 561.3749 | 0.00057355 | 561.3749 | 6.7768e-05 | 560.8789 | -0.0004604 | 766.6456 | 0.56339 | 560.8789 | -0.00093449 | 765.939 | 0 | 766.6456 | 0.00381 | 556.0804 | 0.50533
| 561.6019 | 0.0036407 | 561.1063 | 0.0019172 | 509.0441 | 0.00118 | 561.6019 | 0.0015403 | 561.1063 | -0.00013679 | 554.5889 | 0.00038417 | 561.1063 | 0.0011701 | 561.6019 | 0.0013753 | 556.3028 | 0.0026225 | 509.0441 | 0.92984 | 561.6019 | 0.019467 | 561.6019 | 0.10227 | 555.87 | -0.0019722 | 561.6019 | 0.018275 | 509.9733 | 1.6219e-05 | 561.6019 | 0.0014396 | 561.6019 | 0.00099608 | 561.1063 | 0.0007133 | 766.8107 | 0.56719 | 561.1063 | 0.00024004 | 766.1041 | 5.0004e-05 | 766.8107 | 0.00366 | 556.3028 | 0.50219
| 561.8289 | 0.0032075 | 561.3336 | 0.0015332 | 509.1583 | 0 | 561.8289 | 0.0012598 | 561.3336 | 0.00075536 | 554.8145 | 0.00011692 | 561.3336 | 0.00040553 | 561.8289 | 0 | 556.5252 | 0.00091057 | 509.1583 | 0.935 | 561.8289 | 0.016997 | 561.8289 | 0.10028 | 556.1 | -0.00015171 | 561.8289 | 0.017792 | 510.0903 | 3.1607e-05 | 561.8289 | 0.00069099 | 561.8289 | 0 | 561.3337 | -0.00023938 | 766.9757 | 0.57833 | 561.3336 | -0.00048905 | 766.2692 | 0 | 766.9757 | 0.00383 | 556.5252 | 0.50447
| 562.056 | 0.0033821 | 561.561 | 0.0017837 | 509.2726 | 0.00142 | 562.056 | 0.0016854 | 561.561 | -2.8889e-05 | 555.04 | 0.00043946 | 561.561 | 0.0011662 | 562.056 | 0.00097552 | 556.7476 | 0.0023947 | 509.2726 | 0.94071 | 562.056 | 0.018507 | 562.056 | 0.10004 | 556.33 | -0.00028175 | 562.056 | 0.019231 | 510.2073 | 1.5435e-05 | 562.056 | 0.0015618 | 562.056 | 0.0009017 | 561.561 | 0.00062736 | 767.1408 | 0.58259 | 561.561 | -0.001049 | 766.4344 | 6.9993e-05 | 767.1408 | 0.00369 | 556.7476 | 0.50468
| 562.2831 | 0.0020401 | 561.7884 | 0.0016493 | 509.387 | 0 | 562.2831 | 0.00047611 | 561.7884 | 0.00090124 | 555.2656 | 0.00016471 | 561.7884 | 0.0003329 | 562.2831 | 0.00041176 | 556.97 | 0.0010961 | 509.387 | 0.93275 | 562.2831 | 0.0174 | 562.2831 | 0.098214 | 556.56 | 0.00085607 | 562.2831 | 0.018898 | 510.3243 | 3.1115e-05 | 562.2831 | 0.00051885 | 562.2831 | 3.1129e-05 | 561.7884 | -0.00028354 | 767.3059 | 0.58955 | 561.7884 | -0.0010082 | 766.5995 | 0 | 767.3059 | 0.00391 | 556.97 | 0.50471
| 562.5101 | 0.0036131 | 562.0158 | 0.0017456 | 509.5013 | 0.00084967 | 562.5101 | 0.001951 | 562.0158 | -7.0346e-05 | 555.4912 | 0.00046807 | 562.0158 | 0.0012108 | 562.5102 | 0.0011876 | 557.1925 | 0.0025558 | 509.5013 | 0.92972 | 562.5102 | 0.01806 | 562.5101 | 0.097055 | 556.79 | 0.00043346 | 562.5102 | 0.020225 | 510.4413 | 1.5739e-05 | 562.5102 | 0.0015645 | 562.5101 | 0.00109 | 562.0158 | 0.00062113 | 767.4709 | 0.59501 | 562.0158 | 0.00085939 | 766.7646 | 5.0004e-05 | 767.4709 | 0.00378 | 557.1925 | 0.50465
| 562.7372 | 0.0028706 | 562.2433 | 0.0015721 | 509.6156 | 0 | 562.7372 | 0.00023231 | 562.2433 | 0.00059901 | 555.7168 | 0.00018154 | 562.2433 | 0.00031326 | 562.7372 | 0 | 557.4149 | 0.0015843 | 509.6156 | 0.93344 | 562.7372 | 0.016574 | 562.7372 | 0.095088 | 557.01 | -0.00041178 | 562.7372 | 0.020286 | 510.5583 | 3.1057e-05 | 562.7372 | 0.00078869 | 562.7372 | 0.00011299 | 562.2433 | 2.4598e-06 | 767.636 | 0.60625 | 562.2433 | -0.00016454 | 766.9298 | 0 | 767.636 | 0.00397 | 557.4149 | 0.49946
| 562.9644 | 0.0040935 | 562.4707 | 0.0017201 | 509.7299 | 0.00213 | 562.9644 | 0.001783 | 562.4707 | 0.00023488 | 555.9424 | 0.00035408 | 562.4707 | 0.00098151 | 562.9643 | 0.00090541 | 557.6374 | 0.0024836 | 509.7299 | 0.92881 | 562.9643 | 0.017236 | 562.9644 | 0.094188 | 557.24 | 0.0018314 | 562.9643 | 0.021409 | 510.6753 | 1.5376e-05 | 562.9643 | 0.0016765 | 562.9644 | 0.00096285 | 562.4707 | 0.00071964 | 767.8011 | 0.6079 | 562.4707 | -0.00022551 | 767.0949 | 6.9993e-05 | 767.8011 | 0.00376 | 557.6374 | 0.50448
| 563.1915 | 0.0025873 | 562.6981 | 0.0014659 | 509.8442 | 0 | 563.1915 | 0.00050687 | 562.6981 | 0.00045287 | 556.168 | 0.00016778 | 562.6981 | 0.00029549 | 563.1915 | 0.00021145 | 557.8599 | 0.0025826 | 509.8442 | 0.93542 | 563.1915 | 0.015425 | 563.1915 | 0.092341 | 557.47 | -0.0001192 | 563.1915 | 0.021456 | 510.7923 | 3.1279e-05 | 563.1915 | 0.00060609 | 563.1915 | 0.00022157 | 562.6982 | -0.000217 | 767.9662 | 0.61331 | 562.6981 | -0.0019554 | 767.2601 | 0 | 767.9662 | 0.00392 | 557.8599 | 0.50581
| 563.4186 | 0.0037638 | 562.9256 | 0.0016382 | 509.9585 | 0.00182 | 563.4186 | 0.0019109 | 562.9256 | -0.00023372 | 556.3937 | 0.00046635 | 562.9256 | 0.0011223 | 563.4186 | 0.0013064 | 558.0823 | 0.0028917 | 509.9585 | 0.93588 | 563.4186 | 0.016804 | 563.4186 | 0.091671 | 557.7 | 0.0016363 | 563.4186 | 0.022719 | 510.9093 | 1.5973e-05 | 563.4186 | 0.0015397 | 563.4186 | 0.00075418 | 562.9256 | 0.00073656 | 768.1313 | 0.6176 | 562.9256 | 0.001059 | 767.4253 | 5.0004e-05 | 768.1313 | 0.0037 | 558.0823 | 0.50425
| 563.6458 | 0.0027325 | 563.1531 | 0.0014546 | 510.0729 | 0 | 563.6458 | 0.0012193 | 563.1531 | 0.00063722 | 556.6193 | 0.00013018 | 563.1531 | 0.00025273 | 563.6457 | 8.2537e-05 | 558.3049 | 0.0019016 | 510.0729 | 0.93537 | 563.6457 | 0.015443 | 563.6458 | 0.089791 | 557.92 | -0.00076939 | 563.6457 | 0.02266 | 511.0263 | 3.0788e-05 | 563.6457 | 0.00074758 | 563.6458 | 0 | 563.1531 | -0.00055983 | 768.2964 | 0.6239 | 563.1531 | -0.00028513 | 767.5904 | 0 | 768.2964 | 0.00383 | 558.3049 | 0.50572
| 563.8729 | 0.0036773 | 563.3806 | 0.0018006 | 510.1872 | 0.00146 | 563.8729 | 0.0010194 | 563.3806 | 1.0026e-05 | 556.845 | 0.00045315 | 563.3806 | 0.0012346 | 563.8729 | 0.0010993 | 558.5273 | 0.0028395 | 510.1872 | 0.94303 | 563.8729 | 0.016501 | 563.8729 | 0.089194 | 558.15 | 0.00043346 | 563.8729 | 0.024271 | 511.1433 | 1.4826e-05 | 563.8729 | 0.0015782 | 563.8729 | 0.00099795 | 563.3806 | 0.00091601 | 768.4615 | 0.63294 | 563.3806 | -0.00020175 | 767.7556 | 5.0004e-05 | 768.4615 | 0.00374 | 558.5273 | 0.50901
| 564.1 | 0.0030902 | 563.6081 | 0.0016413 | 510.3015 | 0 | 564.1 | 0.00041873 | 563.6081 | 0.0012332 | 557.0707 | 5.6025e-05 | 563.6081 | 0.00037353 | 564.1 | 3.7841e-05 | 558.7499 | 0.001125 | 510.3015 | 0.95024 | 564.1 | 0.015416 | 564.1 | 0.08758 | 558.38 | -0.00067186 | 564.1 | 0.024103 | 511.2604 | 3.0378e-05 | 564.1 | 0.00079431 | 564.1 | 0.00013593 | 563.6081 | -0.00056697 | 768.6266 | 0.63764 | 563.6081 | -0.0012726 | 767.9208 | 0 | 768.6266 | 0.00403 | 558.7499 | 0.50818
| 564.3272 | 0.0034955 | 563.8356 | 0.0015252 | 510.4158 | 0.00071094 | 564.3272 | 0.0010258 | 563.8356 | 4.3801e-05 | 557.2963 | 0.00041755 | 563.8356 | 0.0011288 | 564.3272 | 0.0009554 | 558.9724 | 0.0033682 | 510.4158 | 0.95087 | 564.3272 | 0.015609 | 564.3272 | 0.086543 | 558.61 | 0.0013112 | 564.3272 | 0.025893 | 511.3774 | 1.5575e-05 | 564.3272 | 0.0019792 | 564.3272 | 0.00075447 | 563.8356 | 0.00040045 | 768.7917 | 0.63978 | 563.8356 | -9.8302e-05 | 768.0859 | 3.0002e-05 | 768.7917 | 0.00391 | 558.9724 | 0.50651
| 564.5544 | 0.0028195 | 564.0631 | 0.0011164 | 510.5302 | 0 | 564.5544 | 0.00061255 | 564.0631 | 0.00066596 | 557.522 | 0.00026421 | 564.0631 | 0.00035038 | 564.5544 | 0.00035654 | 559.1949 | 0.002072 | 510.5302 | 0.95669 | 564.5544 | 0.014621 | 564.5544 | 0.085036 | 558.83 | -0.00080189 | 564.5544 | 0.025768 | 511.4944 | 3.0401e-05 | 564.5544 | 0.0011029 | 564.5544 | 0.00038008 | 564.0631 | 4.8873e-05 | 768.9568 | 0.64408 | 564.0631 | 0.00044665 | 768.2511 | 0 | 768.9568 | 0.00409 | 559.1949 | 0.50412
| 564.7816 | 0.0036354 | 564.2906 | 0.0015883 | 510.6445 | 0.00106 | 564.7816 | 0.00060922 | 564.2906 | 6.6364e-05 | 557.7477 | 0.00039715 | 564.2906 | 0.0011275 | 564.7816 | 0.00098693 | 559.4175 | 0.0032764 | 510.6445 | 0.96373 | 564.7816 | 0.015639 | 564.7816 | 0.083677 | 559.06 | 0.0002384 | 564.7816 | 0.027151 | 511.6114 | 1.4861e-05 | 564.7816 | 0.0019304 | 564.7816 | 0.00097443 | 564.2906 | 0.00053123 | 769.1219 | 0.65873 | 564.2906 | -0.0011929 | 768.4163 | 5.0004e-05 | 769.1219 | 0.00388 | 559.4175 | 0.50792
| 565.0088 | 0.0028282 | 564.5182 | 0.001245 | 510.7589 | 0 | 565.0088 | 0.00047719 | 564.5182 | 0.00094923 | 557.9734 | 0.00023675 | 564.5182 | 0.00038145 | 565.0088 | 0.00023478 | 559.64 | 0.001146 | 510.7589 | 0.9633 | 565.0088 | 0.014132 | 565.0088 | 0.081976 | 559.29 | 0.0015712 | 565.0088 | 0.027155 | 511.7285 | 3.0155e-05 | 565.0088 | 0.0011994 | 565.0088 | 0.00031447 | 564.5181 | -0.00033131 | 769.2871 | 0.665 | 564.5182 | -0.00033778 | 768.5815 | 0 | 769.2871 | 0.00419 | 559.64 | 0.50363
| 565.236 | 0.0037345 | 564.7457 | 0.0015842 | 510.8732 | 0.00104 | 565.236 | 0.0013028 | 564.7457 | -9.8472e-05 | 558.1992 | 0.00056847 | 564.7457 | 0.0011372 | 565.236 | 0.0011962 | 559.8625 | 0.0020963 | 510.8732 | 0.96645 | 565.236 | 0.014944 | 565.236 | 0.08138 | 559.52 | -0.0008344 | 565.236 | 0.028571 | 511.8455 | 1.5329e-05 | 565.236 | 0.0018616 | 565.236 | 0.00092544 | 564.7457 | 0.00066217 | 769.4522 | 0.67241 | 564.7457 | 0.00059871 | 768.7467 | 5.0004e-05 | 769.4522 | 0.00402 | 559.8626 | 0.50801
| 565.4633 | 0.002837 | 564.9733 | 0.0015653 | 510.9876 | 0 | 565.4633 | 0.00071949 | 564.9733 | 0.00052788 | 558.4249 | 0.00011489 | 564.9733 | 0.00027363 | 565.4633 | 0.00036779 | 560.0851 | 0.0013003 | 510.9876 | 0.95751 | 565.4633 | 0.013747 | 565.4633 | 0.079586 | 559.74 | -0.00070437 | 565.4633 | 0.028451 | 511.9625 | 3.0507e-05 | 565.4633 | 0.00098364 | 565.4633 | 0.00014017 | 564.9733 | -0.00026824 | 769.6173 | 0.67479 | 564.9733 | -0.00098045 | 768.9119 | 0 | 769.6173 | 0.0042 | 560.0851 | 0.50596
| 565.6905 | 0.0041028 | 565.2009 | 0.0015597 | 511.1019 | 0.00048552 | 565.6905 | 0.0013601 | 565.2009 | 8.7907e-05 | 558.6506 | 0.00043431 | 565.2009 | 0.0011561 | 565.6905 | 0.00099026 | 560.3077 | 0.0030339 | 511.1019 | 0.95328 | 565.6905 | 0.014252 | 565.6905 | 0.07899 | 559.97 | 0.0020589 | 565.6905 | 0.03045 | 512.0796 | 1.5189e-05 | 565.6905 | 0.0019049 | 565.6905 | 0.00092304 | 565.2009 | 0.00034683 | 769.7825 | 0.67955 | 565.2009 | 0.00035303 | 769.0771 | 3.0002e-05 | 769.7825 | 0.00387 | 560.3077 | 0.50861
| 565.9178 | 0.0030877 | 565.4284 | 0.0013869 | 511.2163 | 0 | 565.9178 | 0.00035726 | 565.4284 | 0.00065445 | 558.8763 | 0.0001373 | 565.4284 | 0.00037498 | 565.9178 | 0.00023581 | 560.5303 | 0.0016817 | 511.2163 | 0.95433 | 565.9178 | 0.013099 | 565.9178 | 0.077247 | 560.2 | 0.00059601 | 565.9178 | 0.03031 | 512.1966 | 3.1362e-05 | 565.9178 | 0.0011475 | 565.9178 | 0.00034248 | 565.4284 | -0.00064533 | 769.9476 | 0.68737 | 565.4284 | -0.00063264 | 769.2423 | 0 | 769.9476 | 0.00414 | 560.5303 | 0.51038
| 566.145 | 0.0039712 | 565.6561 | 0.0018438 | 511.3307 | 0.00101 | 566.145 | 0.0010374 | 565.6561 | 0.00043702 | 559.1021 | 0.00051311 | 565.6561 | 0.0011799 | 566.145 | 0.0012557 | 560.7529 | 0.0019047 | 511.3307 | 0.97797 | 566.145 | 0.014312 | 566.145 | 0.076834 | 560.43 | 1.0836e-05 | 566.145 | 0.031992 | 512.3137 | 1.6219e-05 | 566.145 | 0.0022814 | 566.145 | 0.00118 | 565.6561 | 0.00017543 | 770.1128 | 0.69081 | 565.6561 | 0.001819 | 769.4075 | 6.9993e-05 | 770.1128 | 0.00401 | 560.7529 | 0.5094
| 566.3723 | 0.0024939 | 565.8837 | 0.0017016 | 511.445 | 0 | 566.3723 | 0.0010673 | 565.8837 | 0.00094298 | 559.3279 | 0.00024522 | 565.8837 | 0.00014716 | 566.3723 | 0.00022274 | 560.9755 | 0.0020209 | 511.445 | 0.97222 | 566.3723 | 0.013041 | 566.3723 | 0.074813 | 560.66 | -0.00096444 | 566.3723 | 0.031867 | 512.4307 | 3.2439e-05 | 566.3723 | 0.0012248 | 566.3723 | 0.00044166 | 565.8837 | -0.00023253 | 770.2779 | 0.70524 | 565.8837 | -0.0018655 | 769.5727 | 0 | 770.2779 | 0.0043 | 560.9755 | 0.50585
| 566.5996 | 0.00372 | 566.1113 | 0.0016662 | 511.5594 | 0.00081498 | 566.5996 | 0.0011235 | 566.1113 | 0.00015768 | 559.5536 | 0.00054618 | 566.1113 | 0.0011627 | 566.5996 | 0.0013116 | 561.1982 | 0.0029679 | 511.5594 | 0.97403 | 566.5996 | 0.013604 | 566.5996 | 0.07406 | 560.88 | 0.002124 | 566.5996 | 0.033554 | 512.5478 | 1.6336e-05 | 566.5996 | 0.0020302 | 566.5996 | 0.00115 | 566.1113 | 0.00051574 | 770.4431 | 0.70697 | 566.1113 | 0.0013122 | 769.738 | 5.0004e-05 | 770.4431 | 0.00403 | 561.1982 | 0.50953
| 566.8269 | 0.0028564 | 566.3389 | 0.0014236 | 511.6738 | 0 | 566.8269 | -0.00042511 | 566.3389 | 0.0010166 | 559.7795 | 0.00026428 | 566.3389 | 0.00023326 | 566.8269 | 0 | 561.4208 | 0.0013669 | 511.6738 | 0.99217 | 566.8269 | 0.012114 | 566.8269 | 0.072214 | 561.11 | -0.0014196 | 566.8269 | 0.033629 | 512.6649 | 3.1115e-05 | 566.8269 | 0.0015597 | 566.8269 | 0.00039067 | 566.3389 | -0.00037217 | 770.6082 | 0.72076 | 566.3389 | -0.00024332 | 769.9032 | 0 | 770.6082 | 0.00428 | 561.4208 | 0.50726
| 567.0543 | 0.0035908 | 566.5666 | 0.0014998 | 511.7882 | 0.00097105 | 567.0543 | 0.0011958 | 566.5666 | -0.00082011 | 560.0052 | 0.00032268 | 566.5666 | 0.0010115 | 567.0542 | 0.0012774 | 561.6434 | 0.0025978 | 511.7882 | 0.98081 | 567.0542 | 0.01308 | 567.0543 | 0.071967 | 561.34 | 0.00030341 | 567.0542 | 0.035494 | 512.7819 | 1.513e-05 | 567.0542 | 0.0022829 | 567.0543 | 0.00094385 | 566.5666 | 0.00032614 | 770.7734 | 0.72701 | 566.5666 | -0.00039525 | 770.0684 | 5.0004e-05 | 770.7734 | 0.00412 | 561.6434 | 0.51063
| 567.2816 | 0.0027622 | 566.7942 | 0.0012153 | 511.9026 | 0 | 567.2816 | 0.0014867 | 566.7942 | 0.00078379 | 560.2311 | 0.00032698 | 566.7942 | 0.00022285 | 567.2816 | 4.6216e-06 | 561.8661 | 0.0020127 | 511.9026 | 0.98562 | 567.2816 | 0.012095 | 567.2816 | 0.070444 | 561.57 | -0.0014846 | 567.2816 | 0.035885 | 512.899 | 2.9371e-05 | 567.2816 | 0.0016259 | 567.2816 | 0.00037331 | 566.7943 | -0.00044169 | 770.9386 | 0.73264 | 566.7942 | -0.0014333 | 770.2337 | 0 | 770.9386 | 0.00433 | 561.8661 | 0.50625
| 567.5089 | 0.0036507 | 567.0219 | 0.0016161 | 512.0169 | 0.00104 | 567.5089 | 0.0015278 | 567.0219 | 2.9948e-05 | 560.4569 | 0.0003439 | 567.0219 | 0.0011625 | 567.5089 | 0.00093174 | 562.0887 | 0.0034547 | 512.0169 | 0.98967 | 567.5089 | 0.012739 | 567.5089 | 0.06993 | 561.79 | 0.0019614 | 567.5089 | 0.037617 | 513.0161 | 1.4744e-05 | 567.5089 | 0.0022556 | 567.5089 | 0.00117 | 567.0219 | 0.00044033 | 771.1037 | 0.73582 | 567.0219 | -0.00026301 | 770.3989 | 5.0004e-05 | 771.1037 | 0.00407 | 562.0888 | 0.50882
| 567.7363 | 0.0025745 | 567.2496 | 0.0014473 | 512.1313 | 0 | 567.7363 | 0.00090392 | 567.2496 | 0.0007507 | 560.6827 | 4.313e-05 | 567.2496 | 0.0002908 | 567.7363 | 3.8405e-05 | 562.3114 | 0.0018059 | 512.1313 | 0.98454 | 567.7363 | 0.011202 | 567.7363 | 0.068255 | 562.02 | -0.0016472 | 567.7363 | 0.037851 | 513.1331 | 2.9617e-05 | 567.7363 | 0.0014079 | 567.7363 | 0.00046124 | 567.2496 | -0.0004357 | 771.2689 | 0.74092 | 567.2496 | -0.00089305 | 770.5641 | 0 | 771.2689 | 0.00426 | 562.3114 | 0.50777
| 567.9636 | 0.0037459 | 567.4773 | 0.0018013 | 512.2457 | 0.00213 | 567.9636 | 0.0013204 | 567.4773 | -8.3664e-05 | 560.9086 | 0.00048797 | 567.4773 | 0.0012442 | 567.9636 | 0.00096331 | 562.5341 | 0.0023405 | 512.2457 | 0.98535 | 567.9636 | 0.012936 | 567.9636 | 0.068332 | 562.25 | -0.00057433 | 567.9636 | 0.040126 | 513.2502 | 1.5411e-05 | 567.9636 | 0.0025461 | 567.9636 | 0.00122 | 567.4773 | 0.00025827 | 771.4341 | 0.75073 | 567.4773 | 0.00076362 | 770.7294 | 6.9993e-05 | 771.4341 | 0.0041 | 562.5341 | 0.50862
| 568.191 | 0.0025933 | 567.705 | 0.0014978 | 512.3601 | 0 | 568.191 | 0.00081671 | 567.705 | 0.00087115 | 561.1345 | -4.0258e-05 | 567.705 | 0.00018902 | 568.191 | 0 | 562.7568 | 0.0021293 | 512.3601 | 0.9813 | 568.191 | 0.011269 | 568.191 | 0.066362 | 562.48 | -0.0022648 | 568.191 | 0.039902 | 513.3673 | 3.1034e-05 | 568.191 | 0.0019723 | 568.191 | 0.00061155 | 567.705 | -0.00024145 | 771.5993 | 0.752 | 567.705 | 0.00021585 | 770.8946 | 0 | 771.5993 | 0.00435 | 562.7568 | 0.50707
| 568.4184 | 0.0034309 | 567.9327 | 0.001731 | 512.4745 | 0.00213 | 568.4184 | 0.0012648 | 567.9327 | -0.00054293 | 561.3603 | 0.00037954 | 567.9327 | 0.0011428 | 568.4184 | 0.0012671 | 562.9795 | 0.0019653 | 512.4745 | 0.98243 | 568.4184 | 0.01222 | 568.4184 | 0.065681 | 562.71 | 0.00075855 | 568.4184 | 0.04225 | 513.4844 | 1.6219e-05 | 568.4184 | 0.0027054 | 568.4184 | 0.00122 | 567.9328 | 0.00030754 | 771.7645 | 0.76424 | 567.9327 | 0.00020572 | 771.0599 | 6.9993e-05 | 771.7645 | 0.00417 | 562.9795 | 0.50776
| 568.6458 | 0.0028569 | 568.1605 | 0.001543 | 512.5889 | 0 | 568.6458 | 4.0377e-07 | 568.1605 | 0.00094445 | 561.5862 | 0.00010588 | 568.1605 | 0.00015744 | 568.6458 | 1.171e-05 | 563.2022 | 0.00074411 | 512.5889 | 0.98133 | 568.6458 | 0.01036 | 568.6458 | 0.064164 | 562.93 | 0.00069354 | 568.6458 | 0.042284 | 513.6015 | 3.1162e-05 | 568.6458 | 0.0019804 | 568.6458 | 0.00072821 | 568.1605 | -0.00047495 | 771.9297 | 0.77358 | 568.1605 | -0.00059414 | 771.2252 | 0 | 771.9297 | 0.00438 | 563.2022 | 0.50429
| 568.8732 | 0.0034654 | 568.3882 | 0.0015634 | 512.7034 | 0.00222 | 568.8732 | 0.00089126 | 568.3882 | -4.861e-05 | 561.8121 | 0.00065776 | 568.3882 | 0.0011828 | 568.8732 | 0.00082855 | 563.425 | 0.0029529 | 512.7034 | 0.98513 | 568.8732 | 0.011735 | 568.8732 | 0.063428 | 563.16 | 0.0017338 | 568.8732 | 0.044284 | 513.7186 | 1.5353e-05 | 568.8732 | 0.0025824 | 568.8732 | 0.00145 | 568.3882 | 0.00046144 | 772.0949 | 0.78071 | 568.3882 | 0.00080435 | 771.3904 | 5.0004e-05 | 772.0949 | 0.00418 | 563.425 | 0.50484
| 569.1006 | 0.0031162 | 568.616 | 0.0014709 | 512.8178 | 0 | 569.1006 | -0.00019909 | 568.616 | 0.00099117 | 562.038 | 0.00024776 | 568.616 | 0.00014832 | 569.1006 | 0 | 563.6477 | 0.0017151 | 512.8178 | 0.98749 | 569.1006 | 0.010553 | 569.1006 | 0.061411 | 563.39 | -0.00044429 | 569.1006 | 0.04391 | 513.8357 | 3.1244e-05 | 569.1006 | 0.0020245 | 569.1006 | 0.00055076 | 568.616 | -0.00027138 | 772.2601 | 0.78432 | 568.616 | -0.00026025 | 771.5557 | 0 | 772.2601 | 0.00445 | 563.6477 | 0.5064
| 569.3281 | 0.0033834 | 568.8438 | 0.0014789 | 512.9322 | 0.00192 | 569.3281 | 0.0017913 | 568.8438 | -0.00015351 | 562.2639 | 0.00029976 | 568.8438 | 0.0010952 | 569.3281 | 0.0010384 | 563.8704 | 0.0021233 | 512.9322 | 1 | 569.3281 | 0.011139 | 569.3281 | 0.06099 | 563.62 | -0.0010295 | 569.3281 | 0.046166 | 513.9528 | 1.6196e-05 | 569.3281 | 0.0027828 | 569.3281 | 0.00135 | 568.8438 | 0.00039478 | 772.4253 | 0.79162 | 568.8438 | -0.00034385 | 771.721 | 8.9995e-05 | 772.4253 | 0.00422 | 563.8704 | 0.50649
| 569.5555 | 0.0029678 | 569.0715 | 0.001287 | 513.0466 | 0 | 569.5555 | 0.00062928 | 569.0715 | -8.2147e-05 | 562.4898 | 0.0002781 | 569.0715 | 0.00015916 | 569.5555 | 0 | 564.0932 | 0.00085131 | 513.0466 | 0.99243 | 569.5555 | 0.0096711 | 569.5555 | 0.059726 | 563.84 | 0.00017338 | 569.5555 | 0.04708 | 514.0699 | 3.2252e-05 | 569.5555 | 0.0019863 | 569.5555 | 0.00068381 | 569.0716 | -0.000549 | 772.5905 | 0.79663 | 569.0715 | -0.00070523 | 771.8863 | 0 | 772.5905 | 0.00457 | 564.0932 | 0.50617
| 569.783 | 0.0043037 | 569.2993 | 0.0014703 | 513.161 | 0.00179 | 569.783 | 0.0013212 | 569.2993 | 4.393e-05 | 562.7157 | 0.00058205 | 569.2993 | 0.0010709 | 569.783 | 0.00078346 | 564.316 | 0.0024367 | 513.161 | 0.99339 | 569.783 | 0.010977 | 569.783 | 0.059318 | 564.07 | -0.00089942 | 569.783 | 0.048795 | 514.187 | 1.6079e-05 | 569.783 | 0.0031442 | 569.783 | 0.00133 | 569.2993 | 0.00066805 | 772.7557 | 0.80727 | 569.2993 | 0.00080297 | 772.0516 | 1.0001e-05 | 772.7557 | 0.00439 | 564.316 | 0.50574
| 570.0104 | 0.0027678 | 569.5271 | 0.0016777 | 513.2755 | 0 | 570.0104 | 0.00032061 | 569.5271 | 0.00042198 | 562.9417 | 1.4346e-05 | 569.5271 | 0.00025457 | 570.0104 | 0.00010909 | 564.5388 | 0.0018211 | 513.2755 | 0.97696 | 570.0104 | 0.010081 | 570.0104 | 0.05813 | 564.3 | -0.00086692 | 570.0104 | 0.049637 | 514.3041 | 3.0507e-05 | 570.0104 | 0.0023228 | 570.0104 | 0.00056985 | 569.5272 | 0.00012821 | 772.921 | 0.81196 | 569.5271 | -0.0002969 | 772.2168 | 0 | 772.921 | 0.00474 | 564.5388 | 0.50751
| 570.2379 | 0.0031258 | 569.755 | 0.0016055 | 513.3899 | 0.00161 | 570.2379 | 0.0012763 | 569.755 | -0.00048869 | 563.1676 | 0.00045995 | 569.755 | 0.00096681 | 570.2379 | 0.0010765 | 564.7615 | 0.0028893 | 513.3899 | 0.97031 | 570.2379 | 0.010458 | 570.2379 | 0.057379 | 564.53 | 0.00020589 | 570.2379 | 0.051734 | 514.4212 | 1.4451e-05 | 570.2379 | 0.0029867 | 570.2379 | 0.00153 | 569.755 | 0.00045121 | 773.0862 | 0.81303 | 569.755 | 0.0010705 | 772.3821 | 6.9993e-05 | 773.0862 | 0.00444 | 564.7615 | 0.50657
| 570.4654 | 0.0030799 | 569.9828 | 0.0014661 | 513.5044 | 0 | 570.4654 | 0.00090842 | 569.9828 | 0.00036343 | 563.3936 | 1.676e-08 | 569.9828 | 0.00023175 | 570.4654 | 1.4909e-05 | 564.9843 | 0.0011672 | 513.5044 | 0.97721 | 570.4654 | 0.0095225 | 570.4654 | 0.055622 | 564.76 | -0.0015822 | 570.4654 | 0.051961 | 514.5383 | 2.9769e-05 | 570.4654 | 0.00256 | 570.4654 | 0.00066169 | 569.9828 | -0.00022641 | 773.2514 | 0.81589 | 569.9828 | -0.000856 | 772.5474 | 0 | 773.2514 | 0.00471 | 564.9843 | 0.50318
| 570.6929 | 0.0031859 | 570.2106 | 0.0014305 | 513.6188 | 0.00224 | 570.6929 | 0.00046548 | 570.2106 | 0.00010027 | 563.6195 | 0.00042601 | 570.2106 | 0.0011435 | 570.6929 | 0.0010983 | 565.2072 | 0.0019702 | 513.6188 | 0.97772 | 570.6929 | 0.0098868 | 570.6929 | 0.055121 | 564.98 | 0.00066102 | 570.6929 | 0.054026 | 514.6555 | 1.5318e-05 | 570.6929 | 0.0034432 | 570.6929 | 0.00154 | 570.2106 | 0.00081239 | 773.4167 | 0.82402 | 570.2106 | -0.00029392 | 772.7127 | 5.0004e-05 | 773.4167 | 0.00443 | 565.2071 | 0.50798
| 570.9205 | 0.0019371 | 570.4385 | 0.0014776 | 513.7332 | 0 | 570.9205 | 0.00095575 | 570.4385 | 0.0008876 | 563.8455 | 0.00010121 | 570.4385 | 0.00023502 | 570.9204 | 0.00021758 | 565.4299 | 0.0017384 | 513.7332 | 0.97409 | 570.9204 | 0.009077 | 570.9205 | 0.053519 | 565.21 | 1.0836e-05 | 570.9204 | 0.053997 | 514.7726 | 2.8656e-05 | 570.9204 | 0.0022854 | 570.9205 | 0.00084658 | 570.4385 | -0.00029987 | 773.5819 | 0.83135 | 570.4385 | -0.0015466 | 772.8781 | 0 | 773.5819 | 0.00472 | 565.4299 | 0.50489
| 571.1479 | 0.0034214 | 570.6664 | 0.0015854 | 513.8477 | 0.00182 | 571.1479 | 0.00088345 | 570.6664 | -0.00016008 | 564.0715 | 0.00035636 | 570.6664 | 0.0011003 | 571.148 | 0.00093108 | 565.6528 | 0.0019726 | 513.8477 | 0.96583 | 571.148 | 0.0094298 | 571.1479 | 0.052972 | 565.44 | -0.001127 | 571.148 | 0.056337 | 514.8897 | 1.3339e-05 | 571.148 | 0.0033908 | 571.148 | 0.00157 | 570.6664 | 0.00070306 | 773.7471 | 0.83893 | 570.6664 | 0.00074464 | 773.0434 | 5.0004e-05 | 773.7471 | 0.00445 | 565.6528 | 0.50848
| 571.3755 | 0.003044 | 570.8942 | 0.00129 | 513.9621 | 0 | 571.3755 | 0.0006736 | 570.8942 | 0.00089698 | 564.2975 | 0.00028889 | 570.8942 | 0.00015387 | 571.3755 | 0 | 565.8756 | 0.0012375 | 513.9621 | 0.96353 | 571.3755 | 0.0085381 | 571.3755 | 0.051846 | 565.67 | 0.0014737 | 571.3755 | 0.056956 | 515.0068 | 2.9277e-05 | 571.3755 | 0.0026841 | 571.3755 | 0.00079672 | 570.8942 | -0.00024491 | 773.9124 | 0.84058 | 570.8942 | -0.00077037 | 773.2087 | 0 | 773.9124 | 0.00472 | 565.8756 | 0.50722
| 571.6031 | 0.0029668 | 571.1221 | 0.001588 | 514.0766 | 0.00109 | 571.6031 | 0.00042697 | 571.1221 | -0.00018731 | 564.5235 | 0.0004718 | 571.1221 | 0.0010337 | 571.6031 | 0.0012404 | 566.0984 | 0.0021385 | 514.0766 | 0.95476 | 571.6031 | 0.0093188 | 571.6031 | 0.051306 | 565.9 | 0.0020589 | 571.6031 | 0.059371 | 515.124 | 1.5927e-05 | 571.6031 | 0.0036179 | 571.6031 | 0.00153 | 571.1221 | 0.00060743 | 774.0776 | 0.85184 | 571.1221 | -0.00022755 | 773.374 | 6.9993e-05 | 774.0776 | 0.00449 | 566.0984 | 0.50406
| 571.8306 | 0.001926 | 571.35 | 0.0015281 | 514.1911 | 0 | 571.8306 | 0.0003551 | 571.35 | 0.00057595 | 564.7496 | 0.00010309 | 571.35 | 0.00020272 | 571.8306 | 0.00012658 | 566.3214 | 0.0012596 | 514.1911 | 0.96625 | 571.8306 | 0.0081057 | 571.8306 | 0.050228 | 566.12 | 0.00043346 | 571.8306 | 0.060586 | 515.2411 | 3.1115e-05 | 571.8306 | 0.0028154 | 571.8306 | 0.00094991 | 571.35 | -0.00040895 | 774.2429 | 0.8565 | 571.35 | 0.00037018 | 773.5393 | 0 | 774.2429 | 0.00477 | 566.3214 | 0.51041
| 572.0582 | 0.0037326 | 571.578 | 0.0016584 | 514.3055 | 0.0025 | 572.0582 | 0.00026689 | 571.578 | -0.00013007 | 564.9756 | 0.00047434 | 571.578 | 0.0011113 | 572.0582 | 0.0010508 | 566.5442 | 0.0026175 | 514.3055 | 0.94451 | 572.0582 | 0.0097256 | 572.0582 | 0.050506 | 566.35 | 0.0010836 | 572.0582 | 0.063334 | 515.3583 | 1.5189e-05 | 572.0582 | 0.0039334 | 572.0582 | 0.00197 | 571.5779 | 0.00121 | 774.4082 | 0.86547 | 571.578 | -0.00071615 | 773.7047 | 5.0004e-05 | 774.4082 | 0.0045 | 566.5442 | 0.51218
| 572.2858 | 0.0022399 | 571.8059 | 0.0014628 | 514.42 | 0 | 572.2858 | 0.00046898 | 571.8059 | 0.00047415 | 565.2017 | 0.00010677 | 571.8059 | 0.00021515 | 572.2858 | 0 | 566.7671 | 0.00087661 | 514.42 | 0.94627 | 572.2858 | 0.0082965 | 572.2858 | 0.048442 | 566.58 | -2.1673e-05 | 572.2858 | 0.063533 | 515.4754 | 3.2146e-05 | 572.2858 | 0.0030325 | 572.2858 | 0.00096266 | 571.8059 | 0.00017707 | 774.5734 | 0.87007 | 571.8059 | -0.00037239 | 773.87 | 0 | 774.5734 | 0.00472 | 566.7671 | 0.50873
| 572.5134 | 0.0029546 | 572.0338 | 0.0014834 | 514.5345 | 0.00168 | 572.5134 | 0.0010493 | 572.0338 | -0.00026625 | 565.4277 | 0.00029455 | 572.0338 | 0.0010442 | 572.5134 | 0.0012919 | 566.99 | 0.0022044 | 514.5345 | 0.93926 | 572.5134 | 0.0089337 | 572.5134 | 0.048328 | 566.81 | 0.0032617 | 572.5134 | 0.066077 | 515.5926 | 1.7203e-05 | 572.5134 | 0.0040567 | 572.5134 | 0.00164 | 572.0338 | 0.00094755 | 774.7387 | 0.87753 | 572.0338 | -9.6835e-06 | 774.0353 | 3.0002e-05 | 774.7387 | 0.00443 | 566.99 | 0.51028
| 572.741 | 0.0021494 | 572.2618 | 0.001284 | 514.6489 | 0 | 572.741 | 0.00022855 | 572.2618 | 0.00030292 | 565.6537 | 0.0001519 | 572.2618 | 0.0001165 | 572.741 | 0 | 567.2129 | 0.0015227 | 514.6489 | 0.93724 | 572.741 | 0.0074672 | 572.741 | 0.04674 | 567.04 | -0.00015171 | 572.741 | 0.067374 | 515.7097 | 3.3376e-05 | 572.741 | 0.0030303 | 572.741 | 0.0009357 | 572.2618 | -0.00032723 | 774.904 | 0.87948 | 572.2618 | -0.00086071 | 774.2007 | 0 | 774.904 | 0.00482 | 567.2129 | 0.50885
| 572.9686 | 0.0027288 | 572.4897 | 0.0014223 | 514.7634 | 0.00217 | 572.9686 | 0.00093708 | 572.4897 | 7.5447e-05 | 565.8798 | 0.00042062 | 572.4897 | 0.00091724 | 572.9686 | 0.0010596 | 567.4358 | 0.0021579 | 514.7634 | 0.92734 | 572.9686 | 0.0084253 | 572.9686 | 0.046659 | 567.26 | 0.00027091 | 572.9686 | 0.069514 | 515.8269 | 1.6524e-05 | 572.9686 | 0.0041129 | 572.9686 | 0.00186 | 572.4897 | 0.00055917 | 775.0693 | 0.892 | 572.4897 | 0.00067774 | 774.366 | 1.0001e-05 | 775.0693 | 0.0046 | 567.4358 | 0.50975
| 573.1963 | 0.0027585 | 572.7177 | 0.0016012 | 514.8779 | 0 | 573.1963 | 0.00096309 | 572.7177 | 0.00056629 | 566.1059 | 6.2394e-05 | 572.7177 | 0.00016813 | 573.1963 | 0.00033535 | 567.6587 | 0.0012951 | 514.8779 | 0.92798 | 573.1963 | 0.0078212 | 573.1963 | 0.045705 | 567.49 | -0.00089942 | 573.1963 | 0.071157 | 515.944 | 2.9991e-05 | 573.1963 | 0.0037232 | 573.1963 | 0.00115 | 572.7177 | 5.2162e-05 | 775.2345 | 0.89416 | 572.7177 | -0.00083286 | 774.5314 | 0 | 775.2345 | 0.00492 | 567.6587 | 0.511
| 573.4239 | 0.0025371 | 572.9457 | 0.0015148 | 514.9924 | 0.00144 | 573.4239 | 0.00075629 | 572.9457 | -0.00015845 | 566.332 | 0.0003697 | 572.9457 | 0.0010402 | 573.4239 | 0.0012653 | 567.8817 | 0.0024426 | 514.9924 | 0.91985 | 573.4239 | 0.0082245 | 573.4239 | 0.045282 | 567.72 | 0.0009211 | 573.4239 | 0.073581 | 516.0612 | 1.3912e-05 | 573.4239 | 0.0041458 | 573.4239 | 0.0018 | 572.9457 | 0.00048384 | 775.3998 | 0.90125 | 572.9457 | 3.2191e-05 | 774.6967 | 5.0004e-05 | 775.3998 | 0.00466 | 567.8817 | 0.51577
| 573.6516 | 0.0023666 | 573.1737 | 0.0014702 | 515.1069 | 0 | 573.6516 | 0.00042061 | 573.1737 | 0.00074635 | 566.5581 | 0.00012126 | 573.1737 | 0.00019865 | 573.6516 | 0.00038676 | 568.1046 | 0.0010735 | 515.1069 | 0.91952 | 573.6516 | 0.0076868 | 573.6516 | 0.044228 | 567.95 | -0.0020698 | 573.6516 | 0.074804 | 516.1784 | 2.827e-05 | 573.6516 | 0.0032326 | 573.6516 | 0.00114 | 573.1737 | -0.00029058 | 775.5651 | 0.9069 | 573.1737 | -0.0001365 | 774.8621 | 0 | 775.5651 | 0.00501 | 568.1046 | 0.51029
| 573.8793 | 0.0030994 | 573.4017 | 0.0014142 | 515.2214 | 0.0012 | 573.8793 | 0.0012368 | 573.4017 | -9.3755e-05 | 566.7842 | 0.00045959 | 573.4017 | 0.0010807 | 573.8792 | 0.00082792 | 568.3275 | 0.0018825 | 515.2214 | 0.92793 | 573.8792 | 0.0083077 | 573.8793 | 0.044018 | 568.18 | -0.0015496 | 573.8792 | 0.077617 | 516.2956 | 1.4557e-05 | 573.8792 | 0.0044302 | 573.8793 | 0.002 | 573.4017 | 0.00030354 | 775.7304 | 0.91743 | 573.4017 | 0.0014112 | 775.0275 | 6.9993e-05 | 775.7304 | 0.00479 | 568.3275 | 0.513
| 574.1069 | 0.0036285 | 573.6297 | 0.0014405 | 515.3359 | 0 | 574.1069 | 0.00047767 | 573.6297 | 0.00043361 | 567.0104 | 0.00022972 | 573.6297 | 0.00027962 | 574.1069 | 6.9559e-05 | 568.5505 | 0.00096525 | 515.3359 | 0.91322 | 574.1069 | 0.0071584 | 574.1069 | 0.042914 | 568.41 | -0.0030776 | 574.1069 | 0.079114 | 516.4127 | 3.0378e-05 | 574.1069 | 0.0040854 | 574.1069 | 0.00135 | 573.6297 | -0.00018678 | 775.8957 | 0.92362 | 573.6297 | -0.00052995 | 775.1928 | 0 | 775.8957 | 0.0051 | 568.5505 | 0.51246
| 574.3346 | 0.0022707 | 573.8578 | 0.0014607 | 515.4504 | 0.00108 | 574.3346 | 0.00098292 | 573.8578 | -0.00017136 | 567.2365 | 0.00054769 | 573.8578 | 0.00096256 | 574.3346 | 0.0011619 | 568.7734 | 0.0017362 | 515.4504 | 0.91496 | 574.3346 | 0.0080715 | 574.3346 | 0.042836 | 568.63 | -0.0022648 | 574.3346 | 0.081784 | 516.5299 | 1.5927e-05 | 574.3346 | 0.0048828 | 574.3346 | 0.00205 | 573.8578 | 0.00080831 | 776.061 | 0.92334 | 573.8578 | 0.00015769 | 775.3582 | 5.0004e-05 | 776.061 | 0.00486 | 568.7734 | 0.51267
| 574.5623 | 0.0023442 | 574.0858 | 0.0012586 | 515.5649 | 0 | 574.5623 | 0.00073018 | 574.0858 | 0.00092471 | 567.4626 | 0.00031493 | 574.0858 | 0.00020614 | 574.5623 | 0 | 568.9964 | 0.0012815 | 515.5649 | 0.92341 | 574.5623 | 0.0070571 | 574.5623 | 0.0413 | 568.86 | -0.00080189 | 574.5623 | 0.083198 | 516.6471 | 3.1982e-05 | 574.5623 | 0.0040465 | 574.5623 | 0.00135 | 574.0858 | -0.00012208 | 776.2263 | 0.93666 | 574.0858 | -0.00057771 | 775.5236 | 0 | 776.2263 | 0.00512 | 568.9964 | 0.51371
| 574.79 | 0.0034854 | 574.3139 | 0.0016272 | 515.6794 | 0.00217 | 574.79 | 0.0013061 | 574.3139 | -3.3068e-05 | 567.6888 | 0.00049155 | 574.3139 | 0.0011354 | 574.79 | 0.0013687 | 569.2194 | 0.0015058 | 515.6794 | 0.92226 | 574.79 | 0.0078717 | 574.79 | 0.041095 | 569.09 | 0.00053099 | 574.79 | 0.08669 | 516.7643 | 1.6055e-05 | 574.79 | 0.0049565 | 574.79 | 0.00232 | 574.3139 | 0.00082029 | 776.3917 | 0.93373 | 574.3139 | 0.00078098 | 775.689 | 3.0002e-05 | 776.3917 | 0.0048 | 569.2194 | 0.51252
| 575.0178 | 0.002209 | 574.5419 | 0.0013578 | 515.7939 | 0 | 575.0178 | 0.00057365 | 574.5419 | 0.00045846 | 567.915 | 0.00018005 | 574.5419 | 0.00014414 | 575.0178 | 0 | 569.4424 | -2.8878e-05 | 515.7939 | 0.91862 | 575.0178 | 0.0068891 | 575.0178 | 0.040189 | 569.32 | -0.0001192 | 575.0178 | 0.08747 | 516.8815 | 3.1736e-05 | 575.0178 | 0.0045635 | 575.0178 | 0.00152 | 574.5419 | -0.00019148 | 776.557 | 0.94536 | 574.5419 | -0.00050132 | 775.8544 | 0 | 776.557 | 0.00508 | 569.4424 | 0.51203
| 575.2455 | 0.0034343 | 574.77 | 0.0014136 | 515.9085 | 0.00208 | 575.2455 | 0.00079708 | 574.77 | -0.00040203 | 568.1412 | 0.00058295 | 574.77 | 0.0010029 | 575.2455 | 0.0011582 | 569.6654 | 0.0023565 | 515.9085 | 0.93338 | 575.2455 | 0.007612 | 575.2455 | 0.039927 | 569.55 | -0.00060684 | 575.2455 | 0.091483 | 516.9987 | 1.5915e-05 | 575.2455 | 0.0055498 | 575.2455 | 0.00216 | 574.77 | 0.00041156 | 776.7223 | 0.93925 | 574.77 | 0.0013971 | 776.0198 | 1.0001e-05 | 776.7223 | 0.00483 | 569.6654 | 0.51155
| 575.4733 | 0.002929 | 574.9981 | 0.0011308 | 516.023 | 0 | 575.4733 | 0.00044325 | 574.9981 | 0.00090263 | 568.3674 | -6.2128e-05 | 574.9981 | 0.00012978 | 575.4733 | 6.9646e-05 | 569.8884 | 0.0020637 | 516.023 | 0.93332 | 575.4733 | 0.0065248 | 575.4733 | 0.038835 | 569.77 | -0.0019722 | 575.4733 | 0.092644 | 517.1159 | 2.9827e-05 | 575.4733 | 0.0047328 | 575.4733 | 0.00156 | 574.9981 | 9.4863e-05 | 776.8876 | 0.94594 | 574.9981 | 0.00045508 | 776.1852 | 0 | 776.8876 | 0.00519 | 569.8884 | 0.50844
| 575.701 | 0.0033485 | 575.2262 | 0.0013148 | 516.1375 | 0.00053755 | 575.701 | 0.00089311 | 575.2262 | -0.00039049 | 568.5936 | 0.00051449 | 575.2262 | 0.0011118 | 575.701 | 0.00092355 | 570.1115 | 0.0020586 | 516.1375 | 0.93466 | 575.701 | 0.0072304 | 575.701 | 0.038952 | 570 | -0.00024923 | 575.701 | 0.096355 | 517.2331 | 1.4205e-05 | 575.701 | 0.0053933 | 575.7011 | 0.00239 | 575.2262 | 0.00073377 | 777.053 | 0.95223 | 575.2262 | 0.00093134 | 776.3506 | 5.0004e-05 | 777.053 | 0.00499 | 570.1115 | 0.51095
| 575.9288 | 0.0022095 | 575.4543 | 0.0015177 | 516.252 | 0 | 575.9288 | 0.00047168 | 575.4543 | 0.00039288 | 568.8198 | 0.00014605 | 575.4543 | 0.00020602 | 575.9288 | 0 | 570.3345 | 0.0019035 | 516.252 | 0.94979 | 575.9288 | 0.006444 | 575.9288 | 0.037952 | 570.23 | -0.0012245 | 575.9288 | 0.097828 | 517.3503 | 2.8059e-05 | 575.9288 | 0.004656 | 575.9288 | 0.0017 | 575.4543 | -0.00018393 | 777.2183 | 0.95419 | 575.4543 | -0.00098825 | 776.516 | 0 | 777.2183 | 0.0054 | 570.3345 | 0.50984
| 576.1566 | 0.0033915 | 575.6825 | 0.0013193 | 516.3666 | 0.00095371 | 576.1566 | 0.0010418 | 575.6825 | -7.8012e-05 | 569.046 | 0.00045797 | 575.6825 | 0.0010558 | 576.1566 | 0.0011275 | 570.5576 | 0.0020637 | 516.3666 | 0.94031 | 576.1566 | 0.0072205 | 576.1566 | 0.037629 | 570.46 | 0.00036844 | 576.1566 | 0.10114 | 517.4675 | 1.4264e-05 | 576.1566 | 0.0057318 | 576.1566 | 0.00262 | 575.6825 | 0.00044728 | 777.3836 | 0.96049 | 575.6825 | 8.3456e-05 | 776.6814 | 5.0004e-05 | 777.3836 | 0.00515 | 570.5576 | 0.51198
| 576.3844 | 0.0025374 | 575.9106 | 0.0013797 | 516.4811 | 0 | 576.3844 | 0.00076767 | 575.9106 | 0.00038301 | 569.2722 | 0.00013053 | 575.9106 | 0.00016621 | 576.3844 | 0.0002368 | 570.7806 | 0.0019889 | 516.4811 | 0.93934 | 576.3844 | 0.0059381 | 576.3844 | 0.036707 | 570.69 | 0.0017338 | 576.3844 | 0.10295 | 517.5847 | 2.9991e-05 | 576.3844 | 0.0052287 | 576.3844 | 0.00172 | 575.9106 | 6.5337e-05 | 777.549 | 0.96934 | 575.9106 | -0.00095204 | 776.8468 | 0 | 777.549 | 0.00548 | 570.7806 | 0.50479
| 576.6122 | 0.002977 | 576.1388 | 0.0013502 | 516.5956 | 0.0016 | 576.6122 | 0.0014146 | 576.1388 | -0.00025281 | 569.4985 | 0.00047937 | 576.1388 | 0.0010927 | 576.6122 | 0.0008775 | 571.0037 | 0.0016283 | 516.5956 | 0.94505 | 576.6122 | 0.0072804 | 576.6122 | 0.036709 | 570.92 | -0.00037928 | 576.6122 | 0.10677 | 517.7019 | 1.6055e-05 | 576.6122 | 0.0062339 | 576.6122 | 0.00259 | 576.1387 | 0.00083776 | 777.7143 | 0.96702 | 576.1388 | 0.00081406 | 777.0122 | 6.9993e-05 | 777.7143 | 0.00517 | 571.0037 | 0.50805
| 576.84 | 0.0032904 | 576.3669 | 0.0011929 | 516.7102 | 0 | 576.84 | 0.00064771 | 576.3669 | 0.00094859 | 569.7247 | 2.8254e-05 | 576.3669 | -2.9716e-05 | 576.84 | 0 | 571.2268 | 0.00020054 | 516.7102 | 0.94113 | 576.84 | 0.0058216 | 576.84 | 0.035258 | 571.14 | -0.001257 | 576.84 | 0.10853 | 517.8191 | 3.1362e-05 | 576.84 | 0.0054934 | 576.84 | 0.00195 | 576.3669 | -0.00026954 | 777.8797 | 0.97541 | 576.3669 | -0.0021812 | 777.1776 | 0 | 777.8797 | 0.00547 | 571.2268 | 0.50353
| 577.0679 | 0.0039039 | 576.5951 | 0.0015086 | 516.8247 | 0.00074563 | 577.0679 | 0.001793 | 576.5951 | -0.00019207 | 569.951 | 0.00037141 | 576.5951 | 0.0011557 | 577.0679 | 0.0010815 | 571.4499 | 0.0012368 | 516.8247 | 0.93554 | 577.0679 | 0.0068325 | 577.0679 | 0.03548 | 571.37 | 0.0010836 | 577.0679 | 0.11271 | 517.9364 | 1.5575e-05 | 577.0679 | 0.0064931 | 577.0679 | 0.00282 | 576.5951 | 0.00078867 | 778.045 | 0.98274 | 576.5951 | 0.00092255 | 777.3431 | 5.0004e-05 | 778.045 | 0.00521 | 571.4499 | 0.50574
| 577.2957 | 0.0021598 | 576.8233 | 0.0012479 | 516.9393 | 0 | 577.2957 | -0.00025712 | 576.8233 | 0.00075504 | 570.1773 | 7.3209e-05 | 576.8233 | 0.00013747 | 577.2957 | 0 | 571.673 | 0.0011549 | 516.9393 | 0.93644 | 577.2957 | 0.0056284 | 577.2957 | 0.034208 | 571.6 | 0.0011162 | 577.2957 | 0.11398 | 518.0536 | 3.0753e-05 | 577.2957 | 0.0056917 | 577.2957 | 0.00204 | 576.8233 | -0.00014925 | 778.2104 | 0.9733 | 576.8233 | -9.2613e-05 | 777.5085 | 0 | 778.2104 | 0.00561 | 571.673 | 0.50199
| 577.5236 | 0.0030187 | 577.0515 | 0.0015006 | 517.0539 | 0.00154 | 577.5236 | 0.0010155 | 577.0515 | -0.00039712 | 570.4036 | 0.0004805 | 577.0515 | 0.0011028 | 577.5236 | 0.00082237 | 571.8961 | 0.0027534 | 517.0539 | 0.93858 | 577.5236 | 0.0068206 | 577.5236 | 0.034426 | 571.83 | 0.0019289 | 577.5236 | 0.11886 | 518.1708 | 1.5353e-05 | 577.5236 | 0.0067511 | 577.5236 | 0.00286 | 577.0515 | 0.00117 | 778.3758 | 0.97968 | 577.0515 | 0.0013316 | 777.6739 | 8.9995e-05 | 778.3758 | 0.00534 | 571.8961 | 0.5092
| 577.7515 | 0.0018911 | 577.2797 | 0.001366 | 517.1684 | 0 | 577.7515 | 0.00028188 | 577.2797 | 0.00069279 | 570.6299 | 0.00014599 | 577.2797 | 8.2902e-05 | 577.7514 | 0 | 572.1192 | 0.0013445 | 517.1684 | 0.94067 | 577.7514 | 0.0054738 | 577.7515 | 0.033265 | 572.06 | -0.00096444 | 577.7514 | 0.12046 | 518.2881 | 2.8949e-05 | 577.7514 | 0.0060595 | 577.7515 | 0.00237 | 577.2797 | -0.00031692 | 778.5411 | 0.97898 | 577.2797 | 0.00047971 | 777.8394 | 0 | 778.5411 | 0.00568 | 572.1192 | 0.50635
| 577.9793 | 0.002902 | 577.5079 | 0.0014129 | 517.283 | 0.0016 | 577.9793 | 0.00092533 | 577.5079 | -0.00055776 | 570.8562 | 0.00036726 | 577.5079 | 0.001044 | 577.9793 | 0.00090047 | 572.3423 | 0.0015717 | 517.283 | 0.94386 | 577.9793 | 0.0067105 | 577.9793 | 0.033177 | 572.29 | 0.00049847 | 577.9793 | 0.12471 | 518.4053 | 1.3713e-05 | 577.9793 | 0.0070814 | 577.9793 | 0.00289 | 577.5079 | 0.00109 | 778.7065 | 0.98173 | 577.5079 | 0.00068705 | 778.0048 | 5.0004e-05 | 778.7065 | 0.0054 | 572.3424 | 0.50588
| 578.2072 | 0.0023413 | 577.7362 | 0.0013574 | 517.3976 | 0 | 578.2072 | 0.0004806 | 577.7362 | 0.0010291 | 571.0825 | 0.00030613 | 577.7362 | 0.00018985 | 578.2072 | 0.00015115 | 572.5655 | 0.0013524 | 517.3976 | 0.93326 | 578.2072 | 0.005514 | 578.2072 | 0.032126 | 572.51 | 4.3346e-05 | 578.2072 | 0.1269 | 518.5225 | 2.9113e-05 | 578.2072 | 0.0063569 | 578.2072 | 0.00233 | 577.7361 | -0.0002056 | 778.8719 | 0.98856 | 577.7362 | -0.0014288 | 778.1703 | 0 | 778.8719 | 0.00586 | 572.5655 | 0.50067
| 578.4351 | 0.0029873 | 577.9644 | 0.0012317 | 517.5122 | 0.00144 | 578.4351 | 0.0015696 | 577.9644 | -0.00050146 | 571.3088 | 0.00039753 | 577.9644 | 0.0011241 | 578.4351 | 0.0010499 | 572.7886 | 0.0010154 | 517.5122 | 0.92121 | 578.4351 | 0.0062617 | 578.4351 | 0.032004 | 572.74 | 0.0027091 | 578.4351 | 0.13124 | 518.6398 | 1.5763e-05 | 578.4351 | 0.0074158 | 578.4351 | 0.00307 | 577.9644 | 0.00105 | 779.0373 | 0.98571 | 577.9644 | 0.0020571 | 778.3357 | 5.0004e-05 | 779.0373 | 0.00566 | 572.7886 | 0.49993
| 578.663 | 0.0020375 | 578.1927 | 0.0011335 | 517.6267 | 0 | 578.663 | 0.0007403 | 578.1927 | 0.00095676 | 571.5352 | 6.7728e-05 | 578.1927 | 0.00013005 | 578.663 | 0.00016345 | 573.0118 | 0.0014448 | 517.6267 | 0.92685 | 578.663 | 0.0050077 | 578.663 | 0.031108 | 572.97 | 0.0016363 | 578.663 | 0.13306 | 518.757 | 3.19e-05 | 578.663 | 0.0067364 | 578.663 | 0.00263 | 578.1927 | 7.1823e-05 | 779.2026 | 0.99205 | 578.1927 | -0.0013704 | 778.5012 | 0 | 779.2026 | 0.00601 | 573.0118 | 0.50356
| 578.8909 | 0.0025324 | 578.4209 | 0.0014239 | 517.7413 | 0.00098839 | 578.8909 | 0.0016716 | 578.4209 | -0.00035155 | 571.7615 | 0.00052618 | 578.4209 | 0.0010149 | 578.891 | 0.0006404 | 573.235 | 0.0015893 | 517.7413 | 0.91496 | 578.891 | 0.0057788 | 578.8909 | 0.031118 | 573.2 | -0.00031426 | 578.891 | 0.13734 | 518.8743 | 1.6571e-05 | 578.891 | 0.0078654 | 578.8909 | 0.00326 | 578.4209 | 0.0008325 | 779.3681 | 0.99733 | 578.4209 | 0.00077096 | 778.6667 | 3.0002e-05 | 779.3681 | 0.00564 | 573.235 | 0.49885
| 579.1189 | 0.0028631 | 578.6492 | 0.0013657 | 517.8559 | 0 | 579.1189 | 0.0010608 | 578.6492 | 0.00075465 | 571.9879 | 0.00018367 | 578.6492 | 0.00014349 | 579.1189 | 0.00011798 | 573.4582 | 0.00085475 | 517.8559 | 0.92265 | 579.1189 | 0.0053042 | 579.1189 | 0.029941 | 573.43 | 0.0011487 | 579.1189 | 0.14 | 518.9915 | 3.053e-05 | 579.1189 | 0.007147 | 579.1189 | 0.00248 | 578.6492 | 4.7314e-05 | 779.5334 | 0.9949 | 578.6492 | -0.00086784 | 778.8321 | 0 | 779.5334 | 0.00586 | 573.4582 | 0.49829
| 579.3469 | 0.0028286 | 578.8775 | 0.0014369 | 517.9705 | 0.0006936 | 579.3469 | 0.00063339 | 578.8775 | -0.00020748 | 572.2142 | 0.00036767 | 578.8775 | 0.00099149 | 579.3468 | 0.00081011 | 573.6813 | 0.0021657 | 517.9705 | 0.91408 | 579.3468 | 0.0057295 | 579.3469 | 0.030285 | 573.66 | -0.00047681 | 579.3468 | 0.14548 | 519.1088 | 1.458e-05 | 579.3468 | 0.0082286 | 579.3469 | 0.00346 | 578.8775 | 0.00051069 | 779.6988 | 0.99396 | 578.8775 | 0.0004618 | 778.9976 | 6.9993e-05 | 779.6988 | 0.00555 | 573.6813 | 0.49849
| 579.5748 | 0.0020073 | 579.1058 | 0.0012103 | 518.0851 | 0 | 579.5748 | 0.00026927 | 579.1058 | 0.00087454 | 572.4406 | 4.5394e-05 | 579.1058 | 0.00022395 | 579.5748 | 0.00023686 | 573.9045 | 0.0016045 | 518.0851 | 0.90323 | 579.5748 | 0.0047959 | 579.5748 | 0.029109 | 573.88 | 0.0014088 | 579.5748 | 0.14834 | 519.2261 | 2.8926e-05 | 579.5748 | 0.0079157 | 579.5748 | 0.00299 | 579.1058 | 0.00027469 | 779.8642 | 0.99084 | 579.1058 | -0.0020042 | 779.1631 | 0 | 779.8642 | 0.00591 | 573.9045 | 0.49534
| 579.8028 | 0.003127 | 579.3341 | 0.0012833 | 518.1997 | 0.00121 | 579.8028 | 0.0010055 | 579.3341 | 1.6262e-05 | 572.667 | 0.00034972 | 579.3341 | 0.00097337 | 579.8028 | 0.0011266 | 574.1278 | 0.0022867 | 518.1997 | 0.90931 | 579.8028 | 0.0056441 | 579.8028 | 0.028959 | 574.11 | -8.6692e-05 | 579.8028 | 0.15223 | 519.3433 | 1.4861e-05 | 579.8028 | 0.0089268 | 579.8028 | 0.00364 | 579.3341 | 0.00073584 | 780.0296 | 0.99496 | 579.3341 | 0.00076272 | 779.3286 | 1.0001e-05 | 780.0296 | 0.00571 | 574.1278 | 0.49622
| 580.0308 | 0.0030018 | 579.5625 | 0.0012008 | 518.3143 | 0 | 580.0308 | 0.0004205 | 579.5625 | 0.00075522 | 572.8934 | 8.5227e-05 | 579.5625 | 3.99e-05 | 580.0308 | 0.00035854 | 574.351 | 0.00056248 | 518.3143 | 0.90925 | 580.0308 | 0.0046562 | 580.0308 | 0.027822 | 574.34 | 0.0020915 | 580.0308 | 0.15502 | 519.4606 | 2.8551e-05 | 580.0308 | 0.0080079 | 580.0308 | 0.00303 | 579.5625 | -0.00011511 | 780.1951 | 0.99314 | 579.5625 | -0.00076969 | 779.4941 | 0 | 780.1951 | 0.00595 | 574.351 | 0.49457
| 580.2588 | 0.0031178 | 579.7908 | 0.0014674 | 518.4289 | 0.00057222 | 580.2588 | 0.00071594 | 579.7908 | -0.00035324 | 573.1198 | 0.00039577 | 579.7908 | 0.00089745 | 580.2588 | 0.00084352 | 574.5742 | 0.0024613 | 518.4289 | 0.90716 | 580.2588 | 0.0059934 | 580.2588 | 0.028384 | 574.57 | 0.0039769 | 580.2588 | 0.16044 | 519.5779 | 1.78e-05 | 580.2588 | 0.009409 | 580.2588 | 0.00395 | 579.7908 | 0.00103 | 780.3605 | 0.99434 | 579.7908 | -0.000518 | 779.6595 | 1.0001e-05 | 780.3605 | 0.00603 | 574.5742 | 0.49348
| 580.4868 | 0.0033348 | 580.0192 | 0.0015145 | 518.5435 | 0 | 580.4868 | 0.00069061 | 580.0192 | 0.00071356 | 573.3463 | 0.00040005 | 580.0192 | 0.00096992 | 580.4868 | 0.0010043 | 574.7975 | 0.0012735 | 518.5435 | 0.90062 | 580.4868 | 0.0054169 | 580.4868 | 0.027454 | 574.8 | -0.0001192 | 580.4868 | 0.16871 | 519.6951 | 2.1618e-05 | 580.4868 | 0.0096869 | 580.4868 | 0.00425 | 580.0192 | 0.00086133 | 780.5259 | 0.99801 | 580.0192 | 0.00078844 | 779.8251 | 0 | 780.5259 | 0.00613 | 574.7975 | 0.49112
| 580.7148 | 0.0022506 | 580.2475 | 0.0011071 | 518.6581 | 0.00113 | 580.7148 | 0.0007804 | 580.2475 | 0.00068317 | 573.5727 | -1.2967e-06 | 580.2475 | 0.00012136 | 580.7148 | 0 | 575.0208 | 0.00083892 | 518.6581 | 0.89566 | 580.7148 | 0.0045544 | 580.7148 | 0.026098 | 575.03 | 0.0015712 | 580.7148 | 0.17315 | 519.8124 | 1.1781e-05 | 580.7148 | 0.009009 | 580.7148 | 0.00313 | 580.2475 | 0.00029701 | 780.6913 | 0.99877 | 580.2475 | -0.0010898 | 779.9905 | 0 | 780.6913 | 0.00628 | 575.0208 | 0.48982
| 580.9428 | 0.0027013 | 580.4759 | 0.001378 | 518.7727 | 0 | 580.9428 | 0.00049553 | 580.4759 | -0.00037225 | 573.7991 | 0.00039206 | 580.4759 | 0.001087 | 580.9428 | 0.00092165 | 575.244 | 0.0019957 | 518.7727 | 0.89514 | 580.9428 | 0.0057646 | 580.9428 | 0.026709 | 575.26 | 0.0025791 | 580.9428 | 0.17801 | 519.9297 | 1.0715e-05 | 580.9428 | 0.0099327 | 580.9428 | 0.00439 | 580.4759 | 0.00112 | 780.8568 | 1 | 580.4759 | 0.00064449 | 780.1561 | 0 | 780.8568 | 0.00599 | 575.244 | 0.49277
| 581.1709 | 0.0019665 | 580.7043 | 0.0011836 | 518.8874 | 0.00053755 | 581.1709 | -9.6323e-05 | 580.7043 | 0.00055152 | 574.0256 | 0.00022005 | 580.7043 | 5.1195e-05 | 581.1709 | 0.00024868 | 575.4673 | 0.0014392 | 518.8874 | 0.87843 | 581.1709 | 0.0041342 | 581.1709 | 0.025351 | 575.48 | 0.002384 | 581.1709 | 0.18022 | 520.047 | 9.6731e-06 | 581.1709 | 0.0095707 | 581.1709 | 0.00372 | 580.7043 | 0.00023627 | 781.0222 | 0.99965 | 580.7043 | -0.00063048 | 780.3216 | 0 | 781.0222 | 0.00629 | 575.4673 | 0.48963
| 581.3989 | 0.0029425 | 580.9327 | 0.0014589 | 519.002 | 0 | 581.3989 | 0.00099117 | 580.9327 | -0.00051119 | 574.2521 | 0.00036526 | 580.9327 | 0.00099569 | 581.3989 | 0.00035617 | 575.6906 | 0.0023928 | 519.002 | 0.88074 | 581.3989 | 0.005283 | 581.3989 | 0.025672 | 575.71 | 0.002449 | 581.3989 | 0.18684 | 520.1643 | 9.1812e-06 | 581.3989 | 0.010787 | 581.3989 | 0.0047 | 580.9327 | 0.0009052 | 781.1876 | 0.99445 | 580.9327 | -0.00021055 | 780.4871 | 0 | 781.1876 | 0.00613 | 575.6906 | 0.49158
| 581.627 | 0.0025643 | 581.1611 | 0.0010542 | 519.1166 | 0.00168 | 581.627 | 0.00045049 | 581.1611 | 0.00054184 | 574.4785 | 0.00011456 | 581.1611 | 0.00019336 | 581.627 | 0.00018883 | 575.9138 | 0.00069431 | 519.1166 | 0.86864 | 581.627 | 0.0041179 | 581.627 | 0.024955 | 575.94 | 0.0011487 | 581.627 | 0.19094 | 520.2816 | 9.3803e-06 | 581.627 | 0.010222 | 581.627 | 0.00382 | 581.1611 | -0.00011554 | 781.3531 | 0.99112 | 581.1611 | -0.00075759 | 780.6526 | 0 | 781.3531 | 0.00653 | 575.9138 | 0.48713
| 581.8551 | 0.003606 | 581.3895 | 0.0012467 | 519.2313 | 0 | 581.8551 | 0.0011784 | 581.3895 | -0.00011723 | 574.705 | 0.00045509 | 581.3895 | 0.00092168 | 581.8551 | 0.0009672 | 576.1371 | 0.00060323 | 519.2313 | 0.8546 | 581.8551 | 0.0050658 | 581.8551 | 0.024997 | 576.17 | 0.0030341 | 581.8551 | 0.19759 | 520.3989 | 8.6777e-06 | 581.8551 | 0.01139 | 581.8551 | 0.00483 | 581.3895 | 0.00127 | 781.5185 | 0.98866 | 581.3895 | 0.00056445 | 780.8181 | 0 | 781.5185 | 0.00635 | 576.1372 | 0.48932
| 582.0832 | 0.0022717 | 581.618 | 0.00097201 | 519.3459 | 0.00118 | 582.0832 | 0.00012451 | 581.618 | 0.00047571 | 574.9315 | 0.00010466 | 581.618 | 0.00015702 | 582.0832 | 0 | 576.3605 | 0.00077044 | 519.3459 | 0.83983 | 582.0832 | 0.0036734 | 582.0832 | 0.024193 | 576.4 | 0.0070653 | 582.0832 | 0.20121 | 520.5162 | 9.2984e-06 | 582.0832 | 0.010642 | 582.0832 | 0.00415 | 581.618 | -0.00017085 | 781.684 | 0.98128 | 581.618 | 6.022e-05 | 780.9836 | 0 | 781.684 | 0.00669 | 576.3605 | 0.4893
| 582.3113 | 0.0023382 | 581.8464 | 0.0013613 | 519.4606 | 0 | 582.3113 | 0.00093704 | 581.8464 | -6.0847e-05 | 575.158 | 0.00045677 | 581.8464 | 0.0011133 | 582.3113 | 0.00079042 | 576.5838 | 0.0017875 | 519.4606 | 0.83813 | 582.3113 | 0.0049127 | 582.3113 | 0.02435 | 576.63 | 0.0064477 | 582.3113 | 0.20847 | 520.6335 | 9.2632e-06 | 582.3113 | 0.011701 | 582.3113 | 0.00495 | 581.8464 | 0.00125 | 781.8494 | 0.98066 | 581.8464 | 0.0007533 | 781.1492 | 0 | 781.8494 | 0.00648 | 576.5838 | 0.48827
| 582.5394 | 0.0026769 | 582.0749 | 0.0011022 | 519.5752 | 0.00175 | 582.5394 | 0.00044891 | 582.0749 | 0.00069124 | 575.3845 | 0.00013664 | 582.0749 | 8.9453e-05 | 582.5394 | 4.186e-06 | 576.8071 | 0.00073304 | 519.5752 | 0.83154 | 582.5394 | 0.0036096 | 582.5394 | 0.023023 | 576.85 | 0.0077805 | 582.5394 | 0.21232 | 520.7508 | 1.0516e-05 | 582.5394 | 0.011547 | 582.5394 | 0.00449 | 582.0749 | 4.5326e-06 | 782.0149 | 0.9829 | 582.0749 | -0.0016713 | 781.3147 | 0 | 782.0149 | 0.00678 | 576.8071 | 0.48558
| 582.7675 | 0.0037393 | 582.3033 | 0.0012549 | 519.6898 | 0 | 582.7675 | 0.00092667 | 582.3033 | -0.00027406 | 575.6111 | 0.00033895 | 582.3033 | 0.0010276 | 582.7675 | 0.00057711 | 577.0305 | 0.0016802 | 519.6898 | 0.82462 | 582.7675 | 0.0046539 | 582.7675 | 0.023634 | 577.08 | 0.0080731 | 582.7675 | 0.21852 | 520.8681 | 9.0524e-06 | 582.7675 | 0.012841 | 582.7675 | 0.00535 | 582.3033 | 0.00115 | 782.1803 | 0.99246 | 582.3033 | 0.00072312 | 781.4802 | 0 | 782.1803 | 0.00654 | 577.0305 | 0.48569
| 582.9957 | 0.0023243 | 582.5318 | 0.001127 | 519.8045 | 0.00106 | 582.9957 | -5.1771e-05 | 582.5318 | 0.00043291 | 575.8376 | 8.2349e-05 | 582.5318 | 7.7261e-05 | 582.9956 | 0 | 577.2538 | 0.0011634 | 519.8045 | 0.8171 | 582.9956 | 0.0036982 | 582.9957 | 0.022498 | 577.31 | 0.010479 | 582.9956 | 0.22419 | 520.9854 | 8.5606e-06 | 582.9956 | 0.012465 | 582.9957 | 0.00472 | 582.5318 | 0.00026777 | 782.3458 | 0.9805 | 582.5318 | -0.00060086 | 781.6458 | 0 | 782.3458 | 0.00696 | 577.2539 | 0.48596
| 583.2238 | 0.0030689 | 582.7603 | 0.0012353 | 519.9192 | 0 | 583.2238 | 0.00066632 | 582.7603 | 0.00042729 | 576.0641 | 0.00029387 | 582.7603 | 0.00097027 | 583.2238 | 0.00071649 | 577.4772 | 0.0018375 | 519.9192 | 0.80213 | 583.2238 | 0.0046094 | 583.2238 | 0.022887 | 577.54 | 0.010121 | 583.2238 | 0.23168 | 521.1027 | 8.4318e-06 | 583.2238 | 0.013456 | 583.2238 | 0.00574 | 582.7603 | 0.00116 | 782.5113 | 0.98207 | 582.7603 | 1.5545e-05 | 781.8113 | 0 | 782.5113 | 0.00682 | 577.4772 | 0.48493
| 583.452 | 0.0025725 | 582.9888 | 0.0012039 | 520.0338 | 0.00113 | 583.452 | 0.0003456 | 582.9888 | 0.00057592 | 576.2907 | 0.00013204 | 582.9888 | 9.0456e-05 | 583.452 | 0.00013403 | 577.7006 | 0.00076587 | 520.0338 | 0.80915 | 583.452 | 0.0035749 | 583.452 | 0.022037 | 577.77 | 0.014348 | 583.452 | 0.23829 | 521.2201 | 8.9939e-06 | 583.452 | 0.01265 | 583.452 | 0.00491 | 582.9888 | 0.0007743 | 782.6768 | 0.97846 | 582.9888 | -0.00092843 | 781.9769 | 0 | 782.6768 | 0.00697 | 577.7006 | 0.48285
| 583.6801 | 0.0026605 | 583.2173 | 0.00091404 | 520.1485 | 0 | 583.6801 | 0.0010736 | 583.2173 | -0.00064594 | 576.5173 | 0.0003254 | 583.2173 | 0.00089017 | 583.6801 | 0.0011017 | 577.924 | 0.0016059 | 520.1485 | 0.79185 | 583.6801 | 0.0048637 | 583.6801 | 0.022492 | 578 | 0.01555 | 583.6801 | 0.24645 | 521.3374 | 1.0095e-05 | 583.6801 | 0.014207 | 583.6801 | 0.00614 | 583.2173 | 0.00128 | 782.8423 | 0.97523 | 583.2173 | 0.0025963 | 782.1425 | 0 | 782.8423 | 0.00665 | 577.9239 | 0.48321
| 583.9083 | 0.0018715 | 583.4459 | 0.0010152 | 520.2632 | 0.00163 | 583.9083 | 0.00039582 | 583.4459 | 0.0010104 | 576.7438 | 9.2954e-05 | 583.4459 | 4.0544e-05 | 583.9083 | 0 | 578.1473 | 0.00073892 | 520.2632 | 0.78153 | 583.9083 | 0.0036999 | 583.9083 | 0.021521 | 578.23 | 0.019029 | 583.9083 | 0.25202 | 521.4547 | 9.0993e-06 | 583.9083 | 0.013753 | 583.9083 | 0.0054 | 583.4459 | 0.00037098 | 783.0077 | 0.97124 | 583.4459 | -0.00079719 | 782.308 | 0 | 783.0077 | 0.00702 | 578.1473 | 0.4807
| 584.1365 | 0.0034451 | 583.6744 | 0.0014044 | 520.3778 | 0 | 584.1365 | 0.0012675 | 583.6744 | -0.00043706 | 576.9705 | 0.00041078 | 583.6744 | 0.001015 | 584.1365 | 0.0011953 | 578.3707 | 0.0017285 | 520.3778 | 0.77896 | 584.1365 | 0.004798 | 584.1365 | 0.021993 | 578.46 | 0.016948 | 584.1365 | 0.26136 | 521.572 | 8.2327e-06 | 584.1365 | 0.015005 | 584.1365 | 0.00639 | 583.6744 | 0.00093026 | 783.1732 | 0.96658 | 583.6744 | 0.0012291 | 782.4736 | 0 | 783.1732 | 0.00688 | 578.3707 | 0.48044
| 584.3647 | 0.0023842 | 583.903 | 0.00099418 | 520.4925 | 0.0016 | 584.3647 | 0.00041824 | 583.903 | 0.00064769 | 577.197 | 0.00018229 | 583.903 | 6.5531e-05 | 584.3647 | 6.1721e-05 | 578.5942 | 0.0016633 | 520.4925 | 0.76439 | 584.3647 | 0.0033728 | 584.3647 | 0.02052 | 578.68 | 0.021825 | 584.3647 | 0.26603 | 521.6894 | 8.5372e-06 | 584.3647 | 0.014318 | 584.3647 | 0.00562 | 583.903 | 0.00055751 | 783.3387 | 0.96658 | 583.903 | -0.0008005 | 782.6391 | 0 | 783.3387 | 0.00718 | 578.5942 | 0.47929
| 584.593 | 0.0030196 | 584.1315 | 0.0013261 | 520.6072 | 0 | 584.593 | 0.0014902 | 584.1315 | -6.3569e-05 | 577.4236 | 0.00042642 | 584.1315 | 0.0010133 | 584.5929 | 0.0010906 | 578.8176 | 0.0018403 | 520.6072 | 0.76119 | 584.5929 | 0.0046029 | 584.593 | 0.021518 | 578.91 | 0.023449 | 584.5929 | 0.27668 | 521.8067 | 9.2984e-06 | 584.5929 | 0.016066 | 584.593 | 0.00693 | 584.1315 | 0.00126 | 783.5042 | 0.9673 | 584.1315 | 0.001201 | 782.8047 | 0 | 783.5042 | 0.00691 | 578.8176 | 0.48285
| 584.8212 | 0.00231 | 584.3601 | 0.00087838 | 520.7219 | 0.00097105 | 584.8212 | 0.001259 | 584.3601 | 0.00066359 | 577.6503 | 0.00026385 | 584.3601 | -1.0223e-05 | 584.8212 | 5.59e-05 | 579.041 | 0.00094825 | 520.7219 | 0.74242 | 584.8212 | 0.0033738 | 584.8212 | 0.02014 | 579.14 | 0.034405 | 584.8212 | 0.28339 | 521.9241 | 1.0247e-05 | 584.8212 | 0.015393 | 584.8212 | 0.00594 | 584.3601 | 0.00028389 | 783.6697 | 0.96686 | 584.3601 | -0.00012281 | 782.9703 | 0 | 783.6697 | 0.00727 | 579.041 | 0.47914
| 585.0494 | 0.0022482 | 584.5887 | 0.0012361 | 520.8366 | 0 | 585.0494 | 0.0016009 | 584.5887 | -0.0001307 | 577.8769 | 0.00049901 | 584.5887 | 0.00096376 | 585.0494 | 0.00092337 | 579.2645 | 0.0018446 | 520.8366 | 0.74126 | 585.0494 | 0.0045596 | 585.0494 | 0.020848 | 579.37 | 0.036063 | 585.0494 | 0.29247 | 522.0414 | 9.6731e-06 | 585.0494 | 0.017409 | 585.0494 | 0.0073 | 584.5887 | 0.00122 | 783.8352 | 0.96656 | 584.5887 | 0.00072997 | 783.1359 | 0 | 783.8352 | 0.00711 | 579.2645 | 0.47632
| 585.2776 | 0.0024336 | 584.8173 | 0.0011403 | 520.9513 | 0.00158 | 585.2776 | 9.4892e-05 | 584.8173 | 0.00087563 | 578.1036 | 0.00018987 | 584.8173 | 6.4504e-05 | 585.2777 | 0 | 579.4879 | 0.0014881 | 520.9513 | 0.74583 | 585.2777 | 0.0033751 | 585.2776 | 0.019626 | 579.6 | 0.042532 | 585.2777 | 0.29838 | 522.1588 | 1.0177e-05 | 585.2777 | 0.016483 | 585.2776 | 0.0065 | 584.8173 | 0.00052852 | 784.0007 | 0.95898 | 584.8173 | -0.00050772 | 783.3015 | 0 | 784.0007 | 0.00743 | 579.4879 | 0.47432
| 585.5059 | 0.0043512 | 585.0459 | 0.0011975 | 521.066 | 0 | 585.5059 | 0.00065927 | 585.0459 | -0.00023672 | 578.3302 | 0.00066048 | 585.0459 | 0.0010321 | 585.5059 | 0.00091399 | 579.7114 | 0.0019462 | 521.066 | 0.73456 | 585.5059 | 0.0043487 | 585.5059 | 0.0203 | 579.83 | 0.043833 | 585.5059 | 0.30742 | 522.2761 | 1.0341e-05 | 585.5059 | 0.017986 | 585.5059 | 0.00762 | 585.0459 | 0.00117 | 784.1662 | 0.95962 | 585.0459 | -0.0010677 | 783.4671 | 0 | 784.1662 | 0.00745 | 579.7114 | 0.4729
| 585.7342 | 0.0019947 | 585.2745 | 0.0010232 | 521.1807 | 0.00019074 | 585.7342 | -0.00011667 | 585.2745 | 0.00077722 | 578.5569 | 0.00018811 | 585.2745 | -1.5826e-05 | 585.7342 | 3.5038e-05 | 579.9349 | 0.0001215 | 521.1807 | 0.73141 | 585.7342 | 0.0032416 | 585.7342 | 0.018874 | 580.06 | 0.052026 | 585.7342 | 0.31274 | 522.3935 | 1.1336e-05 | 585.7342 | 0.017213 | 585.7342 | 0.00686 | 585.2745 | 0.00042089 | 784.3318 | 0.94212 | 585.2745 | -0.00032352 | 783.6327 | 0 | 784.3318 | 0.00786 | 579.9349 | 0.47279
| 585.9625 | 0.0033632 | 585.5032 | 0.0012297 | 521.2954 | 0 | 585.9625 | 0.0015058 | 585.5032 | -0.00048717 | 578.7835 | 0.00035873 | 585.5032 | 0.00089637 | 585.9625 | 0.00080923 | 580.1583 | 0.0023398 | 521.2954 | 0.73519 | 585.9625 | 0.0040774 | 585.9625 | 0.01944 | 580.28 | 0.054464 | 585.9625 | 0.32158 | 522.5108 | 1.1149e-05 | 585.9625 | 0.018641 | 585.9625 | 0.00781 | 585.5032 | 0.00142 | 784.4973 | 0.93636 | 585.5032 | -0.00041465 | 783.7983 | 0 | 784.4973 | 0.0078 | 580.1583 | 0.46951
| 586.1908 | 0.0017746 | 585.7318 | 0.0009544 | 521.4101 | 0.00081498 | 586.1908 | 0.0010167 | 585.7318 | 0.00060948 | 579.0102 | 0.00012474 | 585.7318 | 3.7279e-05 | 586.1908 | 0 | 580.3818 | -3.8696e-05 | 521.4101 | 0.72616 | 586.1908 | 0.0030008 | 586.1908 | 0.018126 | 580.51 | 0.06607 | 586.1908 | 0.3278 | 522.6282 | 1.068e-05 | 586.1908 | 0.017975 | 586.1908 | 0.00727 | 585.7318 | 0.00027304 | 784.6628 | 0.9268 | 585.7318 | -0.0010935 | 783.9639 | 0 | 784.6628 | 0.00807 | 580.3818 | 0.46864
| 586.4191 | 0.0044715 | 585.9605 | 0.00083447 | 521.5249 | 0 | 586.4191 | 0.0013628 | 585.9605 | -0.00025209 | 579.2369 | 0.00046422 | 585.9605 | 0.0010459 | 586.4191 | 0.00096478 | 580.6053 | 0.0028534 | 521.5249 | 0.72343 | 586.4191 | 0.004169 | 586.4191 | 0.018845 | 580.74 | 0.067988 | 586.4191 | 0.33664 | 522.7456 | 1.0879e-05 | 586.4191 | 0.019568 | 586.4191 | 0.00848 | 585.9605 | 0.0015 | 784.8284 | 0.92636 | 585.9605 | 0.00099057 | 784.1295 | 0 | 784.8284 | 0.00803 | 580.6054 | 0.47138
| 586.6474 | 0.0017217 | 586.1891 | 0.0010159 | 521.6396 | 0.00205 | 586.6474 | 0.00063426 | 586.1891 | 0.0006789 | 579.4636 | 0.00025544 | 586.1891 | 0.00016463 | 586.6474 | 0 | 580.8289 | 0.00086296 | 521.6396 | 0.7236 | 586.6474 | 0.0028421 | 586.6474 | 0.017574 | 580.97 | 0.082909 | 586.6474 | 0.34415 | 522.8629 | 1.1125e-05 | 586.6474 | 0.019199 | 586.6474 | 0.00787 | 586.1891 | 0.00082918 | 784.9939 | 0.92568 | 586.1891 | -0.00029059 | 784.2951 | 0 | 784.9939 | 0.00848 | 580.8289 | 0.46553
| 586.8757 | 0.0022849 | 586.4178 | 0.0012381 | 521.7543 | 0 | 586.8757 | 0.0012983 | 586.4178 | -0.00076381 | 579.6903 | 0.00038718 | 586.4178 | 0.00093332 | 586.8758 | 0.00076943 | 581.0524 | 0.0021873 | 521.7543 | 0.72445 | 586.8758 | 0.004043 | 586.8757 | 0.018139 | 581.2 | 0.076831 | 586.8758 | 0.35592 | 522.9803 | 1.068e-05 | 586.8758 | 0.020595 | 586.8757 | 0.00887 | 586.4178 | 0.00142 | 785.1594 | 0.92471 | 586.4178 | 6.3205e-05 | 784.4607 | 0 | 785.1594 | 0.0083 | 581.0524 | 0.46516
| 587.1041 | 0.0025147 | 586.6465 | 0.00080243 | 521.869 | 0.00093636 | 587.1041 | -0.00036269 | 586.6465 | 0.00072039 | 579.9171 | 0.0002182 | 586.6465 | 0.00013048 | 587.1041 | 0 | 581.2759 | 0.0012335 | 521.869 | 0.7198 | 587.1041 | 0.0025725 | 587.1041 | 0.017088 | 581.43 | 0.088436 | 587.1041 | 0.36439 | 523.0977 | 1.0247e-05 | 587.1041 | 0.020319 | 587.1041 | 0.00829 | 586.6465 | 0.0005399 | 785.325 | 0.91525 | 586.6465 | 0.00071702 | 784.6264 | 0 | 785.325 | 0.00858 | 581.2759 | 0.4655
| 587.3325 | 0.0031831 | 586.8752 | 0.0013947 | 521.9838 | 0 | 587.3325 | 0.0011819 | 586.8752 | -0.00043563 | 580.1438 | 0.0004614 | 586.8752 | 0.00094811 | 587.3325 | 0.00077677 | 581.4995 | 0.0014768 | 521.9838 | 0.70177 | 587.3325 | 0.0038644 | 587.3325 | 0.017816 | 581.66 | 0.091849 | 587.3325 | 0.37604 | 523.2151 | 9.7668e-06 | 587.3325 | 0.021939 | 587.3325 | 0.00947 | 586.8752 | 0.00145 | 785.4905 | 0.90249 | 586.8752 | 0.00072122 | 784.792 | 0 | 785.4905 | 0.00835 | 581.4995 | 0.46785
| 587.5609 | 0.0025201 | 587.1039 | 0.0011328 | 522.0985 | 0.00097105 | 587.5609 | 0.00013446 | 587.1039 | 0.00075503 | 580.3705 | 8.5709e-05 | 587.1039 | 0.00012408 | 587.5608 | 0 | 581.723 | -0.00018639 | 522.0985 | 0.70109 | 587.5608 | 0.0032182 | 587.5609 | 0.016836 | 581.89 | 0.10433 | 587.5608 | 0.38504 | 523.3324 | 1.1184e-05 | 587.5608 | 0.021284 | 587.5608 | 0.00897 | 587.1039 | 0.00092628 | 785.6561 | 0.88952 | 587.1039 | 0.00056631 | 784.9576 | 0 | 785.6561 | 0.00873 | 581.723 | 0.46376
| 587.7892 | 0.0022054 | 587.3327 | 0.0009473 | 522.2133 | 0 | 587.7892 | 0.0012456 | 587.3327 | -0.00042423 | 580.5973 | 0.00051384 | 587.3327 | 0.00087014 | 587.7892 | 0.0010126 | 581.9466 | 0.0033908 | 522.2133 | 0.70092 | 587.7892 | 0.003517 | 587.7892 | 0.017124 | 582.12 | 0.10323 | 587.7892 | 0.39668 | 523.4498 | 1.1184e-05 | 587.7892 | 0.022824 | 587.7892 | 0.01021 | 587.3327 | 0.00142 | 785.8216 | 0.88772 | 587.3327 | 0.001692 | 785.1232 | 0 | 785.8216 | 0.00845 | 581.9466 | 0.46184
| 588.0176 | 0.0024155 | 587.5614 | 0.0011546 | 522.328 | 0.0016 | 588.0176 | 0.00087822 | 587.5614 | 0.00061212 | 580.824 | 0.00021933 | 587.5614 | 0.00012268 | 588.0176 | 0 | 582.1702 | 0.00082056 | 522.328 | 0.68035 | 588.0176 | 0.0028496 | 588.0176 | 0.01635 | 582.34 | 0.11669 | 588.0176 | 0.40512 | 523.5672 | 1.0821e-05 | 588.0176 | 0.022731 | 588.0176 | 0.00951 | 587.5614 | 0.00090662 | 785.9872 | 0.88138 | 587.5614 | 0.00024094 | 785.2889 | 0 | 785.9872 | 0.00856 | 582.1702 | 0.46369
| 588.246 | 0.0034481 | 587.7902 | 0.0010946 | 522.4428 | 0 | 588.246 | 0.0011159 | 587.7902 | 0.00014062 | 581.0508 | 0.00050931 | 587.7902 | 0.00088595 | 588.246 | 0.00095576 | 582.3937 | 0.0010038 | 522.4428 | 0.68051 | 588.246 | 0.0035369 | 588.246 | 0.016511 | 582.57 | 0.12345 | 588.246 | 0.41586 | 523.6846 | 9.8722e-06 | 588.246 | 0.024145 | 588.246 | 0.01039 | 587.7902 | 0.00161 | 786.1527 | 0.86283 | 587.7902 | -0.00043251 | 785.4545 | 0 | 786.1527 | 0.00842 | 582.3937 | 0.46241
| 588.4744 | 0.0024869 | 588.0189 | 0.00066641 | 522.5575 | 0.00067626 | 588.4744 | 0.0004152 | 588.0189 | 0.00051173 | 581.2776 | 0.00013255 | 588.0189 | -4.5043e-06 | 588.4744 | 0 | 582.6173 | 0.00092141 | 522.5575 | 0.66559 | 588.4744 | 0.0028008 | 588.4744 | 0.015558 | 582.8 | 0.13781 | 588.4744 | 0.42373 | 523.802 | 9.6263e-06 | 588.4744 | 0.023903 | 588.4744 | 0.01005 | 588.0189 | 0.00055094 | 786.3183 | 0.85995 | 588.0189 | -0.00098183 | 785.6202 | 0 | 786.3183 | 0.00893 | 582.6173 | 0.45938
| 588.7028 | 0.0025759 | 588.2477 | 0.0011091 | 522.6723 | 0 | 588.7028 | 0.0010983 | 588.2477 | -0.0004281 | 581.5044 | 0.00041948 | 588.2477 | 0.00093219 | 588.7028 | 0.00086386 | 582.8409 | 0.0018383 | 522.6723 | 0.65953 | 588.7028 | 0.003406 | 588.7028 | 0.015911 | 583.03 | 0.13841 | 588.7028 | 0.4346 | 523.9194 | 1.0329e-05 | 588.7028 | 0.025542 | 588.7028 | 0.01123 | 588.2477 | 0.00154 | 786.4839 | 0.85656 | 588.2477 | 0.0012568 | 785.7858 | 0 | 786.4839 | 0.00906 | 582.8409 | 0.46218
| 588.9313 | 0.0018799 | 588.4765 | 0.0012356 | 522.787 | 0.00057222 | 588.9313 | 0.00024502 | 588.4765 | 0.00044896 | 581.7312 | 4.631e-05 | 588.4765 | 0.00010254 | 588.9313 | 0.00014978 | 583.0646 | 0.00030696 | 522.787 | 0.65931 | 588.9313 | 0.0025614 | 588.9313 | 0.015402 | 583.26 | 0.15167 | 588.9313 | 0.44528 | 524.0368 | 1.0528e-05 | 588.9313 | 0.024959 | 588.9313 | 0.01079 | 588.4765 | 0.00103 | 786.6495 | 0.85047 | 588.4765 | -8.1572e-06 | 785.9515 | 0 | 786.6495 | 0.00942 | 583.0646 | 0.4585
| 589.1597 | 0.0033842 | 588.7053 | 0.0013207 | 522.9018 | 0 | 589.1597 | 0.00096545 | 588.7053 | -0.00027912 | 581.9581 | 0.00039436 | 588.7053 | 0.00095998 | 589.1597 | 0.00089683 | 583.2882 | 0.00095952 | 522.9018 | 0.65762 | 589.1597 | 0.0036964 | 589.1597 | 0.015929 | 583.49 | 0.15986 | 589.1597 | 0.45744 | 524.1542 | 9.3569e-06 | 589.1597 | 0.026545 | 589.1597 | 0.01194 | 588.7053 | 0.00185 | 786.815 | 0.84907 | 588.7053 | -0.00021061 | 786.1172 | 0 | 786.815 | 0.00935 | 583.2882 | 0.462
| 589.3882 | 0.0024157 | 588.9341 | 0.00089631 | 523.0166 | 0.00123 | 589.3882 | 0.00078597 | 588.9341 | 0.00051126 | 582.1849 | 0.00026713 | 588.9341 | 3.7455e-05 | 589.3882 | 0 | 583.5118 | 0.0015585 | 523.0166 | 0.65196 | 589.3882 | 0.0025113 | 589.3882 | 0.014442 | 583.72 | 0.17296 | 589.3882 | 0.47023 | 524.2717 | 1.0036e-05 | 589.3882 | 0.026452 | 589.3882 | 0.01143 | 588.9341 | 0.00049905 | 786.9806 | 0.8328 | 588.9341 | -0.00048544 | 786.2828 | 0 | 786.9806 | 0.00974 | 583.5118 | 0.4567
| 589.6166 | 0.00351 | 589.1629 | 0.0011315 | 523.1313 | 0 | 589.6166 | 0.0011053 | 589.1629 | -0.00053027 | 582.4117 | 0.00050763 | 589.1629 | 0.0010084 | 589.6167 | 0.00079748 | 583.7355 | 0.00081889 | 523.1313 | 0.64391 | 589.6167 | 0.003569 | 589.6166 | 0.015143 | 583.95 | 0.17585 | 589.6167 | 0.48474 | 524.3891 | 9.7551e-06 | 589.6167 | 0.028007 | 589.6166 | 0.0127 | 589.1629 | 0.00169 | 787.1462 | 0.82727 | 589.1629 | 0.0019267 | 786.4485 | 0 | 787.1462 | 0.00972 | 583.7355 | 0.45731
| 589.8452 | 0.0022384 | 589.3917 | 0.0010062 | 523.2461 | 0.00227 | 589.8452 | 0.00031108 | 589.3917 | 0.00048487 | 582.6385 | 0.00030686 | 589.3917 | 8.6427e-05 | 589.8451 | 0 | 583.9591 | 0.00091861 | 523.2461 | 0.62843 | 589.8451 | 0.0025127 | 589.8452 | 0.014204 | 584.18 | 0.18957 | 589.8451 | 0.49542 | 524.5065 | 1.0598e-05 | 589.8451 | 0.027765 | 589.8451 | 0.01222 | 589.3918 | 0.00106 | 787.3118 | 0.821 | 589.3917 | 0.00040476 | 786.6142 | 0 | 787.3118 | 0.00999 | 583.9591 | 0.4561
| 590.0737 | 0.0033073 | 589.6206 | 0.0012444 | 523.3609 | 0 | 590.0737 | 0.0013673 | 589.6206 | -4.4861e-05 | 582.8654 | 0.00042197 | 589.6206 | 0.00090507 | 590.0736 | 0.00081745 | 584.1828 | 0.0021325 | 523.3609 | 0.63605 | 590.0736 | 0.0035121 | 590.0737 | 0.014837 | 584.4 | 0.19536 | 590.0736 | 0.51078 | 524.6239 | 9.8956e-06 | 590.0736 | 0.029715 | 590.0737 | 0.01339 | 589.6206 | 0.00163 | 787.4774 | 0.8119 | 589.6206 | 0.0010056 | 786.7799 | 0 | 787.4774 | 0.00995 | 584.1828 | 0.45592
| 590.3021 | 0.0030796 | 589.8494 | 0.00097878 | 523.4757 | 0.00057222 | 590.3021 | 0.00013259 | 589.8494 | 0.00053138 | 583.0923 | 4.5954e-05 | 589.8494 | 8.9465e-05 | 590.3021 | 0 | 584.4064 | 0.0011588 | 523.4757 | 0.62452 | 590.3021 | 0.0022789 | 590.3021 | 0.013968 | 584.63 | 0.20931 | 590.3021 | 0.52248 | 524.7413 | 9.6497e-06 | 590.3021 | 0.029694 | 590.3021 | 0.01302 | 589.8495 | 0.00123 | 787.643 | 0.80401 | 589.8494 | 0.00048746 | 786.9455 | 0 | 787.643 | 0.01034 | 584.4064 | 0.45558
| 590.5306 | 0.0031303 | 590.0783 | 0.00093802 | 523.5905 | 0 | 590.5306 | 0.0016273 | 590.0783 | -2.5655e-05 | 583.3192 | 0.00040759 | 590.0783 | 0.00078679 | 590.5307 | 0.00088838 | 584.6301 | 0.0013581 | 523.5905 | 0.63014 | 590.5307 | 0.0033377 | 590.5306 | 0.014076 | 584.86 | 0.21431 | 590.5307 | 0.53779 | 524.8588 | 9.9542e-06 | 590.5307 | 0.031134 | 590.5306 | 0.01402 | 590.0783 | 0.00201 | 787.8086 | 0.80449 | 590.0783 | 0.00076466 | 787.1112 | 0 | 787.8086 | 0.01031 | 584.6301 | 0.45509
| 590.7592 | 0.0024684 | 590.3072 | 0.0009844 | 523.7053 | 0.00158 | 590.7592 | 0.00063407 | 590.3072 | 0.00074399 | 583.5461 | 0.00019739 | 590.3072 | 4.5252e-05 | 590.7592 | 0.0002211 | 584.8538 | 0.0014428 | 523.7053 | 0.61603 | 590.7592 | 0.0024405 | 590.7592 | 0.013553 | 585.09 | 0.23342 | 590.7592 | 0.55078 | 524.9762 | 9.8371e-06 | 590.7592 | 0.031054 | 590.7592 | 0.01368 | 590.3072 | 0.0009726 | 787.9742 | 0.78977 | 590.3072 | 0.0002389 | 787.2769 | 0 | 787.9742 | 0.0106 | 584.8538 | 0.4541
| 590.9877 | 0.0028027 | 590.5361 | 0.00094185 | 523.8201 | 0 | 590.9877 | 0.00042151 | 590.5361 | -0.00036739 | 583.7729 | 0.00045479 | 590.5361 | 0.0007962 | 590.9877 | 0.0011308 | 585.0775 | 0.0014112 | 523.8201 | 0.61333 | 590.9877 | 0.0031018 | 590.9877 | 0.013948 | 585.32 | 0.2344 | 590.9877 | 0.56701 | 525.0936 | 1.0657e-05 | 590.9877 | 0.032716 | 590.9877 | 0.01493 | 590.5361 | 0.00193 | 788.1398 | 0.78228 | 590.5361 | -0.00020616 | 787.4426 | 0 | 788.1398 | 0.01061 | 585.0775 | 0.45431
| 591.2163 | 0.0024895 | 590.765 | 0.00077662 | 523.9349 | 0.00125 | 591.2163 | 0.00084178 | 590.765 | 0.00062641 | 583.9999 | 4.9793e-05 | 590.765 | 7.2142e-05 | 591.2163 | 0 | 585.3013 | 0.00079924 | 523.9349 | 0.6095 | 591.2163 | 0.0024365 | 591.2163 | 0.013198 | 585.55 | 0.25664 | 591.2163 | 0.58125 | 525.2111 | 1.0598e-05 | 591.2163 | 0.033674 | 591.2163 | 0.01488 | 590.765 | 0.00134 | 788.3055 | 0.78177 | 590.765 | -0.00047268 | 787.6083 | 0 | 788.3055 | 0.01099 | 585.3013 | 0.44994
| 591.4449 | 0.0033768 | 590.9939 | 0.0012917 | 524.0497 | 0 | 591.4449 | 0.0011066 | 590.9939 | -0.00027968 | 584.2268 | 0.00035522 | 590.9939 | 0.00091154 | 591.4449 | 0.00098199 | 585.525 | 0.00070114 | 524.0497 | 0.60266 | 591.4449 | 0.0037029 | 591.4449 | 0.013848 | 585.78 | 0.25329 | 591.4449 | 0.59565 | 525.3285 | 1.0036e-05 | 591.4449 | 0.034986 | 591.4449 | 0.01629 | 590.9939 | 0.00218 | 788.4711 | 0.77015 | 590.9939 | 0.00080699 | 787.774 | 0 | 788.4711 | 0.01102 | 585.525 | 0.45311
| 591.6735 | 0.0030544 | 591.2228 | 0.00068574 | 524.1645 | 0.00052021 | 591.6735 | 0.00030916 | 591.2228 | 0.00053076 | 584.4537 | 0.0002034 | 591.2228 | -4.9617e-05 | 591.6734 | 0 | 585.7487 | 0.00075989 | 524.1645 | 0.60363 | 591.6734 | 0.002077 | 591.6735 | 0.012581 | 586.01 | 0.26886 | 591.6734 | 0.61007 | 525.446 | 1.0598e-05 | 591.6734 | 0.034575 | 591.6735 | 0.01551 | 591.2228 | 0.00129 | 788.6367 | 0.76236 | 591.2228 | -0.00047611 | 787.9397 | 0 | 788.6367 | 0.01122 | 585.7487 | 0.44824
| 591.902 | 0.0030652 | 591.4518 | 0.0010698 | 524.2794 | 0 | 591.902 | 0.00098445 | 591.4518 | -0.00050072 | 584.6807 | 0.00033092 | 591.4518 | 0.00084042 | 591.902 | 0.00059373 | 585.9725 | 0.001255 | 524.2794 | 0.59602 | 591.902 | 0.0027889 | 591.902 | 0.0131 | 586.24 | 0.2794 | 591.902 | 0.62847 | 525.5634 | 1.0341e-05 | 591.902 | 0.036543 | 591.902 | 0.01695 | 591.4518 | 0.00231 | 788.8023 | 0.75512 | 591.4518 | 0.00089012 | 788.1055 | 0 | 788.8023 | 0.01122 | 585.9725 | 0.45298
| 592.1306 | 0.0022376 | 591.6807 | 0.00088394 | 524.3942 | 0.00084967 | 592.1306 | 0.0006371 | 591.6807 | 0.00046366 | 584.9077 | 0.00019276 | 591.6807 | 3.9028e-05 | 592.1306 | 0 | 586.1962 | 0.00088016 | 524.3942 | 0.59923 | 592.1306 | 0.0019821 | 592.1306 | 0.012354 | 586.47 | 0.30378 | 592.1306 | 0.64164 | 525.6809 | 1.2343e-05 | 592.1306 | 0.036635 | 592.1306 | 0.01655 | 591.6807 | 0.0016 | 788.968 | 0.73927 | 591.6807 | -0.0017475 | 788.2712 | 0 | 788.968 | 0.01154 | 586.1962 | 0.4493
| 592.3593 | 0.0027698 | 591.9097 | 0.00095704 | 524.509 | 0 | 592.3593 | 0.0010513 | 591.9097 | -0.00041158 | 585.1346 | 0.00044836 | 591.9097 | 0.00080131 | 592.3592 | 0.00093266 | 586.42 | 0.0017667 | 524.509 | 0.60442 | 592.3592 | 0.0029318 | 592.3593 | 0.01287 | 586.69 | 0.31037 | 592.3592 | 0.65642 | 525.7983 | 1.0493e-05 | 592.3592 | 0.038384 | 592.3592 | 0.01816 | 591.9097 | 0.00226 | 789.1336 | 0.73777 | 591.9097 | 0.00054032 | 788.4369 | 0 | 789.1336 | 0.01157 | 586.42 | 0.45161
| 592.5878 | 0.002318 | 592.1386 | 0.00085272 | 524.6238 | 0.00031212 | 592.5878 | 0.00028329 | 592.1386 | 0.0007148 | 585.3616 | 0.00011044 | 592.1386 | -2.7732e-06 | 592.5879 | 6.1078e-05 | 586.6437 | 0.00055479 | 524.6238 | 0.59727 | 592.5879 | 0.0018967 | 592.5878 | 0.011876 | 586.92 | 0.33044 | 592.5879 | 0.6699 | 525.9158 | 1.006e-05 | 592.5879 | 0.038355 | 592.5878 | 0.01766 | 592.1386 | 0.00146 | 789.2993 | 0.7271 | 592.1386 | -0.00082597 | 788.6026 | 0 | 789.2993 | 0.01185 | 586.6437 | 0.44608
| 592.8165 | 0.0032942 | 592.3676 | 0.0010101 | 524.7387 | 0 | 592.8165 | 0.0011383 | 592.3676 | -7.4699e-05 | 585.5886 | 0.00037651 | 592.3676 | 0.00088538 | 592.8165 | 0.00060757 | 586.8676 | 0.0017303 | 524.7387 | 0.59335 | 592.8165 | 0.002995 | 592.8165 | 0.012363 | 587.15 | 0.33366 | 592.8165 | 0.68618 | 526.0333 | 8.7011e-06 | 592.8165 | 0.040173 | 592.8165 | 0.01914 | 592.3676 | 0.00233 | 789.4649 | 0.71575 | 592.3676 | 0.00051839 | 788.7684 | 0 | 789.4649 | 0.0117 | 586.8676 | 0.44557
| 593.0451 | 0.001728 | 592.5966 | 0.00093137 | 524.8535 | 0.0018 | 593.0451 | 0.00018936 | 592.5966 | 0.00033883 | 585.8156 | 0.00011905 | 592.5966 | 8.1013e-05 | 593.0451 | 0.00010356 | 587.0913 | 0.00078936 | 524.8535 | 0.59071 | 593.0451 | 0.0020136 | 593.0451 | 0.011666 | 587.38 | 0.35326 | 593.0451 | 0.69846 | 526.1507 | 9.8488e-06 | 593.0451 | 0.040286 | 593.0451 | 0.01871 | 592.5966 | 0.00155 | 789.6305 | 0.70862 | 592.5966 | 6.8533e-05 | 788.9341 | 0 | 789.6305 | 0.01201 | 587.0913 | 0.44699
| 593.2738 | 0.0036327 | 592.8256 | 0.0009943 | 524.9684 | 0 | 593.2738 | 0.0010134 | 592.8256 | -9.4146e-05 | 586.0425 | 0.0004739 | 592.8256 | 0.00083551 | 593.2738 | 0.00053277 | 587.3151 | 0.0021134 | 524.9684 | 0.57376 | 593.2738 | 0.003142 | 593.2738 | 0.01203 | 587.61 | 0.35749 | 593.2738 | 0.71633 | 526.2682 | 1.0247e-05 | 593.2738 | 0.042249 | 593.2738 | 0.02015 | 592.8256 | 0.0027 | 789.7962 | 0.70582 | 592.8256 | 0.00054818 | 789.0998 | 0 | 789.7962 | 0.01206 | 587.3151 | 0.44391
| 593.5024 | 0.0017614 | 593.0547 | 0.00079717 | 525.0832 | 0.00076297 | 593.5024 | 0.00083887 | 593.0547 | 0.00073775 | 586.2696 | 0.0002487 | 593.0547 | 2.5358e-05 | 593.5025 | 0 | 587.5389 | 0.00066641 | 525.0832 | 0.5753 | 593.5025 | 0.0017355 | 593.5024 | 0.011108 | 587.84 | 0.37982 | 593.5025 | 0.73122 | 526.3857 | 1.0598e-05 | 593.5025 | 0.042093 | 593.5024 | 0.01966 | 593.0547 | 0.00136 | 789.9619 | 0.69016 | 593.0547 | -0.0012543 | 789.2656 | 0 | 789.9619 | 0.01237 | 587.5389 | 0.44271
| 593.7311 | 0.0027505 | 593.2837 | 0.0010309 | 525.1981 | 0 | 593.7311 | 0.0014564 | 593.2837 | -0.00022565 | 586.4966 | 0.00035995 | 593.2837 | 0.00066566 | 593.7311 | 0.00051413 | 587.7628 | 0.0011369 | 525.1981 | 0.58205 | 593.7311 | 0.0026842 | 593.7311 | 0.01153 | 588.07 | 0.38743 | 593.7311 | 0.7514 | 526.5032 | 9.5677e-06 | 593.7311 | 0.044637 | 593.7311 | 0.02112 | 593.2837 | 0.00263 | 790.1275 | 0.6846 | 593.2837 | 5.8008e-05 | 789.4313 | 0 | 790.1275 | 0.0124 | 587.7628 | 0.4433
| 593.9598 | 0.0028795 | 593.5127 | 0.0010598 | 525.3129 | 0.00048552 | 593.9598 | 0.0010215 | 593.5127 | 0.00066478 | 586.7236 | 8.2032e-05 | 593.5127 | 2.2915e-05 | 593.9598 | 0 | 587.9866 | 0.0001557 | 525.3129 | 0.57521 | 593.9598 | 0.0021525 | 593.9598 | 0.011109 | 588.3 | 0.41229 | 593.9598 | 0.76836 | 526.6206 | 9.9307e-06 | 593.9598 | 0.044912 | 593.9598 | 0.02123 | 593.5127 | 0.00189 | 790.2932 | 0.6725 | 593.5127 | 0.00028296 | 789.5971 | 0 | 790.2932 | 0.01267 | 587.9866 | 0.44312
| 594.1885 | 0.0029681 | 593.7418 | 0.0011067 | 525.4278 | 0 | 594.1885 | 0.0010143 | 593.7418 | -0.00042169 | 586.9507 | 0.00048235 | 593.7418 | 0.0008929 | 594.1885 | 0.00094667 | 588.2104 | 0.0013452 | 525.4278 | 0.5714 | 594.1885 | 0.0028473 | 594.1885 | 0.011509 | 588.53 | 0.41144 | 594.1885 | 0.78736 | 526.7381 | 9.2164e-06 | 594.1885 | 0.046737 | 594.1885 | 0.02295 | 593.7418 | 0.00285 | 790.4589 | 0.66125 | 593.7418 | 0.0010682 | 789.7628 | 0 | 790.4589 | 0.01281 | 588.2105 | 0.44176
| 594.4172 | 0.0019619 | 593.9708 | 0.00086689 | 525.5426 | 0.00064159 | 594.4172 | 0.00076783 | 593.9708 | 0.00094977 | 587.1777 | 5.1232e-05 | 593.9708 | 0.00012987 | 594.4172 | 0 | 588.4343 | 0.00084589 | 525.5426 | 0.57348 | 594.4172 | 0.0018796 | 594.4172 | 0.010594 | 588.76 | 0.44627 | 594.4172 | 0.80028 | 526.8556 | 9.9542e-06 | 594.4172 | 0.046853 | 594.4172 | 0.02272 | 593.9708 | 0.00188 | 790.6245 | 0.65861 | 593.9708 | -0.0001354 | 789.9286 | 0 | 790.6245 | 0.01305 | 588.4343 | 0.443
| 594.6459 | 0.0023646 | 594.1999 | 0.00092981 | 525.6575 | 0 | 594.6459 | 0.0013334 | 594.1999 | -0.00018104 | 587.4048 | 0.00040444 | 594.1999 | 0.00082892 | 594.646 | 0.00089188 | 588.6581 | 0.0017341 | 525.6575 | 0.57313 | 594.646 | 0.0029276 | 594.6459 | 0.011139 | 588.99 | 0.44821 | 594.646 | 0.81679 | 526.9731 | 1.006e-05 | 594.646 | 0.048572 | 594.6459 | 0.02415 | 594.1999 | 0.00305 | 790.7902 | 0.64378 | 594.1999 | 0.0012329 | 790.0944 | 0 | 790.7902 | 0.01302 | 588.6581 | 0.44299
| 594.8747 | 0.002776 | 594.429 | 0.00092902 | 525.7724 | 0.00184 | 594.8747 | 0.00043404 | 594.429 | 0.00057051 | 587.6319 | 0.00015694 | 594.429 | 7.1765e-05 | 594.8747 | 0 | 588.882 | 0.0016742 | 525.7724 | 0.57382 | 594.8747 | 0.0016419 | 594.8747 | 0.010355 | 589.21 | 0.46691 | 594.8747 | 0.82704 | 527.0906 | 1.1336e-05 | 594.8747 | 0.0489 | 594.8747 | 0.02396 | 594.429 | 0.00266 | 790.9559 | 0.63399 | 594.429 | -0.0015481 | 790.2601 | 0 | 790.9559 | 0.0132 | 588.882 | 0.43943
| 595.1035 | 0.0032437 | 594.6581 | 0.00075019 | 525.8873 | 0 | 595.1035 | 0.0016902 | 594.6581 | -0.00028281 | 587.8589 | 0.00035697 | 594.6581 | 0.00069377 | 595.1034 | 0.00086089 | 589.106 | 0.0027368 | 525.8873 | 0.57069 | 595.1034 | 0.0024326 | 595.1035 | 0.010739 | 589.44 | 0.48251 | 595.1034 | 0.84078 | 527.2081 | 1.1313e-05 | 595.1034 | 0.050489 | 595.1034 | 0.02542 | 594.6581 | 0.00292 | 791.1216 | 0.62824 | 594.6581 | 0.00074072 | 790.4259 | 0 | 791.1216 | 0.01325 | 589.106 | 0.43888
| 595.3322 | 0.0021753 | 594.8872 | 0.00079398 | 526.0022 | 0.00065893 | 595.3322 | 0.00074767 | 594.8872 | 0.00046659 | 588.0861 | 0.00020532 | 594.8872 | 0.00011093 | 595.3322 | 0 | 589.3298 | 0.0010843 | 526.0022 | 0.56471 | 595.3322 | 0.0018286 | 595.3322 | 0.009957 | 589.67 | 0.50543 | 595.3322 | 0.85318 | 527.3256 | 1.0095e-05 | 595.3322 | 0.050748 | 595.3322 | 0.0251 | 594.8872 | 0.00228 | 791.2873 | 0.61525 | 594.8872 | 0.00044244 | 790.5917 | 0 | 791.2873 | 0.01348 | 589.3298 | 0.43579
| 595.561 | 0.0036609 | 595.1163 | 0.0010162 | 526.117 | 0 | 595.561 | 0.0014488 | 595.1163 | -0.00037106 | 588.3132 | 0.00035701 | 595.1163 | 0.00073992 | 595.561 | 0.00066636 | 589.5537 | 0.0014911 | 526.117 | 0.55814 | 595.561 | 0.0024255 | 595.561 | 0.010339 | 589.9 | 0.51346 | 595.561 | 0.86953 | 527.4431 | 9.2164e-06 | 595.561 | 0.053006 | 595.561 | 0.02669 | 595.1163 | 0.00313 | 791.453 | 0.61006 | 595.1163 | 0.0014229 | 790.7575 | 0 | 791.453 | 0.01346 | 589.5537 | 0.43954
| 595.7897 | 0.0026187 | 595.3455 | 0.00091185 | 526.2319 | 0.00095371 | 595.7897 | 0.00052454 | 595.3455 | 0.00059479 | 588.5403 | 0.00010653 | 595.3455 | 5.9172e-05 | 595.7898 | 0 | 589.7776 | 0.00056746 | 526.2319 | 0.55574 | 595.7898 | 0.0019229 | 595.7897 | 0.0097053 | 590.13 | 0.53023 | 595.7898 | 0.88479 | 527.5606 | 1.0223e-05 | 595.7898 | 0.053736 | 595.7897 | 0.02671 | 595.3455 | 0.00239 | 791.6187 | 0.59948 | 595.3455 | -0.0006606 | 790.9233 | 0 | 791.6187 | 0.01357 | 589.7776 | 0.43471
| 596.0186 | 0.0030392 | 595.5746 | 0.00081838 | 526.3468 | 0 | 596.0186 | 0.0014362 | 595.5746 | -0.00012294 | 588.7674 | 0.00044258 | 595.5746 | 0.00085132 | 596.0186 | 0.0010206 | 590.0016 | 0.0018211 | 526.3468 | 0.55491 | 596.0186 | 0.0027847 | 596.0186 | 0.010169 | 590.36 | 0.54285 | 596.0186 | 0.89895 | 527.6781 | 1.1207e-05 | 596.0186 | 0.055714 | 596.0186 | 0.02824 | 595.5746 | 0.00319 | 791.7844 | 0.58714 | 595.5746 | 9.1653e-05 | 791.0891 | 0.00177 | 791.7844 | 0.01364 | 590.0016 | 0.43678
| 596.2474 | 0.0031267 | 595.8038 | 0.00092163 | 526.4617 | 0.00079764 | 596.2474 | 0.0012066 | 595.8038 | 0.00042581 | 588.9946 | 4.2271e-05 | 595.8038 | -2.3872e-05 | 596.2474 | 0 | 590.2255 | 0.00096333 | 526.4617 | 0.55452 | 596.2474 | 0.0015633 | 596.2474 | 0.009262 | 590.59 | 0.57933 | 596.2474 | 0.91434 | 527.7956 | 1.1336e-05 | 596.2474 | 0.056098 | 596.2474 | 0.02833 | 595.8038 | 0.0024 | 791.9501 | 0.58539 | 595.8038 | -0.00050631 | 791.2549 | 0 | 791.9501 | 0.01381 | 590.2255 | 0.43444
| 596.4762 | 0.0032987 | 596.0329 | 0.00096798 | 526.5766 | 0 | 596.4762 | 0.0011289 | 596.0329 | -0.00024579 | 589.2217 | 0.00049162 | 596.0329 | 0.00071493 | 596.4762 | 0.00087269 | 590.4495 | 0.0022555 | 526.5766 | 0.5431 | 596.4762 | 0.0024232 | 596.4762 | 0.0099458 | 590.82 | 0.5844 | 596.4762 | 0.92998 | 527.9132 | 9.919e-06 | 596.4762 | 0.058532 | 596.4762 | 0.03017 | 596.0329 | 0.00349 | 792.1158 | 0.57461 | 596.0329 | 0.00067295 | 791.4207 | 0.00465 | 792.1158 | 0.01392 | 590.4495 | 0.43444
| 596.705 | 0.0025762 | 596.2621 | 0.00089234 | 526.6916 | 0.00118 | 596.705 | 0.00039241 | 596.2621 | 0.00046365 | 589.4489 | 0.00014242 | 596.2621 | 4.2923e-05 | 596.705 | 1.2458e-05 | 590.6734 | 0.00026455 | 526.6916 | 0.54121 | 596.705 | 0.0018106 | 596.705 | 0.0091404 | 591.05 | 0.60462 | 596.705 | 0.94237 | 528.0307 | 9.6731e-06 | 596.705 | 0.059415 | 596.705 | 0.02997 | 596.2621 | 0.00259 | 792.2815 | 0.56724 | 596.2621 | -0.00045953 | 791.5865 | 0.00056998 | 792.2815 | 0.01403 | 590.6734 | 0.43099
| 596.9338 | 0.0026849 | 596.4913 | 0.0010022 | 526.8065 | 0 | 596.9338 | 0.0013261 | 596.4913 | -0.00018097 | 589.676 | 0.00022759 | 596.4913 | 0.00076028 | 596.9338 | 0.00080171 | 590.8973 | 0.0019903 | 526.8065 | 0.53574 | 596.9338 | 0.0023026 | 596.9338 | 0.0095796 | 591.28 | 0.61612 | 596.9338 | 0.95347 | 528.1482 | 9.8488e-06 | 596.9338 | 0.061815 | 596.9338 | 0.03176 | 596.4913 | 0.00346 | 792.4472 | 0.55381 | 596.4913 | 0.00083281 | 791.7523 | 0.00647 | 792.4472 | 0.01422 | 590.8973 | 0.43346
| 597.1627 | 0.0017875 | 596.7205 | 0.00082428 | 526.9214 | 0.00243 | 597.1627 | 0.00050711 | 596.7205 | 0.00062464 | 589.9032 | 0.00012598 | 596.7205 | 0.00010937 | 597.1627 | 9.455e-05 | 591.1213 | 0.0016153 | 526.9214 | 0.53624 | 597.1627 | 0.001506 | 597.1627 | 0.008763 | 591.51 | 0.64789 | 597.1627 | 0.96094 | 528.2657 | 1.0516e-05 | 597.1627 | 0.062066 | 597.1627 | 0.03164 | 596.7205 | 0.00294 | 792.613 | 0.54127 | 596.7205 | -0.00080717 | 791.9181 | 0.00499 | 792.613 | 0.01427 | 591.1213 | 0.42896
| 597.3915 | 0.0031053 | 596.9497 | 0.00099617 | 527.0363 | 0 | 597.3915 | 0.0013744 | 596.9497 | -0.00031172 | 590.1304 | 0.00033901 | 596.9497 | 0.00084012 | 597.3916 | 0.00077779 | 591.3453 | 0.0013136 | 527.0363 | 0.53129 | 597.3916 | 0.0024082 | 597.3915 | 0.0093394 | 591.74 | 0.66219 | 597.3916 | 0.96847 | 528.3833 | 9.4272e-06 | 597.3916 | 0.064083 | 597.3915 | 0.03341 | 596.9497 | 0.00374 | 792.7787 | 0.53305 | 596.9497 | -0.00013662 | 792.0839 | 0.00969 | 792.7787 | 0.01441 | 591.3453 | 0.43086
| 597.6204 | 0.0024957 | 597.179 | 0.00069776 | 527.1512 | 0.00102 | 597.6204 | 0.0009139 | 597.179 | 0.00048934 | 590.3576 | 0.00014424 | 597.179 | 4.8128e-05 | 597.6204 | 0.00010308 | 591.5693 | 0.0013713 | 527.1512 | 0.52444 | 597.6204 | 0.0014464 | 597.6204 | 0.0084992 | 591.97 | 0.6791 | 597.6204 | 0.9748 | 528.5008 | 9.7082e-06 | 597.6204 | 0.064642 | 597.6204 | 0.03364 | 597.179 | 0.00283 | 792.9444 | 0.52031 | 597.179 | -0.0013019 | 792.2497 | 0.00517 | 792.9444 | 0.01439 | 591.5693 | 0.42935
| 597.8493 | 0.0033802 | 597.4082 | 0.00095086 | 527.2662 | 0 | 597.8493 | 0.0015984 | 597.4082 | -0.0003975 | 590.5848 | 0.00044105 | 597.4082 | 0.00088973 | 597.8493 | 0.00062925 | 591.7933 | 0.0027368 | 527.2662 | 0.51371 | 597.8493 | 0.0020877 | 597.8493 | 0.0091678 | 592.19 | 0.69859 | 597.8493 | 0.98057 | 528.6183 | 1.0223e-05 | 597.8493 | 0.067636 | 597.8493 | 0.03554 | 597.4082 | 0.00404 | 793.1102 | 0.50895 | 597.4082 | 0.00048511 | 792.4156 | 0.00703 | 793.1102 | 0.01457 | 591.7933 | 0.42885
| 598.0782 | 0.0025695 | 597.6374 | 0.0007421 | 527.3811 | 0.00229 | 598.0782 | 0.00092596 | 597.6374 | 0.00023461 | 590.812 | 6.3498e-05 | 597.6374 | -4.111e-05 | 598.0782 | 0 | 592.0173 | 0.00089836 | 527.3811 | 0.51626 | 598.0782 | 0.0013354 | 598.0782 | 0.0082735 | 592.42 | 0.72008 | 598.0782 | 0.98544 | 528.7359 | 1.1722e-05 | 598.0782 | 0.0679 | 598.0782 | 0.03542 | 597.6374 | 0.00331 | 793.2759 | 0.5026 | 597.6374 | -0.00030662 | 792.5814 | 0.00781 | 793.2759 | 0.01449 | 592.0173 | 0.42838
| 598.3071 | 0.0035937 | 597.8667 | 0.00088464 | 527.496 | 0 | 598.3071 | 0.001348 | 597.8667 | -0.00016644 | 591.0392 | 0.00041623 | 597.8667 | 0.00083051 | 598.3071 | 0.00074088 | 592.2413 | 0.0012449 | 527.496 | 0.51232 | 598.3071 | 0.002473 | 598.3071 | 0.008963 | 592.65 | 0.73076 | 598.3071 | 0.98888 | 528.8534 | 1.1125e-05 | 598.3071 | 0.070298 | 598.3071 | 0.03742 | 597.8667 | 0.00385 | 793.4416 | 0.49604 | 597.8667 | 0.00038671 | 792.7472 | 0.01053 | 793.4416 | 0.01464 | 592.2413 | 0.43167
| 598.536 | 0.0027361 | 598.096 | 0.00081198 | 527.611 | 0.00086701 | 598.536 | 0.0011853 | 598.096 | 0.00053508 | 591.2665 | 0.00014221 | 598.096 | 3.9942e-05 | 598.536 | 0.00014786 | 592.4654 | 0.00083931 | 527.611 | 0.50939 | 598.536 | 0.0014325 | 598.536 | 0.0081557 | 592.88 | 0.75845 | 598.536 | 0.99002 | 528.971 | 1.0633e-05 | 598.536 | 0.071139 | 598.536 | 0.0376 | 598.096 | 0.00338 | 793.6074 | 0.48112 | 598.096 | -0.00099741 | 792.9131 | 0.00915 | 793.6074 | 0.01458 | 592.4654 | 0.42473
| 598.765 | 0.0028439 | 598.3253 | 0.0009568 | 527.7259 | 0 | 598.765 | 0.0015838 | 598.3253 | -0.00022721 | 591.4938 | 0.00031459 | 598.3253 | 0.00074415 | 598.765 | 0.00076333 | 592.6894 | 0.001299 | 527.7259 | 0.51261 | 598.765 | 0.0022164 | 598.765 | 0.0085426 | 593.11 | 0.77096 | 598.765 | 0.99277 | 529.0885 | 1.0013e-05 | 598.765 | 0.073625 | 598.7649 | 0.03949 | 598.3253 | 0.00407 | 793.7731 | 0.47982 | 598.3253 | 0.001298 | 793.0789 | 0.01071 | 793.7731 | 0.01485 | 592.6894 | 0.42826
| 598.9939 | 0.0020589 | 598.5546 | 0.00086509 | 527.8409 | 0.00142 | 598.9939 | 0.00086374 | 598.5546 | 0.00063033 | 591.721 | 5.7468e-05 | 598.5546 | 5.9046e-05 | 598.9939 | 0 | 592.9135 | 0.00024449 | 527.8409 | 0.50076 | 598.9939 | 0.001713 | 598.9939 | 0.0080201 | 593.34 | 0.79106 | 598.9939 | 0.98994 | 529.2061 | 9.9307e-06 | 598.9939 | 0.074946 | 598.9939 | 0.03972 | 598.5545 | 0.00363 | 793.9389 | 0.47282 | 598.5546 | 4.3198e-05 | 793.2447 | 0.01277 | 793.9389 | 0.01473 | 592.9135 | 0.42449
| 599.2228 | 0.0038465 | 598.7839 | 0.00091762 | 527.9559 | 0 | 599.2228 | 0.0013906 | 598.7839 | 0.00011439 | 591.9483 | 0.00021818 | 598.7839 | 0.00068758 | 599.2229 | 0.00093342 | 593.1375 | 0.00091458 | 527.9559 | 0.49972 | 599.2229 | 0.0021172 | 599.2228 | 0.008307 | 593.57 | 0.80862 | 599.2229 | 0.98975 | 529.3237 | 9.0993e-06 | 599.2229 | 0.077945 | 599.2228 | 0.04187 | 598.7839 | 0.00464 | 794.1047 | 0.46252 | 598.7839 | 0.00050178 | 793.4106 | 0.01243 | 794.1047 | 0.01497 | 593.1375 | 0.42666
| 599.4518 | 0.0014481 | 599.0132 | 0.00086015 | 528.0708 | 0.00060691 | 599.4518 | 0.0010979 | 599.0132 | 0.00078139 | 592.1756 | 0.00016533 | 599.0132 | -2.4953e-05 | 599.4518 | 4.7376e-05 | 593.3616 | -0.00024739 | 528.0708 | 0.49583 | 599.4518 | 0.0013829 | 599.4518 | 0.0079042 | 593.8 | 0.83458 | 599.4518 | 0.98255 | 529.4412 | 9.8488e-06 | 599.4518 | 0.079143 | 599.4518 | 0.04226 | 599.0132 | 0.00409 | 794.2704 | 0.4534 | 599.0132 | -0.0014636 | 793.5765 | 0.01325 | 794.2704 | 0.01476 | 593.3616 | 0.42216
| 599.6808 | 0.0029132 | 599.2425 | 0.00090099 | 528.1858 | 0 | 599.6808 | 0.0018542 | 599.2425 | 3.272e-05 | 592.4029 | 0.0002901 | 599.2425 | 0.00064792 | 599.6808 | 0.00095409 | 593.5857 | 0.0020319 | 528.1858 | 0.48995 | 599.6808 | 0.0019785 | 599.6808 | 0.0081145 | 594.03 | 0.84261 | 599.6808 | 0.97537 | 529.5588 | 9.0759e-06 | 599.6808 | 0.081851 | 599.6808 | 0.04426 | 599.2425 | 0.00472 | 794.4362 | 0.44106 | 599.2425 | 0.00015135 | 793.7423 | 0.01571 | 794.4362 | 0.01503 | 593.5857 | 0.42476
| 599.9098 | 0.0021555 | 599.4718 | 0.00067287 | 528.3007 | 0.00102 | 599.9098 | 5.3366e-05 | 599.4718 | 0.00036492 | 592.6302 | 0.00011229 | 599.4718 | 2.0204e-05 | 599.9098 | 0 | 593.8098 | 0.0015601 | 528.3007 | 0.48561 | 599.9098 | 0.00091345 | 599.9098 | 0.007277 | 594.26 | 0.86579 | 599.9098 | 0.9624 | 529.6764 | 9.6731e-06 | 599.9098 | 0.081716 | 599.9098 | 0.04426 | 599.4719 | 0.00386 | 794.602 | 0.43153 | 599.4718 | -0.00073051 | 793.9082 | 0.01197 | 794.602 | 0.01477 | 593.8098 | 0.42564
| 600.1388 | 0.002807 | 599.7012 | 0.00088668 | 528.4157 | 0 | 600.1388 | 0.0012929 | 599.7012 | 3.4569e-05 | 592.8575 | 0.00035213 | 599.7012 | 0.00067311 | 600.1388 | 0.00083987 | 594.0339 | 0.0023251 | 528.4157 | 0.48166 | 600.1388 | 0.0020849 | 600.1388 | 0.00764 | 594.49 | 0.88442 | 600.1388 | 0.95118 | 529.7939 | 9.2398e-06 | 600.1388 | 0.084272 | 600.1388 | 0.04622 | 599.7012 | 0.00514 | 794.7677 | 0.4206 | 599.7012 | -0.00027559 | 794.0741 | 0.01801 | 794.7677 | 0.01504 | 594.0339 | 0.42387
| 600.3678 | 0.0022475 | 599.9306 | 0.00082165 | 528.5307 | 0.00146 | 600.3678 | 0.00098741 | 599.9306 | 0.00052115 | 593.0848 | 0.0001821 | 599.9306 | 1.1729e-05 | 600.3678 | 0.00014092 | 594.258 | 0.00069455 | 528.5307 | 0.48195 | 600.3678 | 0.0010485 | 600.3678 | 0.0072552 | 594.72 | 0.90868 | 600.3678 | 0.93701 | 529.9115 | 9.1344e-06 | 600.3678 | 0.086134 | 600.3678 | 0.0466 | 599.9306 | 0.00429 | 794.9335 | 0.42346 | 599.9306 | -0.0012784 | 794.2399 | 0.01671 | 794.9335 | 0.01474 | 594.258 | 0.42085
| 600.5968 | 0.0033473 | 600.1599 | 0.00083822 | 528.6457 | 0 | 600.5968 | 0.0012107 | 600.1599 | -0.00019295 | 593.3121 | 0.00037808 | 600.1599 | 0.00070731 | 600.5968 | 0.00063382 | 594.4821 | 0.0015655 | 528.6457 | 0.47874 | 600.5968 | 0.001963 | 600.5968 | 0.0075951 | 594.95 | 0.91524 | 600.5968 | 0.92352 | 530.0291 | 9.029e-06 | 600.5968 | 0.088264 | 600.5968 | 0.04877 | 600.1599 | 0.00511 | 795.0993 | 0.41332 | 600.1599 | 0.00080384 | 794.4058 | 0.02037 | 795.0993 | 0.01508 | 594.4821 | 0.42174
| 600.8259 | 0.0020847 | 600.3893 | 0.00058733 | 528.7607 | 0.00123 | 600.8259 | 0.00045671 | 600.3893 | 0.0005448 | 593.5395 | 0.00015577 | 600.3893 | -7.1052e-05 | 600.8259 | 0 | 594.7062 | 0.0014758 | 528.7607 | 0.47391 | 600.8259 | 0.001498 | 600.8259 | 0.0069453 | 595.18 | 0.94336 | 600.8259 | 0.91048 | 530.1467 | 9.193e-06 | 600.8259 | 0.089742 | 600.8259 | 0.04945 | 600.3893 | 0.00432 | 795.2651 | 0.40545 | 600.3893 | -0.0016149 | 794.5717 | 0.01747 | 795.2651 | 0.01478 | 594.7062 | 0.42013
| 601.0549 | 0.0032731 | 600.6187 | 0.00099387 | 528.8757 | 0 | 601.0549 | 0.0015454 | 600.6187 | 8.2627e-05 | 593.7668 | 0.00020115 | 600.6187 | 0.00079167 | 601.0549 | 0.00055232 | 594.9304 | 0.001711 | 528.8757 | 0.47769 | 601.0549 | 0.0022536 | 601.0549 | 0.0076456 | 595.41 | 0.93576 | 601.0549 | 0.89468 | 530.2643 | 9.2984e-06 | 601.0549 | 0.0932 | 601.0549 | 0.05165 | 600.6187 | 0.00532 | 795.4309 | 0.39581 | 600.6187 | 0.0011222 | 794.7376 | 0.02165 | 795.4309 | 0.01518 | 594.9304 | 0.41953
| 601.2839 | 0.0018247 | 600.8481 | 0.00079486 | 528.9907 | 0.0026 | 601.2839 | 0.00087994 | 600.8481 | 0.00073262 | 593.9942 | 0.00031718 | 600.8481 | 2.7695e-05 | 601.284 | 0 | 595.1545 | 0.00096559 | 528.9907 | 0.48172 | 601.284 | 0.0012797 | 601.2839 | 0.006985 | 595.64 | 0.96872 | 601.284 | 0.87815 | 530.3819 | 1.006e-05 | 601.284 | 0.094595 | 601.2839 | 0.05228 | 600.8481 | 0.00494 | 795.5967 | 0.38768 | 600.8481 | -0.00048806 | 794.9035 | 0.02267 | 795.5967 | 0.01474 | 595.1545 | 0.41926
| 601.513 | 0.0026619 | 601.0775 | 0.00091211 | 529.1057 | 0 | 601.513 | 0.0017349 | 601.0775 | 0.00010557 | 594.2216 | 0.00041658 | 601.0775 | 0.00069496 | 601.513 | 0.00078599 | 595.3787 | 0.0016036 | 529.1057 | 0.47275 | 601.513 | 0.0021143 | 601.513 | 0.0073871 | 595.87 | 0.97217 | 601.513 | 0.86138 | 530.4995 | 1.1149e-05 | 601.513 | 0.097686 | 601.513 | 0.05449 | 601.0775 | 0.0055 | 795.7625 | 0.38139 | 601.0775 | 4.3106e-05 | 795.0694 | 0.02283 | 795.7625 | 0.01514 | 595.3787 | 0.416
| 601.7421 | 0.0023206 | 601.307 | 0.00080782 | 529.2207 | 0.00053755 | 601.7421 | 0.00079803 | 601.307 | 0.0005906 | 594.449 | 7.9659e-05 | 601.307 | 5.0883e-05 | 601.7421 | 0.0001213 | 595.6028 | 0.00097736 | 529.2207 | 0.46287 | 601.7421 | 0.0012584 | 601.7421 | 0.0068339 | 596.1 | 0.97951 | 601.7421 | 0.84116 | 530.617 | 1.2003e-05 | 601.7421 | 0.098978 | 601.7421 | 0.05492 | 601.307 | 0.00515 | 795.9283 | 0.37535 | 601.307 | -0.00055804 | 795.2353 | 0.02475 | 795.9283 | 0.01472 | 595.6028 | 0.41921
| 601.9712 | 0.0034208 | 601.5364 | 0.00089725 | 529.3357 | 0 | 601.9712 | 0.0017226 | 601.5364 | -0.00015715 | 594.6764 | 0.00031451 | 601.5364 | 0.00072554 | 601.9712 | 0.0006173 | 595.827 | 0.0015331 | 529.3357 | 0.47056 | 601.9712 | 0.0020182 | 601.9712 | 0.0070208 | 596.32 | 0.97662 | 601.9712 | 0.82348 | 530.7346 | 1.1805e-05 | 601.9712 | 0.10255 | 601.9712 | 0.05722 | 601.5364 | 0.00592 | 796.0941 | 0.36483 | 601.5364 | 0.000393 | 795.4012 | 0.02233 | 796.0941 | 0.01517 | 595.827 | 0.41756
| 602.2003 | 0.0022434 | 601.7659 | 0.00072583 | 529.4507 | 0.00090168 | 602.2003 | 0.00089544 | 601.7659 | 0.00033938 | 594.9038 | 2.556e-05 | 601.7659 | 1.7666e-05 | 602.2003 | 0 | 596.0512 | -0.00025158 | 529.4507 | 0.46801 | 602.2003 | 0.0016277 | 602.2003 | 0.0064697 | 596.55 | 1 | 602.2003 | 0.80253 | 530.8523 | 1.0493e-05 | 602.2003 | 0.10437 | 602.2003 | 0.05799 | 601.7659 | 0.00526 | 796.2599 | 0.35718 | 601.7659 | -0.00067991 | 795.5671 | 0.02611 | 796.2599 | 0.01469 | 596.0512 | 0.4141
| 602.4294 | 0.0036598 | 601.9953 | 0.00075888 | 529.5657 | 0 | 602.4294 | 0.0016236 | 601.9953 | -9.2954e-05 | 595.1312 | 0.0003678 | 601.9953 | 0.00067898 | 602.4294 | 0.0008209 | 596.2755 | 0.0018767 | 529.5657 | 0.47303 | 602.4294 | 0.0016402 | 602.4294 | 0.0068388 | 596.78 | 0.99275 | 602.4294 | 0.77952 | 530.9699 | 9.5092e-06 | 602.4294 | 0.10754 | 602.4294 | 0.06039 | 601.9953 | 0.0061 | 796.4257 | 0.35123 | 601.9953 | -0.00027283 | 795.733 | 0.02597 | 796.4257 | 0.01513 | 596.2754 | 0.41917
| 602.6585 | 0.0026881 | 602.2248 | 0.00069487 | 529.6807 | 0.00175 | 602.6585 | 0.00064972 | 602.2248 | 0.00042047 | 595.3586 | 8.0949e-05 | 602.2248 | 3.5246e-05 | 602.6585 | 0 | 596.4996 | -0.00024605 | 529.6807 | 0.46645 | 602.6585 | 0.0012516 | 602.6585 | 0.006127 | 597.01 | 0.99024 | 602.6585 | 0.7571 | 531.0875 | 9.5209e-06 | 602.6585 | 0.10898 | 602.6585 | 0.0605 | 602.2248 | 0.00552 | 796.5915 | 0.34122 | 602.2248 | -0.00050197 | 795.8989 | 0.02551 | 796.5915 | 0.01465 | 596.4996 | 0.41359
| 602.8876 | 0.0028738 | 602.4543 | 0.00071448 | 529.7958 | 0 | 602.8876 | 0.0014835 | 602.4543 | -0.00035682 | 595.5861 | 0.00029458 | 602.4543 | 0.00057836 | 602.8877 | 0.00087116 | 596.7239 | 0.00071548 | 529.7958 | 0.459 | 602.8877 | 0.0016678 | 602.8876 | 0.006601 | 597.24 | 0.9904 | 602.8877 | 0.73934 | 531.2051 | 8.7245e-06 | 602.8877 | 0.11234 | 602.8876 | 0.06328 | 602.4543 | 0.00608 | 796.7574 | 0.33599 | 602.4543 | -0.00025013 | 796.0648 | 0.02313 | 796.7574 | 0.01513 | 596.7239 | 0.4169
| 603.1168 | 0.0016786 | 602.6838 | 0.00074916 | 529.9108 | 0.00177 | 603.1168 | 0.001153 | 602.6838 | 0.00048333 | 595.8135 | 7.7049e-05 | 602.6838 | 4.2292e-06 | 603.1168 | 5.067e-05 | 596.9481 | 0.00051191 | 529.9108 | 0.45529 | 603.1168 | 0.0011303 | 603.1168 | 0.0061154 | 597.47 | 0.98338 | 603.1168 | 0.71657 | 531.3227 | 9.3803e-06 | 603.1168 | 0.11421 | 603.1168 | 0.06425 | 602.6838 | 0.00581 | 796.9232 | 0.32812 | 602.6838 | 0.00010531 | 796.2307 | 0.02719 | 796.9232 | 0.01458 | 596.9481 | 0.41248
| 603.3459 | 0.0028546 | 602.9133 | 0.00081241 | 530.0258 | 0 | 603.3459 | 0.0018564 | 602.9133 | -0.00020337 | 596.041 | 0.00034177 | 602.9133 | 0.00071985 | 603.346 | 0.00065222 | 597.1723 | 0.00090948 | 530.0258 | 0.45872 | 603.346 | 0.0017402 | 603.3459 | 0.0065917 | 597.7 | 0.98959 | 603.346 | 0.69292 | 531.4403 | 9.6848e-06 | 603.346 | 0.11749 | 603.346 | 0.06632 | 602.9133 | 0.00645 | 797.089 | 0.32736 | 602.9133 | 1.2435e-05 | 796.3967 | 0.02795 | 797.089 | 0.01506 | 597.1723 | 0.41559
| 603.5751 | 0.0018317 | 603.1428 | 0.00083693 | 530.1409 | 0 | 603.5751 | 0.00099115 | 603.1428 | 0.0006635 | 596.2684 | 0.00010382 | 603.1428 | 2.9025e-05 | 603.5751 | 7.7944e-05 | 597.3965 | 0.001812 | 530.1409 | 0.45348 | 603.5751 | 0.0012018 | 603.5751 | 0.0059528 | 597.93 | 0.9905 | 603.5751 | 0.67335 | 531.558 | 1.0633e-05 | 603.5751 | 0.11994 | 603.5751 | 0.0672 | 603.1428 | 0.00615 | 797.2549 | 0.31938 | 603.1428 | -0.00032025 | 796.5626 | 0.02275 | 797.2549 | 0.01445 | 597.3966 | 0.41396
| 603.8043 | 0.0030983 | 603.3724 | 0.00087728 | 530.2559 | 0 | 603.8043 | 0.0010951 | 603.3724 | -0.00018949 | 596.4959 | 0.00033104 | 603.3724 | 0.00069605 | 603.8043 | 0.00081509 | 597.6208 | 0.0010679 | 530.2559 | 0.45452 | 603.8043 | 0.0021514 | 603.8043 | 0.0063071 | 598.16 | 0.97652 | 603.8043 | 0.65155 | 531.6756 | 1.0388e-05 | 603.8043 | 0.1236 | 603.8043 | 0.06944 | 603.3724 | 0.00697 | 797.4207 | 0.30572 | 603.3724 | -0.00019102 | 796.7286 | 0.03011 | 797.4207 | 0.01497 | 597.6209 | 0.40985
| 604.0335 | 0.0021085 | 603.6019 | 0.0008922 | 530.371 | 0.00168 | 604.0335 | 0.00071108 | 603.6019 | 0.00018212 | 596.7234 | 4.9011e-05 | 603.6019 | 5.4027e-05 | 604.0335 | 1.0836e-05 | 597.8451 | -0.00010497 | 530.371 | 0.45512 | 604.0335 | 0.0013425 | 604.0335 | 0.0058868 | 598.39 | 0.97896 | 604.0335 | 0.62861 | 531.7932 | 9.6028e-06 | 604.0335 | 0.12544 | 604.0335 | 0.07061 | 603.6019 | 0.00662 | 797.5865 | 0.30582 | 603.6019 | -0.00067768 | 796.8945 | 0.02629 | 797.5865 | 0.01439 | 597.8451 | 0.4116
| 604.2627 | 0.003499 | 603.8315 | 0.00092421 | 530.486 | 0 | 604.2627 | 0.00085339 | 603.8315 | -4.3168e-05 | 596.9509 | 0.00034495 | 603.8315 | 0.00066328 | 604.2627 | 0.00056974 | 598.0694 | 0.0021553 | 530.486 | 0.45375 | 604.2627 | 0.0017986 | 604.2627 | 0.0063428 | 598.62 | 0.95763 | 604.2627 | 0.60971 | 531.9108 | 9.5092e-06 | 604.2627 | 0.12955 | 604.2627 | 0.0735 | 603.8315 | 0.00723 | 797.7524 | 0.29781 | 603.8315 | 0.00052156 | 797.0604 | 0.02977 | 797.7524 | 0.01498 | 598.0694 | 0.40936
| 604.4919 | 0.0025789 | 604.061 | 0.00080761 | 530.6011 | 0.0007803 | 604.4919 | 0.00052884 | 604.061 | 0.00044869 | 597.1784 | 3.5614e-05 | 604.061 | 9.9541e-05 | 604.4919 | 3.6276e-05 | 598.2936 | 0.00089903 | 530.6011 | 0.45529 | 604.4919 | 0.0011856 | 604.4919 | 0.0057103 | 598.85 | 0.94001 | 604.4919 | 0.58746 | 532.0285 | 1.0938e-05 | 604.4919 | 0.13175 | 604.4919 | 0.07431 | 604.0611 | 0.00663 | 797.9182 | 0.29075 | 604.061 | -0.00050412 | 797.2264 | 0.02459 | 797.9182 | 0.0144 | 598.2936 | 0.40879
| 604.7211 | 0.0035075 | 604.2906 | 0.00088649 | 530.7162 | 0 | 604.7211 | 0.0009885 | 604.2906 | -0.00019263 | 597.4059 | 0.0002435 | 604.2906 | 0.00069062 | 604.7211 | 0.00066886 | 598.5179 | 0.0015468 | 530.7162 | 0.46068 | 604.7211 | 0.0018167 | 604.7211 | 0.0060056 | 599.08 | 0.92545 | 604.7211 | 0.56701 | 532.1461 | 1.1512e-05 | 604.7211 | 0.13539 | 604.7211 | 0.07644 | 604.2906 | 0.00735 | 798.0841 | 0.29185 | 604.2906 | 0.00038553 | 797.3923 | 0.02569 | 798.0841 | 0.01499 | 598.5179 | 0.40873
| 604.9504 | 0.0025735 | 604.5202 | 0.00076197 | 530.8312 | 0.00165 | 604.9504 | 0.00080775 | 604.5202 | 0.00020493 | 597.6335 | 8.6445e-05 | 604.5202 | -7.5728e-05 | 604.9504 | 5.0842e-05 | 598.7422 | 0.00039643 | 530.8312 | 0.45379 | 604.9504 | 0.00092214 | 604.9504 | 0.0054527 | 599.31 | 0.92314 | 604.9504 | 0.5462 | 532.2638 | 1.0879e-05 | 604.9504 | 0.13817 | 604.9504 | 0.07777 | 604.5202 | 0.00698 | 798.25 | 0.27908 | 604.5202 | -0.00093446 | 797.5583 | 0.02345 | 798.25 | 0.01431 | 598.7423 | 0.41084
| 605.1796 | 0.0027288 | 604.7498 | 0.00083614 | 530.9463 | 6.9519e-05 | 605.1796 | 0.0012239 | 604.7498 | -0.00018981 | 597.861 | 0.00030212 | 604.7498 | 0.00073792 | 605.1796 | 0.00074642 | 598.9666 | 0.0012638 | 530.9463 | 0.45071 | 605.1796 | 0.0017643 | 605.1796 | 0.0058851 | 599.54 | 0.8958 | 605.1796 | 0.52729 | 532.3814 | 1.02e-05 | 605.1796 | 0.14234 | 605.1796 | 0.08063 | 604.7498 | 0.00805 | 798.4158 | 0.27814 | 604.7498 | -0.00017016 | 797.7243 | 0.02533 | 798.4158 | 0.01487 | 598.9666 | 0.40727
| 605.4089 | 0.0019072 | 604.9794 | 0.0007365 | 531.0614 | 0.00127 | 605.4089 | 0.0010006 | 604.9794 | 0.00036471 | 598.0886 | 0.0001179 | 604.9794 | 2.7154e-05 | 605.4089 | 2.3698e-05 | 599.1909 | 6.5152e-06 | 531.0614 | 0.452 | 605.4089 | 0.0010416 | 605.4089 | 0.0053601 | 599.77 | 0.88134 | 605.4089 | 0.50694 | 532.4991 | 9.3452e-06 | 605.4089 | 0.14462 | 605.4089 | 0.08096 | 604.9794 | 0.00726 | 798.5817 | 0.26527 | 604.9794 | -0.0006153 | 797.8902 | 0.02705 | 798.5817 | 0.01416 | 599.1909 | 0.40152
| 605.6382 | 0.0031798 | 605.2091 | 0.0010042 | 531.1765 | 0 | 605.6382 | 0.001687 | 605.2091 | -9.9201e-05 | 598.3161 | 0.00018988 | 605.2091 | 0.00073198 | 605.6382 | 0.00068467 | 599.4153 | 0.0016172 | 531.1765 | 0.44004 | 605.6382 | 0.0019126 | 605.6382 | 0.0059112 | 600 | 0.86394 | 605.6382 | 0.4899 | 532.6167 | 1.0095e-05 | 605.6382 | 0.14916 | 605.6382 | 0.08441 | 605.2091 | 0.00862 | 798.7476 | 0.2626 | 605.2091 | 0.0012734 | 798.0562 | 0.03995 | 798.7476 | 0.01478 | 599.4153 | 0.4047
| 605.8674 | 0.0021259 | 605.4387 | 0.00072057 | 531.2916 | 0.00128 | 605.8674 | 0.00088224 | 605.4387 | 0.00045737 | 598.5437 | 0.0001771 | 605.4387 | -1.8893e-05 | 605.8674 | 0 | 599.6396 | 0.00035515 | 531.2916 | 0.44732 | 605.8674 | 0.0007421 | 605.8674 | 0.0051554 | 600.23 | 0.84463 | 605.8674 | 0.47087 | 532.7344 | 9.0173e-06 | 605.8674 | 0.15239 | 605.8674 | 0.08535 | 605.4387 | 0.00797 | 798.9135 | 0.25813 | 605.4387 | 8.8572e-06 | 798.2222 | 0.02975 | 798.9135 | 0.01409 | 599.6396 | 0.40364
| 606.0967 | 0.0024768 | 605.6683 | 0.00085575 | 531.4067 | 0 | 606.0967 | 0.0016064 | 605.6683 | -0.00022796 | 598.7712 | 0.00015156 | 605.6683 | 0.0006774 | 606.0967 | 0.00087211 | 599.864 | 0.00071594 | 531.4067 | 0.43998 | 606.0967 | 0.0017528 | 606.0967 | 0.0055403 | 600.46 | 0.82045 | 606.0967 | 0.45447 | 532.852 | 9.2164e-06 | 606.0967 | 0.1563 | 606.0967 | 0.08769 | 605.6684 | 0.00867 | 799.0793 | 0.2543 | 605.6683 | 0.00058787 | 798.3882 | 0.03859 | 799.0793 | 0.01477 | 599.864 | 0.40544
| 606.326 | 0.0014572 | 605.898 | 0.00071851 | 531.5217 | 0.0006936 | 606.326 | 0.0014799 | 605.898 | 0.000609 | 598.9988 | 2.9606e-06 | 605.898 | 2.2203e-05 | 606.326 | 9.6474e-05 | 600.0883 | 0.001322 | 531.5217 | 0.44008 | 606.326 | 0.0010574 | 606.326 | 0.0050681 | 600.69 | 0.79999 | 606.326 | 0.43739 | 532.9697 | 9.029e-06 | 606.326 | 0.15933 | 606.3261 | 0.08863 | 605.898 | 0.00801 | 799.2452 | 0.24743 | 605.898 | -0.001428 | 798.5542 | 0.03313 | 799.2452 | 0.01407 | 600.0883 | 0.40093
| 606.5554 | 0.0023381 | 606.1277 | 0.00086707 | 531.6368 | 0 | 606.5554 | 0.0019616 | 606.1277 | -0.00018439 | 599.2264 | 0.00029451 | 606.1277 | 0.00066714 | 606.5554 | 0.00071777 | 600.3127 | 0.0012608 | 531.6368 | 0.43629 | 606.5554 | 0.0018093 | 606.5554 | 0.0054734 | 600.92 | 0.77507 | 606.5554 | 0.42096 | 533.0874 | 9.6731e-06 | 606.5554 | 0.1647 | 606.5554 | 0.09165 | 606.1277 | 0.00947 | 799.4111 | 0.24277 | 606.1277 | 0.00087113 | 798.7201 | 0.03443 | 799.4111 | 0.01476 | 600.3127 | 0.40306
| 606.7847 | 0.0019055 | 606.3574 | 0.0006847 | 531.752 | 0.00088435 | 606.7847 | 0.00086497 | 606.3574 | 0.00039854 | 599.454 | 3.3896e-05 | 606.3574 | 2.1608e-05 | 606.7847 | 0 | 600.5371 | 0.00084758 | 531.752 | 0.42816 | 606.7847 | 0.00074728 | 606.7847 | 0.0049512 | 601.15 | 0.751 | 606.7847 | 0.40436 | 533.2051 | 9.6731e-06 | 606.7847 | 0.16799 | 606.7847 | 0.09333 | 606.3574 | 0.00895 | 799.577 | 0.2342 | 606.3574 | -0.00051095 | 798.8861 | 0.03415 | 799.577 | 0.01402 | 600.5371 | 0.39779
| 607.014 | 0.0026994 | 606.5871 | 0.00070701 | 531.8671 | 0 | 607.014 | 0.001807 | 606.5871 | -0.00032191 | 599.6817 | 0.0004432 | 606.5871 | 0.00061767 | 607.014 | 0.00063561 | 600.7615 | 0.0015762 | 531.8671 | 0.42397 | 607.014 | 0.001673 | 607.014 | 0.0052479 | 601.38 | 0.72704 | 607.014 | 0.3898 | 533.3227 | 9.2164e-06 | 607.014 | 0.17264 | 607.014 | 0.09588 | 606.587 | 0.00927 | 799.7429 | 0.22835 | 606.5871 | 0.00109 | 799.0521 | 0.04625 | 799.7429 | 0.01472 | 600.7615 | 0.40095
| 607.2433 | 0.0021057 | 606.8168 | 0.00074913 | 531.9822 | 0.00013872 | 607.2433 | 0.0013096 | 606.8168 | 0.00043519 | 599.9093 | -1.6987e-05 | 606.8168 | -5.5353e-05 | 607.2434 | 4.1616e-05 | 600.9859 | 0.00089885 | 531.9822 | 0.42526 | 607.2434 | 0.00078797 | 607.2433 | 0.0048017 | 601.61 | 0.70404 | 607.2434 | 0.37437 | 533.4404 | 9.5209e-06 | 607.2434 | 0.17617 | 607.2433 | 0.09712 | 606.8167 | 0.00906 | 799.9088 | 0.22358 | 606.8168 | 2.7769e-06 | 799.2181 | 0.04711 | 799.9088 | 0.01399 | 600.9859 | 0.39249
| 607.4727 | 0.0019221 | 607.0465 | 0.0006755 | 532.0973 | 0 | 607.4727 | 0.0015275 | 607.0465 | -0.00029947 | 600.137 | 0.00033967 | 607.0465 | 0.0006298 | 607.4727 | 0.00040559 | 601.2103 | 0.0012747 | 532.0973 | 0.4192 | 607.4727 | 0.0016516 | 607.4727 | 0.0050999 | 601.84 | 0.66746 | 607.4727 | 0.35974 | 533.5581 | 9.3452e-06 | 607.4727 | 0.18092 | 607.4727 | 0.0999 | 607.0465 | 0.01001 | 800.0747 | 0.21949 | 607.0465 | -0.00042933 | 799.3841 | 0.05385 | 800.0747 | 0.01479 | 601.2103 | 0.39846
| 607.7021 | 0.0019064 | 607.2762 | 0.00060702 | 532.2124 | 0.00184 | 607.7021 | 0.00079881 | 607.2762 | 0.00063305 | 600.3646 | 8.039e-05 | 607.2762 | -2.6525e-05 | 607.7021 | 0 | 601.4348 | 0.00041544 | 532.2124 | 0.42177 | 607.7021 | 0.0010542 | 607.7021 | 0.0044606 | 602.07 | 0.64656 | 607.7021 | 0.34537 | 533.6758 | 9.7551e-06 | 607.7021 | 0.18465 | 607.7021 | 0.10179 | 607.2762 | 0.0095 | 800.2406 | 0.21576 | 607.2762 | -0.00096059 | 799.5501 | 0.05361 | 800.2406 | 0.01409 | 601.4348 | 0.39511
| 607.9315 | 0.0033242 | 607.5059 | 0.00077186 | 532.3276 | 0 | 607.9315 | 0.0013189 | 607.5059 | -0.00020383 | 600.5923 | 0.00029476 | 607.5059 | 0.00059433 | 607.9315 | 0.00064138 | 601.6592 | 0.0019274 | 532.3276 | 0.42073 | 607.9315 | 0.0017527 | 607.9315 | 0.0050726 | 602.3 | 0.62338 | 607.9315 | 0.33324 | 533.7935 | 9.8956e-06 | 607.9315 | 0.19041 | 607.9315 | 0.10428 | 607.5059 | 0.01066 | 800.4065 | 0.21128 | 607.5059 | 0.00021661 | 799.7162 | 0.05061 | 800.4065 | 0.01486 | 601.6592 | 0.3918
| 608.1609 | 0.0025161 | 607.7357 | 0.00063098 | 532.4427 | 0.0007803 | 608.1609 | 0.0013195 | 607.7357 | 0.0005022 | 600.8199 | -4.0203e-05 | 607.7357 | -4.5528e-05 | 608.1609 | 0 | 601.8836 | 0.00071175 | 532.4427 | 0.41814 | 608.1609 | 0.00091356 | 608.1609 | 0.0044272 | 602.53 | 0.60465 | 608.1609 | 0.31978 | 533.9112 | 1.1184e-05 | 608.1609 | 0.19411 | 608.1609 | 0.10598 | 607.7357 | 0.01026 | 800.5724 | 0.20855 | 607.7357 | -0.00090241 | 799.8822 | 0.05051 | 800.5724 | 0.01413 | 601.8836 | 0.39398
| 608.3903 | 0.0024271 | 607.9654 | 0.0010997 | 532.5578 | 0 | 608.3903 | 0.0019545 | 607.9654 | 7.346e-05 | 601.0476 | 0.00037577 | 607.9654 | 0.00076834 | 608.3903 | 0.00068632 | 602.1081 | 0.0021959 | 532.5578 | 0.42286 | 608.3903 | 0.00202 | 608.3903 | 0.0052188 | 602.76 | 0.57536 | 608.3903 | 0.30699 | 534.0289 | 1.1254e-05 | 608.3903 | 0.19956 | 608.3903 | 0.10889 | 607.9655 | 0.01092 | 800.7383 | 0.20673 | 607.9654 | -0.00086434 | 800.0482 | 0.05217 | 800.7383 | 0.01494 | 602.1081 | 0.39109
| 608.6197 | 0.0026137 | 608.1952 | 0.00070676 | 532.673 | 0.00081498 | 608.6197 | 0.0011727 | 608.1952 | 0.00029325 | 601.2753 | 0.00013907 | 608.1952 | -3.9702e-05 | 608.6197 | 0.00018184 | 602.3325 | 0.00066311 | 532.673 | 0.41854 | 608.6197 | 0.00088974 | 608.6197 | 0.0045415 | 602.99 | 0.56287 | 608.6197 | 0.29352 | 534.1466 | 1.0715e-05 | 608.6197 | 0.20383 | 608.6197 | 0.11009 | 608.1952 | 0.01069 | 800.9043 | 0.19671 | 608.1952 | -0.00045532 | 800.2142 | 0.04921 | 800.9043 | 0.01432 | 602.3325 | 0.39062
| 608.8491 | 0.003204 | 608.425 | 0.00076344 | 532.7881 | 0 | 608.8491 | 0.0018519 | 608.425 | 0.00015421 | 601.5031 | 0.0002902 | 608.425 | 0.00070025 | 608.8491 | 0.00055765 | 602.557 | 0.0015409 | 532.7881 | 0.41937 | 608.8491 | 0.0015433 | 608.8491 | 0.004841 | 603.22 | 0.52961 | 608.8491 | 0.28344 | 534.2642 | 9.2632e-06 | 608.8491 | 0.20908 | 608.8491 | 0.11307 | 608.425 | 0.01138 | 801.0702 | 0.1921 | 608.425 | -0.00037605 | 800.3803 | 0.05589 | 801.0702 | 0.01512 | 602.557 | 0.39188
| 609.0786 | 0.0015287 | 608.6548 | 0.00081291 | 532.9033 | 0.00067626 | 609.0786 | 0.00055557 | 608.6548 | 0.00065544 | 601.7307 | 0.00010083 | 608.6548 | -2.8857e-05 | 609.0786 | 0 | 602.7815 | 0.00068388 | 532.9033 | 0.41698 | 609.0786 | 0.00093824 | 609.0786 | 0.0045239 | 603.45 | 0.50829 | 609.0786 | 0.27056 | 534.3819 | 9.8371e-06 | 609.0786 | 0.2126 | 609.0785 | 0.11415 | 608.6548 | 0.01116 | 801.2361 | 0.18998 | 608.6548 | -0.00061027 | 800.5463 | 0.05033 | 801.2361 | 0.01443 | 602.7815 | 0.38783
| 609.308 | 0.0030793 | 608.8846 | 0.00086353 | 533.0184 | 0 | 609.308 | 0.0008725 | 608.8846 | -0.00014875 | 601.9584 | 0.00028745 | 608.8846 | 0.00064673 | 609.308 | 0.00067643 | 603.006 | 0.0012548 | 533.0184 | 0.41511 | 609.308 | 0.0016246 | 609.308 | 0.0047016 | 603.68 | 0.48696 | 609.308 | 0.25968 | 534.4997 | 1.0633e-05 | 609.308 | 0.21878 | 609.308 | 0.11704 | 608.8846 | 0.01224 | 801.4021 | 0.18752 | 608.8846 | 0.00073635 | 800.7123 | 0.05523 | 801.4021 | 0.01526 | 603.006 | 0.38813
| 609.5375 | 0.0017755 | 609.1144 | 0.00069224 | 533.1336 | 0.00111 | 609.5375 | 0.00055719 | 609.1144 | 0.00053828 | 602.1862 | 8.9267e-05 | 609.1144 | -6.6993e-05 | 609.5375 | 0 | 603.2305 | 0.00029138 | 533.1336 | 0.41649 | 609.5375 | 0.00090559 | 609.5375 | 0.0043136 | 603.91 | 0.4687 | 609.5375 | 0.24931 | 534.6174 | 1.0844e-05 | 609.5375 | 0.22382 | 609.5375 | 0.11948 | 609.1144 | 0.01159 | 801.568 | 0.18196 | 609.1144 | 0.00053531 | 800.8784 | 0.05649 | 801.568 | 0.01459 | 603.2305 | 0.38502
| 609.767 | 0.0031225 | 609.3442 | 0.00076034 | 533.2487 | 0.00046927 | 609.767 | 0.0019127 | 609.3442 | -4.006e-05 | 602.4139 | 0.00025276 | 609.3442 | 0.00067292 | 609.767 | 0.00061947 | 603.455 | 0.00099666 | 533.2487 | 0.40075 | 609.767 | 0.0017026 | 609.767 | 0.0047238 | 604.14 | 0.43586 | 609.767 | 0.24 | 534.7351 | 9.9542e-06 | 609.767 | 0.23054 | 609.767 | 0.12298 | 609.3442 | 0.01277 | 801.7339 | 0.18316 | 609.3442 | -0.00024619 | 801.0444 | 0.06087 | 801.7339 | 0.01551 | 603.455 | 0.38649
| 609.9965 | 0.001488 | 609.5741 | 0.00062501 | 533.3639 | 0 | 609.9965 | 0.0010024 | 609.5741 | 0.00071388 | 602.6417 | 0.00011474 | 609.5741 | -0.00021083 | 609.9964 | 6.1445e-05 | 603.6795 | -0.00011801 | 533.3639 | 0.40591 | 609.9964 | 0.00072406 | 609.9965 | 0.0040414 | 604.36 | 0.41295 | 609.9964 | 0.22963 | 534.8528 | 9.193e-06 | 609.9964 | 0.23492 | 609.9965 | 0.1246 | 609.5741 | 0.01205 | 801.8999 | 0.17598 | 609.5741 | -0.00063788 | 801.2105 | 0.06035 | 801.8999 | 0.0148 | 603.6795 | 0.38437
| 610.226 | 0.0028158 | 609.8039 | 0.00083575 | 533.4791 | 0 | 610.226 | 0.0012957 | 609.8039 | -0.0003825 | 602.8694 | 0.00031428 | 609.8039 | 0.00067576 | 610.2259 | 0.00080125 | 603.9041 | 0.001531 | 533.4791 | 0.39561 | 610.2259 | 0.0015474 | 610.226 | 0.0045046 | 604.59 | 0.39678 | 610.2259 | 0.22072 | 534.9705 | 8.947e-06 | 610.2259 | 0.241 | 610.226 | 0.12798 | 609.8039 | 0.01306 | 802.0658 | 0.16911 | 609.8039 | 0.00080069 | 801.3765 | 0.06331 | 802.0658 | 0.01578 | 603.904 | 0.38209
| 610.4554 | 0.002561 | 610.0338 | 0.00071449 | 533.5943 | 0.0014 | 610.4554 | 0.0012466 | 610.0338 | 0.0005737 | 603.0972 | 0.00010804 | 610.0338 | -1.2358e-05 | 610.4555 | 7.6184e-05 | 604.1286 | 0.00067622 | 533.5943 | 0.38873 | 610.4555 | 0.00090281 | 610.4554 | 0.0039068 | 604.82 | 0.38125 | 610.4555 | 0.20999 | 535.0883 | 9.5209e-06 | 610.4555 | 0.24557 | 610.4554 | 0.12949 | 610.0338 | 0.01304 | 802.2318 | 0.16566 | 610.0338 | -0.00037827 | 801.5426 | 0.06799 | 802.2318 | 0.01521 | 604.1286 | 0.38058
| 610.685 | 0.0033057 | 610.2637 | 0.00076918 | 533.7095 | 0 | 610.685 | 0.0015945 | 610.2637 | -0.00071579 | 603.325 | 0.00027998 | 610.2637 | 0.00060977 | 610.685 | 0.00049013 | 604.3531 | 0.00054497 | 533.7095 | 0.38105 | 610.685 | 0.0013535 | 610.685 | 0.0043496 | 605.05 | 0.35319 | 610.685 | 0.20191 | 535.206 | 9.6028e-06 | 610.685 | 0.25205 | 610.685 | 0.13271 | 610.2637 | 0.01395 | 802.3977 | 0.16232 | 610.2637 | 0.0006029 | 801.7087 | 0.07123 | 802.3977 | 0.0161 | 604.3532 | 0.38542
| 610.9145 | 0.0020446 | 610.4936 | 0.00059734 | 533.8247 | 0.00114 | 610.9145 | 0.00081839 | 610.4936 | 8.2618e-05 | 603.5528 | 7.4647e-05 | 610.4936 | -5.9681e-05 | 610.9145 | 0 | 604.5777 | 0.0012952 | 533.8247 | 0.38294 | 610.9145 | 0.00068988 | 610.9145 | 0.0037885 | 605.28 | 0.34294 | 610.9145 | 0.19289 | 535.3237 | 1.0516e-05 | 610.9145 | 0.25782 | 610.9145 | 0.13408 | 610.4936 | 0.01322 | 802.5637 | 0.1594 | 610.4936 | 9.8089e-05 | 801.8747 | 0.07085 | 802.5637 | 0.01554 | 604.5777 | 0.37744
| 611.144 | 0.0026548 | 610.7235 | 0.00076136 | 533.9398 | 0 | 611.144 | 0.001268 | 610.7235 | -0.00030893 | 603.7806 | 0.00025761 | 610.7235 | 0.00067976 | 611.144 | 0.00039538 | 604.8023 | 0.0015872 | 533.9398 | 0.38178 | 611.144 | 0.0013613 | 611.144 | 0.0042739 | 605.51 | 0.32127 | 611.144 | 0.18586 | 535.4415 | 1.02e-05 | 611.144 | 0.26491 | 611.144 | 0.13798 | 610.7235 | 0.01466 | 802.7297 | 0.15285 | 610.7235 | -0.00035299 | 802.0408 | 0.07253 | 802.7297 | 0.01627 | 604.8023 | 0.37927
| 611.3736 | 0.0019552 | 610.9534 | 0.00039794 | 534.055 | 0.00101 | 611.3736 | 0.00098064 | 610.9534 | 0.00061493 | 604.0084 | 0.00013703 | 610.9534 | -0.00010925 | 611.3736 | 0.00016353 | 605.0269 | 0.00082446 | 534.055 | 0.37253 | 611.3736 | 0.00080016 | 611.3736 | 0.0037412 | 605.74 | 0.30179 | 611.3736 | 0.17698 | 535.5592 | 9.9307e-06 | 611.3736 | 0.27057 | 611.3736 | 0.14067 | 610.9534 | 0.01394 | 802.8956 | 0.15221 | 610.9534 | 0.00024376 | 802.2069 | 0.07417 | 802.8956 | 0.01572 | 605.0269 | 0.37644
| 611.6031 | 0.0027554 | 611.1833 | 0.00086422 | 534.1702 | 0 | 611.6031 | 0.0015886 | 611.1833 | -0.00043342 | 604.2363 | 0.00034061 | 611.1833 | 0.00067621 | 611.6032 | 0.00076656 | 605.2515 | 0.00040023 | 534.1702 | 0.36994 | 611.6032 | 0.0013921 | 611.6031 | 0.0042122 | 605.97 | 0.28336 | 611.6032 | 0.17193 | 535.6769 | 8.9705e-06 | 611.6032 | 0.27879 | 611.6032 | 0.14435 | 611.1833 | 0.01542 | 803.0616 | 0.15162 | 611.1833 | 0.00077421 | 802.3729 | 0.07529 | 803.0616 | 0.01636 | 605.2515 | 0.37745
| 611.8327 | 0.0018961 | 611.4132 | 0.00072364 | 534.2854 | 0.00020808 | 611.8327 | 0.00051221 | 611.4132 | 0.00079935 | 604.4641 | 0.00014672 | 611.4132 | -7.436e-05 | 611.8327 | 0 | 605.4761 | 0.00029214 | 534.2854 | 0.3614 | 611.8327 | 0.00072249 | 611.8327 | 0.0035734 | 606.2 | 0.27809 | 611.8327 | 0.16373 | 535.7947 | 9.4857e-06 | 611.8327 | 0.28513 | 611.8327 | 0.14662 | 611.4132 | 0.01445 | 803.2276 | 0.14716 | 611.4132 | -0.00017234 | 802.539 | 0.07481 | 803.2276 | 0.01587 | 605.4761 | 0.37666
| 612.0623 | 0.0027948 | 611.6432 | 0.00064795 | 534.4007 | 0 | 612.0623 | 0.0012073 | 611.6432 | -0.0002788 | 604.692 | 0.0003158 | 611.6432 | 0.00067944 | 612.0623 | 0.00042769 | 605.7007 | 0.001892 | 534.4007 | 0.35515 | 612.0623 | 0.0014084 | 612.0623 | 0.0039126 | 606.43 | 0.25258 | 612.0623 | 0.15727 | 535.9124 | 9.9307e-06 | 612.0623 | 0.29307 | 612.0623 | 0.15017 | 611.6431 | 0.01574 | 803.3936 | 0.14617 | 611.6432 | 0.0011993 | 802.7051 | 0.08069 | 803.3936 | 0.01641 | 605.7007 | 0.37594
| 612.2919 | 0.0021746 | 611.8731 | 0.00069229 | 534.5159 | 0.00175 | 612.2919 | 0.00085824 | 611.8731 | 0.00023255 | 604.9198 | -1.4282e-05 | 611.8731 | -0.00014943 | 612.2919 | 0.00011775 | 605.9253 | 0.0010469 | 534.5159 | 0.35036 | 612.2919 | 0.0007968 | 612.2919 | 0.0036954 | 606.66 | 0.24025 | 612.2919 | 0.15032 | 536.0302 | 1.0551e-05 | 612.2919 | 0.29975 | 612.2919 | 0.15269 | 611.8731 | 0.01556 | 803.5596 | 0.13877 | 611.8731 | 0.00072188 | 802.8712 | 0.07859 | 803.5596 | 0.01607 | 605.9253 | 0.37071
| 612.5215 | 0.0031599 | 612.1031 | 0.00072689 | 534.6311 | 0 | 612.5215 | 0.0012158 | 612.1031 | -0.00043066 | 605.1476 | 0.00039678 | 612.1031 | 0.00064753 | 612.5215 | 0.00064937 | 606.1499 | 0.0017348 | 534.6311 | 0.34277 | 612.5215 | 0.0014526 | 612.5215 | 0.0038184 | 606.89 | 0.21909 | 612.5215 | 0.14453 | 536.1479 | 9.193e-06 | 612.5215 | 0.30676 | 612.5216 | 0.15586 | 612.1031 | 0.01658 | 803.7255 | 0.13785 | 612.1031 | 0.00049945 | 803.0373 | 0.08205 | 803.7255 | 0.01642 | 606.1499 | 0.37275
| 612.7512 | 0.0023151 | 612.333 | 0.00061503 | 534.7463 | 0.00111 | 612.7512 | 0.00059823 | 612.333 | 0.00063493 | 605.3755 | 0.00011205 | 612.333 | -9.2759e-05 | 612.7511 | 4.806e-05 | 606.3746 | 0.0016595 | 534.7463 | 0.34355 | 612.7511 | 0.00077351 | 612.7512 | 0.0035139 | 607.12 | 0.21042 | 612.7511 | 0.13786 | 536.2657 | 9.2749e-06 | 612.7511 | 0.31369 | 612.7512 | 0.15883 | 612.333 | 0.01647 | 803.8915 | 0.13526 | 612.333 | -0.00068033 | 803.2034 | 0.08301 | 803.8915 | 0.01618 | 606.3746 | 0.36819
| 612.9808 | 0.0029826 | 612.563 | 0.00070545 | 534.8615 | 0 | 612.9808 | 0.00096432 | 612.563 | -0.00030645 | 605.6034 | 0.00034456 | 612.563 | 0.00062761 | 612.9808 | 0.00056622 | 606.5992 | 0.00058038 | 534.8615 | 0.33857 | 612.9808 | 0.0019351 | 612.9808 | 0.0038798 | 607.35 | 0.19309 | 612.9808 | 0.13188 | 536.3835 | 8.9353e-06 | 612.9808 | 0.32051 | 612.9808 | 0.16215 | 612.563 | 0.01752 | 804.0575 | 0.13165 | 612.563 | 0.00030286 | 803.3695 | 0.08695 | 804.0575 | 0.01623 | 606.5992 | 0.36979
| 613.2104 | 0.0018213 | 612.793 | 0.0006574 | 534.9768 | 0.00114 | 613.2104 | 0.000537 | 612.793 | 0.00085627 | 605.8313 | 3.8892e-05 | 612.793 | -6.7411e-05 | 613.2104 | 0 | 606.8239 | 0.0011232 | 534.9768 | 0.33586 | 613.2104 | 0.0006698 | 613.2104 | 0.0033299 | 607.58 | 0.18522 | 613.2104 | 0.12593 | 536.5012 | 9.8722e-06 | 613.2104 | 0.32852 | 613.2104 | 0.1654 | 612.793 | 0.0172 | 804.2235 | 0.13211 | 612.793 | -0.00032616 | 803.5356 | 0.08291 | 804.2235 | 0.01628 | 606.8238 | 0.36856
| 613.4401 | 0.0032308 | 613.023 | 0.00083706 | 535.092 | 0 | 613.4401 | 0.0018583 | 613.023 | -0.00031403 | 606.0592 | 0.00033422 | 613.023 | 0.0006573 | 613.4401 | 0.00080351 | 607.0485 | 0.0014687 | 535.092 | 0.33281 | 613.4401 | 0.0014408 | 613.4401 | 0.0038511 | 607.81 | 0.16513 | 613.4401 | 0.12162 | 536.619 | 1.0856e-05 | 613.4401 | 0.33839 | 613.4401 | 0.16944 | 613.023 | 0.01848 | 804.3895 | 0.13042 | 613.023 | 0.00024276 | 803.7017 | 0.09089 | 804.3895 | 0.01626 | 607.0485 | 0.36725
| 613.6697 | 0.0018242 | 613.2531 | 0.00056618 | 535.2073 | 0.00168 | 613.6697 | 0.0011729 | 613.2531 | 0.00053326 | 606.2871 | 0.00013736 | 613.2531 | -1.0962e-05 | 613.6697 | 2.0946e-05 | 607.2733 | 0.00090915 | 535.2073 | 0.33438 | 613.6697 | 0.00078571 | 613.6697 | 0.0032365 | 608.05 | 0.15927 | 613.6697 | 0.11633 | 536.7368 | 1.1805e-05 | 613.6697 | 0.34619 | 613.6697 | 0.17182 | 613.2531 | 0.01768 | 804.5555 | 0.12699 | 613.2531 | -0.00052741 | 803.8679 | 0.08831 | 804.5555 | 0.01647 | 607.2732 | 0.36732
| 613.8994 | 0.0030603 | 613.4831 | 0.0007394 | 535.3225 | 0 | 613.8994 | 0.0020298 | 613.4831 | -0.00043574 | 606.5151 | 0.00030906 | 613.4831 | 0.00066166 | 613.8994 | 0.00046153 | 607.4979 | 0.0018546 | 535.3225 | 0.33511 | 613.8994 | 0.001391 | 613.8994 | 0.0037234 | 608.28 | 0.13967 | 613.8994 | 0.112 | 536.8545 | 1.1781e-05 | 613.8994 | 0.35612 | 613.8994 | 0.17613 | 613.4831 | 0.01921 | 804.7216 | 0.12203 | 613.4831 | -0.00041485 | 804.034 | 0.09327 | 804.7216 | 0.01583 | 607.4979 | 0.36509
| 614.1291 | 0.0018167 | 613.7131 | 0.0004431 | 535.4378 | 0.0006936 | 614.1291 | -0.00062878 | 613.7131 | 0.00064444 | 606.743 | 1.3979e-05 | 613.7131 | -5.4576e-05 | 614.1291 | 1.0342e-05 | 607.7226 | 0.0014812 | 535.4378 | 0.32987 | 614.1291 | 0.00077413 | 614.1291 | 0.0031731 | 608.51 | 0.13876 | 614.1291 | 0.1073 | 536.9723 | 1.102e-05 | 614.1291 | 0.36435 | 614.1291 | 0.17987 | 613.7131 | 0.0186 | 804.8876 | 0.12026 | 613.7131 | 0.00012308 | 804.2001 | 0.09367 | 804.8876 | 0.01613 | 607.7226 | 0.36155
| 614.3588 | 0.0022608 | 613.9432 | 0.00071882 | 535.553 | 0 | 614.3588 | 0.00054891 | 613.9432 | -1.3358e-05 | 606.9709 | 0.00032126 | 613.9432 | 0.00056319 | 614.3588 | 0.00074257 | 607.9473 | 0.0016003 | 535.553 | 0.31822 | 614.3588 | 0.0012699 | 614.3588 | 0.0037627 | 608.74 | 0.11591 | 614.3588 | 0.10362 | 537.0901 | 1.0411e-05 | 614.3588 | 0.37515 | 614.3588 | 0.184 | 613.9432 | 0.02059 | 805.0536 | 0.1201 | 613.9432 | -0.00014559 | 804.3662 | 0.09519 | 805.0536 | 0.01555 | 607.9473 | 0.36413
| 614.5885 | 0.0014923 | 614.1732 | 0.00070356 | 535.6683 | 0.00123 | 614.5885 | 0.00050896 | 614.1732 | 5.5388e-05 | 607.1989 | 0.00010718 | 614.1732 | -2.765e-05 | 614.5885 | 0 | 608.1721 | 0.00098521 | 535.6683 | 0.32078 | 614.5885 | 0.00074544 | 614.5885 | 0.0031438 | 608.97 | 0.1124 | 614.5885 | 0.098638 | 537.2079 | 1.0177e-05 | 614.5885 | 0.38245 | 614.5885 | 0.18666 | 614.1733 | 0.01965 | 805.2196 | 0.11285 | 614.1732 | -0.00083084 | 804.5324 | 0.09581 | 805.2196 | 0.01621 | 608.1721 | 0.3633
| 614.8182 | 0.0013769 | 614.4033 | 0.0006972 | 535.7836 | 0 | 614.8182 | 0.0016629 | 614.4033 | -0.00019784 | 607.4269 | 0.00027957 | 614.4033 | 0.00056228 | 614.8182 | 0.00078986 | 608.3968 | 0.0024287 | 535.7836 | 0.32233 | 614.8182 | 0.001178 | 614.8182 | 0.0034487 | 609.2 | 0.094645 | 614.8182 | 0.095027 | 537.3257 | 1.02e-05 | 614.8182 | 0.3924 | 614.8182 | 0.19116 | 614.4033 | 0.02089 | 805.3856 | 0.11249 | 614.4033 | 0.0001931 | 804.6985 | 0.10115 | 805.3856 | 0.0153 | 608.3968 | 0.36065
| 615.048 | 0.0024354 | 614.6334 | 0.00060678 | 535.8988 | 0.00137 | 615.048 | 0.00044965 | 614.6334 | 0.00064201 | 607.6548 | 0.00019066 | 614.6334 | -1.2182e-05 | 615.048 | 0.00018445 | 608.6215 | 0.0002234 | 535.8988 | 0.31644 | 615.048 | 0.00055688 | 615.048 | 0.0030298 | 609.43 | 0.086713 | 615.048 | 0.090709 | 537.4434 | 1.0598e-05 | 615.048 | 0.40235 | 615.048 | 0.1944 | 614.6334 | 0.02068 | 805.5517 | 0.10823 | 614.6334 | -0.000348 | 804.8647 | 0.09989 | 805.5517 | 0.01578 | 608.6215 | 0.35603
| 615.2777 | 0.0029221 | 614.8635 | 0.00078005 | 536.0141 | 0 | 615.2777 | 0.0011343 | 614.8635 | -0.00036833 | 607.8828 | 0.00028295 | 614.8635 | 0.0006979 | 615.2777 | 0.0006698 | 608.8463 | 0.00089231 | 536.0141 | 0.31745 | 615.2777 | 0.0014821 | 615.2777 | 0.0034244 | 609.66 | 0.07735 | 615.2777 | 0.08745 | 537.5612 | 1.0223e-05 | 615.2777 | 0.41254 | 615.2777 | 0.19903 | 614.8635 | 0.02209 | 805.7177 | 0.1086 | 614.8635 | 0.00019589 | 805.0308 | 0.10203 | 805.7177 | 0.01501 | 608.8463 | 0.35936
| 615.5074 | 0.0015285 | 615.0936 | 0.00068678 | 536.1294 | 0.00153 | 615.5074 | 0.0011161 | 615.0936 | 0.00028347 | 608.1108 | 8.1397e-05 | 615.0936 | -8.6962e-05 | 615.5074 | 0 | 609.071 | 0.0016499 | 536.1294 | 0.31145 | 615.5074 | 0.0005775 | 615.5074 | 0.0029663 | 609.89 | 0.074522 | 615.5074 | 0.082968 | 537.679 | 9.6731e-06 | 615.5074 | 0.42247 | 615.5074 | 0.20251 | 615.0936 | 0.02154 | 805.8837 | 0.10783 | 615.0936 | 0.00026111 | 805.197 | 0.10163 | 805.8837 | 0.01569 | 609.071 | 0.3579
| 615.7372 | 0.0029278 | 615.3237 | 0.00066845 | 536.2447 | 0 | 615.7372 | 0.0013099 | 615.3237 | -0.00033993 | 608.3388 | 0.00037077 | 615.3237 | 0.00066579 | 615.7372 | 0.00055579 | 609.2958 | 0.00070135 | 536.2447 | 0.31515 | 615.7372 | 0.0010979 | 615.7372 | 0.003196 | 610.12 | 0.054561 | 615.7372 | 0.080398 | 537.7968 | 9.2749e-06 | 615.7372 | 0.43206 | 615.7372 | 0.20705 | 615.3237 | 0.02292 | 806.0498 | 0.10628 | 615.3237 | 0.00049156 | 805.3631 | 0.10763 | 806.0498 | 0.01478 | 609.2958 | 0.35297
| 615.967 | 0.0014632 | 615.5539 | 0.00063564 | 536.36 | 0.00083232 | 615.967 | 0.00083412 | 615.5539 | 0.00050998 | 608.5668 | 0.00015297 | 615.5539 | -0.00011243 | 615.967 | 0 | 609.5206 | 0.0012438 | 536.36 | 0.31755 | 615.967 | 0.00071888 | 615.967 | 0.0027754 | 610.35 | 0.05222 | 615.967 | 0.076321 | 537.9147 | 8.9353e-06 | 615.967 | 0.4413 | 615.967 | 0.20983 | 615.5539 | 0.02261 | 806.2158 | 0.10186 | 615.5539 | -0.00082706 | 805.5293 | 0.10645 | 806.2158 | 0.01521 | 609.5206 | 0.35153
| 616.1968 | 0.0024119 | 615.784 | 0.00079557 | 536.4753 | 0 | 616.1968 | 0.0014598 | 615.784 | -0.00056388 | 608.7949 | 0.00034509 | 615.784 | 0.00060666 | 616.1968 | 0.00059087 | 609.7454 | 0.0018925 | 536.4753 | 0.31143 | 616.1968 | 0.0015802 | 616.1968 | 0.0032433 | 610.58 | 0.045166 | 616.1968 | 0.074781 | 538.0325 | 8.9939e-06 | 616.1968 | 0.45438 | 616.1968 | 0.21586 | 615.784 | 0.02412 | 806.3819 | 0.10099 | 615.784 | -0.00052973 | 805.6954 | 0.11133 | 806.3819 | 0.01428 | 609.7454 | 0.35238
| 616.4266 | 0.0019489 | 616.0142 | 0.00063965 | 536.5906 | 0.00083232 | 616.4266 | 0.00070109 | 616.0142 | 0.00058533 | 609.0229 | 1.7137e-05 | 616.0142 | -5.1066e-05 | 616.4266 | 0 | 609.9702 | -0.00036938 | 536.5906 | 0.31128 | 616.4266 | 0.00038765 | 616.4266 | 0.0027236 | 610.81 | 0.039998 | 616.4266 | 0.070773 | 538.1503 | 9.2632e-06 | 616.4266 | 0.46654 | 616.4266 | 0.2201 | 616.0142 | 0.02405 | 806.5479 | 0.09782 | 616.0142 | -0.0004293 | 805.8616 | 0.10515 | 806.5479 | 0.01482 | 609.9701 | 0.34785
| 616.6564 | 0.0024043 | 616.2443 | 0.00079147 | 536.7059 | 0 | 616.6564 | 0.0011949 | 616.2443 | -0.00014426 | 609.251 | 0.00033662 | 616.2443 | 0.00064114 | 616.6564 | 0.0006303 | 610.1949 | 0.0015809 | 536.7059 | 0.31211 | 616.6564 | 0.0014045 | 616.6564 | 0.0033471 | 611.04 | 0.031415 | 616.6564 | 0.068271 | 538.2681 | 1.0095e-05 | 616.6564 | 0.47461 | 616.6564 | 0.22268 | 616.2443 | 0.02512 | 806.714 | 0.09589 | 616.2443 | 0.0011642 | 806.0278 | 0.11267 | 806.714 | 0.01398 | 610.1949 | 0.34978
| 616.8862 | 0.002018 | 616.4745 | 0.0006854 | 536.8212 | 0.00113 | 616.8862 | 0.00068265 | 616.4745 | 0.00013788 | 609.479 | 9.6708e-05 | 616.4745 | -0.00011507 | 616.8862 | 0 | 610.4197 | 0.0017405 | 536.8212 | 0.30659 | 616.8862 | 0.00082288 | 616.8862 | 0.0027876 | 611.27 | 0.027384 | 616.8862 | 0.065561 | 538.3859 | 1.1149e-05 | 616.8862 | 0.48948 | 616.8862 | 0.22945 | 616.4745 | 0.02478 | 806.88 | 0.09404 | 616.4745 | -0.00049449 | 806.194 | 0.10995 | 806.88 | 0.01446 | 610.4197 | 0.35039
| 617.116 | 0.0023975 | 616.7047 | 0.000607 | 536.9365 | 0 | 617.116 | 0.001948 | 616.7047 | -0.00017107 | 609.7071 | 0.00031972 | 616.7047 | 0.00069657 | 617.116 | 0.0010544 | 610.6446 | 0.0015301 | 536.9365 | 0.30558 | 617.116 | 0.0014271 | 617.116 | 0.0031794 | 611.5 | 0.024263 | 617.116 | 0.063694 | 538.5037 | 1.1008e-05 | 617.116 | 0.50474 | 617.116 | 0.23507 | 616.7047 | 0.02688 | 807.0461 | 0.09261 | 616.7047 | 0.00093033 | 806.3601 | 0.11545 | 807.0461 | 0.01377 | 610.6446 | 0.34861
| 617.3459 | 0.0012452 | 616.9349 | 0.00073723 | 537.0518 | 0.00064159 | 617.3459 | 0.00049222 | 616.9349 | 0.00065957 | 609.9352 | 9.377e-05 | 616.9349 | -8.5244e-05 | 617.3459 | 7.2758e-05 | 610.8694 | 0.0013539 | 537.0518 | 0.30009 | 617.3459 | 0.0008365 | 617.3459 | 0.0027507 | 611.73 | 0.019158 | 617.3459 | 0.060022 | 538.6215 | 1.1313e-05 | 617.3459 | 0.51008 | 617.3459 | 0.23659 | 616.9349 | 0.02564 | 807.2122 | 0.08913 | 616.9349 | -0.00045784 | 806.5263 | 0.11509 | 807.2122 | 0.01428 | 610.8694 | 0.34635
| 617.5757 | 0.002565 | 617.1651 | 0.00077742 | 537.1671 | 0 | 617.5757 | 0.0012366 | 617.1651 | -0.00059406 | 610.1633 | 0.0001832 | 617.1651 | 0.00067722 | 617.5757 | 0.00057848 | 611.0942 | 0.0011504 | 537.1671 | 0.30456 | 617.5757 | 0.0013279 | 617.5757 | 0.0031818 | 611.96 | 0.011617 | 617.5757 | 0.058796 | 538.7394 | 1.0083e-05 | 617.5757 | 0.52865 | 617.5757 | 0.24459 | 617.1651 | 0.02811 | 807.3783 | 0.08654 | 617.1651 | 0.00071188 | 806.6925 | 0.11819 | 807.3783 | 0.01379 | 611.0942 | 0.34505
| 617.8056 | 0.0020891 | 617.3953 | 0.00063688 | 537.2825 | 0.00079764 | 617.8056 | 0.00083965 | 617.3953 | 0.00016485 | 610.3914 | -1.9704e-05 | 617.3953 | -0.00013293 | 617.8056 | 0 | 611.3191 | 0.00018095 | 537.2825 | 0.30336 | 617.8056 | 0.00065017 | 617.8056 | 0.0026854 | 612.19 | 0.013957 | 617.8056 | 0.055641 | 538.8572 | 1.0305e-05 | 617.8056 | 0.53752 | 617.8056 | 0.24779 | 617.3953 | 0.02788 | 807.5443 | 0.08711 | 617.3953 | -0.0005825 | 806.8587 | 0.11995 | 807.5443 | 0.01427 | 611.3191 | 0.34254
| 618.0355 | 0.0022345 | 617.6256 | 0.00082543 | 537.3978 | 0 | 618.0355 | 0.001542 | 617.6256 | -0.00030464 | 610.6194 | 0.00023231 | 617.6256 | 0.00064061 | 618.0355 | 0.00064991 | 611.5439 | 0.00097917 | 537.3978 | 0.29803 | 618.0355 | 0.0014757 | 618.0355 | 0.0030483 | 612.42 | 0.010316 | 618.0355 | 0.054038 | 538.975 | 9.6848e-06 | 618.0355 | 0.54747 | 618.0355 | 0.25157 | 617.6255 | 0.02907 | 807.7104 | 0.08557 | 617.6256 | 0.0010297 | 807.0249 | 0.12329 | 807.7104 | 0.0139 | 611.5439 | 0.34171
| 618.2654 | 0.0026559 | 617.8558 | 0.00057017 | 537.5131 | 0.00149 | 618.2654 | 0.0013539 | 617.8558 | 0.0006491 | 610.8476 | 6.9153e-05 | 617.8558 | -5.3333e-05 | 618.2654 | 0 | 611.7689 | 0.00019957 | 537.5131 | 0.29964 | 618.2654 | 0.00033396 | 618.2654 | 0.0024389 | 612.65 | 0.010219 | 618.2654 | 0.050808 | 539.0929 | 1.0177e-05 | 618.2654 | 0.55821 | 618.2654 | 0.2555 | 617.8558 | 0.02876 | 807.8765 | 0.08249 | 617.8558 | 0.00011957 | 807.1911 | 0.12139 | 807.8765 | 0.01446 | 611.7689 | 0.33877
| 618.4952 | 0.0036064 | 618.086 | 0.00076542 | 537.6285 | 0 | 618.4952 | 0.0010154 | 618.086 | -0.00026876 | 611.0757 | 0.00033825 | 618.086 | 0.00065157 | 618.4953 | 0.00070366 | 611.9937 | 0.0020176 | 537.6285 | 0.29281 | 618.4953 | 0.0011947 | 618.4952 | 0.003017 | 612.88 | 0.0040745 | 618.4953 | 0.050682 | 539.2107 | 9.7902e-06 | 618.4953 | 0.58164 | 618.4952 | 0.26544 | 618.0861 | 0.03061 | 808.0426 | 0.08025 | 618.086 | 0.00037938 | 807.3573 | 0.12523 | 808.0426 | 0.01426 | 611.9937 | 0.33828
| 618.7252 | 0.0017572 | 618.3163 | 0.00039848 | 537.7438 | 0.00147 | 618.7252 | 0.00068835 | 618.3163 | 0.00038215 | 611.3038 | -6.2777e-05 | 618.3163 | -0.00020051 | 618.7252 | 0 | 612.2186 | 0.0012885 | 537.7438 | 0.29507 | 618.7252 | 0.00048786 | 618.7252 | 0.0023747 | 613.11 | 0.0052123 | 618.7252 | 0.04725 | 539.3286 | 1.0083e-05 | 618.7252 | 0.58433 | 618.7252 | 0.26568 | 618.3163 | 0.0299 | 808.2087 | 0.07879 | 618.3163 | -0.0003295 | 807.5235 | 0.12301 | 808.2087 | 0.01488 | 612.2186 | 0.33985
| 618.9551 | 0.0032497 | 618.5466 | 0.00072256 | 537.8592 | 0 | 618.9551 | 0.0016121 | 618.5466 | -0.00031554 | 611.532 | 0.00045754 | 618.5466 | 0.00060615 | 618.9551 | 0.00077651 | 612.4435 | 0.0012008 | 537.8592 | 0.29511 | 618.9551 | 0.0012558 | 618.9551 | 0.0029591 | 613.34 | 0.0038469 | 618.9551 | 0.046201 | 539.4464 | 9.0993e-06 | 618.9551 | 0.60271 | 618.9551 | 0.2733 | 618.5466 | 0.03202 | 808.3748 | 0.08107 | 618.5466 | -0.00018712 | 807.6897 | 0.12981 | 808.3748 | 0.01463 | 612.4435 | 0.33537
| 619.185 | 0.001808 | 618.7769 | 0.00045819 | 537.9745 | 0.00010404 | 619.185 | 0.0014965 | 618.7769 | 0.00074732 | 611.7602 | 0.00011107 | 618.7769 | -0.0001092 | 619.185 | 0 | 612.6685 | 0.00086138 | 537.9745 | 0.2886 | 619.185 | 0.00043663 | 619.185 | 0.0022448 | 613.57 | 0.0029042 | 619.185 | 0.043969 | 539.5643 | 9.0759e-06 | 619.185 | 0.61816 | 619.185 | 0.27897 | 618.7769 | 0.03185 | 808.5409 | 0.07447 | 618.7769 | -0.0016898 | 807.856 | 0.13203 | 808.5409 | 0.01525 | 612.6685 | 0.33358
| 619.415 | 0.0017173 | 619.0072 | 0.00066033 | 538.0899 | 0 | 619.415 | 0.0011543 | 619.0072 | -0.00043979 | 611.9883 | 0.00036966 | 619.0072 | 0.00065955 | 619.415 | 0.0005354 | 612.8934 | 0.00127 | 538.0899 | 0.28 | 619.415 | 0.0015563 | 619.415 | 0.0029642 | 613.8 | 0.0033268 | 619.415 | 0.043493 | 539.6821 | 8.9705e-06 | 619.415 | 0.63558 | 619.415 | 0.28689 | 619.0072 | 0.0334 | 808.707 | 0.07366 | 619.0072 | 0.0013254 | 808.0222 | 0.13537 | 808.707 | 0.01509 | 612.8934 | 0.335
| 619.6449 | 0.0022571 | 619.2375 | 0.00020621 | 538.2053 | 0.00067626 | 619.6449 | 0.00096846 | 619.2375 | 0.00074159 | 612.2165 | 0.00011033 | 619.2375 | -0.00024781 | 619.6449 | 0 | 613.1183 | 0.00089241 | 538.2053 | 0.28403 | 619.6449 | 0.00038059 | 619.6449 | 0.0021312 | 614.03 | 0.00053099 | 619.6449 | 0.040251 | 539.8 | 9.9776e-06 | 619.6449 | 0.64 | 619.6449 | 0.28849 | 619.2375 | 0.03297 | 808.8731 | 0.07243 | 619.2375 | -0.00022368 | 808.1884 | 0.13115 | 808.8731 | 0.01615 | 613.1183 | 0.33317
| 619.8749 | 0.0018154 | 619.4678 | 0.00083985 | 538.3207 | 0 | 619.8749 | 0.0013117 | 619.4678 | -0.00012318 | 612.4447 | 0.00031114 | 619.4678 | 0.00065579 | 619.8749 | 0.00096517 | 613.3432 | 0.0020701 | 538.3207 | 0.28835 | 619.8749 | 0.0013122 | 619.8749 | 0.0029481 | 614.26 | 0.0028392 | 619.8749 | 0.040158 | 539.9178 | 8.8885e-06 | 619.8749 | 0.66203 | 619.8749 | 0.2972 | 619.4678 | 0.03518 | 809.0392 | 0.07313 | 619.4678 | 0.0013588 | 808.3546 | 0.13811 | 809.0392 | 0.01617 | 613.3432 | 0.3328
| 620.1049 | 0.0017368 | 619.6981 | 0.00070798 | 538.436 | 0.00172 | 620.1049 | 0.0013327 | 619.6981 | 0.00052332 | 612.6729 | 0.0001307 | 619.6981 | -0.00013609 | 620.1049 | 0 | 613.5682 | 0.00051897 | 538.436 | 0.28565 | 620.1049 | 0.00056366 | 620.1049 | 0.0023471 | 614.49 | 0.0018964 | 620.1049 | 0.037521 | 540.0357 | 1.006e-05 | 620.1049 | 0.67131 | 620.1049 | 0.30137 | 619.6981 | 0.03488 | 809.2053 | 0.07004 | 619.6981 | 0.00029336 | 808.5209 | 0.13721 | 809.2053 | 0.01731 | 613.5682 | 0.33084
| 620.3348 | 0.0017953 | 619.9285 | 0.00070475 | 538.5514 | 0 | 620.3348 | 0.0015165 | 619.9285 | -0.00033791 | 612.9011 | 0.00042747 | 619.9285 | 0.00056046 | 620.3348 | 0.0006653 | 613.7932 | 0.00028071 | 538.5514 | 0.27969 | 620.3348 | 0.0015012 | 620.3348 | 0.0028812 | 614.72 | 0.0030016 | 620.3348 | 0.036667 | 540.1536 | 9.1344e-06 | 620.3348 | 0.6797 | 620.3348 | 0.30491 | 619.9285 | 0.0361 | 809.3714 | 0.06977 | 619.9285 | -8.1382e-05 | 808.6871 | 0.14131 | 809.3714 | 0.0169 | 613.7931 | 0.32807
| 620.5648 | 0.002253 | 620.1588 | 0.00054652 | 538.6668 | 0.00165 | 620.5648 | 0.0008269 | 620.1588 | 0.00015178 | 613.1293 | 0.00012024 | 620.1588 | -0.00010593 | 620.5648 | 0 | 614.0181 | 0.00072878 | 538.6668 | 0.27151 | 620.5648 | 0.00026993 | 620.5648 | 0.002281 | 614.95 | -0.001257 | 620.5648 | 0.034929 | 540.2714 | 1.0141e-05 | 620.5648 | 0.69965 | 620.5648 | 0.31266 | 620.1588 | 0.03683 | 809.5376 | 0.06722 | 620.1588 | -0.00040885 | 808.8533 | 0.14071 | 809.5376 | 0.01784 | 614.0181 | 0.32625
| 620.7949 | 0.0027349 | 620.3892 | 0.00061702 | 538.7822 | 0 | 620.7949 | 0.0017969 | 620.3892 | -0.00022517 | 613.3575 | 0.00034156 | 620.3892 | 0.00068011 | 620.7949 | 0.00075085 | 614.2431 | 0.00082852 | 538.7822 | 0.27475 | 620.7949 | 0.0012401 | 620.7949 | 0.0027146 | 615.18 | 0.00014088 | 620.7949 | 0.034645 | 540.3893 | 9.6028e-06 | 620.7949 | 0.72054 | 620.7949 | 0.32221 | 620.3892 | 0.03836 | 809.7037 | 0.06696 | 620.3892 | -5.0555e-05 | 809.0196 | 0.14443 | 809.7037 | 0.01738 | 614.2431 | 0.32581
| 621.0249 | 0.0024617 | 620.6196 | 0.00060869 | 538.8976 | 0.00156 | 621.0249 | 0.00093787 | 620.6196 | 0.00034251 | 613.5858 | 0.0001592 | 620.6196 | -0.00020159 | 621.0249 | 0 | 614.4681 | 0.0015479 | 538.8976 | 0.27407 | 621.0249 | 0.00022656 | 621.0249 | 0.0021576 | 615.41 | 0.00079106 | 621.0249 | 0.032538 | 540.5072 | 9.8371e-06 | 621.0249 | 0.73273 | 621.0249 | 0.32748 | 620.6196 | 0.03811 | 809.8698 | 0.06399 | 620.6196 | -0.0006682 | 809.1858 | 0.14147 | 809.8698 | 0.01886 | 614.4681 | 0.32308
| 621.2549 | 0.0037071 | 620.85 | 0.00073179 | 539.013 | 0 | 621.2549 | 0.001799 | 620.85 | -0.00037889 | 613.814 | 0.0004042 | 620.85 | 0.00065276 | 621.2549 | 0.00070221 | 614.6931 | 0.0014056 | 539.013 | 0.27407 | 621.2549 | 0.0012001 | 621.2549 | 0.0027144 | 615.64 | 0.00040094 | 621.2549 | 0.03203 | 540.6251 | 1.0165e-05 | 621.2549 | 0.74597 | 621.2549 | 0.33327 | 620.85 | 0.03972 | 810.0359 | 0.0639 | 620.85 | 0.00058703 | 809.3521 | 0.14995 | 810.0359 | 0.01873 | 614.693 | 0.32484
| 621.4849 | 0.0018303 | 621.0804 | 0.00010549 | 539.1284 | 0.00101 | 621.4849 | 0.0014688 | 621.0804 | 0.00015822 | 614.0423 | 0.00010838 | 621.0804 | -0.00018333 | 621.4849 | 0 | 614.9181 | 0.001233 | 539.1284 | 0.27452 | 621.4849 | 0.00019709 | 621.4849 | 0.0019631 | 615.87 | 0.0020915 | 621.4849 | 0.030151 | 540.7429 | 1.0095e-05 | 621.4849 | 0.7576 | 621.4849 | 0.33865 | 621.0804 | 0.03986 | 810.2021 | 0.0629 | 621.0804 | -0.00049141 | 809.5184 | 0.15057 | 810.2021 | 0.02094 | 614.9181 | 0.31959
| 621.715 | 0.0021806 | 621.3108 | 0.00084337 | 539.2438 | 0 | 621.715 | 0.001828 | 621.3108 | -0.00040592 | 614.2706 | 0.00024907 | 621.3108 | 0.00064935 | 621.715 | 0.00084194 | 615.1431 | 0.0018833 | 539.2438 | 0.27174 | 621.715 | 0.0017817 | 621.715 | 0.0026116 | 616.1 | 0.0029691 | 621.715 | 0.029987 | 540.8608 | 9.919e-06 | 621.715 | 0.77328 | 621.715 | 0.34656 | 621.3108 | 0.04144 | 810.3682 | 0.06256 | 621.3108 | 9.0094e-05 | 809.6846 | 0.15529 | 810.3682 | 0.02056 | 615.1431 | 0.31849
| 621.9451 | 0.0019551 | 621.5412 | 0.00057865 | 539.3592 | 0.00151 | 621.9451 | 0.00038261 | 621.5412 | 0.00039953 | 614.4988 | 0.0002322 | 621.5412 | -0.00011358 | 621.9451 | 0 | 615.3681 | 0.0016277 | 539.3592 | 0.2704 | 621.9451 | 0.00023848 | 621.9451 | 0.0019589 | 616.34 | 0.00033593 | 621.9451 | 0.027566 | 540.9787 | 1.0985e-05 | 621.9451 | 0.78572 | 621.9451 | 0.35379 | 621.5412 | 0.0418 | 810.5344 | 0.06188 | 621.5412 | -0.00061429 | 809.8509 | 0.15197 | 810.5344 | 0.0227 | 615.3681 | 0.31802
| 622.1752 | 0.0027499 | 621.7716 | 0.00072546 | 539.4746 | 0 | 622.1752 | 0.0005119 | 621.7716 | -0.00034806 | 614.7272 | 0.00042385 | 621.7716 | 0.00073229 | 622.1751 | 0.00080513 | 615.5931 | 0.0006812 | 539.4746 | 0.26592 | 622.1751 | 0.0015851 | 622.1752 | 0.0026222 | 616.57 | 0.0010511 | 622.1751 | 0.027885 | 541.0966 | 1.1758e-05 | 622.1751 | 0.80784 | 622.1752 | 0.3641 | 621.7716 | 0.04402 | 810.7005 | 0.05768 | 621.7716 | 0.00025259 | 810.0172 | 0.15685 | 810.7005 | 0.0217 | 615.5931 | 0.32085
| 622.4052 | 0.0013835 | 622.0021 | 0.00054124 | 539.5901 | 0.00142 | 622.4052 | 0.00084459 | 622.0021 | 0.00056893 | 614.9554 | 0.00017832 | 622.0021 | -0.00011889 | 622.4052 | 0 | 615.8182 | -0.000562 | 539.5901 | 0.26623 | 622.4052 | 0.00030215 | 622.4052 | 0.0019748 | 616.8 | -0.00096444 | 622.4052 | 0.025368 | 541.2145 | 1.1453e-05 | 622.4052 | 0.81352 | 622.4052 | 0.36761 | 622.0021 | 0.04363 | 810.8667 | 0.05882 | 622.0021 | -0.00037318 | 810.1834 | 0.16107 | 810.8667 | 0.02388 | 615.8182 | 0.31808
| 622.6353 | 0.003088 | 622.2325 | 0.00075334 | 539.7055 | 0 | 622.6353 | 0.001619 | 622.2325 | -0.00069903 | 615.1838 | 0.0003331 | 622.2325 | 0.00070785 | 622.6353 | 0.00039767 | 616.0433 | 0.0010407 | 539.7055 | 0.25953 | 622.6353 | 0.0012378 | 622.6353 | 0.0027643 | 617.03 | 0.0015062 | 622.6353 | 0.025594 | 541.3324 | 9.9776e-06 | 622.6353 | 0.82899 | 622.6353 | 0.37522 | 622.2325 | 0.04558 | 811.0328 | 0.05616 | 622.2325 | 0.0005819 | 810.3497 | 0.16257 | 811.0328 | 0.02273 | 616.0433 | 0.31657
| 622.8654 | 0.0018435 | 622.463 | 0.00049307 | 539.8209 | 0.00010404 | 622.8654 | 0.0005344 | 622.463 | 0.00046213 | 615.4121 | -9.8459e-06 | 622.463 | -0.00018509 | 622.8654 | 0 | 616.2683 | 0.00032724 | 539.8209 | 0.26146 | 622.8654 | 0.00036509 | 622.8654 | 0.0020718 | 617.26 | 0.00056349 | 622.8654 | 0.024057 | 541.4503 | 1.0141e-05 | 622.8654 | 0.84444 | 622.8654 | 0.38302 | 622.463 | 0.0458 | 811.199 | 0.05398 | 622.463 | -0.00020839 | 810.516 | 0.16365 | 811.199 | 0.0252 | 616.2683 | 0.31437
| 623.0956 | 0.0027366 | 622.6935 | 0.00067591 | 539.9364 | 0 | 623.0956 | 0.00090394 | 622.6935 | -0.0004548 | 615.6404 | 0.00027581 | 622.6935 | 0.00071015 | 623.0956 | 0.0005505 | 616.4934 | 0.00092502 | 539.9364 | 0.25968 | 623.0956 | 0.0011209 | 623.0956 | 0.00242 | 617.49 | 0.00085607 | 623.0956 | 0.023909 | 541.5682 | 1.0446e-05 | 623.0956 | 0.86101 | 623.0956 | 0.39244 | 622.6934 | 0.0482 | 811.3651 | 0.05397 | 622.6935 | 0.00093605 | 810.6823 | 0.16973 | 811.3651 | 0.02394 | 616.4934 | 0.31466
| 623.3257 | 0.0010556 | 622.9239 | 0.00071291 | 540.0518 | 0.00031212 | 623.3257 | 0.00067024 | 622.9239 | 0.00054602 | 615.8688 | 7.0959e-05 | 622.9239 | -7.8267e-05 | 623.3257 | 0 | 616.7185 | 0.00045724 | 540.0518 | 0.26334 | 623.3257 | 0.0005898 | 623.3257 | 0.002127 | 617.72 | -0.00067186 | 623.3257 | 0.022136 | 541.6861 | 1.0985e-05 | 623.3257 | 0.87065 | 623.3257 | 0.39943 | 622.9239 | 0.04796 | 811.5313 | 0.05173 | 622.9239 | 0.0002701 | 810.8486 | 0.16541 | 811.5313 | 0.02621 | 616.7185 | 0.31175
| 623.5558 | 0.0019758 | 623.1544 | 0.00065356 | 540.1673 | 0 | 623.5558 | 0.0016468 | 623.1544 | -0.00054862 | 616.0971 | 0.00028956 | 623.1544 | 0.00070247 | 623.5558 | 0.00062001 | 616.9436 | 0.0012363 | 540.1673 | 0.25999 | 623.5558 | 0.001416 | 623.5558 | 0.002288 | 617.95 | -0.0017446 | 623.5558 | 0.022189 | 541.804 | 1.102e-05 | 623.5558 | 0.8839 | 623.5558 | 0.40754 | 623.1544 | 0.04995 | 811.6975 | 0.05221 | 623.1544 | -0.00020746 | 811.0149 | 0.17067 | 811.6975 | 0.02461 | 616.9436 | 0.31348
| 623.786 | 0.0021297 | 623.3849 | 0.00058847 | 540.2827 | 0.00081498 | 623.786 | 0.00050204 | 623.3849 | 0.00075265 | 616.3254 | 4.6931e-05 | 623.3849 | -0.00010237 | 623.786 | 0 | 617.1687 | 0.0016191 | 540.2827 | 0.25289 | 623.786 | 0.00056461 | 623.786 | 0.0017006 | 618.18 | -0.00096444 | 623.786 | 0.020616 | 541.922 | 1.15e-05 | 623.786 | 0.8985 | 623.786 | 0.41541 | 623.385 | 0.05014 | 811.8636 | 0.05156 | 623.3849 | -0.00061426 | 811.1812 | 0.1749 | 811.8636 | 0.02681 | 617.1687 | 0.31082
| 624.0162 | 0.002812 | 623.6155 | 0.00075527 | 540.3982 | 0 | 624.0162 | 0.00096167 | 623.6155 | -0.00044528 | 616.5538 | 0.00048989 | 623.6155 | 0.00069521 | 624.0162 | 0.00075662 | 617.3938 | 0.0014552 | 540.3982 | 0.25721 | 624.0162 | 0.0013676 | 624.0162 | 0.0024252 | 618.41 | 0.00010836 | 624.0162 | 0.021117 | 542.0399 | 1.2027e-05 | 624.0162 | 0.90566 | 624.0162 | 0.42323 | 623.6155 | 0.05252 | 812.0298 | 0.04964 | 623.6155 | 0.00038799 | 811.3475 | 0.17631 | 812.0298 | 0.02561 | 617.3938 | 0.31248
| 624.2463 | 0.0016687 | 623.846 | 0.00055999 | 540.5136 | 0.00151 | 624.2463 | 1.4063e-05 | 623.846 | 0.00020662 | 616.7822 | 0.00011504 | 623.846 | -0.0002143 | 624.2463 | 0 | 617.619 | 0.0007897 | 540.5136 | 0.25803 | 624.2463 | 0.00077273 | 624.2463 | 0.0017472 | 618.64 | -0.001127 | 624.2463 | 0.018921 | 542.1578 | 1.0001e-05 | 624.2463 | 0.91746 | 624.2463 | 0.43172 | 623.846 | 0.05256 | 812.196 | 0.04966 | 623.846 | 0.00046476 | 811.5138 | 0.17542 | 812.196 | 0.02772 | 617.619 | 0.30662
| 624.4765 | 0.0021724 | 624.0765 | 0.00070065 | 540.6291 | 0 | 624.4765 | 0.0017601 | 624.0765 | -0.00022121 | 617.0106 | 0.00028929 | 624.0765 | 0.00077223 | 624.4765 | 0.00062676 | 617.8441 | 0.0015732 | 540.6291 | 0.25942 | 624.4765 | 0.0010754 | 624.4765 | 0.0023725 | 618.87 | -0.00086692 | 624.4765 | 0.019516 | 542.2757 | 8.8651e-06 | 624.4765 | 0.92935 | 624.4765 | 0.44163 | 624.0765 | 0.05512 | 812.3622 | 0.04861 | 624.0765 | 0.0011333 | 811.6801 | 0.17979 | 812.3622 | 0.02651 | 617.8441 | 0.30548
| 624.7067 | 0.0019643 | 624.3071 | 0.00063633 | 540.7446 | 0.00104 | 624.7067 | 0.00099329 | 624.3071 | 0.00030336 | 617.239 | 0.00014931 | 624.3071 | -0.00016468 | 624.7067 | 0 | 618.0692 | 3.834e-05 | 540.7446 | 0.26118 | 624.7067 | 0.00058595 | 624.7067 | 0.0018009 | 619.1 | -0.0020372 | 624.7067 | 0.018137 | 542.3936 | 8.0453e-06 | 624.7067 | 0.95284 | 624.7067 | 0.45582 | 624.3071 | 0.05592 | 812.5284 | 0.04929 | 624.3071 | -0.0006996 | 811.8464 | 0.1833 | 812.5284 | 0.02807 | 618.0692 | 0.30422
| 624.9369 | 0.0020259 | 624.5377 | 0.00055437 | 540.8601 | 0 | 624.9369 | 0.0011068 | 624.5377 | -0.00015028 | 617.4674 | 0.00022867 | 624.5377 | 0.00074515 | 624.9369 | 0.00057409 | 618.2944 | 0.0015181 | 540.8601 | 0.26041 | 624.9369 | 0.0011699 | 624.9369 | 0.0022735 | 619.33 | 0.00033593 | 624.9369 | 0.017998 | 542.5116 | 7.9282e-06 | 624.9369 | 0.95633 | 624.9369 | 0.46276 | 624.5377 | 0.05827 | 812.6946 | 0.04421 | 624.5377 | 0.0013824 | 812.0127 | 0.19055 | 812.6946 | 0.02675 | 618.2944 | 0.30487
| 625.1671 | 0.001455 | 624.7682 | 0.00034137 | 540.9755 | 0.0016 | 625.1671 | 0.0012328 | 624.7682 | 0.00061005 | 617.6959 | 6.0413e-05 | 624.7682 | -0.00018793 | 625.1671 | 0 | 618.5195 | 0.0018786 | 540.9755 | 0.25553 | 625.1671 | 0.00021878 | 625.1671 | 0.0017827 | 619.56 | -0.0026224 | 625.1671 | 0.016538 | 542.6295 | 9.6263e-06 | 625.1671 | 0.95812 | 625.1671 | 0.46862 | 624.7682 | 0.05771 | 812.8608 | 0.04507 | 624.7682 | -0.00040005 | 812.179 | 0.18878 | 812.8608 | 0.02811 | 618.5195 | 0.30137
| 625.3973 | 0.0022955 | 624.9988 | 0.00073011 | 541.091 | 0 | 625.3973 | 0.0010135 | 624.9988 | -0.00049099 | 617.9243 | 0.00028729 | 624.9988 | 0.00080191 | 625.3974 | 0.00058873 | 618.7447 | 0.0013402 | 541.091 | 0.25905 | 625.3974 | 0.0013404 | 625.3973 | 0.002404 | 619.79 | -0.00015171 | 625.3974 | 0.016966 | 542.7474 | 1.0095e-05 | 625.3974 | 0.96927 | 625.3973 | 0.48029 | 624.9988 | 0.06041 | 813.027 | 0.04027 | 624.9988 | 0.00073389 | 812.3454 | 0.19295 | 813.027 | 0.02692 | 618.7447 | 0.30358
| 625.6276 | 0.0020185 | 625.2294 | 0.0005426 | 541.2065 | 0.00084967 | 625.6276 | 0.00015052 | 625.2294 | 0.00046203 | 618.1527 | 0.0001433 | 625.2294 | -0.0001436 | 625.6276 | 0 | 618.9698 | 0.00011689 | 541.2065 | 0.25695 | 625.6276 | 0.00038455 | 625.6276 | 0.0016788 | 620.02 | 0.00046596 | 625.6276 | 0.015159 | 542.8654 | 1.1067e-05 | 625.6276 | 0.97954 | 625.6276 | 0.49048 | 625.2294 | 0.06027 | 813.1932 | 0.03833 | 625.2294 | -0.00061894 | 812.5117 | 0.19628 | 813.1932 | 0.02805 | 618.9698 | 0.3009
| 625.8578 | 0.0020653 | 625.46 | 0.00063098 | 541.322 | 0 | 625.8578 | 0.0011808 | 625.46 | -0.00040854 | 618.3812 | 0.00030122 | 625.46 | 0.00073206 | 625.8579 | 0.00063372 | 619.1951 | 0.00079427 | 541.322 | 0.26027 | 625.8579 | 0.0012903 | 625.8578 | 0.0022001 | 620.26 | 0.0031317 | 625.8579 | 0.015458 | 542.9833 | 1.1313e-05 | 625.8579 | 0.98524 | 625.8578 | 0.50085 | 625.46 | 0.06305 | 813.3594 | 0.0408 | 625.46 | 0.00011834 | 812.678 | 0.19811 | 813.3594 | 0.02692 | 619.1951 | 0.29999
| 626.0881 | 0.0019763 | 625.6906 | 0.00039956 | 541.4375 | 0.00046818 | 626.0881 | 0.0006609 | 625.6906 | 0.00011477 | 618.6096 | 1.8263e-05 | 625.6906 | -0.00019234 | 626.0881 | 0 | 619.4203 | -0.0002548 | 541.4375 | 0.25692 | 626.0881 | 0.00022004 | 626.0881 | 0.0014792 | 620.49 | 0.00040094 | 626.0881 | 0.014084 | 543.1013 | 1.0657e-05 | 626.0881 | 0.99003 | 626.0881 | 0.51195 | 625.6906 | 0.06373 | 813.5256 | 0.03515 | 625.6906 | -0.00072603 | 812.8444 | 0.19646 | 813.5256 | 0.02784 | 619.4203 | 0.29888
| 626.3184 | 0.003065 | 625.9213 | 0.00075428 | 541.553 | 0 | 626.3184 | 0.0017641 | 625.9213 | -0.00022508 | 618.8381 | 0.00060676 | 625.9213 | 0.00072007 | 626.3184 | 0.0010227 | 619.6454 | 0.0011667 | 541.553 | 0.2513 | 626.3184 | 0.001389 | 626.3184 | 0.0023213 | 620.72 | 0.0012462 | 626.3184 | 0.014912 | 543.2192 | 1.0177e-05 | 626.3184 | 0.99431 | 626.3184 | 0.52063 | 625.9213 | 0.06584 | 813.6918 | 0.03794 | 625.9213 | 0.000584 | 813.0107 | 0.20303 | 813.6918 | 0.02684 | 619.6454 | 0.29761
| 626.5487 | 0.00083396 | 626.1519 | 0.00042087 | 541.6685 | 0.00182 | 626.5487 | 0.0009652 | 626.1519 | 0.00012832 | 619.0666 | 0.00013268 | 626.1519 | -0.00024588 | 626.5487 | 1.6417e-05 | 619.8707 | 0.00058538 | 541.6685 | 0.24784 | 626.5487 | 0.00019909 | 626.5487 | 0.0014444 | 620.95 | 0.00027091 | 626.5487 | 0.013242 | 543.3372 | 9.919e-06 | 626.5487 | 0.99159 | 626.5487 | 0.52927 | 626.1519 | 0.06601 | 813.858 | 0.03735 | 626.1519 | -0.00087486 | 813.1771 | 0.20248 | 813.858 | 0.02751 | 619.8707 | 0.29749
| 626.779 | 0.0028102 | 626.3826 | 0.00060158 | 541.7841 | 0 | 626.779 | 0.0009386 | 626.3826 | -0.00019804 | 619.2951 | 0.0004423 | 626.3826 | 0.00063717 | 626.779 | 0.000806 | 620.0959 | 0.0012684 | 541.7841 | 0.25085 | 626.779 | 0.0011603 | 626.779 | 0.0021596 | 621.18 | 0.00062851 | 626.779 | 0.013789 | 543.4552 | 8.947e-06 | 626.779 | 0.99434 | 626.779 | 0.54074 | 626.3826 | 0.06783 | 814.0242 | 0.03547 | 626.3826 | 0.00060847 | 813.3434 | 0.20905 | 814.0242 | 0.02672 | 620.096 | 0.2975
| 627.0093 | 0.0023361 | 626.6132 | 0.00062668 | 541.8996 | 0.00149 | 627.0093 | 0.00035013 | 626.6132 | 0.00061499 | 619.5236 | 0.00013001 | 626.6132 | -0.00021601 | 627.0093 | 0 | 620.3212 | 0.00062471 | 541.8996 | 0.24651 | 627.0093 | 0.00037347 | 627.0093 | 0.0016029 | 621.41 | -0.0021998 | 627.0093 | 0.011972 | 543.5731 | 8.7714e-06 | 627.0093 | 0.99074 | 627.0093 | 0.55148 | 626.6132 | 0.06902 | 814.1905 | 0.03448 | 626.6132 | -0.0010622 | 813.5098 | 0.20754 | 814.1905 | 0.02729 | 620.3212 | 0.29553
| 627.2396 | 0.0022437 | 626.8439 | 0.00076295 | 542.0151 | 0 | 627.2396 | 0.0010801 | 626.8439 | -0.00041346 | 619.7521 | 0.00042417 | 626.8439 | 0.0007211 | 627.2396 | 0.00077602 | 620.5464 | 0.0017214 | 542.0151 | 0.24602 | 627.2396 | 0.0014756 | 627.2396 | 0.0022437 | 621.64 | -0.001192 | 627.2396 | 0.01257 | 543.6911 | 7.776e-06 | 627.2396 | 0.99639 | 627.2396 | 0.56546 | 626.8439 | 0.07233 | 814.3567 | 0.03379 | 626.8439 | 0.00035601 | 813.6762 | 0.21261 | 814.3567 | 0.02669 | 620.5464 | 0.29448
| 627.47 | 0.001555 | 627.0746 | 0.00053189 | 542.1306 | 0.00048552 | 627.47 | 0.00049901 | 627.0746 | 0.00053132 | 619.9806 | 0.00010316 | 627.0746 | -0.00022865 | 627.4699 | 0 | 620.7717 | 0.00034293 | 542.1306 | 0.24211 | 627.4699 | 0.00011491 | 627.47 | 0.0013844 | 621.87 | -0.001127 | 627.4699 | 0.011563 | 543.809 | 8.5372e-06 | 627.4699 | 0.9903 | 627.47 | 0.57667 | 627.0746 | 0.07201 | 814.5229 | 0.03306 | 627.0746 | -0.0012875 | 813.8425 | 0.21748 | 814.5229 | 0.02706 | 620.7717 | 0.29121
| 627.7003 | 0.0023881 | 627.3053 | 0.00064795 | 542.2462 | 0 | 627.7003 | 0.00052604 | 627.3053 | -0.0005058 | 620.2092 | 0.00045056 | 627.3053 | 0.00073589 | 627.7003 | 0.00096722 | 620.9969 | 0.00159 | 542.2462 | 0.24244 | 627.7003 | 0.0012021 | 627.7003 | 0.0020611 | 622.1 | -0.00028175 | 627.7003 | 0.011871 | 543.927 | 9.2749e-06 | 627.7003 | 0.97327 | 627.7003 | 0.58026 | 627.3053 | 0.07347 | 814.6892 | 0.03393 | 627.3053 | 0.0015692 | 814.0089 | 0.22169 | 814.6892 | 0.02687 | 620.9969 | 0.29227
| 627.9307 | 0.0022838 | 627.536 | 0.00059622 | 542.3617 | 0.00074563 | 627.9307 | 0.00059916 | 627.536 | 0.00021248 | 620.4377 | 3.2732e-05 | 627.536 | -0.00013553 | 627.9306 | 0 | 621.2222 | 0.00045839 | 542.3617 | 0.2437 | 627.9306 | 0.00058954 | 627.9307 | 0.0012913 | 622.33 | -0.0020372 | 627.9306 | 0.010457 | 544.045 | 9.7082e-06 | 627.9306 | 0.96826 | 627.9307 | 0.59288 | 627.536 | 0.0752 | 814.8554 | 0.03534 | 627.536 | 0.00071385 | 814.1753 | 0.2233 | 814.8554 | 0.02719 | 621.2222 | 0.28908
| 628.161 | 0.0016656 | 627.7667 | 0.00064404 | 542.4773 | 0 | 628.161 | 0.0010681 | 627.7667 | -0.000568 | 620.6663 | 0.00037932 | 627.7667 | 0.00074908 | 628.161 | 0.00069689 | 621.4475 | 0.0014092 | 542.4773 | 0.2429 | 628.161 | 0.0013699 | 628.161 | 0.0020995 | 622.56 | -0.00054182 | 628.161 | 0.011257 | 544.163 | 9.8956e-06 | 628.161 | 0.97034 | 628.161 | 0.61062 | 627.7667 | 0.07823 | 815.0217 | 0.03688 | 627.7667 | 4.9996e-05 | 814.3416 | 0.22739 | 815.0217 | 0.02751 | 621.4475 | 0.28933
| 628.3914 | 0.0018425 | 627.9974 | 0.00049732 | 542.5928 | 0.00125 | 628.3914 | 0.00082509 | 627.9974 | 0.00068705 | 620.8948 | 9.5631e-05 | 627.9974 | -0.00027906 | 628.3914 | 0 | 621.6728 | 0.0010901 | 542.5928 | 0.24489 | 628.3914 | 0.00015781 | 628.3914 | 0.0012412 | 622.79 | 0.0011162 | 628.3914 | 0.0096368 | 544.2809 | 1.0388e-05 | 628.3914 | 0.95918 | 628.3914 | 0.62181 | 627.9974 | 0.07866 | 815.1879 | 0.03633 | 627.9974 | -0.00051953 | 814.508 | 0.22782 | 815.1879 | 0.02752 | 621.6728 | 0.28371
| 628.6218 | 0.0024815 | 628.2282 | 0.00066696 | 542.7084 | 0 | 628.6218 | 0.0017637 | 628.2282 | -0.00067127 | 621.1234 | 0.00040155 | 628.2282 | 0.00069455 | 628.6218 | 0.00093 | 621.8981 | 0.00071284 | 542.7084 | 0.2366 | 628.6218 | 0.0010671 | 628.6218 | 0.0021967 | 623.02 | -0.00018422 | 628.6218 | 0.010275 | 544.3989 | 9.8371e-06 | 628.6218 | 0.94594 | 628.6218 | 0.63294 | 628.2282 | 0.08178 | 815.3542 | 0.03808 | 628.2282 | 0.00089948 | 814.6744 | 0.23269 | 815.3542 | 0.02845 | 621.8981 | 0.28665
| 628.8522 | 0.00184 | 628.4589 | 0.00033316 | 542.8239 | 0.00024276 | 628.8522 | 0.00048193 | 628.4589 | 9.9781e-05 | 621.3519 | -2.1895e-05 | 628.4589 | -6.1012e-05 | 628.8522 | 0 | 622.1234 | 0.0011031 | 542.8239 | 0.23898 | 628.8522 | 0.00021264 | 628.8522 | 0.0012545 | 623.25 | 0.0013438 | 628.8522 | 0.009079 | 544.5169 | 8.584e-06 | 628.8522 | 0.93354 | 628.8522 | 0.64708 | 628.4589 | 0.08275 | 815.5204 | 0.0386 | 628.4589 | -0.00081292 | 814.8408 | 0.23152 | 815.5204 | 0.02844 | 622.1234 | 0.28369
| 629.0826 | 0.0024388 | 628.6897 | 0.00064186 | 542.9395 | 0 | 629.0826 | 0.001185 | 628.6897 | -0.00012765 | 621.5806 | 0.00036597 | 628.6897 | 0.0007616 | 629.0826 | 0.00087019 | 622.3488 | 0.0014525 | 542.9395 | 0.2341 | 629.0826 | 0.0012399 | 629.0826 | 0.0020234 | 623.49 | 0.0010836 | 629.0826 | 0.0097789 | 544.6349 | 6.7337e-06 | 629.0826 | 0.91404 | 629.0826 | 0.65564 | 628.6897 | 0.08585 | 815.6867 | 0.03004 | 628.6897 | -0.00040143 | 815.0072 | 0.23099 | 815.6867 | 0.02985 | 622.3487 | 0.28648
| 629.313 | 0.0020334 | 628.9205 | 0.00046463 | 543.0551 | 0.00146 | 629.313 | 0.00083717 | 628.9205 | 6.5768e-05 | 621.8091 | 5.2659e-05 | 628.9205 | -0.00016867 | 629.313 | 0 | 622.5741 | 0.00040128 | 543.0551 | 0.23529 | 629.313 | 0 | 629.313 | 0.0012251 | 623.72 | -0.0015822 | 629.313 | 0.0085375 | 544.7529 | 8.0687e-06 | 629.313 | 0.90621 | 629.313 | 0.67502 | 628.9204 | 0.08598 | 815.8529 | 0.0384 | 628.9205 | -0.00042982 | 815.1736 | 0.23394 | 815.8529 | 0.02931 | 622.5741 | 0.28473
| 629.5434 | 0.0021047 | 629.1512 | 0.00064901 | 543.1707 | 0 | 629.5434 | 0.0012239 | 629.1512 | -0.00028935 | 622.0378 | 0.000391 | 629.1512 | 0.00076557 | 629.5434 | 0.00084767 | 622.7994 | 0.0016442 | 543.1707 | 0.23185 | 629.5434 | 0.0012886 | 629.5434 | 0.0022041 | 623.95 | -0.00047681 | 629.5434 | 0.0090121 | 544.8709 | 9.2398e-06 | 629.5434 | 0.87851 | 629.5434 | 0.6766 | 629.1512 | 0.08895 | 816.0192 | 0.02837 | 629.1512 | 0.00072805 | 815.34 | 0.23825 | 816.0192 | 0.0304 | 622.7994 | 0.28499
| 629.7739 | 0.0014583 | 629.382 | 0.00041034 | 543.2862 | 0.00276 | 629.7739 | 0.00028215 | 629.382 | 0.00054329 | 622.2664 | 2.0333e-05 | 629.382 | -6.3694e-05 | 629.7738 | 0 | 623.0248 | 0.0010419 | 543.2862 | 0.23711 | 629.7738 | 0.00036242 | 629.7739 | 0.0012462 | 624.18 | -0.00063934 | 629.7738 | 0.0079539 | 544.9889 | 1.0469e-05 | 629.7738 | 0.86794 | 629.7739 | 0.69731 | 629.382 | 0.09032 | 816.1855 | 0.03628 | 629.382 | -0.00070425 | 815.5064 | 0.2424 | 816.1855 | 0.02927 | 623.0248 | 0.28059
| 630.0043 | 0.0020996 | 629.6128 | 0.00067592 | 543.4018 | 0 | 630.0043 | 0.0020103 | 629.6128 | -0.00032721 | 622.495 | 0.00036979 | 629.6128 | 0.00074763 | 630.0043 | 0.00062715 | 623.2501 | 0.0013544 | 543.4018 | 0.23069 | 630.0043 | 0.0011892 | 630.0043 | 0.0021043 | 624.41 | -0.00015171 | 630.0043 | 0.0083926 | 545.1069 | 1.0083e-05 | 630.0043 | 0.84303 | 630.0043 | 0.70586 | 629.6128 | 0.09313 | 816.3517 | 0.02825 | 629.6128 | 0.00019386 | 815.6728 | 0.24965 | 816.3517 | 0.03074 | 623.2501 | 0.27995
| 630.2347 | 0.0011981 | 629.8436 | 0.00047516 | 543.5174 | 0.00074563 | 630.2347 | 0.0008055 | 629.8436 | -0.00016399 | 622.7236 | 2.5562e-05 | 629.8436 | -0.00016472 | 630.2348 | 0 | 623.4755 | 0.0013354 | 543.5174 | 0.22516 | 630.2348 | 0 | 630.2347 | 0.0012327 | 624.64 | 0.00014088 | 630.2348 | 0.0071294 | 545.2249 | 1.0341e-05 | 630.2348 | 0.8187 | 630.2347 | 0.71919 | 629.8437 | 0.0945 | 816.518 | 0.02613 | 629.8436 | -0.00020975 | 815.8392 | 0.24678 | 816.518 | 0.03025 | 623.4755 | 0.27864
| 630.4652 | 0.0025362 | 630.0745 | 0.00071547 | 543.633 | 0 | 630.4652 | 0.0010616 | 630.0745 | -0.00062746 | 622.9523 | 0.00039673 | 630.0745 | 0.00075735 | 630.4652 | 0.00052135 | 623.7009 | 0.0014133 | 543.633 | 0.22615 | 630.4652 | 0.0011479 | 630.4652 | 0.0019677 | 624.87 | 0.00062851 | 630.4652 | 0.0079656 | 545.3429 | 9.5092e-06 | 630.4652 | 0.79719 | 630.4652 | 0.72991 | 630.0745 | 0.09671 | 816.6843 | 0.0276 | 630.0745 | -0.00052183 | 816.0056 | 0.25305 | 816.6843 | 0.03258 | 623.7009 | 0.27516
| 630.6957 | 0.0020286 | 630.3053 | 0.00044232 | 543.7486 | 0.00109 | 630.6957 | 0.00097821 | 630.3053 | 0.00063811 | 623.181 | 7.817e-05 | 630.3053 | -0.0001995 | 630.6957 | 0 | 623.9263 | 0.00086276 | 543.7486 | 0.22845 | 630.6957 | 0.00017857 | 630.6957 | 0.0010812 | 625.1 | -0.0022648 | 630.6957 | 0.006649 | 545.4609 | 8.9939e-06 | 630.6957 | 0.77831 | 630.6957 | 0.74853 | 630.3053 | 0.09895 | 816.8506 | 0.02536 | 630.3053 | -0.0014792 | 816.1721 | 0.2527 | 816.8506 | 0.03195 | 623.9263 | 0.27788
| 630.9262 | 0.0024422 | 630.5362 | 0.00063709 | 543.8642 | 0 | 630.9262 | 0.001519 | 630.5362 | -0.00069173 | 623.4096 | 0.00027558 | 630.5362 | 0.00069866 | 630.9262 | 0.00077604 | 624.1517 | 0.0017503 | 543.8642 | 0.22842 | 630.9262 | 0.0011564 | 630.9262 | 0.0018003 | 625.33 | -0.0021348 | 630.9262 | 0.0074409 | 545.5789 | 8.8651e-06 | 630.9262 | 0.75934 | 630.9262 | 0.76412 | 630.5362 | 0.10229 | 817.0169 | 0.0289 | 630.5362 | 5.2804e-05 | 816.3385 | 0.25361 | 817.0169 | 0.03379 | 624.1517 | 0.27774
| 631.1567 | 0.0015515 | 630.767 | 0.00047055 | 543.9799 | 0.00081498 | 631.1567 | 0.00059046 | 630.767 | 0.00028568 | 623.6383 | -8.2896e-07 | 630.767 | -0.00025871 | 631.1567 | 0 | 624.3771 | 0.00023159 | 543.9799 | 0.22695 | 631.1567 | 0 | 631.1567 | 0.0012262 | 625.56 | -0.0026224 | 631.1567 | 0.0060782 | 545.6969 | 9.6028e-06 | 631.1567 | 0.72885 | 631.1567 | 0.77281 | 630.767 | 0.10266 | 817.1831 | 0.02733 | 630.767 | 0.00031849 | 816.5049 | 0.2529 | 817.1831 | 0.03261 | 624.3771 | 0.27392
| 631.3872 | 0.0021597 | 630.9979 | 0.00057228 | 544.0955 | 0 | 631.3872 | 0.0012107 | 630.9979 | -0.00038013 | 623.867 | 0.00042619 | 630.9979 | 0.00061505 | 631.3872 | 0.00066801 | 624.6025 | 0.0018186 | 544.0955 | 0.22436 | 631.3872 | 0.0011477 | 631.3872 | 0.0018254 | 625.79 | 0.00053099 | 631.3872 | 0.0069231 | 545.815 | 1.0341e-05 | 631.3872 | 0.70672 | 631.3872 | 0.78583 | 630.9979 | 0.10544 | 817.3494 | 0.03143 | 630.9979 | -0.00010319 | 816.6713 | 0.25673 | 817.3494 | 0.03435 | 624.6025 | 0.27245
| 631.6177 | 0.0020292 | 631.2288 | 0.00038585 | 544.2111 | 0.00064159 | 631.6177 | 0.00060076 | 631.2288 | 0.00033645 | 624.0957 | 0.00028012 | 631.2288 | -0.0001939 | 631.6178 | 0 | 624.8279 | 0.0006968 | 544.2111 | 0.22371 | 631.6178 | 3.3238e-05 | 631.6177 | 0.0011799 | 626.03 | -0.0018747 | 631.6178 | 0.0057512 | 545.933 | 1.006e-05 | 631.6178 | 0.69224 | 631.6177 | 0.80919 | 631.2288 | 0.10981 | 817.5157 | 0.02618 | 631.2288 | -0.0011424 | 816.8378 | 0.25714 | 817.5157 | 0.03343 | 624.8279 | 0.27133
| 631.8483 | 0.0023949 | 631.4597 | 0.00064677 | 544.3267 | 0 | 631.8483 | 0.00066707 | 631.4597 | -0.00078043 | 624.3244 | 0.00039618 | 631.4597 | 0.00062876 | 631.8483 | 0.0006799 | 625.0534 | 0.0013483 | 544.3267 | 0.22396 | 631.8483 | 0.0012524 | 631.8483 | 0.0019263 | 626.26 | -0.001192 | 631.8483 | 0.0065318 | 546.051 | 9.7082e-06 | 631.8483 | 0.66358 | 631.8483 | 0.81781 | 631.4597 | 0.11319 | 817.682 | 0.03089 | 631.4597 | 0.00014691 | 817.0042 | 0.26453 | 817.682 | 0.03496 | 625.0534 | 0.27253
| 632.0789 | 0.0017065 | 631.6906 | 0.00047584 | 544.4424 | 0.00224 | 632.0789 | 0.00081961 | 631.6906 | 0.00027955 | 624.5532 | 4.2787e-05 | 631.6906 | -0.0001025 | 632.0788 | 0 | 625.2788 | 0.00089537 | 544.4424 | 0.22119 | 632.0788 | 0 | 632.0789 | 0.0012843 | 626.49 | 0.00014088 | 632.0788 | 0.00555 | 546.169 | 9.919e-06 | 632.0788 | 0.63504 | 632.0789 | 0.82623 | 631.6906 | 0.11197 | 817.8483 | 0.02066 | 631.6906 | -0.0010815 | 817.1707 | 0.2633 | 817.8483 | 0.0341 | 625.2788 | 0.26875
| 632.3094 | 0.0023009 | 631.9215 | 0.00056699 | 544.558 | 0 | 632.3094 | 0.0015797 | 631.9215 | -0.00056865 | 624.7819 | 0.00052011 | 631.9215 | 0.00060176 | 632.3094 | 0.00059171 | 625.5043 | 0.0010974 | 544.558 | 0.22195 | 632.3094 | 0.0013788 | 632.3094 | 0.0018004 | 626.72 | -0.0001192 | 632.3094 | 0.0062201 | 546.2871 | 1.0095e-05 | 632.3094 | 0.61663 | 632.3094 | 0.84385 | 631.9215 | 0.11716 | 818.0147 | 0.02985 | 631.9215 | 0.0009897 | 817.3371 | 0.26245 | 818.0147 | 0.03512 | 625.5043 | 0.27076
| 632.54 | 0.0020354 | 632.1524 | 0.00026104 | 544.6736 | 0.00123 | 632.54 | 0.00015238 | 632.1524 | 0.00013636 | 625.0106 | 7.1489e-05 | 632.1524 | -0.00024152 | 632.54 | 0 | 625.7297 | 0.00019162 | 544.6736 | 0.2188 | 632.54 | 0.00015295 | 632.54 | 0.00097243 | 626.95 | -0.0022323 | 632.54 | 0.0047376 | 546.4051 | 9.9307e-06 | 632.54 | 0.58791 | 632.54 | 0.85063 | 632.1524 | 0.11709 | 818.181 | 0.02001 | 632.1524 | -0.00080943 | 817.5036 | 0.26982 | 818.181 | 0.03474 | 625.7297 | 0.26971
| 632.7706 | 0.0022722 | 632.3833 | 0.00063545 | 544.7893 | 0 | 632.7706 | 0.0013874 | 632.3833 | -0.00035061 | 625.2394 | 0.00060594 | 632.3833 | 0.00073935 | 632.7706 | 0.00053987 | 625.9552 | 0.0019515 | 544.7893 | 0.2197 | 632.7706 | 0.00087546 | 632.7706 | 0.0016933 | 627.18 | 1.0836e-05 | 632.7706 | 0.0059262 | 546.5232 | 9.5911e-06 | 632.7706 | 0.57299 | 632.7706 | 0.87347 | 632.3833 | 0.12152 | 818.3473 | 0.02115 | 632.3833 | -0.00083397 | 817.67 | 0.27547 | 818.3473 | 0.03543 | 625.9552 | 0.26807
| 633.0012 | 0.0014977 | 632.6143 | 0.00048399 | 544.9049 | 0.00029479 | 633.0012 | 0.00077712 | 632.6143 | 0.00047186 | 625.4681 | 0.00018323 | 632.6143 | -0.00023697 | 633.0011 | 0.00011709 | 626.1807 | 0.00030175 | 544.9049 | 0.2173 | 633.0011 | 0.00026843 | 633.0012 | 0.0011817 | 627.41 | -0.0025575 | 633.0011 | 0.0044373 | 546.6412 | 1.0633e-05 | 633.0011 | 0.54412 | 633.0012 | 0.87963 | 632.6143 | 0.12257 | 818.5136 | 0.01894 | 632.6143 | -0.0018767 | 817.8365 | 0.27314 | 818.5136 | 0.03514 | 626.1807 | 0.26718
| 633.2318 | 0.0025724 | 632.8452 | 0.00054664 | 545.0206 | 0 | 633.2318 | 0.0013803 | 632.8452 | -0.00053848 | 625.6969 | 0.00048084 | 632.8452 | 0.00066357 | 633.2318 | 0.00061502 | 626.4062 | 0.0010118 | 545.0206 | 0.21493 | 633.2318 | 0.0010746 | 633.2318 | 0.001602 | 627.64 | -0.001127 | 633.2318 | 0.005372 | 546.7592 | 1.0388e-05 | 633.2318 | 0.52184 | 633.2318 | 0.88903 | 632.8452 | 0.12558 | 818.6799 | 0.01944 | 632.8452 | -0.00018904 | 818.003 | 0.27401 | 818.6799 | 0.03514 | 626.4062 | 0.26722
| 633.4623 | 0.001074 | 633.0762 | 0.00067998 | 545.1363 | 0.00046818 | 633.4623 | 9.3423e-05 | 633.0762 | 0.00047897 | 625.9257 | 6.2047e-05 | 633.0762 | -0.00017733 | 633.4624 | 0 | 626.6317 | 0.0012655 | 545.1363 | 0.22105 | 633.4624 | 0.00011167 | 633.4623 | 0.0011586 | 627.87 | -0.00063934 | 633.4624 | 0.004547 | 546.8773 | 9.919e-06 | 633.4624 | 0.49803 | 633.4623 | 0.89822 | 633.0762 | 0.12838 | 818.8463 | 0.0153 | 633.0762 | -0.00073529 | 818.1694 | 0.27756 | 818.8463 | 0.03478 | 626.6317 | 0.26525
| 633.693 | 0.0024303 | 633.3072 | 0.00075684 | 545.2519 | 0 | 633.693 | 0.0011188 | 633.3072 | -0.00053155 | 626.1545 | 0.00041266 | 633.3072 | 0.00073721 | 633.693 | 0.00063939 | 626.8572 | 0.00096815 | 545.2519 | 0.21843 | 633.693 | 0.0011117 | 633.693 | 0.0019603 | 628.1 | 0.0017663 | 633.693 | 0.0056934 | 546.9954 | 1.0165e-05 | 633.693 | 0.47969 | 633.693 | 0.9091 | 633.3072 | 0.1318 | 819.0126 | 0.01781 | 633.3072 | 0.00035365 | 818.3359 | 0.28007 | 819.0126 | 0.03462 | 626.8572 | 0.26626
| 633.9236 | 0.0013424 | 633.5382 | 0.00041184 | 545.3676 | 0.00132 | 633.9236 | -1.2014e-05 | 633.5382 | 0.00045521 | 626.3833 | 0.00021489 | 633.5382 | -0.00013029 | 633.9236 | 0 | 627.0828 | 0.00072018 | 545.3676 | 0.21633 | 633.9236 | 0 | 633.9236 | 0.0011211 | 628.33 | -0.0017446 | 633.9236 | 0.0043181 | 547.1134 | 1.0633e-05 | 633.9236 | 0.46026 | 633.9236 | 0.92574 | 633.5382 | 0.13362 | 819.1789 | 0.01326 | 633.5382 | 0.00021185 | 818.5024 | 0.28302 | 819.1789 | 0.03447 | 627.0828 | 0.26233
| 634.1543 | 0.0022821 | 633.7692 | 0.00051142 | 545.4833 | 0 | 634.1543 | 0.0013023 | 633.7692 | -0.00027195 | 626.6121 | 0.00030859 | 633.7692 | 0.00076982 | 634.1543 | 0.00063455 | 627.3083 | 0.00022067 | 545.4833 | 0.21862 | 634.1543 | 0.00093923 | 634.1543 | 0.0016947 | 628.57 | 0.00059601 | 634.1543 | 0.0046378 | 547.2315 | 1.0282e-05 | 634.1543 | 0.43688 | 634.1543 | 0.9275 | 633.7692 | 0.1359 | 819.3453 | 0.01441 | 633.7692 | -0.001038 | 818.6689 | 0.28695 | 819.3453 | 0.03432 | 627.3083 | 0.26443
| 634.3849 | -2.0317e-05 | 634.0002 | 0.00039394 | 545.599 | 0.00194 | 634.3849 | 0.00044557 | 634.0002 | 0.00047085 | 626.8409 | 0.00014057 | 634.0002 | -0.000248 | 634.3849 | 0 | 627.5338 | 0.00076373 | 545.599 | 0.219 | 634.3849 | 0 | 634.3849 | 0.00084223 | 628.8 | 0.00098612 | 634.3849 | 0.0040025 | 547.3495 | 8.5606e-06 | 634.3849 | 0.41518 | 634.385 | 0.93119 | 634.0002 | 0.13855 | 819.5116 | 0.01308 | 634.0002 | -0.00066489 | 818.8353 | 0.28054 | 819.5116 | 0.03435 | 627.5338 | 0.26125
| 634.6156 | 0.0019672 | 634.2312 | 0.00057167 | 545.7147 | 0 | 634.6156 | 0.0012867 | 634.2312 | -0.00028178 | 627.0698 | 0.00050743 | 634.2312 | 0.00067742 | 634.6156 | 0.00011992 | 627.7594 | 0.0020623 | 545.7147 | 0.218 | 634.6156 | 0.0010607 | 634.6156 | 0.0015957 | 629.03 | 0.00082357 | 634.6156 | 0.0048117 | 547.4676 | 8.3381e-06 | 634.6156 | 0.40781 | 634.6156 | 0.95942 | 634.2312 | 0.14618 | 819.678 | 0.01601 | 634.2312 | 0.00038616 | 819.0018 | 0.28949 | 819.678 | 0.03411 | 627.7594 | 0.26215
| 634.8463 | 0.00089548 | 634.4622 | 0.00016968 | 545.8303 | 0.00067626 | 634.8463 | 0.00091454 | 634.4622 | 0.00030126 | 627.2986 | 3.2945e-05 | 634.4622 | -0.00031643 | 634.8463 | 0 | 627.9849 | 0.0011849 | 545.8303 | 0.21616 | 634.8463 | 0 | 634.8463 | 0.00077536 | 629.26 | -0.0013871 | 634.8463 | 0.0033237 | 547.5857 | 9.6731e-06 | 634.8463 | 0.38386 | 634.8463 | 0.95459 | 634.4623 | 0.14509 | 819.8443 | 0.01619 | 634.4622 | -0.00077597 | 819.1683 | 0.29118 | 819.8443 | 0.03401 | 627.9849 | 0.26126
| 635.077 | 0.0023699 | 634.6933 | 0.0005911 | 545.946 | 0 | 635.077 | 0.00054365 | 634.6933 | -8.133e-05 | 627.5274 | 0.0003446 | 634.6933 | 0.00064375 | 635.077 | 0.00057768 | 628.2105 | 0.0013754 | 545.946 | 0.21121 | 635.077 | 0.00093557 | 635.077 | 0.0017207 | 629.49 | 0.00088859 | 635.077 | 0.0048509 | 547.7037 | 1.0388e-05 | 635.077 | 0.36624 | 635.077 | 0.9608 | 634.6933 | 0.14883 | 820.0107 | 0.01781 | 634.6933 | 0.00021024 | 819.3348 | 0.29395 | 820.0107 | 0.03369 | 628.2105 | 0.26062
| 635.3077 | 0.0015536 | 634.9243 | 0.00044673 | 546.0617 | 0.00041617 | 635.3077 | 0.00010291 | 634.9243 | 0.00070368 | 627.7563 | 5.8824e-05 | 634.9243 | -0.00015655 | 635.3077 | 0 | 628.4361 | 0.00046796 | 546.0617 | 0.21174 | 635.3077 | 0 | 635.3077 | 0.00095265 | 629.72 | -0.0012895 | 635.3077 | 0.0028912 | 547.8218 | 1.0516e-05 | 635.3077 | 0.35158 | 635.3077 | 0.97557 | 634.9244 | 0.15294 | 820.177 | 0.01461 | 634.9243 | -0.0010785 | 819.5013 | 0.29362 | 820.177 | 0.0337 | 628.4361 | 0.26027
| 635.5384 | 0.0015423 | 635.1554 | 0.00063833 | 546.1775 | 0 | 635.5384 | 0.0015807 | 635.1554 | -0.00070455 | 627.9852 | 0.00045531 | 635.1554 | 0.00070039 | 635.5384 | 0.0007073 | 628.6617 | 0.00046965 | 546.1775 | 0.21366 | 635.5384 | 0.0012958 | 635.5384 | 0.001692 | 629.95 | -0.0018422 | 635.5384 | 0.0040565 | 547.9399 | 9.8371e-06 | 635.5384 | 0.33844 | 635.5384 | 0.98123 | 635.1554 | 0.15686 | 820.3434 | 0.01677 | 635.1554 | 0.0016514 | 819.6678 | 0.29747 | 820.3434 | 0.03343 | 628.6617 | 0.25892
| 635.7691 | 0.00098556 | 635.3865 | 0.00051175 | 546.2932 | 0.00039883 | 635.7691 | 0.00050589 | 635.3865 | 0.00064849 | 628.2141 | 9.512e-05 | 635.3865 | -0.00012993 | 635.7691 | 0 | 628.8873 | 0.0016954 | 546.2932 | 0.21168 | 635.7691 | 0.00040615 | 635.7691 | 0.00099282 | 630.18 | -0.00054182 | 635.7691 | 0.0029872 | 548.058 | 1.0903e-05 | 635.7691 | 0.32189 | 635.7691 | 0.98555 | 635.3865 | 0.15827 | 820.5097 | 0.01528 | 635.3865 | -0.00089014 | 819.8343 | 0.29898 | 820.5097 | 0.03334 | 628.8873 | 0.25862
| 635.9999 | 0.0022409 | 635.6176 | 0.00046756 | 546.4089 | 0 | 635.9999 | 0.0012968 | 635.6176 | -0.00027033 | 628.4429 | 0.00043979 | 635.6176 | 0.00078598 | 635.9998 | 0.00053807 | 629.1129 | 3.4778e-05 | 546.4089 | 0.21377 | 635.9998 | 0.00077934 | 635.9999 | 0.0014232 | 630.41 | -0.001127 | 635.9998 | 0.0037306 | 548.1761 | 1.0516e-05 | 635.9998 | 0.30682 | 635.9999 | 0.98463 | 635.6176 | 0.16243 | 820.6761 | 0.01784 | 635.6176 | 0.001246 | 820.0009 | 0.30621 | 820.6761 | 0.03289 | 629.1129 | 0.25667
| 636.2306 | 0.0015064 | 635.8487 | 0.00047166 | 546.5246 | 0.00186 | 636.2306 | 0.00040605 | 635.8487 | 0.00074838 | 628.6718 | 0.00014694 | 635.8487 | -0.00020245 | 636.2306 | 0 | 629.3385 | 0.00077404 | 546.5246 | 0.21245 | 636.2306 | 0.0003364 | 636.2306 | 0.0010866 | 630.65 | -0.00047681 | 636.2306 | 0.0029488 | 548.2941 | 1.0036e-05 | 636.2306 | 0.29682 | 636.2306 | 1 | 635.8487 | 0.16689 | 820.8425 | 0.01732 | 635.8487 | -0.00011 | 820.1674 | 0.30616 | 820.8425 | 0.03289 | 629.3385 | 0.25411
| 636.4614 | 0.0020068 | 636.0798 | 0.00020909 | 546.6403 | 0 | 636.4614 | 0.0011384 | 636.0798 | -0.00036693 | 628.9008 | 0.00038313 | 636.0798 | 0.00057832 | 636.4614 | 0.00060767 | 629.5641 | 0.0015046 | 546.6403 | 0.21147 | 636.4614 | 0.00078565 | 636.4614 | 0.0014519 | 630.88 | 0.0002384 | 636.4614 | 0.0038276 | 548.4122 | 8.1858e-06 | 636.4614 | 0.28235 | 636.4614 | 0.99971 | 636.0798 | 0.17158 | 821.0088 | 0.01494 | 636.0798 | 0.00040399 | 820.3339 | 0.31381 | 821.0088 | 0.03256 | 629.5642 | 0.25695
| 636.6921 | 0.0015448 | 636.3109 | 0.00040297 | 546.7561 | 0.0012 | 636.6921 | -0.00018004 | 636.3109 | 0.0003432 | 629.1296 | 6.6367e-05 | 636.3109 | -0.00023824 | 636.6921 | 0 | 629.7898 | 0.00069464 | 546.7561 | 0.21196 | 636.6921 | 1.1477e-05 | 636.6921 | 0.00078948 | 631.11 | -0.00063934 | 636.6921 | 0.0028127 | 548.5303 | 9.2164e-06 | 636.6921 | 0.26825 | 636.6921 | 0.99924 | 636.3109 | 0.17306 | 821.1752 | 0.01751 | 636.3109 | -0.00016487 | 820.5004 | 0.30506 | 821.1752 | 0.03283 | 629.7898 | 0.25397
| 636.9229 | 0.0018488 | 636.542 | 0.00059221 | 546.8718 | 0 | 636.9229 | 0.00065895 | 636.542 | -0.00049292 | 629.3586 | 0.00049709 | 636.542 | 0.00066538 | 636.9229 | 0.00078866 | 630.0154 | 0.001961 | 546.8718 | 0.21042 | 636.9229 | 0.0013768 | 636.9229 | 0.0016556 | 631.34 | 0.00062851 | 636.9229 | 0.0034875 | 548.6484 | 8.9705e-06 | 636.9229 | 0.25517 | 636.9229 | 0.99332 | 636.542 | 0.17624 | 821.3416 | 0.01596 | 636.542 | -0.00028019 | 820.667 | 0.31829 | 821.3416 | 0.03258 | 630.0154 | 0.25398
| 637.1537 | 0.0012666 | 636.7732 | 0.00030269 | 546.9876 | 0.00149 | 637.1537 | 0.0008337 | 636.7732 | 0.00055376 | 629.5875 | 0.00011705 | 636.7732 | -0.00025265 | 637.1537 | 0 | 630.2411 | 0.0011919 | 546.9876 | 0.2104 | 637.1537 | 0.00024173 | 637.1537 | 0.00084349 | 631.57 | -0.00073687 | 637.1537 | 0.0022499 | 548.7665 | 1.0598e-05 | 637.1537 | 0.24392 | 637.1537 | 0.99412 | 636.7732 | 0.17953 | 821.508 | 0.01762 | 636.7732 | -1.4068e-06 | 820.8335 | 0.31174 | 821.508 | 0.03293 | 630.2411 | 0.25251
| 637.3845 | 0.0027369 | 637.0043 | 0.0007091 | 547.1033 | 0 | 637.3845 | 0.00071294 | 637.0043 | -0.00025722 | 629.8165 | 0.00023659 | 637.0043 | 0.00071657 | 637.3845 | 0.00067263 | 630.4668 | 0.0012632 | 547.1033 | 0.20869 | 637.3845 | 0.00095769 | 637.3845 | 0.0016258 | 631.8 | -0.00089942 | 637.3845 | 0.0032945 | 548.8846 | 1.0013e-05 | 637.3845 | 0.23644 | 637.3845 | 0.998 | 637.0043 | 0.18485 | 821.6744 | 0.0174 | 637.0043 | 0.0013053 | 821 | 0.31941 | 821.6744 | 0.03266 | 630.4668 | 0.25313
| 637.6153 | 0.00086549 | 637.2355 | 0.00042506 | 547.2191 | 0.00060691 | 637.6153 | -2.1963e-05 | 637.2355 | 0.00020291 | 630.0455 | 0.00017191 | 637.2355 | -0.00025868 | 637.6153 | 0 | 630.6924 | -0.00016308 | 547.2191 | 0.20583 | 637.6153 | 0.0001002 | 637.6153 | 0.00094584 | 632.03 | -0.00028175 | 637.6153 | 0.0022004 | 549.0027 | 1.1207e-05 | 637.6153 | 0.22352 | 637.6153 | 0.9902 | 637.2355 | 0.18647 | 821.8408 | 0.01734 | 637.2355 | -0.0008715 | 821.1666 | 0.32264 | 821.8408 | 0.03319 | 630.6924 | 0.25185
| 637.8461 | 0.0024895 | 637.4667 | 0.00048926 | 547.3348 | 0 | 637.8461 | 0.00094103 | 637.4667 | -0.00070591 | 630.2744 | 0.00028516 | 637.4667 | 0.00064158 | 637.8461 | 0.00072568 | 630.9182 | 0.0018768 | 547.3348 | 0.20679 | 637.8461 | 0.001142 | 637.8461 | 0.0014657 | 632.26 | 0.0002384 | 637.8461 | 0.0032307 | 549.1209 | 8.7245e-06 | 637.8461 | 0.21651 | 637.8461 | 0.99334 | 637.4667 | 0.19304 | 822.0072 | 0.01457 | 637.4667 | 0.0010368 | 821.3331 | 0.32701 | 822.0072 | 0.03289 | 630.9181 | 0.24981
| 638.077 | 0.0010907 | 637.6978 | 0.00045245 | 547.4506 | 0.00132 | 638.077 | 0.0004481 | 637.6978 | 0.0008028 | 630.5034 | 0.00018809 | 637.6978 | -0.00014299 | 638.077 | 0 | 631.1438 | -0.00040875 | 547.4506 | 0.2018 | 638.077 | 0.00022807 | 638.077 | 0.0010338 | 632.5 | -0.0015171 | 638.077 | 0.0023623 | 549.239 | 8.5606e-06 | 638.077 | 0.20504 | 638.077 | 0.98193 | 637.6979 | 0.19461 | 822.1735 | 0.01649 | 637.6978 | -0.00033502 | 821.4996 | 0.32694 | 822.1735 | 0.03332 | 631.1438 | 0.24819
| 638.3078 | 0.0017251 | 637.929 | 0.00040298 | 547.5664 | 0 | 638.3078 | 0.0006551 | 637.929 | -0.00051606 | 630.7324 | 0.00024025 | 637.929 | 0.00050529 | 638.3078 | 0.00093513 | 631.3695 | 0.0010146 | 547.5664 | 0.20156 | 638.3078 | 0.0010205 | 638.3078 | 0.0013914 | 632.73 | -0.0011595 | 638.3078 | 0.0032099 | 549.3571 | 8.0922e-06 | 638.3078 | 0.19693 | 638.3078 | 0.9742 | 637.929 | 0.1979 | 822.34 | 0.01375 | 637.929 | 0.000727 | 821.6662 | 0.33389 | 822.34 | 0.03291 | 631.3695 | 0.24827
| 638.5386 | 0.00073003 | 638.1602 | 0.00052212 | 547.6821 | 0.00076297 | 638.5386 | 0.00066026 | 638.1602 | 0.000716 | 630.9614 | 3.9329e-05 | 638.1602 | -0.00014948 | 638.5386 | 0 | 631.5952 | 0.0014149 | 547.6821 | 0.20248 | 638.5386 | 3.3352e-05 | 638.5386 | 0.00086469 | 632.96 | -0.00076939 | 638.5386 | 0.0020993 | 549.4752 | 9.7551e-06 | 638.5386 | 0.18779 | 638.5386 | 0.96892 | 638.1603 | 0.20154 | 822.5064 | 0.01554 | 638.1602 | -0.00062879 | 821.8328 | 0.33736 | 822.5064 | 0.03335 | 631.5952 | 0.24649
| 638.7695 | 0.0022117 | 638.3915 | 0.00061594 | 547.7979 | 0 | 638.7695 | 0.00078635 | 638.3915 | -9.1201e-05 | 631.1904 | 0.00029578 | 638.3915 | 0.00069525 | 638.7695 | 0.00067119 | 631.821 | 0.0013702 | 547.7979 | 0.19702 | 638.7695 | 0.0012973 | 638.7695 | 0.0016182 | 633.19 | 0.00079106 | 638.7695 | 0.0025712 | 549.5933 | 1.0141e-05 | 638.7695 | 0.18062 | 638.7695 | 0.9573 | 638.3915 | 0.20561 | 822.6728 | 0.01406 | 638.3915 | 0.0014445 | 821.9993 | 0.34411 | 822.6728 | 0.03299 | 631.821 | 0.24827
| 639.0004 | 0.00087393 | 638.6227 | 0.00035981 | 547.9137 | 0.00158 | 639.0004 | 1.194e-05 | 638.6227 | 0.00035626 | 631.4194 | -8.4873e-05 | 638.6227 | -0.00026288 | 639.0004 | 0 | 632.0467 | 0.00045953 | 547.9137 | 0.2024 | 639.0004 | 0 | 639.0004 | 0.00062023 | 633.42 | -0.00073687 | 639.0004 | 0.0017209 | 549.7115 | 6.9328e-06 | 639.0004 | 0.17364 | 639.0004 | 0.95676 | 638.6227 | 0.21036 | 822.8392 | 0.01554 | 638.6227 | 0.00022394 | 822.1659 | 0.33906 | 822.8392 | 0.03322 | 632.0467 | 0.24451
| 639.2313 | 0.0017598 | 638.8539 | 0.00050437 | 548.0295 | 0 | 639.2313 | 0.00073687 | 638.8539 | -0.00053151 | 631.6484 | -1.3467e-05 | 638.8539 | -0.00011208 | 639.2313 | 0 | 632.2725 | 0.0005633 | 548.0295 | 0.19969 | 639.2313 | 0 | 639.2313 | 0.00090271 | 633.65 | -0.0018096 | 639.2313 | 0.0016909 | 549.8296 | 1.8901e-05 | 639.2313 | 0.15594 | 639.2313 | 0.91296 | 638.8539 | 0.21301 | 823.0056 | 0.01575 | 638.8539 | 0.00064008 | 822.3325 | 0.34863 | 823.0056 | 0.0338 | 632.2725 | 0.24513
| 639.4622 | 0.0021221 | 639.0852 | 0.00055502 | 548.1453 | 0.00213 | 639.4622 | 0.00092881 | 639.0852 | 7.6193e-05 | 631.8775 | 0.00048503 | 639.0852 | 0.00072704 | 639.4622 | 0.00055324 | 632.4982 | 0.0017879 | 548.1453 | 0.19533 | 639.4622 | 0.0012415 | 639.4622 | 0.0014688 | 633.88 | 0.0017338 | 639.4622 | 0.0022633 | 549.9477 | 1.5657e-05 | 639.4622 | 0.15184 | 639.4622 | 0.91497 | 639.0852 | 0.22125 | 823.172 | 0.01375 | 639.0852 | 0.0024987 | 822.499 | 0.35914 | 823.172 | 0.03415 | 632.4982 | 0.24054
| 639.6931 | 0.00040686 | 639.3164 | 0.00040636 | 548.2611 | 0 | 639.6931 | 0.00019805 | 639.3164 | 0.0004205 | 632.1066 | 0.00019366 | 639.3164 | -0.00015828 | 639.6931 | 3.6645e-05 | 632.7239 | 0.00058822 | 548.2611 | 0.19495 | 639.6931 | 0 | 639.6931 | 0.00088209 | 634.11 | -0.001192 | 639.6931 | 0.0016998 | 550.0658 | 3.1408e-05 | 639.6931 | 0.14383 | 639.693 | 0.88901 | 639.3164 | 0.2227 | 823.3384 | 0.01579 | 639.3164 | -0.00061954 | 822.6656 | 0.36333 | 823.3384 | 0.03517 | 632.7239 | 0.2415
| 639.924 | 0.0019575 | 639.5477 | 0.00058855 | 548.3769 | 0.00142 | 639.924 | 0.0012674 | 639.5477 | -0.00069294 | 632.3356 | 0.00043628 | 639.5477 | 0.00059066 | 639.924 | 0.00078054 | 632.9497 | 0.0014291 | 548.3769 | 0.1905 | 639.924 | 0.00093574 | 639.924 | 0.0016034 | 634.35 | -0.0010945 | 639.924 | 0.0022952 | 550.184 | 1.6255e-05 | 639.924 | 0.13976 | 639.924 | 0.88144 | 639.5477 | 0.22978 | 823.5049 | 0.01352 | 639.5477 | 0.0017761 | 822.8322 | 0.36674 | 823.5049 | 0.0347 | 632.9497 | 0.23958
| 640.1549 | 0.00099513 | 639.779 | 0.00050154 | 548.4927 | 0 | 640.1549 | 0.00058141 | 639.779 | 0.00048348 | 632.5647 | -0.00013046 | 639.779 | -0.00017877 | 640.1549 | 0 | 633.1755 | 0.00097909 | 548.4927 | 0.18955 | 640.1549 | 0.00011421 | 640.1549 | 0.00079985 | 634.58 | -0.0018096 | 640.1549 | 0.0017282 | 550.3021 | 3.0834e-05 | 640.1549 | 0.13294 | 640.1549 | 0.86306 | 639.779 | 0.232 | 823.6713 | 0.01607 | 639.779 | -0.00019113 | 822.9988 | 0.37159 | 823.6713 | 0.03569 | 633.1755 | 0.23888
| 640.3859 | 0.0025319 | 640.0103 | 0.00076629 | 548.6085 | 0.00165 | 640.3859 | 0.0011579 | 640.0103 | -0.00070005 | 632.7938 | 0.00047644 | 640.0103 | 0.00073072 | 640.3859 | 0.00065791 | 633.4013 | 0.0013031 | 548.6085 | 0.18869 | 640.3859 | 0.0013192 | 640.3859 | 0.0016792 | 634.81 | 0.00033593 | 640.3859 | 0.0024753 | 550.4203 | 1.5107e-05 | 640.3859 | 0.12846 | 640.3859 | 0.84429 | 640.0103 | 0.23562 | 823.8377 | 0.01366 | 640.0103 | 0.00083114 | 823.1654 | 0.37162 | 823.8377 | 0.03503 | 633.4013 | 0.23642
| 640.6168 | 0.00093155 | 640.2416 | 0.00037453 | 548.7243 | 0 | 640.6168 | 0.00040599 | 640.2416 | 0.00044618 | 633.0228 | 6.1201e-05 | 640.2416 | -0.00034351 | 640.6168 | 0 | 633.6271 | 0.0007934 | 548.7243 | 0.18739 | 640.6168 | 0 | 640.6168 | 0.00061438 | 635.04 | -0.0019722 | 640.6168 | 0.001566 | 550.5384 | 2.964e-05 | 640.6168 | 0.12264 | 640.6168 | 0.83199 | 640.2416 | 0.24066 | 824.0042 | 0.01586 | 640.2416 | -0.00030759 | 823.332 | 0.37525 | 824.0042 | 0.03611 | 633.6271 | 0.23901
| 640.8478 | 0.0015224 | 640.4729 | 0.00045325 | 548.8402 | 0.00125 | 640.8478 | 0.0010926 | 640.4729 | -0.00052193 | 633.252 | 0.00032333 | 640.4729 | 0.00053781 | 640.8478 | 0.00075137 | 633.8529 | 0.00064234 | 548.8402 | 0.18506 | 640.8478 | 0.0011261 | 640.8478 | 0.0014805 | 635.27 | 0.00049847 | 640.8478 | 0.0020022 | 550.6566 | 1.5025e-05 | 640.8478 | 0.11757 | 640.8478 | 0.80794 | 640.4729 | 0.24362 | 824.1706 | 0.01498 | 640.4729 | 0.00099808 | 823.4986 | 0.37986 | 824.1706 | 0.03565 | 633.8529 | 0.23422
| 641.0787 | 0.0015489 | 640.7042 | 0.00057895 | 548.956 | 0 | 641.0787 | 0.00062244 | 640.7042 | 0.00036683 | 633.481 | -8.7834e-06 | 640.7042 | -0.00026557 | 641.0788 | 0 | 634.0787 | 0.0014815 | 548.956 | 0.1818 | 641.0788 | 0 | 641.0787 | 0.00081978 | 635.5 | -0.0014521 | 641.0788 | 0.0013941 | 550.7747 | 3.1362e-05 | 641.0788 | 0.11306 | 641.0787 | 0.79843 | 640.7042 | 0.24886 | 824.337 | 0.0161 | 640.7042 | -0.00083335 | 823.6652 | 0.38629 | 824.337 | 0.03679 | 634.0787 | 0.23412
| 641.3098 | 0.0012727 | 640.9356 | 0.00042986 | 549.0719 | 0.00101 | 641.3098 | 0.0011929 | 640.9356 | -0.00082 | 633.7101 | 0.00034457 | 640.9356 | 0.00057116 | 641.3097 | 0.00068723 | 634.3046 | 0.00099766 | 549.0719 | 0.17796 | 641.3097 | 0.0011654 | 641.3098 | 0.0012828 | 635.73 | -0.00050931 | 641.3097 | 0.0021047 | 550.8929 | 1.6664e-05 | 641.3097 | 0.10922 | 641.3098 | 0.77473 | 640.9356 | 0.25344 | 824.5035 | 0.01447 | 640.9356 | 0.0014945 | 823.8318 | 0.39304 | 824.5035 | 0.03614 | 634.3046 | 0.23097
| 641.5407 | 0.001544 | 641.1669 | 1.9596e-05 | 549.1877 | 0 | 641.5407 | 0.00026266 | 641.1669 | 0.00061815 | 633.9393 | 5.649e-06 | 641.1669 | -0.00024282 | 641.5407 | 0 | 634.5304 | 0.00029918 | 549.1877 | 0.17695 | 641.5407 | 8.8618e-05 | 641.5407 | 0.00081474 | 635.96 | 0.0002384 | 641.5407 | 0.00096234 | 551.011 | 3.0998e-05 | 641.5407 | 0.10484 | 641.5407 | 0.7629 | 641.1669 | 0.25911 | 824.6699 | 0.01586 | 641.1669 | -6.3891e-05 | 823.9984 | 0.39457 | 824.6699 | 0.03705 | 634.5304 | 0.2315
| 641.7717 | 0.0021836 | 641.3983 | 0.00069381 | 549.3035 | 0.00135 | 641.7717 | 0.0013583 | 641.3983 | -0.00053392 | 634.1685 | 0.0002906 | 641.3983 | 0.00070164 | 641.7717 | 0.00067502 | 634.7562 | 0.0016798 | 549.3035 | 0.172 | 641.7717 | 0.0012684 | 641.7717 | 0.0015029 | 636.2 | 0.00053099 | 641.7717 | 0.0021085 | 551.1292 | 1.4334e-05 | 641.7717 | 0.09994 | 641.7717 | 0.73267 | 641.3983 | 0.26115 | 824.8364 | 0.01373 | 641.3983 | 0.0013755 | 824.165 | 0.39878 | 824.8364 | 0.03635 | 634.7562 | 0.22991
| 642.0027 | 0.0022456 | 641.6296 | 0.00044177 | 549.4194 | 0 | 642.0027 | 0.00012487 | 641.6296 | 0.00056501 | 634.3976 | 1.9255e-05 | 641.6296 | -0.00021441 | 642.0028 | 0 | 634.9821 | 0.00094794 | 549.4194 | 0.17138 | 642.0028 | 0.00013808 | 642.0027 | 0.00067432 | 636.43 | 0.00036844 | 642.0028 | 0.00085207 | 551.2474 | 3.005e-05 | 642.0028 | 0.095809 | 642.0027 | 0.71998 | 641.6296 | 0.26575 | 825.0029 | 0.01596 | 641.6296 | -0.00042729 | 824.3316 | 0.40541 | 825.0029 | 0.03736 | 634.9821 | 0.2299
| 642.2338 | 0.0023234 | 641.861 | 0.00059266 | 549.5353 | 0.00163 | 642.2338 | 0.0012182 | 641.861 | -0.00054385 | 634.6268 | 0.00026865 | 641.861 | 0.00073623 | 642.2338 | 0.00061369 | 635.2079 | 0.0017226 | 549.5353 | 0.16734 | 642.2338 | 0.00083244 | 642.2338 | 0.0013536 | 636.66 | 0.00088859 | 642.2338 | 0.0019626 | 551.3655 | 1.581e-05 | 642.2338 | 0.092247 | 642.2338 | 0.69756 | 641.861 | 0.27081 | 825.1693 | 0.01449 | 641.861 | 0.0011069 | 824.4982 | 0.41194 | 825.1693 | 0.03705 | 635.2079 | 0.22803
| 642.4648 | 0.0016421 | 642.0924 | -2.6544e-06 | 549.6511 | 0 | 642.4648 | 0.00042394 | 642.0924 | 0.0003439 | 634.8559 | -2.2391e-05 | 642.0924 | -0.00016526 | 642.4648 | 0 | 635.4338 | 0.0001367 | 549.6511 | 0.16781 | 642.4648 | 0.0002986 | 642.4648 | 0.00050118 | 636.89 | 0.00040094 | 642.4648 | 0.0011236 | 551.4837 | 3.1865e-05 | 642.4648 | 0.087972 | 642.4648 | 0.68269 | 642.0924 | 0.27509 | 825.3358 | 0.01624 | 642.0924 | -0.00043263 | 824.6648 | 0.41227 | 825.3358 | 0.0381 | 635.4338 | 0.22386
| 642.6959 | 0.0016242 | 642.3238 | 0.00070501 | 549.767 | 0.00118 | 642.6959 | 0.0010769 | 642.3238 | -0.00043545 | 635.0851 | 0.0003879 | 642.3238 | 0.00068227 | 642.6959 | 0.00082076 | 635.6597 | 0.00087293 | 549.767 | 0.16632 | 642.6959 | 0.0014653 | 642.6959 | 0.0015341 | 637.12 | -0.0017446 | 642.6959 | 0.0020898 | 551.6019 | 1.6219e-05 | 642.6959 | 0.084945 | 642.6959 | 0.65535 | 642.3238 | 0.27908 | 825.5023 | 0.01468 | 642.3238 | 0.0024267 | 824.8315 | 0.41752 | 825.5023 | 0.03773 | 635.6597 | 0.22554
| 642.9269 | 0.001218 | 642.5552 | 0.00046783 | 549.8829 | 0 | 642.9269 | 0.00060577 | 642.5552 | 0.00098009 | 635.3143 | 8.6717e-05 | 642.5552 | -0.00020556 | 642.9269 | 0 | 635.8856 | 0.00014383 | 549.8829 | 0.16255 | 642.9269 | 0 | 642.9269 | 0.00063392 | 637.35 | -0.00050931 | 642.9269 | 0.0011287 | 551.7201 | 3.0589e-05 | 642.9269 | 0.080683 | 642.9269 | 0.64199 | 642.5552 | 0.28437 | 825.6687 | 0.01612 | 642.5552 | 0.00029219 | 824.9981 | 0.42284 | 825.6687 | 0.0384 | 635.8856 | 0.21958
| 643.158 | 0.0018399 | 642.7866 | 0.00026582 | 549.9987 | 0.00154 | 643.158 | 0.0013053 | 642.7866 | -0.00054677 | 635.5435 | 0.00050153 | 642.7866 | 0.00062484 | 643.158 | 0.00041184 | 636.1115 | 0.00099476 | 549.9987 | 0.16431 | 643.158 | 0.00055854 | 643.158 | 0.0010905 | 637.58 | -0.00093193 | 643.158 | 0.001722 | 551.8382 | 1.4861e-05 | 643.158 | 0.078952 | 643.158 | 0.62332 | 642.7866 | 0.29035 | 825.8352 | 0.01509 | 642.7866 | 0.0011617 | 825.1647 | 0.43358 | 825.8352 | 0.03811 | 636.1115 | 0.22245
| 643.3891 | 0.00045756 | 643.0181 | 0.00035315 | 550.1146 | 0 | 643.3891 | -0.00011538 | 643.0181 | 0.00076036 | 635.7727 | 0.00011849 | 643.0181 | -0.00022328 | 643.3891 | 0 | 636.3374 | 0.0014446 | 550.1146 | 0.15957 | 643.3891 | 0 | 643.3891 | 0.00053635 | 637.82 | -0.00044429 | 643.3891 | 0.00087269 | 551.9564 | 2.9722e-05 | 643.3891 | 0.075447 | 643.3891 | 0.60115 | 643.0181 | 0.29347 | 826.0017 | 0.01631 | 643.0181 | 0.00066075 | 825.3314 | 0.42946 | 826.0017 | 0.03895 | 636.3374 | 0.21686
| 643.6202 | 0.0027017 | 643.2495 | 0.00045605 | 550.2305 | 0.00102 | 643.6202 | 0.00065142 | 643.2495 | -0.0006887 | 636.0019 | 0.00028345 | 643.2495 | 0.00057679 | 643.6202 | 0.00060485 | 636.5634 | 0.0022187 | 550.2305 | 0.15954 | 643.6202 | 0.00063696 | 643.6202 | 0.0010671 | 638.05 | -0.00099695 | 643.6202 | 0.0017283 | 552.0746 | 1.5376e-05 | 643.6202 | 0.072639 | 643.6202 | 0.58138 | 643.2495 | 0.30037 | 826.1682 | 0.01463 | 643.2495 | 0.00065873 | 825.498 | 0.44012 | 826.1682 | 0.03896 | 636.5634 | 0.22001
| 643.8513 | 0.0013161 | 643.4809 | 0.00039298 | 550.3464 | 0 | 643.8513 | 0.00013615 | 643.4809 | 1.15e-05 | 636.2311 | 8.8655e-08 | 643.4809 | -0.00031682 | 643.8513 | 0 | 636.7892 | 0.0010644 | 550.3464 | 0.15778 | 643.8513 | 0 | 643.8513 | 0.00059585 | 638.28 | -0.0014196 | 643.8513 | 0.0009463 | 552.1928 | 2.9617e-05 | 643.8513 | 0.069126 | 643.8513 | 0.56779 | 643.481 | 0.30837 | 826.3347 | 0.01558 | 643.4809 | -0.00038462 | 825.6647 | 0.44136 | 826.3347 | 0.0398 | 636.7893 | 0.22142
| 644.0824 | 0.0015968 | 643.7124 | 0.00077554 | 550.4623 | 0.00151 | 644.0824 | 0.0001978 | 643.7124 | -0.00089185 | 636.4604 | 0.00039436 | 643.7124 | 0.00077041 | 644.0824 | 0.00079965 | 637.0152 | 0.00092097 | 550.4623 | 0.15965 | 644.0824 | 0.0010447 | 644.0824 | 0.0014392 | 638.51 | -0.0018096 | 644.0824 | 0.0017939 | 552.311 | 1.4674e-05 | 644.0824 | 0.067934 | 644.0824 | 0.54868 | 643.7124 | 0.31457 | 826.5011 | 0.01489 | 643.7124 | -0.00088039 | 825.8313 | 0.44878 | 826.5011 | 0.03985 | 637.0152 | 0.21325
| 644.3135 | 0.0020783 | 643.9439 | 0.00041686 | 550.5782 | 0 | 644.3135 | -0.00010816 | 643.9439 | 0.00033098 | 636.6896 | 1.4525e-05 | 643.9439 | -0.0001939 | 644.3135 | 0 | 637.2411 | 0.0011166 | 550.5782 | 0.15313 | 644.3135 | 5.6427e-05 | 644.3135 | 0.00070132 | 638.74 | 0.00098612 | 644.3135 | 0.00065268 | 552.4292 | 2.9886e-05 | 644.3135 | 0.06389 | 644.3135 | 0.52516 | 643.9439 | 0.31676 | 826.6676 | 0.01594 | 643.9439 | 0.0007118 | 825.998 | 0.44968 | 826.6676 | 0.04042 | 637.2411 | 0.21409
| 644.5447 | 0.0023206 | 644.1754 | 0.00052984 | 550.6941 | 0.00081498 | 644.5447 | 0.0010728 | 644.1754 | -0.00055795 | 636.9189 | 0.00029374 | 644.1754 | 0.00063905 | 644.5447 | 0.00046887 | 637.4671 | 0.0010587 | 550.6941 | 0.15718 | 644.5447 | 0.0010044 | 644.5447 | 0.0011729 | 638.97 | -0.0010945 | 644.5447 | 0.0015433 | 552.5474 | 1.5318e-05 | 644.5447 | 0.061309 | 644.5447 | 0.50398 | 644.1754 | 0.32154 | 826.8341 | 0.0151 | 644.1754 | 0.00017819 | 826.1646 | 0.45524 | 826.8341 | 0.04054 | 637.4671 | 0.2164
| 644.7758 | 0.001237 | 644.4069 | 0.00033825 | 550.81 | 0 | 644.7758 | 0.00031994 | 644.4069 | 0.0004978 | 637.1481 | 6.6381e-05 | 644.4069 | -0.00028761 | 644.7758 | 0 | 637.6931 | 0.00028483 | 550.81 | 0.15585 | 644.7758 | 0 | 644.7758 | 0.00044308 | 639.21 | 0.0016038 | 644.7758 | 0.00077278 | 552.6656 | 3.0998e-05 | 644.7758 | 0.058913 | 644.7758 | 0.48978 | 644.4069 | 0.32804 | 827.0006 | 0.01607 | 644.4069 | -0.0015911 | 826.3313 | 0.4619 | 827.0006 | 0.04108 | 637.6931 | 0.21094
| 645.007 | 0.0020795 | 644.6384 | 0.00052371 | 550.926 | 0.00184 | 645.007 | 0.00070105 | 644.6384 | -0.00069963 | 637.3774 | 0.0002455 | 644.6384 | 0.00071408 | 645.007 | 0.00084487 | 637.9191 | 0.0012823 | 550.926 | 0.15468 | 645.007 | 0.00079621 | 645.007 | 0.0010789 | 639.44 | 0.00082357 | 645.007 | 0.0014134 | 552.7838 | 1.5845e-05 | 645.007 | 0.056599 | 645.007 | 0.46821 | 644.6384 | 0.33209 | 827.1671 | 0.01482 | 644.6384 | 0.00027265 | 826.498 | 0.46544 | 827.1671 | 0.04131 | 637.9191 | 0.21378
| 645.2381 | 0.00091189 | 644.8699 | 0.00019909 | 551.0419 | 0 | 645.2381 | 7.7758e-05 | 644.8699 | 0.00039903 | 637.6067 | 2.7035e-05 | 644.8699 | -0.00028183 | 645.2381 | 0 | 638.1451 | 0.0004893 | 551.0419 | 0.15301 | 645.2381 | 0 | 645.2381 | 0.00028184 | 639.67 | -0.0018422 | 645.2381 | 0.00044044 | 552.902 | 3.005e-05 | 645.2381 | 0.053817 | 645.2381 | 0.45362 | 644.8699 | 0.33886 | 827.3336 | 0.01487 | 644.8699 | -0.0016858 | 826.6646 | 0.4683 | 827.3336 | 0.04173 | 638.1451 | 0.20924
| 645.4693 | 0.002133 | 645.1014 | 0.00055174 | 551.1578 | 0.00064159 | 645.4693 | 0.0013437 | 645.1014 | -0.00054344 | 637.836 | 0.00039205 | 645.1014 | 0.00073383 | 645.4693 | 0.00083968 | 638.371 | 0.001328 | 551.1578 | 0.15568 | 645.4693 | 0.0007994 | 645.4693 | 0.0011648 | 639.9 | 0.00043346 | 645.4693 | 0.0012933 | 553.0202 | 1.4416e-05 | 645.4693 | 0.052782 | 645.4693 | 0.43732 | 645.1014 | 0.34381 | 827.5001 | 0.01505 | 645.1014 | 0.00042176 | 826.8313 | 0.47208 | 827.5001 | 0.04204 | 638.371 | 0.21295
| 645.7005 | 0.00072995 | 645.333 | 0.00028519 | 551.2738 | 0 | 645.7005 | 0.00038462 | 645.333 | 0.0002603 | 638.0653 | 8.0816e-06 | 645.333 | -0.0003538 | 645.7005 | 0 | 638.597 | 0.0006452 | 551.2738 | 0.15299 | 645.7005 | 0 | 645.7005 | 0.00044867 | 640.13 | 0.00062851 | 645.7005 | 0.00055869 | 553.1385 | 2.9863e-05 | 645.7005 | 0.049854 | 645.7005 | 0.42181 | 645.3329 | 0.3507 | 827.6667 | 0.01587 | 645.333 | -0.00066386 | 826.998 | 0.48502 | 827.6667 | 0.04245 | 638.597 | 0.20912
| 645.9317 | 0.0023433 | 645.5645 | 0.00048717 | 551.3897 | 0.00029479 | 645.9317 | 0.001361 | 645.5645 | -0.00065649 | 638.2946 | 0.00038592 | 645.5645 | 0.00051135 | 645.9317 | 0.0007535 | 638.8231 | 0.0013906 | 551.3897 | 0.14515 | 645.9317 | 0.00078841 | 645.9317 | 0.0010761 | 640.36 | -0.00076939 | 645.9317 | 0.0015493 | 553.2567 | 1.5657e-05 | 645.9317 | 0.048944 | 645.9317 | 0.40202 | 645.5645 | 0.35723 | 827.8332 | 0.01482 | 645.5645 | 0.00059553 | 827.1647 | 0.47874 | 827.8332 | 0.0428 | 638.8231 | 0.20816
| 646.1629 | 0.0014166 | 645.7961 | 0.00035547 | 551.5057 | 0 | 646.1629 | 0.00054648 | 645.7961 | 0.00056574 | 638.5239 | 2.5775e-05 | 645.7961 | -0.0002784 | 646.1629 | 0 | 639.0491 | 0.0010526 | 551.5057 | 0.14586 | 646.1629 | 0 | 646.1629 | 0.00044768 | 640.59 | -0.0026549 | 646.1629 | 0.00073782 | 553.3749 | 3.1303e-05 | 646.1629 | 0.046742 | 646.1629 | 0.38909 | 645.7961 | 0.36409 | 827.9997 | 0.01477 | 645.7961 | -0.0009362 | 827.3314 | 0.48252 | 827.9997 | 0.04321 | 639.0491 | 0.20647
| 646.3941 | 0.0028298 | 646.0276 | 0.00049865 | 551.6216 | 0.0016 | 646.3941 | 0.00095623 | 646.0276 | -0.00070331 | 638.7533 | 0.00035338 | 646.0276 | 0.00056697 | 646.3941 | 0.00076963 | 639.2751 | 0.0018076 | 551.6216 | 0.14671 | 646.3941 | 0.0010278 | 646.3941 | 0.0010614 | 640.83 | 0.0019289 | 646.3941 | 0.0015522 | 553.4931 | 1.5891e-05 | 646.3941 | 0.045957 | 646.3941 | 0.37314 | 646.0276 | 0.36968 | 828.1662 | 0.01444 | 646.0276 | 0.00059907 | 827.4981 | 0.48708 | 828.1662 | 0.0437 | 639.2752 | 0.20481
| 646.6254 | 0.00096715 | 646.2592 | 0.00057218 | 551.7376 | 0 | 646.6254 | 0.00024149 | 646.2592 | 2.3676e-05 | 638.9826 | 7.4318e-05 | 646.2592 | -0.00013631 | 646.6254 | 0 | 639.5012 | 0.00059935 | 551.7376 | 0.14401 | 646.6254 | 0.00018336 | 646.6254 | 0.00057054 | 641.06 | -0.0001192 | 646.6254 | 0.00030022 | 553.6113 | 3.0998e-05 | 646.6254 | 0.042494 | 646.6254 | 0.35579 | 646.2592 | 0.37174 | 828.3328 | 0.01487 | 646.2592 | -0.00062026 | 827.6648 | 0.48658 | 828.3328 | 0.044 | 639.5012 | 0.20491
| 646.8566 | 0.0022997 | 646.4908 | 0.00052699 | 551.8535 | 0.00074563 | 646.8566 | 0.00074124 | 646.4908 | -0.00063072 | 639.212 | 0.0002668 | 646.4908 | 0.00063206 | 646.8566 | 0.00072407 | 639.7272 | 0.00098437 | 551.8535 | 0.1393 | 646.8566 | 0.00099791 | 646.8566 | 0.0011669 | 641.29 | 0.00027091 | 646.8566 | 0.0014729 | 553.7296 | 1.5318e-05 | 646.8566 | 0.041627 | 646.8566 | 0.34266 | 646.4908 | 0.38113 | 828.4993 | 0.01257 | 646.4908 | 0.0015816 | 827.8315 | 0.49284 | 828.4993 | 0.04432 | 639.7272 | 0.20432
| 647.0878 | 0.0008633 | 646.7224 | 0.00054822 | 551.9695 | 0 | 647.0878 | 0.0011413 | 646.7224 | 0.00025587 | 639.4413 | 0.00017568 | 646.7224 | -0.00015979 | 647.0879 | 0 | 639.9533 | 0.00012454 | 551.9695 | 0.14302 | 647.0879 | 1.8346e-06 | 647.0878 | 0.00068052 | 641.52 | 0.00062851 | 647.0879 | 0.0007315 | 553.8478 | 2.9781e-05 | 647.0879 | 0.039486 | 647.0878 | 0.32883 | 646.7224 | 0.38696 | 828.6658 | 0.01457 | 646.7224 | -0.00020626 | 827.9982 | 0.49818 | 828.6658 | 0.0446 | 639.9533 | 0.20329
| 647.3191 | 0.0022739 | 646.954 | 0.00057134 | 552.0855 | 0.00158 | 647.3191 | 0.00012096 | 646.954 | -0.00051776 | 639.6707 | 0.00040253 | 646.954 | 0.00062914 | 647.3191 | 0.00055992 | 640.1794 | 0.0025889 | 552.0855 | 0.14231 | 647.3191 | 0.00098234 | 647.3191 | 0.0011592 | 641.75 | -0.00076939 | 647.3191 | 0.0013609 | 553.966 | 1.4802e-05 | 647.3191 | 0.038859 | 647.3191 | 0.31607 | 646.954 | 0.39355 | 828.8324 | 0.01449 | 646.954 | 0.0016499 | 828.1649 | 0.50217 | 828.8324 | 0.04557 | 640.1794 | 0.19923
| 647.5504 | 0.0017881 | 647.1856 | 0.0003774 | 552.2015 | 0 | 647.5504 | -2.2871e-05 | 647.1856 | 0.00029828 | 639.9001 | 0.00010169 | 647.1856 | -0.0002722 | 647.5504 | 0 | 640.4055 | 0.0004091 | 552.2015 | 0.14149 | 647.5504 | 9.4523e-05 | 647.5504 | 0.00045555 | 641.98 | 0.0026441 | 647.5504 | 0.00012434 | 554.0843 | 2.9066e-05 | 647.5504 | 0.036598 | 647.5504 | 0.3053 | 647.1856 | 0.40105 | 828.9989 | 0.01526 | 647.1856 | 0.0005211 | 828.3316 | 0.49954 | 828.9989 | 0.04637 | 640.4055 | 0.20157
| 647.7817 | 0.002025 | 647.4173 | 0.00069175 | 552.3174 | 0.00161 | 647.7817 | 0.0010108 | 647.4173 | -0.00058697 | 640.1295 | 0.00025161 | 647.4173 | 0.00059286 | 647.7817 | 0.00081267 | 640.6315 | -2.0649e-07 | 552.3174 | 0.14149 | 647.7817 | 0.001072 | 647.7817 | 0.0013399 | 642.22 | 0.00069354 | 647.7817 | 0.0015104 | 554.2025 | 1.4428e-05 | 647.7817 | 0.03554 | 647.7817 | 0.29207 | 647.4173 | 0.40767 | 829.1654 | 0.01226 | 647.4173 | 0.00073427 | 828.4983 | 0.50523 | 829.1654 | 0.04745 | 640.6315 | 0.19848
| 648.013 | 0.00047456 | 647.6489 | 0.00060559 | 552.4334 | 0 | 648.013 | 0.00048152 | 647.6489 | 0.00046364 | 640.3589 | 2.6784e-05 | 647.6489 | -0.00017 | 648.013 | 0 | 640.8576 | 0.00017086 | 552.4334 | 0.13658 | 648.013 | 0.00031955 | 648.013 | 0.00072046 | 642.45 | -0.0018096 | 648.013 | 0.00050973 | 554.3208 | 3.012e-05 | 648.013 | 0.033846 | 648.013 | 0.28266 | 647.6489 | 0.41714 | 829.332 | 0.01445 | 647.6489 | -0.00033757 | 828.665 | 0.50808 | 829.332 | 0.04787 | 640.8576 | 0.1959
| 648.2443 | 0.0021457 | 647.8806 | 0.0005352 | 552.5494 | 0.00106 | 648.2443 | 0.0010798 | 647.8806 | -8.7304e-05 | 640.5883 | 0.0001893 | 647.8806 | 0.00068345 | 648.2443 | 0.0007103 | 641.0837 | 0.00088387 | 552.5494 | 0.1313 | 648.2443 | 0.0011303 | 648.2443 | 0.0012788 | 642.68 | 0.00017338 | 648.2443 | 0.0017138 | 554.439 | 1.6032e-05 | 648.2443 | 0.0337 | 648.2443 | 0.27279 | 647.8806 | 0.42765 | 829.4985 | 0.01456 | 647.8806 | -0.0007765 | 828.8317 | 0.51567 | 829.4985 | 0.0483 | 641.0837 | 0.19477
| 648.4756 | 0.00098719 | 648.1122 | 0.00039877 | 552.6654 | 0 | 648.4756 | 0.00018469 | 648.1122 | 0.00058392 | 640.8177 | -4.4906e-05 | 648.1122 | -0.00030224 | 648.4756 | 0 | 641.3099 | -0.00077785 | 552.6654 | 0.13195 | 648.4756 | 0 | 648.4756 | 0.00040981 | 642.91 | -0.0013546 | 648.4756 | 0.00062092 | 554.5573 | 3.1596e-05 | 648.4756 | 0.030969 | 648.4756 | 0.25937 | 648.1122 | 0.43088 | 829.6651 | 0.01324 | 648.1122 | -0.0013241 | 828.9985 | 0.5099 | 829.6651 | 0.04826 | 641.3099 | 0.19584
| 648.7069 | 0.0022372 | 648.3439 | 0.00064802 | 552.7814 | 0.00058956 | 648.7069 | 0.0012921 | 648.3439 | -0.000585 | 641.0472 | 0.00046783 | 648.3439 | 0.00070554 | 648.7069 | 0.00074788 | 641.536 | 0.001405 | 552.7814 | 0.13203 | 648.7069 | 0.00066429 | 648.7069 | 0.0011869 | 643.14 | -0.0017121 | 648.7069 | 0.0014691 | 554.6755 | 1.5786e-05 | 648.7069 | 0.031344 | 648.7069 | 0.25194 | 648.3439 | 0.44449 | 829.8316 | 0.01222 | 648.3439 | 0.00087275 | 829.1652 | 0.51751 | 829.8316 | 0.04841 | 641.536 | 0.19397
| 648.9383 | 0.00096127 | 648.5756 | 0.00035985 | 552.8975 | 0 | 648.9383 | -0.00031476 | 648.5756 | 0.00032732 | 641.2766 | 0.00015132 | 648.5756 | -0.00030573 | 648.9383 | 0 | 641.7621 | -0.00018714 | 552.8975 | 0.12917 | 648.9383 | 0 | 648.9383 | 0.00019201 | 643.37 | -0.00015171 | 648.9383 | 0.00043752 | 554.7938 | 3.2767e-05 | 648.9383 | 0.029077 | 648.9383 | 0.24192 | 648.5756 | 0.45229 | 829.9982 | 0.01181 | 648.5756 | -0.0015246 | 829.3319 | 0.5226 | 829.9982 | 0.04832 | 641.7622 | 0.19287
| 649.1696 | 0.0021669 | 648.8073 | 0.00045194 | 553.0135 | 0.00137 | 649.1696 | 0.0011308 | 648.8073 | -0.00062277 | 641.5061 | 0.0003489 | 648.8073 | 0.00049938 | 649.1696 | 0.00094293 | 641.9883 | 0.0011934 | 553.0135 | 0.12661 | 649.1696 | 0.0006897 | 649.1696 | 0.00088271 | 643.61 | 0.00072604 | 649.1696 | 0.0010306 | 554.9121 | 1.7285e-05 | 649.1696 | 0.029107 | 649.1696 | 0.23257 | 648.8073 | 0.46123 | 830.1648 | 0.01264 | 648.8073 | 0.00082187 | 829.4986 | 0.52507 | 830.1648 | 0.04857 | 641.9883 | 0.19231
| 649.401 | 0.0013749 | 649.039 | 0.00031355 | 553.1295 | 0 | 649.401 | 0.00064461 | 649.039 | 0.00019912 | 641.7355 | 2.8191e-05 | 649.039 | -0.00033227 | 649.401 | 0 | 642.2144 | 0.00033541 | 553.1295 | 0.12479 | 649.401 | 0 | 649.401 | 0.0004413 | 643.84 | -0.00089942 | 649.401 | 0 | 555.0303 | 3.2474e-05 | 649.401 | 0.026534 | 649.401 | 0.22166 | 649.039 | 0.46483 | 830.3314 | 0.01178 | 649.039 | -0.00017938 | 829.6654 | 0.51826 | 830.3314 | 0.04895 | 642.2144 | 0.19042
| 649.6323 | 0.0017957 | 649.2707 | 0.00039636 | 553.2455 | 0.0012 | 649.6323 | 0.0014408 | 649.2707 | -0.00042784 | 641.965 | 0.00039242 | 649.2707 | 0.00060399 | 649.6323 | 0.00066937 | 642.4406 | 0.0015909 | 553.2455 | 0.13039 | 649.6323 | 0.00079203 | 649.6323 | 0.00097636 | 644.07 | -0.0011595 | 649.6323 | 0.0011519 | 555.1486 | 1.5329e-05 | 649.6323 | 0.026492 | 649.6323 | 0.21338 | 649.2707 | 0.47551 | 830.4979 | 0.01004 | 649.2707 | 0.0012529 | 829.8321 | 0.52657 | 830.4979 | 0.04955 | 642.4406 | 0.18936
| 649.8637 | 0.0013987 | 649.5025 | 0.0004514 | 553.3615 | 0 | 649.8637 | -0.00015596 | 649.5025 | 0.0003029 | 642.1945 | 0.00015814 | 649.5025 | -0.00025748 | 649.8637 | 0 | 642.6667 | 0.0010619 | 553.3615 | 0.12724 | 649.8637 | 0 | 649.8637 | 0.00052982 | 644.3 | -0.00037928 | 649.8637 | 0.00019387 | 555.2669 | 3.053e-05 | 649.8637 | 0.024939 | 649.8637 | 0.2036 | 649.5024 | 0.48112 | 830.6645 | 0.01259 | 649.5025 | -0.0010851 | 829.9989 | 0.52058 | 830.6645 | 0.04984 | 642.6667 | 0.18638
| 650.0952 | 0.0024119 | 649.7342 | 0.00045063 | 553.4776 | 0.00191 | 650.0952 | 0.0010045 | 649.7342 | -0.00051051 | 642.424 | 0.00034513 | 649.7342 | 0.00066348 | 650.0951 | 0.00080233 | 642.8929 | 0.00096756 | 553.4776 | 0.13045 | 650.0951 | 0.001277 | 650.0952 | 0.0012942 | 644.53 | 0.0010186 | 650.0951 | 0.0013608 | 555.3851 | 1.554e-05 | 650.0951 | 0.025168 | 650.0951 | 0.19915 | 649.7342 | 0.49876 | 830.8311 | 0.01352 | 649.7342 | 1.6128e-05 | 830.1656 | 0.53017 | 830.8311 | 0.04986 | 642.8929 | 0.19049
| 650.3265 | 0.0020638 | 649.9659 | 0.00037288 | 553.5936 | 0 | 650.3265 | 0.00013485 | 649.9659 | 0.00079736 | 642.6535 | 0.00026857 | 649.9659 | -0.00028485 | 650.3265 | 0 | 643.1191 | 0.00084944 | 553.5936 | 0.12423 | 650.3265 | 0 | 650.3265 | 0.0005252 | 644.76 | 0.00079106 | 650.3265 | 8.579e-05 | 555.5034 | 2.9523e-05 | 650.3265 | 0.023028 | 650.3265 | 0.19062 | 649.9659 | 0.50435 | 830.9977 | 0.00937 | 649.9659 | -0.00039338 | 830.3324 | 0.5262 | 830.9977 | 0.04984 | 643.1191 | 0.18488
| 650.5579 | 0.0013763 | 650.1977 | 0.00051267 | 553.7097 | 0.00032946 | 650.5579 | 0.0010582 | 650.1977 | -0.00051385 | 642.883 | 0.00033348 | 650.1977 | 0.00065596 | 650.5579 | 0.00076914 | 643.3453 | 0.0017455 | 553.7097 | 0.1248 | 650.5579 | 0.00093237 | 650.5579 | 0.0010744 | 645 | 0.0023191 | 650.5579 | 0.0012413 | 555.6217 | 1.4311e-05 | 650.5579 | 0.023351 | 650.5579 | 0.18357 | 650.1977 | 0.51555 | 831.1642 | 0.01053 | 650.1977 | 0.00075949 | 830.4992 | 0.52385 | 831.1642 | 0.04989 | 643.3453 | 0.18374
| 650.7894 | 0.001327 | 650.4295 | 0.00049299 | 553.8257 | 0 | 650.7894 | 0.00044222 | 650.4295 | 0.00015267 | 643.1125 | -2.019e-05 | 650.4295 | -0.00012685 | 650.7894 | 0 | 643.5715 | 0.0012101 | 553.8257 | 0.12292 | 650.7894 | 0 | 650.7894 | 0.0006525 | 645.23 | 0.0009536 | 650.7894 | 0 | 555.74 | 2.9418e-05 | 650.7894 | 0.02189 | 650.7894 | 0.175 | 650.4295 | 0.52014 | 831.3308 | 0.00819 | 650.4295 | -0.0013281 | 830.6659 | 0.53182 | 831.3308 | 0.05014 | 643.5715 | 0.18138
| 651.0208 | 0.002401 | 650.6613 | 0.00054595 | 553.9418 | 0.0006936 | 651.0208 | 0.00084798 | 650.6613 | -0.00078741 | 643.3421 | 0.00043217 | 650.6613 | 0.00066687 | 651.0208 | 0.00096524 | 643.7978 | 0.000512 | 553.9418 | 0.12446 | 651.0208 | 0.0012458 | 651.0208 | 0.0011839 | 645.46 | 0.00066102 | 651.0208 | 0.0015304 | 555.8583 | 1.5482e-05 | 651.0208 | 0.022081 | 651.0208 | 0.17001 | 650.6613 | 0.53369 | 831.4974 | 0.0089 | 650.6613 | -1.2315e-06 | 830.8327 | 0.53105 | 831.4974 | 0.05046 | 643.7978 | 0.17779
| 651.2523 | 0.0013663 | 650.893 | 0.00042218 | 554.0579 | 0 | 651.2523 | 0.00019022 | 650.893 | 0.00043378 | 643.5716 | 6.0991e-05 | 650.893 | -0.00026708 | 651.2522 | 0 | 644.024 | 0.00032186 | 554.0579 | 0.1209 | 651.2522 | 1.3979e-05 | 651.2523 | 0.00044272 | 645.69 | -2.1673e-05 | 651.2522 | 0.00022964 | 555.9765 | 2.9581e-05 | 651.2522 | 0.020339 | 651.2523 | 0.16232 | 650.8931 | 0.54051 | 831.664 | 0.01051 | 650.893 | -0.0017193 | 830.9995 | 0.53036 | 831.664 | 0.0509 | 644.024 | 0.18114
| 651.4837 | 0.0022336 | 651.1249 | 0.00039201 | 554.1739 | 0.00060691 | 651.4837 | 0.0016701 | 651.1249 | -0.00085058 | 643.8011 | 0.00034425 | 651.1249 | 0.00063749 | 651.4837 | 0.00057745 | 644.2502 | 0.0017685 | 554.1739 | 0.11901 | 651.4837 | 0.00049166 | 651.4837 | 0.00075131 | 645.92 | -0.00063934 | 651.4837 | 0.00082695 | 556.0948 | 1.4369e-05 | 651.4837 | 0.020552 | 651.4837 | 0.15752 | 651.1249 | 0.55539 | 831.8306 | 0.00993 | 651.1249 | 0.00082277 | 831.1662 | 0.53247 | 831.8306 | 0.05114 | 644.2502 | 0.17985
| 651.7151 | 0.0020903 | 651.3567 | 0.00028613 | 554.29 | 0 | 651.7151 | 3.0725e-05 | 651.3567 | 0.00033921 | 644.0308 | 6.0137e-05 | 651.3567 | -0.0002396 | 651.7152 | 0 | 644.4765 | 0.00069557 | 554.29 | 0.12337 | 651.7152 | 0.00020461 | 651.7151 | 0.00039816 | 646.16 | -0.0018096 | 651.7152 | 0.00024013 | 556.2131 | 2.9769e-05 | 651.7152 | 0.018993 | 651.7151 | 0.15136 | 651.3567 | 0.56396 | 831.9972 | 0.01074 | 651.3567 | -0.0014982 | 831.333 | 0.53004 | 831.9972 | 0.05148 | 644.4765 | 0.18174
| 651.9467 | 0.0025251 | 651.5885 | 0.00050909 | 554.4061 | 0.00039883 | 651.9467 | 0.0013404 | 651.5885 | -0.00011707 | 644.2603 | 0.00040348 | 651.5885 | 0.00058863 | 651.9467 | 0.0005319 | 644.7028 | 0.0012445 | 554.4061 | 0.1204 | 651.9467 | 0.0010344 | 651.9467 | 0.0011329 | 646.39 | -0.00018422 | 651.9467 | 0.0012247 | 556.3314 | 1.5646e-05 | 651.9467 | 0.01896 | 651.9467 | 0.14622 | 651.5885 | 0.57253 | 832.1638 | 0.01046 | 651.5885 | 0.00051195 | 831.4998 | 0.53431 | 832.1638 | 0.05161 | 644.7028 | 0.18236
| 652.1782 | 0.001962 | 651.8203 | 0.00025901 | 554.5222 | 0 | 652.1782 | 0.00022318 | 651.8203 | 0.00071764 | 644.4899 | 0.00010988 | 651.8203 | -0.0002809 | 652.1781 | 0 | 644.929 | 0.00030507 | 554.5222 | 0.11875 | 652.1781 | 0 | 652.1782 | 0.00023215 | 646.62 | -0.0023949 | 652.1781 | 0 | 556.4497 | 2.9991e-05 | 652.1781 | 0.017469 | 652.1782 | 0.13963 | 651.8203 | 0.58142 | 832.3304 | 0.00828 | 651.8203 | -0.00031192 | 831.6666 | 0.53584 | 832.3304 | 0.05193 | 644.929 | 0.18052
| 652.4097 | 0.0024562 | 652.0522 | 0.00050855 | 554.6383 | 0.0016 | 652.4097 | 0.00058912 | 652.0522 | -0.00045525 | 644.7195 | 0.00040425 | 652.0522 | 0.00060503 | 652.4096 | 0.00063841 | 645.1553 | 0.0010569 | 554.6383 | 0.11932 | 652.4096 | 0.0010061 | 652.4097 | 0.00092375 | 646.85 | -0.0022648 | 652.4096 | 0.0010007 | 556.568 | 1.4533e-05 | 652.4096 | 0.017979 | 652.4097 | 0.13559 | 652.0522 | 0.59403 | 832.497 | 0.00964 | 652.0522 | 2.7669e-05 | 831.8334 | 0.53847 | 832.497 | 0.05198 | 645.1553 | 0.18063
| 652.6412 | 0.001602 | 652.284 | 0.0004946 | 554.7544 | 0 | 652.6412 | 0.00087326 | 652.284 | 0.00065527 | 644.9491 | 6.4892e-05 | 652.284 | -0.00031359 | 652.6412 | 0 | 645.3816 | -0.0010856 | 554.7544 | 0.11347 | 652.6412 | 0.00011434 | 652.6412 | 0.00045394 | 647.08 | -0.0024598 | 652.6412 | 8.0833e-05 | 556.6863 | 2.841e-05 | 652.6412 | 0.016442 | 652.6412 | 0.13088 | 652.284 | 0.61038 | 832.6636 | 0.00812 | 652.284 | 0.00090775 | 832.0002 | 0.53826 | 832.6636 | 0.05243 | 645.3816 | 0.17801
| 652.8727 | 0.0015343 | 652.5159 | 0.0004432 | 554.8705 | 0.00125 | 652.8727 | 0.00080115 | 652.5159 | -0.00059611 | 645.1787 | 0.00024485 | 652.5159 | 0.00057325 | 652.8727 | 0.00090943 | 645.6078 | 0.0019821 | 554.8705 | 0.11424 | 652.8727 | 0.0012153 | 652.8727 | 0.0010329 | 647.31 | 0.0010836 | 652.8727 | 0.00066806 | 556.8047 | 1.3959e-05 | 652.8727 | 0.016839 | 652.8727 | 0.12609 | 652.5159 | 0.62049 | 832.8303 | 0.00754 | 652.5159 | 0.00073101 | 832.167 | 0.53909 | 832.8303 | 0.05273 | 645.6078 | 0.17792
| 653.1042 | 0.0018115 | 652.7478 | 0.00036062 | 554.9866 | 0 | 653.1042 | 0.00029944 | 652.7478 | 0.00016284 | 645.4083 | 0.00011316 | 652.7478 | -0.00022195 | 653.1042 | 0 | 645.8342 | -0.00056544 | 554.9866 | 0.11599 | 653.1042 | 0.00021499 | 653.1042 | 0.00041834 | 647.55 | -0.0022973 | 653.1042 | 0.00024688 | 556.923 | 2.9523e-05 | 653.1042 | 0.01552 | 653.1042 | 0.11946 | 652.7478 | 0.62479 | 832.9969 | 0.0099 | 652.7478 | -0.00055694 | 832.3338 | 0.54312 | 832.9969 | 0.0533 | 645.8342 | 0.1729
| 653.3358 | 0.0022428 | 652.9797 | 0.00062143 | 555.1027 | 0.00036414 | 653.3358 | 0.0011441 | 652.9797 | -0.00080841 | 645.6379 | 0.00039325 | 652.9797 | 0.00061135 | 653.3357 | 0.00060024 | 646.0605 | -8.8799e-05 | 555.1027 | 0.11214 | 653.3357 | 0.0010089 | 653.3358 | 0.001307 | 647.78 | 0.0030668 | 653.3357 | 0.0011945 | 557.0413 | 1.5599e-05 | 653.3357 | 0.015741 | 653.3357 | 0.11677 | 652.9796 | 0.64015 | 833.1635 | 0.01187 | 652.9797 | 0.00070224 | 832.5006 | 0.54621 | 833.1635 | 0.05335 | 646.0605 | 0.17381
| 653.5673 | 0.0018623 | 653.2115 | 0.00026359 | 555.2188 | 0 | 653.5673 | 0.00056484 | 653.2115 | 0.00043886 | 645.8676 | 0.00014581 | 653.2115 | -0.00032911 | 653.5673 | 0 | 646.2868 | 0.00038312 | 555.2188 | 0.11577 | 653.5673 | 0 | 653.5673 | 0.00025775 | 648.01 | -0.00063499 | 653.5673 | 0.00016864 | 557.1596 | 3.005e-05 | 653.5673 | 0.014325 | 653.5673 | 0.11114 | 653.2115 | 0.64221 | 833.3302 | 0.00897 | 653.2115 | -0.00057845 | 832.6674 | 0.54554 | 833.3302 | 0.05359 | 646.2868 | 0.17193
| 653.7989 | 0.0028767 | 653.4435 | 0.00049353 | 555.335 | 0.00149 | 653.7989 | 0.0010708 | 653.4435 | -0.00066384 | 646.0972 | 0.00052025 | 653.4435 | 0.0006426 | 653.7989 | 0.00041999 | 646.5131 | 0.001045 | 555.335 | 0.1133 | 653.7989 | 0.0010152 | 653.7989 | 0.00096248 | 648.24 | 0.00024068 | 653.7989 | 0.00072812 | 557.2779 | 1.4533e-05 | 653.7989 | 0.014971 | 653.7989 | 0.10821 | 653.4435 | 0.65366 | 833.4968 | 0.00904 | 653.4435 | 0.0015986 | 832.8342 | 0.55501 | 833.4968 | 0.05339 | 646.5131 | 0.16911
| 654.0305 | 0.00085061 | 653.6754 | 0.00019248 | 555.4511 | 0 | 654.0305 | 0.0009683 | 653.6754 | 0.00040473 | 646.3269 | 4.2881e-05 | 653.6754 | -0.0003789 | 654.0304 | 0 | 646.7395 | -0.00032696 | 555.4511 | 0.10944 | 654.0304 | 0 | 654.0305 | 4.9022e-05 | 648.47 | -0.0014274 | 654.0304 | 0 | 557.3963 | 2.9441e-05 | 654.0304 | 0.013482 | 654.0305 | 0.10503 | 653.6754 | 0.67162 | 833.6634 | 0.00812 | 653.6754 | -0.00122 | 833.001 | 0.553 | 833.6634 | 0.05353 | 646.7395 | 0.16829
| 654.262 | 0.0019034 | 653.9073 | 0.00041147 | 555.5672 | 0.0018 | 654.262 | 0.0016794 | 653.9073 | -0.00051415 | 646.5566 | 0.0004089 | 653.9073 | 0.00077068 | 654.262 | 0.00075104 | 646.9658 | 0.0025889 | 555.5672 | 0.11129 | 654.262 | 0.0010274 | 654.262 | 0.00083625 | 648.71 | 0.00023813 | 654.262 | 0.0010006 | 557.5146 | 1.499e-05 | 654.262 | 0.014049 | 654.262 | 0.10226 | 653.9073 | 0.68592 | 833.8301 | 0.01025 | 653.9073 | -0.00039373 | 833.1679 | 0.55153 | 833.8301 | 0.05336 | 646.9658 | 0.16983
| 654.4936 | 0.0005052 | 654.1392 | 0.00030219 | 555.6834 | 0 | 654.4936 | 0.00058608 | 654.1392 | 0.00062253 | 646.7863 | 9.4647e-05 | 654.1392 | -0.00039488 | 654.4936 | 0 | 647.1922 | -0.00038194 | 555.6834 | 0.10986 | 654.4936 | 0 | 654.4936 | 1.6101e-05 | 648.94 | 0.00014142 | 654.4936 | 0 | 557.6329 | 2.9312e-05 | 654.4936 | 0.012622 | 654.4936 | 0.09687 | 654.1392 | 0.68699 | 833.9967 | 0.00733 | 654.1392 | -0.00032523 | 833.3347 | 0.548 | 833.9967 | 0.05373 | 647.1922 | 0.16585
| 654.7252 | 0.0015627 | 654.3712 | 0.00013192 | 555.7995 | 0.00192 | 654.7252 | 0.00039569 | 654.3712 | -0.00084531 | 647.0159 | 0.00024782 | 654.3712 | 0.00052655 | 654.7252 | 0.00062876 | 647.4186 | 0.0012873 | 555.7995 | 0.1078 | 654.7252 | 0.00061521 | 654.7252 | 0.00085189 | 649.17 | 0.00017412 | 654.7252 | 0.00092378 | 557.7513 | 1.4451e-05 | 654.7252 | 0.013167 | 654.7252 | 0.09268 | 654.3712 | 0.69062 | 834.1633 | 0.00774 | 654.3712 | 0.001228 | 833.5015 | 0.55291 | 834.1633 | 0.05387 | 647.4186 | 0.16439
| 654.9568 | 0.00082639 | 654.6032 | 0.00042454 | 555.9157 | 0 | 654.9568 | -0.00011022 | 654.6032 | 0.00030063 | 647.2456 | 5.6661e-05 | 654.6032 | -0.00042142 | 654.9568 | 0 | 647.645 | 6.7034e-06 | 555.9157 | 0.10191 | 654.9568 | 0 | 654.9568 | 0.00028376 | 649.4 | -0.00011879 | 654.9568 | 0.00010225 | 557.8696 | 2.7427e-05 | 654.9568 | 0.011792 | 654.9569 | 0.09036 | 654.6032 | 0.71552 | 834.33 | 0.00782 | 654.6032 | -8.092e-05 | 833.6684 | 0.55474 | 834.33 | 0.05432 | 647.645 | 0.16661
| 655.1885 | 0.0022499 | 654.8351 | 0.00044912 | 556.0318 | 0.00081498 | 655.1885 | 0.00068907 | 654.8351 | -0.00098322 | 647.4753 | 0.00040819 | 654.8351 | 0.00054882 | 655.1885 | 0.00089226 | 647.8713 | 0.00075746 | 556.0318 | 0.10368 | 655.1885 | 0.00059859 | 655.1885 | 0.0011113 | 649.63 | 0.0025446 | 655.1885 | 0.0011951 | 557.9879 | 1.3057e-05 | 655.1885 | 0.012411 | 655.1885 | 0.08791 | 654.8351 | 0.72558 | 834.4966 | 0.00746 | 654.8351 | 0.00063125 | 833.8352 | 0.55789 | 834.4966 | 0.05445 | 647.8713 | 0.1672
| 655.4201 | 0.00016142 | 655.0671 | 0.00012654 | 556.148 | 0 | 655.4201 | 0.00024148 | 655.0671 | 0.00011458 | 647.7051 | -0.00014845 | 655.0671 | -0.00041176 | 655.4201 | 0 | 648.0977 | -0.00091446 | 556.148 | 0.10313 | 655.4201 | 0 | 655.4201 | 3.0784e-05 | 649.87 | -0.0024773 | 655.4201 | 0 | 558.1063 | 2.6935e-05 | 655.4201 | 0.011105 | 655.4201 | 0.08423 | 655.0671 | 0.74203 | 834.6633 | 0.00529 | 655.0671 | 0.00063306 | 834.002 | 0.5574 | 834.6633 | 0.05485 | 648.0977 | 0.16576
| 655.6517 | 0.0029026 | 655.2991 | 0.00043828 | 556.2642 | 0.00127 | 655.6517 | 0.0012889 | 655.2991 | -0.0011503 | 647.9348 | 0.00025091 | 655.2991 | 0.00053037 | 655.6518 | 0.0010568 | 648.3242 | 0.001661 | 556.2642 | 0.10178 | 655.6518 | 0.00095934 | 655.6517 | 0.0011341 | 650.1 | -0.00034601 | 655.6518 | 0.0011164 | 558.2246 | 1.3994e-05 | 655.6518 | 0.01185 | 655.6517 | 0.08187 | 655.2991 | 0.75079 | 834.83 | 0.00679 | 655.2991 | 0.00088426 | 834.1689 | 0.56507 | 834.83 | 0.05496 | 648.3242 | 0.1624
| 655.8834 | 0.00025988 | 655.5311 | 0.00010344 | 556.3803 | 0 | 655.8834 | -0.00010513 | 655.5311 | 0.00037364 | 648.1646 | -3.6802e-05 | 655.5311 | -0.0004805 | 655.8834 | 0 | 648.5505 | 0.00064778 | 556.3803 | 0.10183 | 655.8834 | 0 | 655.8834 | 1.3923e-05 | 650.33 | -0.0006535 | 655.8834 | 0 | 558.343 | 2.8984e-05 | 655.8834 | 0.010228 | 655.8834 | 0.07775 | 655.5311 | 0.76143 | 834.9966 | 0.00705 | 655.5311 | -0.001424 | 834.3357 | 0.55534 | 834.9966 | 0.05535 | 648.5505 | 0.16214
| 656.1151 | 0.0013989 | 655.7631 | 0.00050957 | 556.4965 | 0.00196 | 656.1151 | 0.00058979 | 655.7631 | -0.00038476 | 648.3943 | 0.00013684 | 655.7631 | 0.00054114 | 656.1151 | 0.00075856 | 648.777 | 0.0010494 | 556.4965 | 0.10138 | 656.1151 | 0.0008593 | 656.1151 | 0.00089297 | 650.56 | 0.0015074 | 656.1151 | 0.00095444 | 558.4613 | 1.5166e-05 | 656.1151 | 0.010853 | 656.115 | 0.07547 | 655.7631 | 0.76951 | 835.1633 | 0.00856 | 655.7631 | 0.001624 | 834.5026 | 0.56853 | 835.1633 | 0.05548 | 648.777 | 0.16311
| 656.3467 | 0.00041618 | 655.9951 | 0.00023348 | 556.6127 | 0 | 656.3467 | -0.00047084 | 655.9951 | 0.00041173 | 648.624 | 0.00014794 | 655.9951 | -0.0003715 | 656.3468 | 0 | 649.0034 | -0.000214 | 556.6127 | 0.10038 | 656.3468 | 0 | 656.3467 | 0.00027491 | 650.79 | 0.0019137 | 656.3468 | 0.00021626 | 558.5797 | 2.9581e-05 | 656.3468 | 0.0097669 | 656.3467 | 0.07231 | 655.9951 | 0.78313 | 835.33 | 0.00722 | 655.9951 | -0.00092211 | 834.6694 | 0.56712 | 835.33 | 0.05585 | 649.0034 | 0.15841
| 656.5784 | 0.0015373 | 656.2272 | 0.00021453 | 556.7289 | 0.00088435 | 656.5784 | 0.00024705 | 656.2272 | -0.00051023 | 648.8538 | 0.00023365 | 656.2272 | 0.00052318 | 656.5785 | 0.0005789 | 649.2299 | -0.00024021 | 556.7289 | 0.10493 | 656.5785 | 0.00099105 | 656.5784 | 0.00088548 | 651.03 | 0.0015329 | 656.5785 | 0.0010192 | 558.698 | 1.4615e-05 | 656.5785 | 0.010559 | 656.5784 | 0.07036 | 656.2272 | 0.79299 | 835.4966 | 0.0064 | 656.2272 | 9.9573e-05 | 834.8363 | 0.56971 | 835.4966 | 0.05578 | 649.2299 | 0.1562
| 656.8102 | 0.00069482 | 656.4592 | 4.8258e-05 | 556.8451 | 0 | 656.8102 | 0.00012388 | 656.4592 | -0.00025512 | 649.0836 | 6.3586e-06 | 656.4592 | -0.00031854 | 656.8102 | 0 | 649.4563 | 0.00016038 | 556.8451 | 0.10208 | 656.8102 | 0 | 656.8102 | 0.00011145 | 651.26 | 0.00014945 | 656.8102 | 0 | 558.8164 | 3.0647e-05 | 656.8102 | 0.0090349 | 656.8102 | 0.06674 | 656.4592 | 0.80543 | 835.6633 | 0.00642 | 656.4592 | -0.0010887 | 835.0032 | 0.57304 | 835.6633 | 0.05593 | 649.4563 | 0.15586
| 657.0419 | 0.0013282 | 656.6913 | 0.000317 | 556.9613 | 0.0017 | 657.0419 | 0.00025331 | 656.6913 | -0.00047898 | 649.3134 | 0.00026497 | 656.6913 | 0.00061333 | 657.0419 | 0.00055119 | 649.6828 | 0.0012709 | 556.9613 | 0.10036 | 657.0419 | 0.0010212 | 657.0419 | 0.00090795 | 651.49 | -0.00052809 | 657.0419 | 0.0012452 | 558.9348 | 1.6301e-05 | 657.0419 | 0.009715 | 657.0419 | 0.06575 | 656.6913 | 0.81803 | 835.83 | 0.00717 | 656.6913 | 0.00027963 | 835.17 | 0.57229 | 835.83 | 0.05576 | 649.6828 | 0.15652
| 657.2736 | 0.00044172 | 656.9233 | 0.00022449 | 557.0775 | 0 | 657.2736 | 0.00010326 | 656.9233 | -0.00016945 | 649.5432 | 8.858e-05 | 656.9233 | -0.0003701 | 657.2736 | 0 | 649.9092 | -0.0013322 | 557.0775 | 0.10072 | 657.2736 | 0 | 657.2736 | 0.00024723 | 651.72 | -0.0030123 | 657.2736 | 8.9218e-05 | 559.0531 | 3.135e-05 | 657.2736 | 0.0086907 | 657.2736 | 0.06301 | 656.9233 | 0.83468 | 835.9967 | 0.00809 | 656.9233 | -0.00089954 | 835.3369 | 0.5684 | 835.9967 | 0.05625 | 649.9092 | 0.15737
| 657.5053 | 0.0019448 | 657.1554 | 0.00031482 | 557.1937 | 0.00156 | 657.5053 | 0.0008141 | 657.1554 | -0.00088454 | 649.7729 | 0.00030526 | 657.1554 | 0.00047923 | 657.5053 | 0.00034325 | 650.1357 | 0.00085859 | 557.1937 | 0.09721 | 657.5053 | 0.00086231 | 657.5053 | 0.00087178 | 651.95 | 0.0021409 | 657.5053 | 0.00086151 | 559.1715 | 1.5166e-05 | 657.5053 | 0.0090981 | 657.5053 | 0.0615 | 657.1554 | 0.84865 | 836.1634 | 0.00795 | 657.1554 | 0.001392 | 835.5038 | 0.58139 | 836.1634 | 0.05637 | 650.1357 | 0.15636
| 657.7371 | 0.00033358 | 657.3875 | -0.00013227 | 557.3099 | 0 | 657.7371 | -0.00058015 | 657.3875 | 0.00022521 | 650.0028 | -0.00012507 | 657.3875 | -0.00047839 | 657.7371 | 0 | 650.3622 | 0.0002758 | 557.3099 | 0.0964 | 657.7371 | 0 | 657.7371 | 0.00017336 | 652.19 | -0.0030129 | 657.7371 | 0 | 559.2899 | 3.0507e-05 | 657.7371 | 0.0076785 | 657.7371 | 0.05754 | 657.3875 | 0.85341 | 836.33 | 0.0077 | 657.3875 | -0.00038569 | 835.6707 | 0.57368 | 836.33 | 0.05687 | 650.3622 | 0.1554
| 657.9688 | 0.00078189 | 657.6196 | 0.00015841 | 557.4262 | 0.00187 | 657.9688 | -0.00038726 | 657.6196 | -0.00046308 | 650.2326 | 0.00026628 | 657.6196 | 0.00048305 | 657.9688 | 0.00036563 | 650.5887 | -0.00063248 | 557.4262 | 0.09619 | 657.9688 | 0.00037184 | 657.9688 | 0.00072703 | 652.42 | 0.00099193 | 657.9688 | 0.00071326 | 559.4083 | 1.5681e-05 | 657.9688 | 0.0083154 | 657.9688 | 0.05701 | 657.6196 | 0.86478 | 836.4967 | 0.0064 | 657.6196 | 0.00026351 | 835.8375 | 0.57701 | 836.4967 | 0.05683 | 650.5887 | 0.15727
| 658.2006 | 0.00031883 | 657.8517 | 1.2456e-05 | 557.5424 | 0 | 658.2006 | 7.6424e-06 | 657.8517 | 6.5853e-06 | 650.4625 | -3.7273e-05 | 657.8517 | -0.00034779 | 658.2006 | 0 | 650.8152 | 0.00019909 | 557.5424 | 0.0978 | 658.2006 | 0 | 658.2006 | 0.00014393 | 652.65 | -0.0011339 | 658.2006 | 0 | 559.5266 | 3.1244e-05 | 658.2006 | 0.0073369 | 658.2006 | 0.05404 | 657.8517 | 0.8701 | 836.6634 | 0.00652 | 657.8517 | -0.00081896 | 836.0044 | 0.57576 | 836.6634 | 0.05728 | 650.8152 | 0.15294
| 658.4324 | 0.0011958 | 658.0838 | 0.00017575 | 557.6586 | 0.00144 | 658.4324 | 0.00055712 | 658.0838 | -0.00043926 | 650.6923 | 0.00026313 | 658.0838 | 0.00037583 | 658.4324 | 0.00054473 | 651.0417 | 0.0013822 | 557.6586 | 0.09587 | 658.4324 | 0.00067333 | 658.4324 | 0.00081972 | 652.88 | -0.00085692 | 658.4324 | 0.00096015 | 559.645 | 1.581e-05 | 658.4324 | 0.0079613 | 658.4324 | 0.05288 | 658.0838 | 0.87397 | 836.8301 | 0.00663 | 658.0838 | -0.00012762 | 836.1713 | 0.58569 | 836.8301 | 0.05748 | 651.0417 | 0.15473
| 658.6641 | -0.00046191 | 658.3159 | 7.1196e-05 | 557.7749 | 0 | 658.6641 | -1.6411e-05 | 658.3159 | 0.00048334 | 650.9222 | -3.6291e-05 | 658.3159 | -0.00032544 | 658.6641 | 0 | 651.2682 | 0.00032579 | 557.7749 | 0.0943 | 658.6641 | 0 | 658.6641 | 8.4289e-05 | 653.12 | 0.0021924 | 658.6641 | 0 | 559.7634 | 2.9663e-05 | 658.6641 | 0.0066132 | 658.6641 | 0.04994 | 658.316 | 0.87257 | 836.9968 | 0.00686 | 658.3159 | 0.00057835 | 836.3382 | 0.5826 | 836.9968 | 0.05808 | 651.2682 | 0.15496
| 658.8959 | 0.0014483 | 658.5481 | 0.0001263 | 557.8911 | 0.00111 | 658.8959 | -0.00027524 | 658.5481 | -0.0005799 | 651.152 | 0.00022634 | 658.5481 | 0.00036691 | 658.8959 | 0.00019053 | 651.4948 | 0.00099112 | 557.8911 | 0.09196 | 658.8959 | 0.00042993 | 658.8959 | 0.00065629 | 653.35 | -0.0022613 | 658.8959 | 0.00069892 | 559.8818 | 1.41e-05 | 658.8959 | 0.0076042 | 658.8959 | 0.0498 | 658.5481 | 0.89569 | 837.1635 | 0.00707 | 658.5481 | 0.00031243 | 836.5051 | 0.59055 | 837.1635 | 0.05825 | 651.4948 | 0.14829
| 659.1277 | 0.00092375 | 658.7802 | 2.855e-05 | 558.0074 | 0 | 659.1277 | 0.00036037 | 658.7802 | -0.00026387 | 651.3819 | -9.1528e-05 | 658.7802 | -0.00038323 | 659.1278 | 0 | 651.7214 | -4.5031e-05 | 558.0074 | 0.09141 | 659.1278 | 0 | 659.1277 | 2.3697e-05 | 653.58 | -0.00077412 | 659.1278 | 0 | 560.0002 | 2.9172e-05 | 659.1278 | 0.0065673 | 659.1277 | 0.04724 | 658.7802 | 0.90557 | 837.3302 | 0.0065 | 658.7802 | -1.6996e-05 | 836.672 | 0.58538 | 837.3302 | 0.05864 | 651.7214 | 0.14862
| 659.3596 | 0.00099852 | 659.0124 | 0.00025549 | 558.1236 | 0.00095371 | 659.3596 | 0.00052903 | 659.0124 | -0.00071923 | 651.6118 | 0.00018469 | 659.0124 | 0.00051593 | 659.3596 | 0.00072553 | 651.9479 | 0.00098805 | 558.1236 | 0.09077 | 659.3596 | 0.00083703 | 659.3596 | 0.00084772 | 653.81 | 0.00025009 | 659.3596 | 0.0010222 | 560.1186 | 1.5072e-05 | 659.3596 | 0.0071957 | 659.3596 | 0.04613 | 659.0124 | 0.9171 | 837.4969 | 0.00631 | 659.0124 | 0.0018522 | 836.8389 | 0.58767 | 837.4969 | 0.0587 | 651.9479 | 0.15221
| 659.5914 | 0.0012916 | 659.2446 | -2.1022e-05 | 558.2399 | 0 | 659.5914 | -0.00014257 | 659.2446 | 0.00057066 | 651.8417 | 4.2464e-05 | 659.2446 | -0.00052992 | 659.5914 | 0 | 652.1744 | -0.0011349 | 558.2399 | 0.0905 | 659.5914 | 0 | 659.5914 | 0 | 654.04 | 0.0014232 | 659.5914 | 0 | 560.237 | 3.0261e-05 | 659.5914 | 0.006093 | 659.5914 | 0.04314 | 659.2446 | 0.91645 | 837.6637 | 0.00624 | 659.2446 | -0.00090763 | 837.0058 | 0.59276 | 837.6637 | 0.05915 | 652.1744 | 0.15055
| 659.8232 | 0.0012366 | 659.4767 | 0.00028955 | 558.3561 | 0.00095371 | 659.8232 | 0.00060188 | 659.4767 | -0.00087346 | 652.0716 | 6.3363e-05 | 659.4767 | 0.00041728 | 659.8232 | 0.00042089 | 652.4011 | 0.00038588 | 558.3561 | 0.08957 | 659.8232 | 0.00071371 | 659.8232 | 0.00085997 | 654.28 | -0.0010934 | 659.8232 | 0.00054912 | 560.3554 | 1.5247e-05 | 659.8232 | 0.0066171 | 659.8232 | 0.04302 | 659.4767 | 0.93186 | 837.8304 | 0.00499 | 659.4767 | 0.0012496 | 837.1727 | 0.59521 | 837.8304 | 0.05927 | 652.4011 | 0.15155
| 660.0551 | 0.00039738 | 659.7089 | 5.2404e-05 | 558.4724 | 0 | 660.0551 | -0.00070721 | 659.7089 | 0.00035482 | 652.3015 | -0.00013462 | 659.7089 | -0.00031147 | 660.0551 | 0 | 652.6276 | 0.00037652 | 558.4724 | 0.0899 | 660.0551 | 0 | 660.0551 | 0.00016698 | 654.51 | -0.0021178 | 660.0551 | 0 | 560.4738 | 3.0202e-05 | 660.0551 | 0.0056333 | 660.0551 | 0.04123 | 659.7089 | 0.94596 | 837.9971 | 0.00731 | 659.7089 | 0.0011271 | 837.3397 | 0.59596 | 837.9971 | 0.05966 | 652.6276 | 0.14999
| 660.2869 | 0.0014869 | 659.9411 | 0.0002353 | 558.5887 | 0.0016 | 660.2869 | 0.00069548 | 659.9411 | -0.00010061 | 652.5314 | 0.00014184 | 659.9411 | 0.00045552 | 660.2869 | 0.00022291 | 652.8542 | 0.0018181 | 558.5887 | 0.09139 | 660.2869 | 0.00065984 | 660.2869 | 0.00065626 | 654.74 | -0.00036875 | 660.2869 | 0.00061515 | 560.5922 | 1.5002e-05 | 660.2869 | 0.0062816 | 660.2869 | 0.0407 | 659.9411 | 0.95567 | 838.1638 | 0.0052 | 659.9411 | 0.0011641 | 837.5066 | 0.59945 | 838.1638 | 0.05973 | 652.8542 | 0.14764
| 660.5188 | 0.001141 | 660.1733 | 0.00021288 | 558.705 | 0 | 660.5188 | -0.00048108 | 660.1733 | 0.00016333 | 652.7614 | -2.868e-05 | 660.1733 | -0.00032223 | 660.5188 | 0 | 653.0808 | 2.245e-05 | 558.705 | 0.08695 | 660.5188 | 0 | 660.5188 | 0.00019607 | 654.97 | -0.0017968 | 660.5188 | 0 | 560.7106 | 2.9769e-05 | 660.5188 | 0.0057282 | 660.5188 | 0.03799 | 660.1733 | 0.95903 | 838.3306 | 0.00538 | 660.1733 | 0.00029415 | 837.6735 | 0.59762 | 838.3306 | 0.06034 | 653.0808 | 0.14809
| 660.7507 | 0.0012335 | 660.4056 | 0.00013172 | 558.8213 | 0.00102 | 660.7507 | -1.1517e-05 | 660.4056 | -0.00033164 | 652.9913 | -4.7996e-06 | 660.4056 | 0.0004138 | 660.7507 | 0.00039768 | 653.3074 | 0.0010124 | 558.8213 | 0.08923 | 660.7507 | 0.00033887 | 660.7507 | 0.00062887 | 655.2 | 0.00063201 | 660.7507 | 0.00046763 | 560.829 | 1.4826e-05 | 660.7507 | 0.0059845 | 660.7507 | 0.03752 | 660.4056 | 0.96295 | 838.4973 | 0.0079 | 660.4056 | 3.3204e-05 | 837.8405 | 0.60407 | 838.4973 | 0.06058 | 653.3074 | 0.14783
| 660.9826 | 0.0011412 | 660.6378 | 0.00021051 | 558.9376 | 0 | 660.9826 | -0.00028502 | 660.6378 | 0.00046391 | 653.2213 | -8.7749e-06 | 660.6378 | -0.00030295 | 660.9826 | 0 | 653.5341 | -0.00036323 | 558.9376 | 0.0859 | 660.9826 | 0 | 660.9826 | 0.00020577 | 655.44 | 0.0013757 | 660.9826 | 0 | 560.9474 | 2.8902e-05 | 660.9826 | 0.0049833 | 660.9826 | 0.03601 | 660.6378 | 0.97307 | 838.664 | 0.00466 | 660.6378 | -0.00056779 | 838.0074 | 0.6029 | 838.664 | 0.06129 | 653.5341 | 0.14581
| 661.2145 | 0.0010353 | 660.87 | 0.00016503 | 559.0539 | 0.00071094 | 661.2145 | 0.00042832 | 660.87 | -0.00030324 | 653.4512 | 0.0001318 | 660.87 | 0.00046718 | 661.2145 | 0.00055069 | 653.7607 | 0.0010657 | 559.0539 | 0.08549 | 661.2145 | 0.00067255 | 661.2145 | 0.00075163 | 655.67 | -0.0018663 | 661.2145 | 0.00072268 | 561.0659 | 1.417e-05 | 661.2145 | 0.0057976 | 661.2145 | 0.03505 | 660.87 | 0.97948 | 838.8308 | 0.00615 | 660.87 | 0.00062042 | 838.1743 | 0.60899 | 838.8308 | 0.06137 | 653.7607 | 0.14565
| 661.4464 | 0.00079791 | 661.1023 | 2.3622e-06 | 559.1702 | 0 | 661.4464 | -1.3265e-05 | 661.1023 | 0.00051477 | 653.6812 | 8.0334e-06 | 661.1023 | -0.00039732 | 661.4464 | 0 | 653.9873 | -0.00078933 | 559.1702 | 0.08567 | 661.4464 | 0 | 661.4464 | 0.0001433 | 655.9 | -0.00056496 | 661.4464 | 0 | 561.1843 | 2.923e-05 | 661.4464 | 0.0048293 | 661.4464 | 0.03367 | 661.1023 | 0.99724 | 838.9975 | 0.00439 | 661.1023 | -0.00087371 | 838.3413 | 0.6064 | 838.9975 | 0.062 | 653.9873 | 0.14851
| 661.6783 | 0.0019064 | 661.3346 | 0.00023836 | 559.2865 | 0.00147 | 661.6783 | -0.00035845 | 661.3346 | -0.00061701 | 653.9111 | 0.00026975 | 661.3346 | 0.00041141 | 661.6783 | 0.00038605 | 654.2139 | -0.00076892 | 559.2865 | 0.0827 | 661.6783 | 0.00063919 | 661.6783 | 0.00078241 | 656.13 | -0.00018722 | 661.6783 | 0.00055122 | 561.3027 | 1.5166e-05 | 661.6783 | 0.0052681 | 661.6783 | 0.03282 | 661.3346 | 0.98804 | 839.1642 | 0.00586 | 661.3346 | -0.00017319 | 838.5082 | 0.61431 | 839.1642 | 0.0621 | 654.2139 | 0.14485
| 661.9103 | 0.00086635 | 661.5668 | 8.6323e-05 | 559.4028 | 0 | 661.9103 | -0.00028124 | 661.5668 | 7.4098e-05 | 654.1412 | 1.9305e-05 | 661.5668 | -0.00032893 | 661.9103 | 0 | 654.4406 | -0.00061298 | 559.4028 | 0.08442 | 661.9103 | 0 | 661.9103 | 0 | 656.37 | 0.00056793 | 661.9103 | 0 | 561.4211 | 2.9289e-05 | 661.9103 | 0.004498 | 661.9103 | 0.03116 | 661.5668 | 0.99419 | 839.331 | 0.00471 | 661.5668 | -0.001089 | 838.6752 | 0.60778 | 839.331 | 0.06278 | 654.4406 | 0.14169
| 662.1422 | 0.00010795 | 661.7991 | 0.00029124 | 559.5191 | 0.00123 | 662.1422 | -5.3299e-05 | 661.7991 | -0.00060168 | 654.3712 | 0.00021436 | 661.7991 | 0.00044868 | 662.1422 | 0.00030287 | 654.6673 | 0.0010405 | 559.5191 | 0.08458 | 662.1422 | 0.00078047 | 662.1422 | 0.00074478 | 656.6 | 0.00084893 | 662.1422 | 0.0007644 | 561.5396 | 1.4311e-05 | 662.1422 | 0.005219 | 662.1422 | 0.03048 | 661.7991 | 0.99233 | 839.4977 | 0.0052 | 661.7991 | 0.0018722 | 838.8421 | 0.61541 | 839.4977 | 0.06298 | 654.6673 | 0.14573
| 662.3741 | 0.00016147 | 662.0314 | 0.00027252 | 559.6355 | 0 | 662.3741 | -0.00077616 | 662.0314 | 9.0127e-05 | 654.6011 | -0.00015075 | 662.0314 | -0.00038821 | 662.3742 | 0 | 654.8939 | -0.00024173 | 559.6355 | 0.08184 | 662.3742 | 0 | 662.3741 | 0.00021458 | 656.83 | -0.0017394 | 662.3742 | 6.6032e-05 | 561.658 | 2.9359e-05 | 662.3742 | 0.0041843 | 662.3741 | 0.02891 | 662.0314 | 0.9942 | 839.6645 | 0.00459 | 662.0314 | -0.00063178 | 839.0091 | 0.61412 | 839.6645 | 0.06353 | 654.8939 | 0.143
| 662.6061 | 0.00057046 | 662.2637 | 0.00024682 | 559.7518 | 0.00088435 | 662.6061 | 0.0001312 | 662.2637 | -0.00095409 | 654.8312 | 0.00030059 | 662.2637 | 0.00043882 | 662.6061 | 0.00055128 | 655.1206 | 0.00082154 | 559.7518 | 0.08407 | 662.6061 | 0.00064319 | 662.6061 | 0.00090776 | 657.06 | -0.00046887 | 662.6061 | 0.00057624 | 561.7764 | 1.5166e-05 | 662.6061 | 0.0048356 | 662.6061 | 0.02881 | 662.2637 | 0.99874 | 839.8312 | 0.00679 | 662.2637 | 0.0016024 | 839.176 | 0.62651 | 839.8312 | 0.06354 | 655.1206 | 0.14249
| 662.8381 | 0.00082424 | 662.496 | 0.00024557 | 559.8682 | 0 | 662.8381 | -0.00081906 | 662.496 | 0.00043575 | 655.0612 | -0.00015257 | 662.496 | -0.00035787 | 662.8381 | 0 | 655.3474 | 0.0008818 | 559.8682 | 0.08025 | 662.8381 | 0 | 662.8381 | 7.1113e-05 | 657.3 | 0.00077712 | 662.8381 | 0.00011702 | 561.8949 | 2.9535e-05 | 662.8381 | 0.0038924 | 662.8381 | 0.0271 | 662.496 | 1 | 839.998 | 0.0051 | 662.496 | -0.00033698 | 839.343 | 0.62168 | 839.998 | 0.0639 | 655.3474 | 0.13936
| 663.0701 | 0.00071396 | 662.7284 | 6.0702e-05 | 559.9845 | 0.00019074 | 663.0701 | 0.00013386 | 662.7284 | -0.00073286 | 655.2913 | 0.00011142 | 662.7284 | 0.00048271 | 663.0701 | 0.00040149 | 655.574 | 0.0016803 | 559.9845 | 0.07845 | 663.0701 | 0.00049345 | 663.0701 | 0.00052988 | 657.53 | -0.00015255 | 663.0701 | 0.00062663 | 562.0133 | 1.4475e-05 | 663.0701 | 0.0045597 | 663.0701 | 0.02678 | 662.7283 | 0.99768 | 840.1648 | 0.00408 | 662.7284 | -0.00044771 | 839.51 | 0.62719 | 840.1648 | 0.06399 | 655.574 | 0.1411
| 663.3021 | 0.00023664 | 662.9607 | 0.00011188 | 560.1009 | 0 | 663.3021 | -0.00015494 | 662.9607 | -0.0001715 | 655.5213 | -0.00011085 | 662.9607 | -0.00038478 | 663.3021 | 0 | 655.8007 | -0.0002309 | 560.1009 | 0.07974 | 663.3021 | 0 | 663.3021 | 1.8275e-06 | 657.76 | -0.0024749 | 663.3021 | 0 | 562.1318 | 2.964e-05 | 663.3021 | 0.0039089 | 663.3021 | 0.02539 | 662.9607 | 0.99848 | 840.3315 | 0.00468 | 662.9607 | 7.5235e-05 | 839.6769 | 0.6239 | 840.3315 | 0.06439 | 655.8007 | 0.1396
| 663.5341 | 0.0015788 | 663.193 | 0.00026932 | 560.2172 | 0.0016 | 663.5341 | -8.3135e-05 | 663.193 | -0.00063225 | 655.7513 | 0.0003138 | 663.193 | 0.00043259 | 663.5341 | 0.00062482 | 656.0275 | 0.00039068 | 560.2172 | 0.07765 | 663.5341 | 0.00096363 | 663.5341 | 0.00071427 | 657.99 | 0.0011857 | 663.5341 | 0.00076788 | 562.2502 | 1.5353e-05 | 663.5341 | 0.004466 | 663.5341 | 0.02533 | 663.193 | 0.99928 | 840.4983 | 0.00526 | 663.193 | 0.00065979 | 839.8439 | 0.62893 | 840.4983 | 0.06438 | 656.0275 | 0.13894
| 663.7661 | 0.0013262 | 663.4254 | -0.00010307 | 560.3336 | 0 | 663.7661 | -0.00073632 | 663.4254 | 0.00051493 | 655.9814 | -0.00017915 | 663.4254 | -0.00031422 | 663.7661 | 0 | 656.2542 | -0.00016737 | 560.3336 | 0.07454 | 663.7661 | 0 | 663.7661 | 8.653e-05 | 658.22 | -0.0002183 | 663.7661 | 0 | 562.3687 | 3.0542e-05 | 663.7661 | 0.0034828 | 663.7661 | 0.02384 | 663.4254 | 0.99059 | 840.6651 | 0.0054 | 663.4254 | -0.00057775 | 840.0109 | 0.63224 | 840.6651 | 0.06455 | 656.2542 | 0.14014
| 663.9982 | 0.00064673 | 663.6578 | 0.00021041 | 560.4499 | 0.00095371 | 663.9982 | -0.00015294 | 663.6578 | -0.00063811 | 656.2115 | 7.6452e-05 | 663.6578 | 0.000425 | 663.9981 | 0.00045902 | 656.4809 | 0.00038224 | 560.4499 | 0.07731 | 663.9981 | 0.00048878 | 663.9982 | 0.00061258 | 658.46 | 0.0012454 | 663.9981 | 0.00052917 | 562.4871 | 1.5353e-05 | 663.9981 | 0.0043158 | 663.9982 | 0.024 | 663.6577 | 0.99808 | 840.8319 | 0.00649 | 663.6578 | 0.0016646 | 840.1779 | 0.63461 | 840.8319 | 0.06458 | 656.4809 | 0.13842
| 664.2302 | 0.00036833 | 663.8901 | 0.00013111 | 560.5663 | 0 | 664.2302 | -0.00067556 | 663.8901 | -0.00012251 | 656.4416 | -7.5181e-05 | 663.8901 | -0.00029541 | 664.2302 | 0 | 656.7076 | -0.00088572 | 560.5663 | 0.07386 | 664.2302 | 0 | 664.2302 | 4.6475e-05 | 658.69 | 7.5855e-05 | 664.2302 | 0 | 562.6056 | 3.1362e-05 | 664.2302 | 0.0031352 | 664.2302 | 0.02239 | 663.8901 | 0.97948 | 840.9986 | 0.00599 | 663.8901 | -0.00063068 | 840.3448 | 0.63102 | 840.9986 | 0.06506 | 656.7076 | 0.13466
| 664.4622 | 0.0013221 | 664.1225 | 0.00026129 | 560.6827 | 0.00172 | 664.4622 | -3.7288e-05 | 664.1225 | -0.00063006 | 656.6717 | 0.00014888 | 664.1225 | 0.00053765 | 664.4622 | 0.00041114 | 656.9344 | 0.00026665 | 560.6827 | 0.07555 | 664.4622 | 0.00098036 | 664.4622 | 0.00083069 | 658.92 | 0.0020589 | 664.4622 | 0.00084184 | 562.724 | 1.6173e-05 | 664.4622 | 0.0040002 | 664.4622 | 0.02229 | 664.1225 | 0.97543 | 841.1654 | 0.0063 | 664.1225 | -0.00013269 | 840.5118 | 0.64017 | 841.1654 | 0.06538 | 656.9344 | 0.13757
| 664.6943 | 0.00040574 | 664.3549 | 0.0001826 | 560.7991 | 0 | 664.6943 | -5.5042e-05 | 664.3549 | -0.0001243 | 656.9018 | -9.2928e-05 | 664.3549 | -0.00035988 | 664.6943 | 0 | 657.1612 | -0.00024453 | 560.7991 | 0.07446 | 664.6943 | 0.00021166 | 664.6943 | 0.00037905 | 659.15 | -0.001127 | 664.6943 | 0 | 562.8425 | 3.2474e-05 | 664.6943 | 0.0033207 | 664.6943 | 0.02105 | 664.3549 | 0.96811 | 841.3322 | 0.00452 | 664.3549 | -0.0006777 | 840.6788 | 0.63462 | 841.3322 | 0.06589 | 657.1612 | 0.13349
| 664.9264 | 0.00015631 | 664.5873 | 0.00018641 | 560.9155 | 0.00088435 | 664.9264 | 0.00012279 | 664.5873 | -0.00024639 | 657.1319 | 0.0002022 | 664.5873 | 0.00035185 | 664.9264 | 0.00037907 | 657.3879 | 0.00064412 | 560.9155 | 0.07243 | 664.9264 | 0.00028348 | 664.9264 | 0.0007263 | 659.39 | 0.00030341 | 664.9264 | 0.00054823 | 562.961 | 1.6325e-05 | 664.9264 | 0.0034555 | 664.9264 | 0.02072 | 664.5873 | 0.95891 | 841.499 | 0.00489 | 664.5873 | -0.00043515 | 840.8458 | 0.64675 | 841.499 | 0.06604 | 657.3879 | 0.13414
| 665.1584 | -3.6773e-05 | 664.8197 | 0.00024877 | 561.0319 | 0 | 665.1584 | -6.2744e-05 | 664.8197 | 0.00032407 | 657.3621 | -0.00014186 | 664.8197 | -0.00026941 | 665.1584 | 0 | 657.6147 | 5.4469e-05 | 561.0319 | 0.07165 | 665.1584 | 0.00010281 | 665.1584 | 0.00032148 | 659.62 | -0.0025248 | 665.1584 | 0.00015241 | 563.0794 | 3.1385e-05 | 665.1584 | 0.00286 | 665.1585 | 0.01936 | 664.8197 | 0.95038 | 841.6658 | 0.00548 | 664.8197 | -0.00042372 | 841.0128 | 0.64502 | 841.6658 | 0.06636 | 657.6147 | 0.13346
| 665.3906 | 0.0015461 | 665.0522 | 0.00027292 | 561.1483 | 0.00123 | 665.3906 | 0.00030282 | 665.0522 | -0.000369 | 657.5922 | 0.000286 | 665.0522 | 0.0005103 | 665.3905 | 0.00071585 | 657.8416 | 0.00013101 | 561.1483 | 0.06919 | 665.3905 | 0.00074773 | 665.3906 | 0.00082702 | 659.85 | 0.0014413 | 665.3905 | 0.00073707 | 563.1979 | 1.5084e-05 | 665.3905 | 0.0037514 | 665.3906 | 0.01946 | 665.0522 | 0.94135 | 841.8326 | 0.0048 | 665.0522 | 0.00044886 | 841.1798 | 0.64475 | 841.8326 | 0.06645 | 657.8415 | 0.13271
| 665.6226 | 0.00066718 | 665.2846 | 7.6277e-06 | 561.2647 | 0 | 665.6226 | -0.00095713 | 665.2846 | 0.00026702 | 657.8223 | -0.0001194 | 665.2846 | -0.00041462 | 665.6226 | 0 | 658.0684 | 2.373e-05 | 561.2647 | 0.07102 | 665.6226 | 0 | 665.6226 | 4.0875e-05 | 660.08 | -0.0032725 | 665.6226 | 0 | 563.3164 | 2.9148e-05 | 665.6226 | 0.0026917 | 665.6226 | 0.01823 | 665.2846 | 0.929 | 841.9994 | 0.00524 | 665.2846 | -0.001093 | 841.3468 | 0.65002 | 841.9994 | 0.0668 | 658.0684 | 0.13023
| 665.8547 | 0.0012331 | 665.5171 | -5.9363e-05 | 561.3811 | 0.00057222 | 665.8547 | -9.8376e-05 | 665.5171 | -0.00028366 | 658.0525 | 0.00030526 | 665.5171 | 0.00039832 | 665.8548 | 0.00033011 | 658.2952 | 0.00049162 | 561.3811 | 0.07226 | 665.8548 | 0.00078657 | 665.8547 | 0.00061163 | 660.32 | -0.0012895 | 665.8548 | 0.00010487 | 563.4349 | 1.4076e-05 | 665.8548 | 0.003407 | 665.8547 | 0.01861 | 665.5171 | 0.92138 | 842.1662 | 0.00519 | 665.5171 | 0.00081372 | 841.5139 | 0.65685 | 842.1662 | 0.06685 | 658.2952 | 0.12953
| 666.0869 | -0.00046961 | 665.7495 | 0.00011753 | 561.4975 | 0 | 666.0869 | -5.5702e-05 | 665.7495 | -2.1697e-05 | 658.2827 | -0.00021382 | 665.7495 | -0.00038681 | 666.0869 | 0 | 658.522 | -0.00021691 | 561.4975 | 0.07202 | 666.0869 | 0 | 666.0869 | 0.00010997 | 660.55 | 0.0020589 | 666.0869 | 0 | 563.5534 | 2.8785e-05 | 666.0869 | 0.0026954 | 666.0869 | 0.01693 | 665.7495 | 0.90669 | 842.333 | 0.0054 | 665.7495 | -0.0011195 | 841.6809 | 0.65842 | 842.333 | 0.0674 | 658.522 | 0.12828
| 666.319 | 0.001259 | 665.982 | 0.00025974 | 561.614 | 0.00114 | 666.319 | 0.00031858 | 665.982 | -0.00022673 | 658.5128 | 0.00012639 | 665.982 | 0.00040865 | 666.319 | 0.00042826 | 658.7488 | 0.00074005 | 561.614 | 0.06783 | 666.319 | 0.0004627 | 666.319 | 0.00061356 | 660.78 | 0.00098612 | 666.319 | 0.00057123 | 563.6718 | 1.4697e-05 | 666.319 | 0.0034196 | 666.319 | 0.01723 | 665.982 | 0.89405 | 842.4998 | 0.00512 | 665.982 | 0.0013392 | 841.8479 | 0.65265 | 842.4998 | 0.06761 | 658.7488 | 0.12899
| 666.5511 | 0.00055715 | 666.2145 | 0.00015385 | 561.7304 | 0 | 666.5511 | -0.00011089 | 666.2145 | 0.00044121 | 658.743 | -0.00018133 | 666.2145 | -0.00035763 | 666.5512 | 0 | 658.9756 | 0.00033221 | 561.7304 | 0.06662 | 666.5512 | 0 | 666.5511 | 5.8834e-05 | 661.01 | 0.00020589 | 666.5512 | 0 | 563.7903 | 2.8785e-05 | 666.5512 | 0.002508 | 666.5512 | 0.01609 | 666.2145 | 0.87625 | 842.6666 | 0.00457 | 666.2145 | -0.000156 | 842.0149 | 0.66496 | 842.6666 | 0.06838 | 658.9756 | 0.12954
| 666.7833 | 0.0011081 | 666.447 | 0.00028877 | 561.8468 | 0.00137 | 666.7833 | 0.00055518 | 666.447 | -0.0007787 | 658.9732 | 2.4545e-05 | 666.447 | 0.00041362 | 666.7833 | 0.00046316 | 659.2025 | 0.00034422 | 561.8468 | 0.06848 | 666.7833 | 0.00054428 | 666.7833 | 0.00081199 | 661.25 | 0.0009536 | 666.7833 | 0.00052223 | 563.9088 | 1.4076e-05 | 666.7833 | 0.0029755 | 666.7833 | 0.0163 | 666.447 | 0.86291 | 842.8334 | 0.00563 | 666.447 | 0.00016727 | 842.1819 | 0.66385 | 842.8334 | 0.06868 | 659.2025 | 0.13061
| 667.0155 | -0.00025805 | 666.6795 | -2.0758e-05 | 561.9633 | 0 | 667.0155 | -0.00079794 | 666.6795 | 0.00041746 | 659.2034 | -8.9217e-05 | 666.6795 | -0.00040283 | 667.0155 | 0 | 659.4294 | -0.00032693 | 561.9633 | 0.06847 | 667.0155 | 0 | 667.0155 | 0 | 661.48 | -5.4182e-05 | 667.0155 | 0 | 564.0273 | 2.8539e-05 | 667.0155 | 0.0023175 | 667.0155 | 0.01499 | 666.6795 | 0.84562 | 843.0002 | 0.00617 | 666.6795 | -1.5864e-05 | 842.349 | 0.66498 | 843.0002 | 0.06952 | 659.4294 | 0.12508
| 667.2477 | 0.0016847 | 666.912 | 0.000126 | 562.0797 | 0.00168 | 667.2477 | 0.00019637 | 666.912 | -0.00038714 | 659.4337 | 7.1825e-05 | 666.912 | 0.00032372 | 667.2477 | 0.00030331 | 659.6562 | 0.0013084 | 562.0797 | 0.0688 | 667.2477 | 0.00043671 | 667.2477 | 0.00051935 | 661.71 | 0.00082357 | 667.2477 | 0.00051879 | 564.1458 | 1.4533e-05 | 667.2477 | 0.0029744 | 667.2477 | 0.01545 | 666.912 | 0.82819 | 843.1671 | 0.00477 | 666.912 | 0.00056695 | 842.516 | 0.67271 | 843.1671 | 0.06985 | 659.6562 | 0.1271
| 667.4799 | 2.764e-05 | 667.1445 | 0.00012211 | 562.1962 | 0 | 667.4799 | 9.2079e-08 | 667.1445 | 0.00024109 | 659.6639 | -4.8863e-06 | 667.1445 | -0.00032223 | 667.4798 | 0 | 659.8831 | 0.00047576 | 562.1962 | 0.06728 | 667.4798 | 0 | 667.4799 | 0.00011711 | 661.94 | 1.0836e-05 | 667.4798 | 0 | 564.2643 | 2.8492e-05 | 667.4798 | 0.0021115 | 667.4799 | 0.01412 | 667.1445 | 0.80965 | 843.3339 | 0.00369 | 667.1445 | -0.00071225 | 842.683 | 0.6696 | 843.3339 | 0.07048 | 659.8831 | 0.12546
| 667.712 | 0.00021275 | 667.377 | 0.00017683 | 562.3126 | 0.00156 | 667.712 | 0.00038251 | 667.377 | -0.00039488 | 659.8941 | 7.4624e-05 | 667.377 | 0.00045456 | 667.712 | 0.00028722 | 660.11 | 0.00050895 | 562.3126 | 0.06641 | 667.712 | 0.00056006 | 667.712 | 0.0007052 | 662.18 | 0.00046596 | 667.712 | 0.00039807 | 564.3828 | 1.4065e-05 | 667.712 | 0.0028948 | 667.712 | 0.01469 | 667.377 | 0.78966 | 843.5007 | 0.00464 | 667.377 | 0.00064778 | 842.8501 | 0.66779 | 843.5007 | 0.07051 | 660.11 | 0.12408
| 667.9442 | 0.00067435 | 667.6096 | 4.7547e-06 | 562.4291 | 0 | 667.9442 | 0.00019432 | 667.6096 | 0.00010658 | 660.1243 | -5.477e-05 | 667.6096 | -0.0005066 | 667.9442 | 0 | 660.3369 | -0.00028714 | 562.4291 | 0.06779 | 667.9442 | 0 | 667.9442 | 0 | 662.41 | -0.0014521 | 667.9442 | 0 | 564.5013 | 2.9535e-05 | 667.9442 | 0.0020281 | 667.9442 | 0.01309 | 667.6096 | 0.76971 | 843.6675 | 0.00563 | 667.6096 | -0.00091011 | 843.0171 | 0.67418 | 843.6675 | 0.07067 | 660.3369 | 0.12252
| 668.1765 | 0.001246 | 667.8421 | 0.0001079 | 562.5456 | 0.00109 | 668.1765 | -8.1162e-05 | 667.8421 | -0.0009702 | 660.3546 | 0.00020282 | 667.8421 | 0.00031104 | 668.1765 | 0.00046065 | 660.5638 | 0.00048872 | 562.5456 | 0.06445 | 668.1765 | 0.00064547 | 668.1765 | 0.00069447 | 662.64 | 0.00059601 | 668.1765 | 0.0007653 | 564.6198 | 1.5575e-05 | 668.1765 | 0.0026081 | 668.1765 | 0.0136 | 667.8421 | 0.75013 | 843.8344 | 0.00563 | 667.8421 | 0.00092943 | 843.1842 | 0.68239 | 843.8344 | 0.07058 | 660.5638 | 0.12255
| 668.4087 | 0.00081757 | 668.0747 | 3.4099e-05 | 562.6621 | 0 | 668.4087 | -0.00073087 | 668.0747 | 0.00047078 | 660.5848 | -0.00010143 | 668.0747 | -0.00038617 | 668.4087 | 0 | 660.7907 | -4.2282e-05 | 562.6621 | 0.06509 | 668.4087 | 0 | 668.4087 | 0 | 662.87 | 0.00085607 | 668.4087 | 0 | 564.7383 | 2.964e-05 | 668.4087 | 0.0019289 | 668.4087 | 0.01235 | 668.0747 | 0.72831 | 844.0012 | 0.00443 | 668.0747 | -0.00012399 | 843.3512 | 0.6824 | 844.0012 | 0.07099 | 660.7907 | 0.12058
| 668.6409 | 0.00087216 | 668.3072 | 0.00026299 | 562.7785 | 0.00137 | 668.6409 | 0.00032785 | 668.3072 | -0.00041626 | 660.8151 | 0.00010056 | 668.3072 | 0.00034216 | 668.6409 | 0.00039289 | 661.0176 | 1.5311e-05 | 562.7785 | 0.06664 | 668.6409 | 0.00072883 | 668.6409 | 0.00060242 | 663.11 | -0.0001192 | 668.6409 | 0.00043879 | 564.8569 | 1.41e-05 | 668.6409 | 0.002799 | 668.6409 | 0.01282 | 668.3072 | 0.70945 | 844.168 | 0.00666 | 668.3072 | 0.00092827 | 843.5183 | 0.68809 | 844.168 | 0.07128 | 661.0176 | 0.12132
| 668.8732 | 0.00072691 | 668.5398 | 3.2617e-05 | 562.895 | 0 | 668.8732 | -0.00046563 | 668.5398 | -0.00011467 | 661.0454 | -0.00010214 | 668.5398 | -0.00043738 | 668.8732 | 0 | 661.2446 | -5.3333e-05 | 562.895 | 0.06296 | 668.8732 | 0 | 668.8732 | 0 | 663.34 | -0.00057433 | 668.8732 | 0 | 564.9754 | 2.8633e-05 | 668.8732 | 0.0016934 | 668.8732 | 0.0116 | 668.5398 | 0.68851 | 844.3349 | 0.0054 | 668.5398 | -0.00096123 | 843.6853 | 0.69326 | 844.3349 | 0.07178 | 661.2446 | 0.11824
| 669.1054 | 0.0011438 | 668.7724 | 0.00020919 | 563.0115 | 0.00139 | 669.1054 | 0.00027649 | 668.7724 | -0.00064924 | 661.2757 | 0.00010421 | 668.7724 | 0.00033482 | 669.1054 | 0.00019168 | 661.4715 | 0.0018201 | 563.0115 | 0.06556 | 669.1054 | 0.00063649 | 669.1054 | 0.0005881 | 663.57 | 0.00056349 | 669.1054 | 0.00074677 | 565.0939 | 1.4639e-05 | 669.1054 | 0.002408 | 669.1054 | 0.01215 | 668.7724 | 0.66866 | 844.5017 | 0.00477 | 668.7724 | 0.00057847 | 843.8524 | 0.69873 | 844.5017 | 0.07196 | 661.4715 | 0.12009
| 669.3377 | 0.00032899 | 669.005 | 8.7983e-05 | 563.128 | 0 | 669.3377 | -4.421e-05 | 669.005 | 0.00042201 | 661.506 | -0.00010219 | 669.005 | -0.00024992 | 669.3377 | 0 | 661.6984 | 0.00035129 | 563.128 | 0.06452 | 669.3377 | 0 | 669.3377 | 3.5379e-06 | 663.8 | 7.5855e-05 | 669.3377 | 0 | 565.2124 | 2.9254e-05 | 669.3377 | 0.0020626 | 669.3377 | 0.01094 | 669.005 | 0.64742 | 844.6686 | 0.00381 | 669.005 | -0.0012773 | 844.0195 | 0.70286 | 844.6686 | 0.0724 | 661.6984 | 0.11916
| 669.57 | 0.0013402 | 669.2376 | 0.00032597 | 563.2445 | 0.00182 | 669.57 | -0.00062842 | 669.2376 | -0.0006246 | 661.7363 | 8.0703e-05 | 669.2376 | 0.00046808 | 669.57 | 0.00075428 | 661.9254 | 0.00099048 | 563.2445 | 0.05994 | 669.57 | 0.00074364 | 669.57 | 0.00083957 | 664.04 | 0.0010836 | 669.57 | 0.00061686 | 565.3309 | 1.4756e-05 | 669.57 | 0.0025541 | 669.57 | 0.01149 | 669.2376 | 0.62688 | 844.8355 | 0.00573 | 669.2376 | 0.0011054 | 844.1866 | 0.71195 | 844.8355 | 0.07267 | 661.9254 | 0.11911
| 669.8022 | 0.00069573 | 669.4703 | 0.0001162 | 563.361 | 0 | 669.8022 | -0.00031328 | 669.4703 | 0.00023803 | 661.9666 | -7.5764e-05 | 669.4703 | -0.00045964 | 669.8023 | 0 | 662.1523 | 0.00016694 | 563.361 | 0.06157 | 669.8023 | 0 | 669.8022 | 0.0001343 | 664.27 | -0.0024274 | 669.8023 | 0 | 565.4495 | 2.9745e-05 | 669.8023 | 0.0012108 | 669.8022 | 0.01004 | 669.4703 | 0.60535 | 845.0023 | 0.00413 | 669.4703 | -0.00088314 | 844.3536 | 0.70442 | 845.0023 | 0.07306 | 662.1523 | 0.11629
| 670.0345 | 0.0015152 | 669.7029 | 0.0002332 | 563.4776 | 0.00225 | 670.0345 | 0.00027757 | 669.7029 | -0.00080933 | 662.197 | 0.00018335 | 669.7029 | 0.00041736 | 670.0346 | 0.00022341 | 662.3793 | 0.00079099 | 563.4776 | 0.06286 | 670.0346 | 0.00075276 | 670.0345 | 0.00053277 | 664.5 | 0.0017663 | 670.0346 | 0.00064067 | 565.568 | 1.5107e-05 | 670.0346 | 0.0019388 | 670.0345 | 0.0105 | 669.7029 | 0.58502 | 845.1692 | 0.0035 | 669.7029 | 9.2876e-05 | 844.5207 | 0.71547 | 845.1692 | 0.07321 | 662.3793 | 0.11704
| 670.2669 | 0.00036544 | 669.9355 | 0.00012018 | 563.5941 | 0 | 670.2669 | -0.0008392 | 669.9355 | 4.7436e-05 | 662.4273 | -7.712e-05 | 669.9355 | -0.00039355 | 670.2669 | 0 | 662.6063 | 0.00035098 | 563.5941 | 0.06217 | 670.2669 | 3.1968e-05 | 670.2669 | 4.2192e-05 | 664.73 | 0.0002384 | 670.2669 | 0 | 565.6865 | 2.8656e-05 | 670.2669 | 0.001637 | 670.2669 | 0.00962 | 669.9355 | 0.56512 | 845.336 | 0.00432 | 669.9355 | -7.5525e-05 | 844.6878 | 0.71458 | 845.336 | 0.07353 | 662.6063 | 0.11606
| 670.4992 | 0.00085777 | 670.1682 | 0.00014218 | 563.7106 | 0.00147 | 670.4992 | -0.00014958 | 670.1682 | -0.0004448 | 662.6577 | 0.00022723 | 670.1682 | 0.00030033 | 670.4992 | 0.00051018 | 662.8333 | 0.0007456 | 563.7106 | 0.06017 | 670.4992 | 0.00065146 | 670.4992 | 0.00069843 | 664.97 | 0.0011812 | 670.4992 | 0.00054324 | 565.8051 | 1.3608e-05 | 670.4992 | 0.0018959 | 670.4992 | 0.01002 | 670.1682 | 0.54455 | 845.5029 | 0.00686 | 670.1682 | -0.00030774 | 844.8549 | 0.72345 | 845.5029 | 0.07385 | 662.8333 | 0.11641
| 670.7316 | 0.00026977 | 670.4009 | 9.3597e-06 | 563.8271 | 0 | 670.7316 | -8.4336e-05 | 670.4009 | 0.00015696 | 662.888 | -0.00015517 | 670.4009 | -0.00039835 | 670.7315 | 0 | 663.0603 | 0.00030062 | 563.8271 | 0.0633 | 670.7315 | 0 | 670.7316 | 6.5482e-05 | 665.2 | -0.0029475 | 670.7315 | 0 | 565.9236 | 2.7813e-05 | 670.7315 | 0.0012005 | 670.7316 | 0.009 | 670.4009 | 0.52324 | 845.6698 | 0.00439 | 670.4009 | -0.0018009 | 845.022 | 0.72186 | 845.6698 | 0.07439 | 663.0603 | 0.11365
| 670.9639 | 0.00081539 | 670.6335 | 0.00019813 | 563.9437 | 0.00104 | 670.9639 | 0.0011055 | 670.6335 | -0.001065 | 663.1183 | 0.00012511 | 670.6335 | 0.00033034 | 670.9639 | 0.00032119 | 663.2874 | 0.00063898 | 563.9437 | 0.05767 | 670.9639 | 0.00083802 | 670.9639 | 0.00066019 | 665.43 | 0.00010836 | 670.9639 | 0.00043684 | 566.0421 | 1.4229e-05 | 670.9639 | 0.0022009 | 670.9639 | 0.00958 | 670.6335 | 0.50602 | 845.8366 | 0.00485 | 670.6335 | 0.00047871 | 845.1891 | 0.72727 | 845.8366 | 0.07475 | 663.2873 | 0.11416
| 671.1962 | 0.00018779 | 670.8662 | -8.3852e-05 | 564.0602 | 0 | 671.1962 | 1.2331e-05 | 670.8662 | 0.00030538 | 663.3488 | -0.00015394 | 670.8662 | -0.00045317 | 671.1962 | 0 | 663.5143 | -0.00029689 | 564.0602 | 0.06083 | 671.1962 | 0 | 671.1962 | 6.6729e-05 | 665.67 | 0.0012462 | 671.1962 | 0 | 566.1607 | 2.6396e-05 | 671.1962 | 0.0011345 | 671.1962 | 0.00841 | 670.8662 | 0.4864 | 846.0035 | 0.0048 | 670.8662 | -0.0008981 | 845.3562 | 0.7311 | 846.0035 | 0.07527 | 663.5143 | 0.11257
| 671.4286 | 0.0016277 | 671.0989 | 0.00021904 | 564.1768 | 0.00137 | 671.4286 | 0.00028105 | 671.0989 | -0.0003317 | 663.5792 | 0.00023715 | 671.0989 | 0.00040661 | 671.4286 | 0.00040699 | 663.7414 | 0.0010516 | 564.1768 | 0.06051 | 671.4286 | 0.00072352 | 671.4286 | 0.00075888 | 665.9 | 0.0013763 | 671.4286 | 0.00072907 | 566.2792 | 1.2191e-05 | 671.4286 | 0.0019917 | 671.4286 | 0.00883 | 671.0989 | 0.46944 | 846.1704 | 0.00533 | 671.0989 | -0.00015762 | 845.5233 | 0.73579 | 846.1704 | 0.07554 | 663.7414 | 0.1149
| 671.6609 | 9.3741e-05 | 671.3316 | 3.4301e-05 | 564.2934 | 0 | 671.6609 | -0.00058758 | 671.3316 | -1.5494e-05 | 663.8095 | -9.5326e-05 | 671.3316 | -0.00035039 | 671.661 | 0 | 663.9684 | 0.00031812 | 564.2934 | 0.05856 | 671.661 | 0 | 671.6609 | 6.0241e-05 | 666.13 | -0.0016472 | 671.661 | 0 | 566.3978 | 2.7052e-05 | 671.661 | 0.001135 | 671.6609 | 0.00802 | 671.3316 | 0.45045 | 846.3373 | 0.00401 | 671.3316 | 0.00086272 | 845.6904 | 0.7431 | 846.3373 | 0.07605 | 663.9684 | 0.11389
| 671.8934 | 0.00099 | 671.5643 | 0.00014816 | 564.4099 | 0.00127 | 671.8934 | 0.00058052 | 671.5643 | -0.00067539 | 664.0399 | 0.00014171 | 671.5643 | 0.00036912 | 671.8934 | 0.00047431 | 664.1955 | 0.00051947 | 564.4099 | 0.05588 | 671.8934 | 0.00049226 | 671.8934 | 0.0004231 | 666.36 | -0.00070437 | 671.8934 | 0.00019125 | 566.5163 | 1.4861e-05 | 671.8934 | 0.0020409 | 671.8934 | 0.00848 | 671.5643 | 0.43378 | 846.5041 | 0.00468 | 671.5643 | -6.9414e-05 | 845.8575 | 0.74985 | 846.5041 | 0.07635 | 664.1955 | 0.11486
| 672.1257 | -0.00038027 | 671.7971 | 0.00011424 | 564.5265 | 0 | 672.1257 | -0.00072649 | 671.7971 | 0.00038695 | 664.2704 | -8.7389e-05 | 671.7971 | -0.00040514 | 672.1258 | 0 | 664.4225 | 0.00050236 | 564.5265 | 0.05791 | 672.1258 | 0 | 672.1257 | 0.00024544 | 666.6 | -0.0024274 | 672.1258 | 0 | 566.6349 | 2.8211e-05 | 672.1258 | 0.0010756 | 672.1257 | 0.00767 | 671.7971 | 0.41596 | 846.671 | 0.00497 | 671.7971 | -0.0008803 | 846.0246 | 0.7543 | 846.671 | 0.07712 | 664.4226 | 0.11245
| 672.3582 | 0.00057327 | 672.0298 | 0.0001686 | 564.6431 | 0.00036414 | 672.3582 | -0.0001038 | 672.0298 | -0.00032256 | 664.5008 | 0.00026412 | 672.0298 | 0.00030009 | 672.3582 | 0.00070149 | 664.6496 | 0.00053814 | 564.6431 | 0.05441 | 672.3582 | 0.00089714 | 672.3582 | 0.00066857 | 666.83 | 4.3346e-05 | 672.3582 | 0.0005317 | 566.7535 | 1.3421e-05 | 672.3582 | 0.0019877 | 672.3582 | 0.00801 | 672.0298 | 0.40087 | 846.8379 | 0.00422 | 672.0298 | 0.00052608 | 846.1917 | 0.76455 | 846.8379 | 0.07759 | 664.6496 | 0.11234
| 672.5906 | 0.00055784 | 672.2625 | -8.4843e-05 | 564.7596 | 0 | 672.5906 | -0.00074725 | 672.2625 | -0.00012324 | 664.7312 | -6.6864e-05 | 672.2625 | -0.00040337 | 672.5906 | 0 | 664.8766 | -0.00089299 | 564.7596 | 0.05518 | 672.5906 | 0 | 672.5906 | 0 | 667.06 | -0.00034676 | 672.5906 | 0 | 566.872 | 2.7298e-05 | 672.5906 | 0.00087939 | 672.5906 | 0.00682 | 672.2625 | 0.38457 | 847.0048 | 0.00439 | 672.2625 | -0.00067429 | 846.3588 | 0.76568 | 847.0048 | 0.07832 | 664.8767 | 0.1115
| 672.823 | 0.00090992 | 672.4953 | 0.0001014 | 564.8762 | 0.00146 | 672.823 | 0.00038061 | 672.4953 | -0.00048789 | 664.9617 | 0.0001902 | 672.4953 | 0.00041938 | 672.823 | 0.00065084 | 665.1038 | 0.00078048 | 564.8762 | 0.0571 | 672.823 | 0.00023606 | 672.823 | 0.00054431 | 667.29 | 0.00010836 | 672.823 | 0.00025116 | 566.9906 | 1.3994e-05 | 672.823 | 0.001817 | 672.823 | 0.00764 | 672.4953 | 0.37079 | 847.1717 | 0.00445 | 672.4953 | -0.0017208 | 846.526 | 0.77919 | 847.1717 | 0.07858 | 665.1038 | 0.11072
| 673.0554 | -0.0001281 | 672.7281 | 7.1438e-05 | 564.9928 | 0 | 673.0554 | -0.00013832 | 672.7281 | 0.00028476 | 665.1921 | -0.0001271 | 672.7281 | -0.00043193 | 673.0554 | 0 | 665.3309 | 4.8327e-05 | 564.9928 | 0.0528 | 673.0554 | 0 | 673.0554 | 1.9933e-06 | 667.53 | -0.00067186 | 673.0554 | 0 | 567.1092 | 2.827e-05 | 673.0554 | 0.0012219 | 673.0554 | 0.00651 | 672.7281 | 0.35459 | 847.3386 | 0.00394 | 672.7281 | -0.0023801 | 846.6931 | 0.7815 | 847.3386 | 0.0791 | 665.3309 | 0.10996
| 673.2879 | 0.001419 | 672.9608 | 0.00016431 | 565.1094 | 0.00192 | 673.2879 | 0.00018986 | 672.9608 | -0.00051029 | 665.4226 | 2.5445e-05 | 672.9608 | 0.00022413 | 673.2879 | 0.00055428 | 665.558 | -7.659e-05 | 565.1094 | 0.05398 | 673.2879 | 0.0006362 | 673.2879 | 0.00047342 | 667.76 | 0.0010836 | 673.2879 | 0.00022823 | 567.2277 | 1.4533e-05 | 673.2879 | 0.0016105 | 673.2879 | 0.00719 | 672.9608 | 0.34291 | 847.5055 | 0.00452 | 672.9608 | 0.0010358 | 846.8602 | 0.78731 | 847.5055 | 0.07942 | 665.558 | 0.10968
| 673.5203 | 0.00068063 | 673.1936 | 3.1542e-05 | 565.226 | 0 | 673.5203 | 0.00022525 | 673.1936 | 0.00034465 | 665.6531 | -0.00010502 | 673.1936 | -0.00036383 | 673.5203 | 0 | 665.7851 | 0.00036999 | 565.226 | 0.05464 | 673.5203 | 0 | 673.5203 | 0 | 667.99 | 0.0010511 | 673.5203 | 0 | 567.3463 | 2.8211e-05 | 673.5203 | 0.00097263 | 673.5203 | 0.00595 | 673.1936 | 0.32759 | 847.6724 | 0.00515 | 673.1936 | -0.001329 | 847.0273 | 0.79188 | 847.6724 | 0.07988 | 665.7851 | 0.10735
| 673.7528 | 0.00077506 | 673.4264 | 0.00014348 | 565.3426 | 0.00153 | 673.7528 | 0.00044537 | 673.4264 | -0.00066235 | 665.8835 | 0.00023579 | 673.4264 | 0.00034312 | 673.7528 | 0.00060336 | 666.0122 | 0.00041775 | 565.3426 | 0.05619 | 673.7528 | 0.00057638 | 673.7528 | 0.00060645 | 668.23 | 0.00036844 | 673.7528 | 0.00088993 | 567.4649 | 1.3854e-05 | 673.7528 | 0.001581 | 673.7528 | 0.00676 | 673.4264 | 0.31452 | 847.8393 | 0.00434 | 673.4264 | 0.00038602 | 847.1945 | 0.80245 | 847.8393 | 0.08027 | 666.0122 | 0.10835
| 673.9853 | 0.00016078 | 673.6592 | 9.4987e-05 | 565.4593 | 0 | 673.9853 | -0.00048105 | 673.6592 | 9.5087e-05 | 666.114 | -0.0001794 | 673.6592 | -0.00036862 | 673.9853 | 0 | 666.2393 | 0.0015115 | 565.4593 | 0.05098 | 673.9853 | 0 | 673.9853 | 0.00019604 | 668.46 | -0.0015822 | 673.9853 | 0 | 567.5835 | 2.8785e-05 | 673.9853 | 0.00093598 | 673.9853 | 0.00565 | 673.6592 | 0.30227 | 848.0062 | 0.0041 | 673.6592 | -0.00060708 | 847.3616 | 0.80708 | 848.0062 | 0.08068 | 666.2393 | 0.10741
| 674.2178 | 0.0013081 | 673.892 | 0.00020104 | 565.5759 | 0.00158 | 674.2178 | 0.00030749 | 673.892 | -0.00084322 | 666.3445 | 0.00017792 | 673.892 | 0.00040928 | 674.2178 | 0.00058108 | 666.4665 | 0.0013235 | 565.5759 | 0.05143 | 674.2178 | 0.00061255 | 674.2178 | 0.00066382 | 668.69 | 0.0014088 | 674.2178 | 0.00065601 | 567.7021 | 1.5107e-05 | 674.2178 | 0.0016533 | 674.2178 | 0.00633 | 673.8921 | 0.28916 | 848.1731 | 0.00434 | 673.892 | 0.00094204 | 847.5288 | 0.81689 | 848.1731 | 0.08076 | 666.4665 | 0.10764
| 674.4503 | 0.0005716 | 674.1249 | 1.0223e-06 | 565.6925 | 0 | 674.4503 | -0.00062523 | 674.1249 | -0.00012624 | 666.5751 | 5.4022e-05 | 674.1249 | -0.00050519 | 674.4503 | 0 | 666.6936 | -0.00021475 | 565.6925 | 0.05257 | 674.4503 | 0 | 674.4503 | 0 | 668.92 | 0.0032292 | 674.4503 | 0 | 567.8207 | 2.7134e-05 | 674.4503 | 0.00059733 | 674.4503 | 0.00533 | 674.1249 | 0.27803 | 848.3401 | 0.00619 | 674.1249 | -0.00074347 | 847.6959 | 0.82128 | 848.3401 | 0.08099 | 666.6936 | 0.10591
| 674.6828 | 0.0011617 | 674.3577 | 0.0002793 | 565.8091 | 0.00111 | 674.6828 | 0.0010005 | 674.3577 | -0.00078437 | 666.8056 | 0.00011992 | 674.3577 | 0.00036646 | 674.6828 | 0.00047263 | 666.9208 | 0.00069583 | 565.8091 | 0.0535 | 674.6828 | 0.00042001 | 674.6828 | 0.00060318 | 669.16 | -0.00050931 | 674.6828 | 0.00046208 | 567.9392 | 1.2074e-05 | 674.6828 | 0.0014656 | 674.6828 | 0.0061 | 674.3577 | 0.26652 | 848.507 | 0.00496 | 674.3577 | 0.00010344 | 847.8631 | 0.82801 | 848.507 | 0.08116 | 666.9208 | 0.10609
| 674.9153 | 8.8118e-05 | 674.5906 | 0.0001823 | 565.9258 | 0 | 674.9153 | -0.00076499 | 674.5906 | 0.00042005 | 667.0361 | -0.0001178 | 674.5906 | -0.00046444 | 674.9153 | 0 | 667.1479 | -0.00028653 | 565.9258 | 0.05212 | 674.9153 | 0 | 674.9153 | 5.9518e-05 | 669.39 | 0.00062851 | 674.9153 | 0 | 568.0578 | 2.5682e-05 | 674.9153 | 0.00082403 | 674.9153 | 0.00499 | 674.5906 | 0.25588 | 848.6739 | 0.00559 | 674.5906 | -3.754e-05 | 848.0302 | 0.83706 | 848.6739 | 0.0818 | 667.148 | 0.10512
| 675.1478 | 0.00078837 | 674.8234 | 9.2268e-05 | 566.0424 | 0.0007803 | 675.1478 | 0.00049749 | 674.8234 | -0.0003296 | 667.2667 | 0.00022676 | 674.8234 | 0.00038564 | 675.1478 | 0.00045809 | 667.3751 | 0.0005436 | 566.0424 | 0.05092 | 675.1478 | 0.00036106 | 675.1478 | 0.00050018 | 669.62 | -0.00050931 | 675.1478 | 0.00047407 | 568.1764 | 1.3713e-05 | 675.1478 | 0.0013991 | 675.1478 | 0.00569 | 674.8234 | 0.24654 | 848.8408 | 0.00403 | 674.8234 | 0.00075501 | 848.1974 | 0.84912 | 848.8408 | 0.08223 | 667.3751 | 0.10511
| 675.3804 | 0.00084218 | 675.0563 | -4.1082e-05 | 566.1591 | 0 | 675.3804 | 3.8296e-05 | 675.0563 | 0.00049497 | 667.4972 | -3.1698e-06 | 675.0563 | -0.00048505 | 675.3804 | 0 | 667.6023 | -0.00027359 | 566.1591 | 0.04763 | 675.3804 | 0 | 675.3804 | 0 | 669.86 | -0.00060684 | 675.3804 | 0 | 568.295 | 2.6724e-05 | 675.3804 | 0.00079407 | 675.3804 | 0.00465 | 675.0563 | 0.23653 | 849.0078 | 0.00555 | 675.0563 | -0.0011546 | 848.3646 | 0.8482 | 849.0078 | 0.08302 | 667.6023 | 0.10262
| 675.6129 | 0.0011098 | 675.2892 | 4.2355e-05 | 566.2757 | 0.00224 | 675.6129 | 0.00035948 | 675.2892 | -0.00018575 | 667.7278 | 0.00018619 | 675.2892 | 0.00032754 | 675.6129 | 0.00052419 | 667.8295 | -0.00011879 | 566.2757 | 0.04779 | 675.6129 | 0.00049023 | 675.6129 | 0.00039645 | 670.09 | 0.0011162 | 675.6129 | 0.00044745 | 568.4136 | 1.3081e-05 | 675.6129 | 0.0014694 | 675.6129 | 0.00535 | 675.2892 | 0.22786 | 849.1747 | 0.00339 | 675.2892 | 0.00082187 | 848.5317 | 0.85928 | 849.1747 | 0.08355 | 667.8295 | 0.1034
| 675.8455 | 5.4381e-05 | 675.522 | -0.00014759 | 566.3924 | 0 | 675.8455 | -0.00013566 | 675.522 | 0.00029772 | 667.9583 | -0.00022093 | 675.522 | -0.00045932 | 675.8455 | 0 | 668.0567 | -0.00027822 | 566.3924 | 0.04536 | 675.8455 | 0 | 675.8455 | 0 | 670.32 | -0.00054182 | 675.8455 | 0 | 568.5322 | 2.7895e-05 | 675.8455 | 0.00045443 | 675.8455 | 0.00446 | 675.5221 | 0.21864 | 849.3416 | 0.00519 | 675.522 | -0.00014004 | 848.6989 | 0.85984 | 849.3416 | 0.0843 | 668.0567 | 0.10259
| 676.0781 | 0.00028843 | 675.7549 | 1.2742e-05 | 566.5091 | 0.0018 | 676.0781 | -0.00028081 | 675.7549 | -0.00055239 | 668.1889 | 0.00023255 | 675.7549 | 0.00032715 | 676.078 | 0.00036446 | 668.2839 | 0.00077884 | 566.5091 | 0.04864 | 676.078 | 0.00030124 | 676.0781 | 0.0003522 | 670.55 | -0.0021673 | 676.078 | 0.00023249 | 568.6508 | 1.4884e-05 | 676.078 | 0.0015265 | 676.0781 | 0.00486 | 675.755 | 0.2112 | 849.5086 | 0.0057 | 675.7549 | -0.00090378 | 848.8661 | 0.87136 | 849.5086 | 0.0846 | 668.2839 | 0.10126
| 676.3106 | -0.00033739 | 675.9879 | -1.944e-05 | 566.6258 | 0 | 676.3106 | -0.00043483 | 675.9879 | 0.0004914 | 668.4195 | -0.00014959 | 675.9879 | -0.00048605 | 676.3106 | 0 | 668.5111 | -0.00046884 | 566.6258 | 0.04556 | 676.3106 | 0 | 676.3106 | 4.8363e-05 | 670.79 | -0.0024274 | 676.3106 | 0 | 568.7695 | 2.9453e-05 | 676.3106 | 0.00070896 | 676.3106 | 0.00417 | 675.9879 | 0.20276 | 849.6755 | 0.00443 | 675.9879 | -0.00084027 | 849.0333 | 0.8803 | 849.6755 | 0.08527 | 668.5111 | 0.10005
| 676.5432 | 0.00019824 | 676.2208 | 0.00021275 | 566.7424 | 0.00024276 | 676.5432 | 0.00028955 | 676.2208 | -0.00034117 | 668.6501 | 0.00020434 | 676.2208 | 0.00031976 | 676.5432 | 0.00042232 | 668.7383 | 0.00067529 | 566.7424 | 0.04683 | 676.5432 | 0.00060258 | 676.5432 | 0.00053868 | 671.02 | 0.00059601 | 676.5432 | 0.00037251 | 568.8881 | 1.4592e-05 | 676.5432 | 0.0013736 | 676.5432 | 0.00489 | 676.2208 | 0.19621 | 849.8425 | 0.00498 | 676.2208 | 0.00056426 | 849.2004 | 0.88452 | 849.8425 | 0.08578 | 668.7383 | 0.10059
| 676.7758 | 0.00025184 | 676.4537 | -3.1054e-06 | 566.8591 | 0 | 676.7758 | -0.00099774 | 676.4537 | 0.00038015 | 668.8807 | -0.00013979 | 676.4537 | -0.00047173 | 676.7758 | 0 | 668.9656 | -0.0001202 | 566.8591 | 0.04692 | 676.7758 | 0 | 676.7758 | 0 | 671.25 | -0.00298 | 676.7758 | 0 | 569.0067 | 2.8305e-05 | 676.7758 | 0.0007001 | 676.7758 | 0.00369 | 676.4537 | 0.18791 | 850.0094 | 0.00338 | 676.4537 | -0.00051971 | 849.3676 | 0.88854 | 850.0094 | 0.08644 | 668.9656 | 0.09921
| 677.0084 | 0.0007481 | 676.6866 | 2.3623e-05 | 566.9758 | 0.0016 | 677.0084 | 5.4723e-06 | 676.6866 | -0.00065172 | 669.1113 | 0.00011388 | 676.6866 | 0.00030785 | 677.0084 | 0.00033594 | 669.1929 | 0.000479 | 566.9758 | 0.04632 | 677.0084 | 0.00028525 | 677.0084 | 0.00044652 | 671.49 | -0.00063934 | 677.0084 | 0.00025236 | 569.1253 | 1.3749e-05 | 677.0084 | 0.0014751 | 677.0084 | 0.00459 | 676.6866 | 0.18085 | 850.1764 | 0.00531 | 676.6866 | 0.00075383 | 849.5348 | 0.90236 | 850.1764 | 0.08675 | 669.1929 | 0.09854
| 677.2411 | 9.4424e-05 | 676.9196 | -0.0001046 | 567.0925 | 0 | 677.2411 | -0.00056342 | 676.9196 | 0.00021428 | 669.342 | -0.00010199 | 676.9196 | -0.00046141 | 677.2411 | 0 | 669.4201 | 0.00020192 | 567.0925 | 0.04482 | 677.2411 | 0 | 677.2411 | 0 | 671.72 | -0.0012895 | 677.2411 | 0 | 569.2439 | 2.6584e-05 | 677.2411 | 0.00052369 | 677.2411 | 0.00355 | 676.9196 | 0.17262 | 850.3433 | 0.00438 | 676.9196 | -0.0011794 | 849.702 | 0.90352 | 850.3433 | 0.08714 | 669.4201 | 0.09795
| 677.4737 | 0.0010572 | 677.1525 | 0.0001331 | 567.2092 | 0.00173 | 677.4737 | 0.00093357 | 677.1525 | -0.00092411 | 669.5726 | 0.00016454 | 677.1525 | 0.00035007 | 677.4737 | 0.00034482 | 669.6473 | 0.00091917 | 567.2092 | 0.0451 | 677.4737 | 0.0003848 | 677.4737 | 0.00053348 | 671.95 | 0.0014413 | 677.4737 | 0.00069652 | 569.3625 | 1.287e-05 | 677.4737 | 0.0012473 | 677.4737 | 0.00422 | 677.1526 | 0.1667 | 850.5103 | 0.0058 | 677.1525 | 0.001238 | 849.8692 | 0.91398 | 850.5103 | 0.08744 | 669.6473 | 0.09801
| 677.7064 | 0.0011767 | 677.3855 | 9.6125e-05 | 567.3259 | 0 | 677.7064 | 0.0001334 | 677.3855 | 0.00024474 | 669.8032 | -7.4117e-05 | 677.3855 | -0.00034823 | 677.7063 | 0 | 669.8746 | -0.0005409 | 567.3259 | 0.0461 | 677.7063 | 0.00010655 | 677.7064 | 0 | 672.18 | 0.00062851 | 677.7063 | 0 | 569.4812 | 2.7919e-05 | 677.7063 | 0.00078085 | 677.7064 | 0.0034 | 677.3855 | 0.15923 | 850.6772 | 0.00436 | 677.3855 | -0.0010945 | 850.0364 | 0.92067 | 850.6772 | 0.08814 | 669.8746 | 0.09771
| 677.939 | 0.00068548 | 677.6185 | 9.7294e-05 | 567.4426 | 0.0012 | 677.939 | 0.00021939 | 677.6185 | -0.00070231 | 670.0339 | 7.9859e-05 | 677.6185 | 0.00038433 | 677.939 | 0.00046095 | 670.1019 | -0.00015251 | 567.4426 | 0.04166 | 677.939 | 0.0005734 | 677.939 | 0.00050527 | 672.42 | 0.00072604 | 677.939 | 0.00041073 | 569.5998 | 1.5318e-05 | 677.939 | 0.0012432 | 677.939 | 0.00422 | 677.6185 | 0.15491 | 850.8442 | 0.0058 | 677.6185 | 0.00068294 | 850.2036 | 0.9269 | 850.8442 | 0.08837 | 670.1019 | 0.09816
| 678.1716 | -0.00014666 | 677.8515 | 7.4185e-06 | 567.5594 | 0 | 678.1716 | -0.00049068 | 677.8515 | 0.00013918 | 670.2646 | -0.00011083 | 677.8515 | -0.00046465 | 678.1717 | 0 | 670.3292 | -1.0542e-05 | 567.5594 | 0.04198 | 678.1717 | 0 | 678.1716 | 0 | 672.65 | -0.00028175 | 678.1717 | 0 | 569.7184 | 2.8785e-05 | 678.1717 | 0.0004788 | 678.1716 | 0.00301 | 677.8515 | 0.14779 | 851.0112 | 0.00297 | 677.8515 | 0.00054897 | 850.3708 | 0.93585 | 851.0112 | 0.08869 | 670.3292 | 0.09822
| 678.4043 | 0.0014396 | 678.0845 | 0.00026708 | 567.6761 | 0.00189 | 678.4043 | 0.00041941 | 678.0845 | -0.00097435 | 670.4952 | 0.00027585 | 678.0845 | 0.00037063 | 678.4043 | 0.00069945 | 670.5565 | 0.00044554 | 567.6761 | 0.04192 | 678.4043 | 0.00081535 | 678.4043 | 0.00060953 | 672.88 | 0.0010186 | 678.4043 | 0.00042199 | 569.8371 | 1.3737e-05 | 678.4043 | 0.0014046 | 678.4043 | 0.00384 | 678.0845 | 0.14375 | 851.1781 | 0.00524 | 678.0845 | -0.00022424 | 850.538 | 0.93966 | 851.1781 | 0.08859 | 670.5565 | 0.09556
| 678.637 | 2.8311e-05 | 678.3175 | -0.00010887 | 567.7928 | 0 | 678.637 | -0.00048066 | 678.3175 | 0.00044217 | 670.726 | -3.4659e-05 | 678.3175 | -0.00052393 | 678.637 | 0 | 670.7838 | -0.00068977 | 567.7928 | 0.03971 | 678.637 | 0 | 678.637 | 0 | 673.12 | -0.00047681 | 678.637 | 0 | 569.9557 | 2.6584e-05 | 678.637 | 0.00067457 | 678.637 | 0.00306 | 678.3175 | 0.13744 | 851.3451 | 0.00492 | 678.3175 | -9.8249e-05 | 850.7052 | 0.94515 | 851.3451 | 0.08908 | 670.7838 | 0.09433
| 678.8697 | 0.00099081 | 678.5505 | 0.00032916 | 567.9096 | 0.0018 | 678.8697 | 0.00027411 | 678.5505 | -0.00010642 | 670.9566 | 0.00017262 | 678.5505 | 0.00045201 | 678.8697 | 0.00016403 | 671.0112 | 0.00029776 | 567.9096 | 0.0409 | 678.8697 | 0.0006252 | 678.8697 | 0.00083289 | 673.35 | 0.00072604 | 678.8697 | 0.00058475 | 570.0743 | 1.3116e-05 | 678.8697 | 0.0010983 | 678.8697 | 0.00384 | 678.5505 | 0.13344 | 851.5121 | 0.0039 | 678.5505 | 0.00058769 | 850.8725 | 0.95194 | 851.5121 | 0.08941 | 671.0112 | 0.09574
| 679.1024 | 0.00077048 | 678.7835 | 3.1779e-05 | 568.0263 | 0 | 679.1024 | -0.00044036 | 678.7835 | 8.9639e-06 | 671.1873 | -9.2411e-05 | 678.7835 | -0.00045986 | 679.1024 | 0 | 671.2385 | 0.00054996 | 568.0263 | 0.03923 | 679.1024 | 0 | 679.1024 | 5.7346e-06 | 673.58 | 0.0019939 | 679.1024 | 0 | 570.193 | 2.6806e-05 | 679.1024 | 0.00046257 | 679.1024 | 0.00266 | 678.7835 | 0.12774 | 851.6791 | 0.00343 | 678.7835 | -0.00055929 | 851.0397 | 0.95555 | 851.6791 | 0.09006 | 671.2385 | 0.09486
| 679.3351 | 0.00063435 | 679.0166 | 0.00014388 | 568.1431 | 0.00132 | 679.3351 | 0.00042979 | 679.0166 | -0.00055365 | 671.418 | 8.6087e-05 | 679.0166 | 0.00042528 | 679.3351 | 7.4652e-05 | 671.4658 | 0.00094077 | 568.1431 | 0.04149 | 679.3351 | 0.00039859 | 679.3351 | 0.00048695 | 673.82 | -0.0015822 | 679.3351 | 0.00038111 | 570.3116 | 1.3901e-05 | 679.3351 | 0.0013804 | 679.3351 | 0.00354 | 679.0166 | 0.12333 | 851.8461 | 0.00244 | 679.0166 | -0.00019968 | 851.2069 | 0.95888 | 851.8461 | 0.09052 | 671.4658 | 0.09358
| 679.5679 | 0.00035868 | 679.2496 | -5.2198e-05 | 568.2598 | 0 | 679.5679 | -0.00031169 | 679.2496 | 0.000105 | 671.6487 | -0.00014797 | 679.2496 | -0.00050239 | 679.5679 | 0 | 671.6932 | -0.00022965 | 568.2598 | 0.03897 | 679.5679 | 0 | 679.5679 | 0 | 674.05 | -0.0034026 | 679.5679 | 0 | 570.4303 | 2.6993e-05 | 679.5679 | 0.00063736 | 679.5679 | 0.00256 | 679.2496 | 0.11801 | 852.013 | 0.00439 | 679.2496 | -0.00071341 | 851.3741 | 0.96213 | 852.013 | 0.09112 | 671.6932 | 0.09358
| 679.8006 | 0.00096826 | 679.4827 | 9.4888e-05 | 568.3766 | 0.0013 | 679.8006 | 0.0004515 | 679.4827 | -0.00046774 | 671.8795 | 0.00016688 | 679.4827 | 0.00033506 | 679.8006 | 0.0004229 | 671.9205 | 0.00015738 | 568.3766 | 0.03953 | 679.8006 | 0.00065935 | 679.8006 | 0.00056253 | 674.28 | -0.0019072 | 679.8006 | 0.00048107 | 570.5489 | 1.328e-05 | 679.8006 | 0.0010019 | 679.8006 | 0.00328 | 679.4827 | 0.11474 | 852.18 | 0.00447 | 679.4827 | -0.00033688 | 851.5414 | 0.96914 | 852.18 | 0.09132 | 671.9205 | 0.09299
| 680.0333 | 8.0664e-05 | 679.7158 | 9.2996e-05 | 568.4934 | 0 | 680.0333 | -0.00079392 | 679.7158 | 0.00035113 | 672.1102 | -8.5145e-05 | 679.7158 | -0.00039953 | 680.0333 | 0 | 672.1479 | -0.0011654 | 568.4934 | 0.03781 | 680.0333 | 0 | 680.0333 | 0 | 674.51 | -0.0034351 | 680.0333 | 0 | 570.6676 | 2.7204e-05 | 680.0333 | 0.00042953 | 680.0333 | 0.00253 | 679.7158 | 0.10956 | 852.347 | 0.00415 | 679.7158 | -0.00040363 | 851.7086 | 0.96827 | 852.347 | 0.09141 | 672.1479 | 0.09279
| 680.2661 | 0.0010601 | 679.9488 | 0.00019941 | 568.6101 | 0.00186 | 680.2661 | 6.3079e-05 | 679.9488 | -0.00053487 | 672.341 | 0.00029221 | 679.9488 | 0.00033733 | 680.2661 | 0.00035949 | 672.3752 | 0.0017004 | 568.6101 | 0.03837 | 680.2661 | 0.00060904 | 680.2661 | 0.00057641 | 674.75 | 0.00010836 | 680.2661 | 0.00049141 | 570.7863 | 1.4229e-05 | 680.2661 | 0.0010933 | 680.2661 | 0.00302 | 679.9488 | 0.10649 | 852.514 | 0.0045 | 679.9488 | 4.5781e-05 | 851.8759 | 0.98164 | 852.514 | 0.09129 | 672.3752 | 0.09293
| 680.4988 | -0.00044636 | 680.1819 | -4.0589e-05 | 568.7269 | 0 | 680.4988 | -7.3987e-05 | 680.1819 | 0.00059726 | 672.5718 | -0.00019863 | 680.1819 | -0.00046032 | 680.4989 | 0 | 672.6027 | 0.00095878 | 568.7269 | 0.03741 | 680.4989 | 0 | 680.4988 | 0 | 674.98 | -0.00050931 | 680.4989 | 0 | 570.9049 | 2.6771e-05 | 680.4989 | 0.00036152 | 680.4988 | 0.00222 | 680.1819 | 0.10147 | 852.681 | 0.00381 | 680.1819 | 0.00021748 | 852.0431 | 0.97629 | 852.681 | 0.09165 | 672.6027 | 0.09121
| 680.7316 | 0.0011133 | 680.415 | 0.00014743 | 568.8437 | 0.00128 | 680.7316 | 0.00063262 | 680.415 | -0.00054354 | 672.8026 | 0.00011413 | 680.415 | 0.00035334 | 680.7316 | 5.5312e-05 | 672.83 | 0.00071735 | 568.8437 | 0.03794 | 680.7316 | 0.00052789 | 680.7316 | 0.00060847 | 675.21 | -0.0019722 | 680.7316 | 0.00044994 | 571.0236 | 1.2671e-05 | 680.7316 | 0.0013709 | 680.7316 | 0.00295 | 680.415 | 0.0991 | 852.848 | 0.00515 | 680.415 | 0.00034055 | 852.2104 | 0.98368 | 852.848 | 0.09189 | 672.83 | 0.09028
| 680.9644 | 0.00031134 | 680.6481 | 3.5023e-05 | 568.9605 | 0 | 680.9644 | -0.00067667 | 680.6481 | 0.00010526 | 673.0333 | -0.00012317 | 680.6481 | -0.00047648 | 680.9644 | 0 | 673.0574 | -0.00067426 | 568.9605 | 0.0403 | 680.9644 | 0 | 680.9644 | 0 | 675.45 | 0.0023515 | 680.9644 | 0 | 571.1422 | 2.4042e-05 | 680.9644 | 0.00019892 | 680.9644 | 0.00214 | 680.6481 | 0.0936 | 853.015 | 0.00411 | 680.6481 | 0.00086072 | 852.3776 | 0.98855 | 853.015 | 0.09262 | 673.0574 | 0.0898
| 681.1972 | 0.00031684 | 680.8813 | 5.1289e-05 | 569.0773 | 0.00098839 | 681.1972 | 0.00055547 | 680.8813 | -0.00062934 | 673.2641 | 0.00014403 | 680.8813 | 0.000464 | 681.1972 | 0.00074471 | 673.2849 | 0.00017874 | 569.0773 | 0.03542 | 681.1972 | 0.0006906 | 681.1972 | 0.00053885 | 675.68 | -0.00054182 | 681.1972 | 0.00021867 | 571.2609 | 1.164e-05 | 681.1972 | 0.00097314 | 681.1972 | 0.0029 | 680.8813 | 0.0917 | 853.182 | 0.00338 | 680.8813 | 0.0018812 | 852.5449 | 0.9891 | 853.182 | 0.09297 | 673.2849 | 0.08944
| 681.4301 | -5.6543e-05 | 681.1144 | -0.00010397 | 569.1941 | 0 | 681.4301 | 9.0999e-05 | 681.1144 | 0.00010204 | 673.4949 | -9.7219e-05 | 681.1144 | -0.00047379 | 681.43 | 0 | 673.5123 | -5.401e-05 | 569.1941 | 0.035 | 681.43 | 0 | 681.4301 | 0 | 675.91 | -0.00047681 | 681.43 | 0 | 571.3796 | 2.4675e-05 | 681.43 | 0.0003073 | 681.4301 | 0.00202 | 681.1144 | 0.08797 | 853.349 | 0.00431 | 681.1144 | 7.306e-05 | 852.7121 | 0.99259 | 853.349 | 0.09388 | 673.5123 | 0.08918
| 681.6628 | 0.0015751 | 681.3475 | 0.0001824 | 569.3109 | 0.0014 | 681.6628 | 0.00084653 | 681.3475 | -0.00081496 | 673.7257 | 0.00016319 | 681.3475 | 0.00031882 | 681.6628 | 0.00063993 | 673.7397 | -1.6977e-05 | 569.3109 | 0.03542 | 681.6628 | 0.00045787 | 681.6628 | 0.00043311 | 676.15 | -0.00054182 | 681.6628 | 0.00067353 | 571.4983 | 1.3222e-05 | 681.6628 | 0.00098561 | 681.6628 | 0.00256 | 681.3475 | 0.08551 | 853.516 | 0.0042 | 681.3475 | 0.0004338 | 852.8794 | 0.9943 | 853.516 | 0.09462 | 673.7397 | 0.09006
| 681.8957 | -9.4929e-05 | 681.5807 | 4.42e-05 | 569.4277 | 0 | 681.8957 | -0.00039651 | 681.5807 | 0.00016385 | 673.9565 | 2.6969e-05 | 681.5807 | -0.00052136 | 681.8957 | 0 | 673.9672 | -0.0010819 | 569.4277 | 0.03758 | 681.8957 | 0 | 681.8957 | 0 | 676.38 | 0.00072604 | 681.8957 | 0 | 571.6169 | 2.5248e-05 | 681.8957 | 0.00045837 | 681.8957 | 0.00196 | 681.5807 | 0.08086 | 853.6831 | 0.00413 | 681.5807 | -0.00085102 | 853.0467 | 0.98749 | 853.6831 | 0.09569 | 673.9672 | 0.088
| 682.1285 | 0.00050582 | 681.8138 | 0.000143 | 569.5446 | 0.00127 | 682.1285 | 0.00042441 | 681.8138 | -0.00048559 | 674.1874 | 0.00010041 | 681.8138 | 0.00039879 | 682.1285 | 0.00076485 | 674.1946 | 0.00024694 | 569.5446 | 0.03383 | 682.1285 | 0.00013474 | 682.1285 | 0.00031054 | 676.61 | 0.0010511 | 682.1285 | 0.00014886 | 571.7356 | 1.2214e-05 | 682.1285 | 0.0010929 | 682.1285 | 0.00267 | 681.8138 | 0.07907 | 853.8501 | 0.00517 | 681.8138 | 0.00071409 | 853.2139 | 1 | 853.8501 | 0.09605 | 674.1946 | 0.0871
| 682.3614 | 0.00056453 | 682.047 | 7.9711e-05 | 569.6614 | 0 | 682.3614 | -0.00041706 | 682.047 | 0.00027809 | 674.4182 | -0.00020299 | 682.047 | -0.00055211 | 682.3614 | 0 | 674.4221 | -2.756e-05 | 569.6614 | 0.03693 | 682.3614 | 0 | 682.3614 | 5.4693e-05 | 676.85 | -0.0015171 | 682.3614 | 0 | 571.8543 | 2.4616e-05 | 682.3614 | 0.00017687 | 682.3614 | 0.00183 | 682.047 | 0.07543 | 854.0171 | 0.00538 | 682.047 | 0.00039551 | 853.3812 | 0.98749 | 854.0171 | 0.09655 | 674.4221 | 0.08658
| 682.5942 | 0.0010516 | 682.2802 | 0.00021946 | 569.7782 | 0.00123 | 682.5942 | -8.4677e-06 | 682.2802 | -0.00039308 | 674.649 | 0.00020032 | 682.2802 | 0.00046593 | 682.5942 | 0.00049743 | 674.6495 | -0.00054308 | 569.7782 | 0.03394 | 682.5942 | 0.0006211 | 682.5942 | 0.0005962 | 677.08 | 0.00066102 | 682.5942 | 0.00037932 | 571.973 | 1.2484e-05 | 682.5942 | 0.0011431 | 682.5942 | 0.00263 | 682.2802 | 0.07429 | 854.1841 | 0.00478 | 682.2802 | 0.00046324 | 853.5485 | 0.99604 | 854.1841 | 0.09673 | 674.6495 | 0.08752
| 682.8271 | 0.00041559 | 682.5134 | -7.7805e-05 | 569.8951 | 0 | 682.8271 | -0.00048721 | 682.5134 | 0.00026939 | 674.8799 | -0.00014652 | 682.5134 | -0.00036425 | 682.8271 | 0 | 674.877 | -0.001256 | 569.8951 | 0.03236 | 682.8271 | 0 | 682.8271 | 0 | 677.31 | -0.0014196 | 682.8271 | 0 | 572.0917 | 2.334e-05 | 682.8271 | 0 | 682.8271 | 0.00188 | 682.5134 | 0.07019 | 854.3511 | 0.00394 | 682.5134 | -0.0010347 | 853.7158 | 0.99737 | 854.3511 | 0.09747 | 674.8769 | 0.0862
| 683.06 | 0.0013454 | 682.7466 | 4.4906e-05 | 570.0119 | 0.00010404 | 683.06 | -4.9708e-05 | 682.7466 | -0.00093513 | 675.1108 | 0.00017605 | 682.7466 | 0.0002817 | 683.06 | 0.00015908 | 675.1045 | 0.00027828 | 570.0119 | 0.03488 | 683.06 | 0.00040725 | 683.06 | 0.00027158 | 677.54 | 1.0836e-05 | 683.06 | 0.00033226 | 572.2104 | 1.0903e-05 | 683.06 | 0.00066934 | 683.06 | 0.0024 | 682.7466 | 0.06781 | 854.5182 | 0.00503 | 682.7466 | 0.001377 | 853.8831 | 0.99932 | 854.5182 | 0.09815 | 675.1045 | 0.08632
| 683.2928 | -2.0839e-05 | 682.9798 | -5.8877e-05 | 570.1288 | 0 | 683.2928 | -0.00011082 | 682.9798 | 0.00036147 | 675.3416 | -3.7797e-05 | 682.9798 | -0.00048381 | 683.2929 | 0 | 675.332 | 0.00037994 | 570.1288 | 0.03358 | 683.2929 | 0 | 683.2928 | 0 | 677.78 | 0.00082357 | 683.2929 | 0 | 572.3291 | 2.2602e-05 | 683.2929 | 0 | 683.2929 | 0.00157 | 682.9798 | 0.06525 | 854.6852 | 0.00383 | 682.9798 | -0.0011158 | 854.0503 | 0.99373 | 854.6852 | 0.09936 | 675.332 | 0.08561
| 683.5258 | 0.0014131 | 683.213 | 2.7923e-05 | 570.2456 | 0.00097105 | 683.5258 | 0.00015005 | 683.213 | -0.00062779 | 675.5725 | 0.00019754 | 683.213 | 0.00035907 | 683.5258 | 0.0004134 | 675.5594 | -0.00017952 | 570.2456 | 0.03275 | 683.5258 | 0.00047998 | 683.5258 | 0.00048214 | 678.01 | 0.0030668 | 683.5258 | 0.00020846 | 572.4478 | 1.1746e-05 | 683.5258 | 0.00091098 | 683.5258 | 0.00231 | 683.213 | 0.06438 | 854.8523 | 0.00607 | 683.213 | 0.0010622 | 854.2176 | 0.99946 | 854.8523 | 0.10012 | 675.5594 | 0.08525
| 683.7587 | 0.00033915 | 683.4462 | -0.0002136 | 570.3625 | 0 | 683.7587 | -0.00046008 | 683.4462 | 0.00010375 | 675.8034 | 9.3981e-06 | 683.4462 | -0.00059381 | 683.7587 | 0 | 675.787 | 0.00058816 | 570.3625 | 0.03227 | 683.7587 | 0 | 683.7587 | 0 | 678.24 | -0.001062 | 683.7587 | 0 | 572.5665 | 2.375e-05 | 683.7587 | 0.00019742 | 683.7587 | 0.00139 | 683.4462 | 0.06087 | 855.0193 | 0.00371 | 683.4462 | -0.00037557 | 854.3849 | 0.99519 | 855.0193 | 0.1009 | 675.787 | 0.08476
| 683.9916 | 0.00056002 | 683.6795 | 0.00011786 | 570.4794 | 0.00243 | 683.9916 | 0.00070891 | 683.6795 | -0.00061689 | 676.0343 | 0.00025613 | 683.6795 | 0.00038637 | 683.9916 | 0.00051307 | 676.0145 | 0.00036023 | 570.4794 | 0.03366 | 683.9916 | 0.000198 | 683.9916 | 0.00041648 | 678.48 | 0.00079106 | 683.9916 | 0.00053128 | 572.6852 | 1.2003e-05 | 683.9916 | 0.0012751 | 683.9916 | 0.00217 | 683.6795 | 0.05985 | 855.1863 | 0.00489 | 683.6795 | 0.00023441 | 854.5522 | 0.9904 | 855.1863 | 0.10113 | 676.0145 | 0.084
| 684.2245 | 0.00069476 | 683.9127 | -0.00011509 | 570.5962 | 0 | 684.2245 | -0.00028289 | 683.9127 | 0.0003131 | 676.2653 | -0.00017303 | 683.9127 | -0.0005229 | 684.2245 | 0 | 676.242 | -0.00059365 | 570.5962 | 0.03156 | 684.2245 | 0 | 684.2245 | 0 | 678.71 | -0.001062 | 684.2245 | 0 | 572.8039 | 2.3305e-05 | 684.2245 | 0.00018326 | 684.2246 | 0.00154 | 683.9127 | 0.05694 | 855.3534 | 0.00388 | 683.9127 | -0.00089876 | 854.7195 | 0.98943 | 855.3534 | 0.1016 | 676.242 | 0.08099
| 684.4575 | 0.0010715 | 684.146 | -0.00014149 | 570.7131 | 0.00076297 | 684.4575 | 0.00019583 | 684.146 | -0.0006111 | 676.4962 | 8.9606e-05 | 684.146 | 0.00040116 | 684.4575 | 0.00015365 | 676.4695 | 0.0014667 | 570.7131 | 0.03465 | 684.4575 | 0.00021035 | 684.4575 | 0.0004117 | 678.94 | -0.00086692 | 684.4575 | 0.00034701 | 572.9226 | 1.1313e-05 | 684.4575 | 0.00092291 | 684.4575 | 0.00218 | 684.146 | 0.05509 | 855.5204 | 0.00506 | 684.146 | -0.00044308 | 854.8868 | 0.99016 | 855.5204 | 0.10169 | 676.4695 | 0.08258
| 684.6904 | 0.00041733 | 684.3793 | -1.7568e-05 | 570.83 | 0 | 684.6904 | -0.0007975 | 684.3793 | 0.00024735 | 676.7271 | -3.7405e-05 | 684.3793 | -0.00042474 | 684.6904 | 0 | 676.6971 | -0.0004922 | 570.83 | 0.03113 | 684.6904 | 0 | 684.6904 | 3.9411e-05 | 679.18 | 0.0016038 | 684.6904 | 0 | 573.0413 | 2.3223e-05 | 684.6904 | 0.00010612 | 684.6904 | 0.00123 | 684.3793 | 0.05213 | 855.6875 | 0.00348 | 684.3793 | -3.2615e-05 | 855.0541 | 0.98371 | 855.6875 | 0.10187 | 676.6971 | 0.08222
| 684.9234 | 0.00051832 | 684.6125 | 1.8018e-05 | 570.9469 | 0.00101 | 684.9234 | 0.00065627 | 684.6125 | -0.00083044 | 676.958 | 0.00018514 | 684.6125 | 0.00039636 | 684.9234 | 0.0003121 | 676.9246 | 0.0010263 | 570.9469 | 0.03332 | 684.9234 | 0.00066235 | 684.9234 | 0.00053007 | 679.41 | -0.00015171 | 684.9234 | 0.00065795 | 573.16 | 1.1922e-05 | 684.9234 | 0.0011087 | 684.9234 | 0.0021 | 684.6125 | 0.05078 | 855.8545 | 0.00513 | 684.6125 | 0.0015189 | 855.2215 | 0.98182 | 855.8545 | 0.10188 | 676.9246 | 0.08133
| 685.1564 | 0.00032972 | 684.8458 | -0.00019799 | 571.0638 | 0 | 685.1564 | -0.00070965 | 684.8458 | 0.00024002 | 677.189 | 1.0394e-06 | 684.8458 | -0.00046454 | 685.1564 | 0 | 677.1522 | 0.00026186 | 571.0638 | 0.03074 | 685.1564 | 0 | 685.1564 | 0 | 679.64 | -0.0008344 | 685.1564 | 0 | 573.2787 | 2.3937e-05 | 685.1564 | 0.00021487 | 685.1564 | 0.00119 | 684.8458 | 0.04839 | 856.0216 | 0.00366 | 684.8458 | -0.0012234 | 855.3888 | 0.97403 | 856.0216 | 0.10237 | 677.1522 | 0.08068
| 685.3893 | 0.0008058 | 685.0791 | 0.0001611 | 571.1807 | 0.00111 | 685.3893 | 0.00045181 | 685.0791 | -0.00072147 | 677.4199 | 0.00014579 | 685.0791 | 0.00047686 | 685.3893 | 0.00031745 | 677.3798 | 0.0011059 | 571.1807 | 0.03054 | 685.3893 | 0.00091915 | 685.3893 | 0.00052297 | 679.88 | 0.0019939 | 685.3893 | 0.00048112 | 573.3975 | 1.2027e-05 | 685.3893 | 0.00095849 | 685.3893 | 0.00187 | 685.0791 | 0.04795 | 856.1887 | 0.00545 | 685.0791 | 0.0015699 | 855.5561 | 0.97484 | 856.1887 | 0.10287 | 677.3798 | 0.07938
| 685.6223 | 3.079e-05 | 685.3124 | 5.2747e-05 | 571.2976 | 0 | 685.6223 | -6.0175e-05 | 685.3124 | 0.00016016 | 677.6509 | -0.0003299 | 685.3124 | -0.00051289 | 685.6223 | 0 | 677.6074 | 0.00046721 | 571.2976 | 0.0325 | 685.6223 | 0 | 685.6223 | 0 | 680.11 | -0.0021998 | 685.6223 | 0 | 573.5162 | 2.4464e-05 | 685.6223 | 0 | 685.6223 | 0.00101 | 685.3124 | 0.04486 | 856.3557 | 0.00388 | 685.3124 | -1.801e-05 | 855.7234 | 0.97075 | 856.3557 | 0.10364 | 677.6074 | 0.07988
| 685.8553 | 0.00065074 | 685.5458 | 6.6106e-05 | 571.4145 | 0.00158 | 685.8553 | -0.00023842 | 685.5458 | -0.00083825 | 677.8819 | 0.00015236 | 685.5458 | 0.00040028 | 685.8553 | 0.00052876 | 677.835 | 0.00072245 | 571.4145 | 0.03065 | 685.8553 | 0.00037881 | 685.8553 | 0.0005309 | 680.34 | -0.0014196 | 685.8553 | 0.00058132 | 573.6349 | 1.2437e-05 | 685.8553 | 0.0011435 | 685.8554 | 0.00204 | 685.5458 | 0.04414 | 856.5228 | 0.00513 | 685.5458 | 0.0013791 | 855.8908 | 0.97376 | 856.5228 | 0.10398 | 677.835 | 0.07987
| 686.0883 | 0.00068208 | 685.7791 | -4.8432e-05 | 571.5315 | 0 | 686.0883 | -0.0012936 | 685.7791 | 0.00051875 | 678.1129 | -0.00023261 | 685.7791 | -0.00051598 | 686.0883 | 0 | 678.0626 | -0.00014041 | 571.5315 | 0.02983 | 686.0883 | 0 | 686.0883 | 0 | 680.58 | 0.0014088 | 686.0883 | 0 | 573.7537 | 2.1969e-05 | 686.0883 | 0.00014232 | 686.0883 | 0.00115 | 685.7791 | 0.04227 | 856.6898 | 0.00473 | 685.7791 | -0.00095185 | 856.0581 | 0.96157 | 856.6898 | 0.10454 | 678.0626 | 0.07891
| 686.3214 | -0.00014851 | 686.0124 | 0.00012464 | 571.6484 | 0.0014 | 686.3214 | 9.4756e-05 | 686.0124 | -0.0011717 | 678.3439 | 0.00011099 | 686.0124 | 0.00038683 | 686.3214 | 0.00052508 | 678.2902 | 0.00038081 | 571.6484 | 0.03093 | 686.3214 | 0.00074539 | 686.3214 | 0.000422 | 680.81 | -0.00076939 | 686.3214 | 0.00048211 | 573.8724 | 9.5209e-06 | 686.3214 | 0.0009215 | 686.3214 | 0.00189 | 686.0124 | 0.04188 | 856.8569 | 0.00475 | 686.0124 | -0.00019144 | 856.2254 | 0.95188 | 856.8569 | 0.10491 | 678.2902 | 0.08075
| 686.5544 | 0.0003661 | 686.2458 | 1.2327e-05 | 571.7654 | 0 | 686.5544 | -0.00035689 | 686.2458 | 0.0001995 | 678.5749 | -0.00018535 | 686.2458 | -0.00052264 | 686.5544 | 0 | 678.5178 | 0.00076446 | 571.7654 | 0.02946 | 686.5544 | 0 | 686.5544 | 0 | 681.04 | -0.0014521 | 686.5544 | 0 | 573.9911 | 2.1267e-05 | 686.5544 | 5.9374e-05 | 686.5544 | 0.00089203 | 686.2458 | 0.0396 | 857.024 | 0.00482 | 686.2458 | -0.0001176 | 856.3927 | 0.94765 | 857.024 | 0.10567 | 678.5178 | 0.07911
| 686.7874 | 0.001014 | 686.4791 | 0.00015984 | 571.8823 | 0.0018 | 686.7874 | 9.2996e-05 | 686.4791 | -0.0010518 | 678.8059 | 0.00013892 | 686.4791 | 0.0003461 | 686.7874 | 0.00055304 | 678.7454 | 0.00019108 | 571.8823 | 0.02985 | 686.7874 | 0.00059564 | 686.7874 | 0.00060661 | 681.28 | -0.0014521 | 686.7874 | 0.00056925 | 574.1099 | 1.1781e-05 | 686.7874 | 0.00086329 | 686.7874 | 0.00177 | 686.4791 | 0.03919 | 857.1911 | 0.00571 | 686.4791 | 0.00083014 | 856.5601 | 0.94398 | 857.1911 | 0.10608 | 678.7454 | 0.07829
| 687.0205 | 0.00038342 | 686.7125 | -2.3762e-05 | 571.9992 | 0 | 687.0205 | -0.0010425 | 686.7125 | -5.925e-05 | 679.0369 | -0.00015661 | 686.7125 | -0.00064812 | 687.0205 | 0 | 678.973 | -6.374e-05 | 571.9992 | 0.02767 | 687.0205 | 0 | 687.0205 | 0 | 681.51 | 0.0010511 | 687.0205 | 0 | 574.2286 | 2.2684e-05 | 687.0205 | 9.7911e-05 | 687.0205 | 0.00105 | 686.7125 | 0.03699 | 857.3582 | 0.00563 | 686.7125 | -0.002097 | 856.7274 | 0.93235 | 857.3582 | 0.10675 | 678.973 | 0.07705
| 687.2535 | 0.00026734 | 686.9459 | 0.0004588 | 572.1162 | 0.0007803 | 687.2535 | 0.00069121 | 686.9459 | -0.000549 | 679.268 | 0.00020866 | 686.9459 | 0.0004221 | 687.2536 | 0.00055312 | 679.2007 | 0.0016148 | 572.1162 | 0.0273 | 687.2536 | 0.00087934 | 687.2535 | 0.00076649 | 681.74 | 7.5855e-05 | 687.2536 | 0.00066471 | 574.3474 | 1.0938e-05 | 687.2536 | 0.00087292 | 687.2535 | 0.00189 | 686.9459 | 0.03718 | 857.5252 | 0.00577 | 686.9459 | 0.0019504 | 856.8948 | 0.9317 | 857.5252 | 0.10706 | 679.2007 | 0.07708
| 687.4866 | 0.0010864 | 687.1793 | -3.771e-05 | 572.2332 | 0 | 687.4866 | -5.2373e-05 | 687.1793 | 0.00034932 | 679.499 | -0.00016353 | 687.1793 | -0.00054971 | 687.4866 | 0 | 679.4283 | -0.00080922 | 572.2332 | 0.02776 | 687.4866 | 0 | 687.4866 | 0 | 681.98 | 4.3346e-05 | 687.4866 | 0 | 574.4661 | 2.1923e-05 | 687.4866 | 0.00020314 | 687.4866 | 0.00097041 | 687.1793 | 0.03478 | 857.6923 | 0.0039 | 687.1793 | 0.00079369 | 857.0621 | 0.92715 | 857.6923 | 0.10775 | 679.4283 | 0.07636
| 687.7197 | 0.0013921 | 687.4127 | 0.00014303 | 572.3501 | 0.00208 | 687.7197 | -0.00019691 | 687.4127 | -0.00032058 | 679.7301 | 0.0002295 | 687.4127 | 0.00045047 | 687.7197 | 0.00081979 | 679.656 | 0.00073609 | 572.3501 | 0.02988 | 687.7197 | 0.00065331 | 687.7197 | 0.00042145 | 682.21 | -0.00063934 | 687.7197 | 0.00018712 | 574.5848 | 1.102e-05 | 687.7197 | 0.00066186 | 687.7197 | 0.00181 | 687.4127 | 0.03427 | 857.8594 | 0.00466 | 687.4127 | 0.00068689 | 857.2295 | 0.91324 | 857.8594 | 0.10808 | 679.656 | 0.07476
| 687.9528 | 0.00042297 | 687.6461 | -0.00018334 | 572.4671 | 0 | 687.9528 | -0.00010531 | 687.6461 | 0.00023429 | 679.9611 | -0.00016688 | 687.6461 | -0.00062207 | 687.9528 | 0 | 679.8837 | -0.00069968 | 572.4671 | 0.02776 | 687.9528 | 0 | 687.9528 | 0 | 682.44 | -0.00067186 | 687.9528 | 0 | 574.7036 | 2.3258e-05 | 687.9528 | 0 | 687.9528 | 0.00087419 | 687.6461 | 0.03288 | 858.0265 | 0.00397 | 687.6461 | -0.00073428 | 857.3969 | 0.90116 | 858.0265 | 0.10904 | 679.8837 | 0.07503
| 688.1859 | 0.0011137 | 687.8795 | 0.000126 | 572.5841 | 0.00192 | 688.1859 | 0.00028284 | 687.8795 | -0.00053232 | 680.1922 | 0.00016797 | 687.8795 | 0.00034593 | 688.1859 | 0.00083186 | 680.1113 | 0.00052096 | 572.5841 | 0.02815 | 688.1859 | 0.00062868 | 688.1859 | 0.00046684 | 682.68 | 0.0015062 | 688.1859 | 0.00050768 | 574.8224 | 1.2238e-05 | 688.1859 | 0.00099334 | 688.1859 | 0.00176 | 687.8795 | 0.03254 | 858.1936 | 0.00475 | 687.8795 | 0.00033048 | 857.5642 | 0.9024 | 858.1936 | 0.10972 | 680.1113 | 0.07622
| 688.419 | 0.00014866 | 688.1129 | 4.0881e-05 | 572.7011 | 0 | 688.419 | -0.00034767 | 688.1129 | -0.00042792 | 680.4233 | -0.00020171 | 688.1129 | -0.00058784 | 688.419 | 0 | 680.3391 | -0.00057168 | 572.7011 | 0.0256 | 688.419 | 0 | 688.419 | 0 | 682.91 | -0.0027524 | 688.419 | 0 | 574.9411 | 2.3726e-05 | 688.419 | 0 | 688.419 | 0.00077664 | 688.1129 | 0.03046 | 858.3607 | 0.0039 | 688.1129 | -0.0014503 | 857.7316 | 0.88704 | 858.3607 | 0.1106 | 680.3391 | 0.07492
| 688.6522 | 0.00035928 | 688.3464 | 0.00016853 | 572.8181 | 0.00139 | 688.6522 | -9.353e-05 | 688.3464 | -0.00084883 | 680.6544 | 0.00012305 | 688.3464 | 0.00041762 | 688.6522 | 0.00037994 | 680.5667 | -0.00082088 | 572.8181 | 0.02696 | 688.6522 | 0.00094773 | 688.6522 | 0.00062125 | 683.14 | 0.0028392 | 688.6522 | 0.00032775 | 575.0599 | 1.15e-05 | 688.6522 | 0.00066637 | 688.6522 | 0.00146 | 688.3464 | 0.03062 | 858.5278 | 0.00455 | 688.3464 | 0.0005193 | 857.899 | 0.87472 | 858.5278 | 0.11081 | 680.5667 | 0.07361
| 688.8853 | -0.00037571 | 688.5798 | -3.6083e-06 | 572.9351 | 0 | 688.8853 | -0.00084889 | 688.5798 | 0.00016532 | 680.8855 | -0.00029344 | 688.5798 | -0.00062632 | 688.8853 | 0 | 680.7944 | -0.00032143 | 572.9351 | 0.02588 | 688.8853 | 0 | 688.8853 | 0 | 683.38 | -0.001127 | 688.8853 | 0 | 575.1786 | 1.9826e-05 | 688.8853 | 0 | 688.8853 | 0.00088992 | 688.5798 | 0.02841 | 858.6949 | 0.00308 | 688.5798 | 0.0001335 | 858.0663 | 0.86726 | 858.6949 | 0.11141 | 680.7944 | 0.07294
| 689.1185 | 0.0014635 | 688.8133 | 0.00013815 | 573.0521 | 0.00088435 | 689.1185 | 2.3224e-05 | 688.8133 | -0.00059543 | 681.1166 | 0.00012374 | 688.8133 | 0.00047614 | 689.1184 | 0.0004258 | 681.0222 | 0.00090935 | 573.0521 | 0.02616 | 689.1184 | 0.00052301 | 689.1185 | 0.00031258 | 683.61 | 0.00027091 | 689.1184 | 0.00031191 | 575.2974 | 8.3381e-06 | 689.1184 | 0.00063134 | 689.1185 | 0.00151 | 688.8133 | 0.02893 | 858.862 | 0.00209 | 688.8133 | 0.0012047 | 858.2337 | 0.8528 | 858.862 | 0.11194 | 681.0222 | 0.07291
| 689.3516 | -1.4348e-05 | 689.0468 | -0.00020611 | 573.1691 | 0 | 689.3516 | -4.5918e-05 | 689.0468 | 0.00035605 | 681.3477 | -8.4187e-05 | 689.0468 | -0.00058096 | 689.3516 | 0 | 681.2499 | 7.5278e-05 | 573.1691 | 0.02631 | 689.3516 | 0 | 689.3516 | 0 | 683.84 | 1.0836e-05 | 689.3516 | 0 | 575.4162 | 1.8234e-05 | 689.3516 | 0 | 689.3516 | 0.00067437 | 689.0467 | 0.02703 | 859.0291 | 0.00294 | 689.0468 | 0.00028195 | 858.4011 | 0.84916 | 859.0291 | 0.11287 | 681.2499 | 0.07192
| 689.5848 | 0.0010826 | 689.2802 | -3.4799e-05 | 573.2861 | 0.00123 | 689.5848 | 0.00094665 | 689.2802 | -0.00052602 | 681.5789 | 0.00024409 | 689.2802 | 0.00042035 | 689.5848 | 0.00019232 | 681.4776 | 0.00091171 | 573.2861 | 0.02438 | 689.5848 | 0.00027489 | 689.5848 | 0.00055364 | 684.08 | -0.00021673 | 689.5848 | 0.00048431 | 575.5349 | 9.8956e-06 | 689.5848 | 0.00088939 | 689.5848 | 0.00136 | 689.2802 | 0.02727 | 859.1962 | 0.00478 | 689.2802 | 0.0011982 | 858.5685 | 0.83794 | 859.1962 | 0.11339 | 681.4776 | 0.07133
| 689.8179 | -0.00012592 | 689.5137 | 0.00010228 | 573.4031 | 0 | 689.8179 | -0.00018132 | 689.5137 | 0.00012909 | 681.81 | -0.00012647 | 689.5137 | -0.00044148 | 689.8179 | 0 | 681.7053 | 8.8453e-07 | 573.4031 | 0.02523 | 689.8179 | 0 | 689.8179 | 0 | 684.31 | -0.0012895 | 689.8179 | 0 | 575.6537 | 1.9112e-05 | 689.8179 | 8.6269e-05 | 689.8179 | 0.0007185 | 689.5137 | 0.02539 | 859.3633 | 0.00381 | 689.5137 | -0.00023128 | 858.7359 | 0.81722 | 859.3633 | 0.11404 | 681.7053 | 0.07109
| 690.0511 | 0.00072438 | 689.7472 | -1.5703e-07 | 573.5202 | 0.00081498 | 690.0511 | 6.7896e-05 | 689.7472 | -0.00063279 | 682.0411 | 0.00021357 | 689.7472 | 0.00042426 | 690.0511 | 0.00023379 | 681.9331 | 0.00026049 | 573.5202 | 0.02469 | 690.0511 | 0.0004636 | 690.0511 | 0.00050022 | 684.54 | 0.0022214 | 690.0511 | 0.00023859 | 575.7725 | 9.2164e-06 | 690.0511 | 0.00073813 | 690.0512 | 0.00146 | 689.7472 | 0.02553 | 859.5305 | 0.00366 | 689.7472 | 0.0010927 | 858.9033 | 0.82021 | 859.5305 | 0.11449 | 681.9331 | 0.07109
| 690.2843 | 0.00020099 | 689.9807 | -0.00010253 | 573.6372 | 0 | 690.2843 | -0.00081488 | 689.9807 | -4.8609e-05 | 682.2723 | -9.3921e-05 | 689.9807 | -0.0005163 | 690.2843 | 0 | 682.1608 | 0.00020823 | 573.6372 | 0.0246 | 690.2843 | 0 | 690.2843 | 0 | 684.78 | -0.00099695 | 690.2843 | 0 | 575.8913 | 1.9791e-05 | 690.2843 | 0 | 690.2843 | 0.00054015 | 689.9807 | 0.02403 | 859.6976 | 0.00323 | 689.9807 | -0.0012621 | 859.0707 | 0.79742 | 859.6976 | 0.11537 | 682.1608 | 0.07219
| 690.5175 | 0.00057623 | 690.2142 | 6.2525e-06 | 573.7542 | 0.00153 | 690.5175 | 9.9281e-05 | 690.2142 | -0.001347 | 682.5035 | 0.00023224 | 690.2142 | 0.00034342 | 690.5175 | 0.00054804 | 682.3886 | 0.00026002 | 573.7542 | 0.02307 | 690.5175 | 0.00046119 | 690.5175 | 0.00052891 | 685.01 | -0.0015822 | 690.5175 | 0.00042161 | 576.0101 | 1.061e-05 | 690.5175 | 0.00086188 | 690.5175 | 0.0015 | 690.2142 | 0.02454 | 859.8647 | 0.00622 | 690.2142 | 0.00021596 | 859.2381 | 0.78829 | 859.8647 | 0.11589 | 682.3886 | 0.07069
| 690.7507 | 0.00072899 | 690.4478 | -9.4725e-05 | 573.8713 | 0 | 690.7507 | -0.00081435 | 690.4478 | 4.1899e-06 | 682.7347 | -1.8624e-05 | 690.4478 | -0.00060304 | 690.7507 | 0 | 682.6164 | -3.1803e-06 | 573.8713 | 0.02571 | 690.7507 | 0 | 690.7507 | 0 | 685.25 | -0.00054182 | 690.7507 | 0 | 576.1289 | 1.9405e-05 | 690.7507 | 8.1196e-05 | 690.7507 | 0.00063507 | 690.4478 | 0.02251 | 860.0318 | 0.0042 | 690.4478 | -0.0014664 | 859.4055 | 0.77262 | 860.0318 | 0.11655 | 682.6164 | 0.06972
| 690.9839 | 0.00049535 | 690.6813 | 0.0001244 | 573.9883 | 0.00142 | 690.9839 | 0.00053684 | 690.6813 | -0.00091038 | 682.9659 | 2.6712e-05 | 690.6813 | 0.00031304 | 690.984 | 0.00060199 | 682.8442 | 0.00084412 | 573.9883 | 0.02174 | 690.984 | 0.00020718 | 690.9839 | 0.00037859 | 685.48 | -0.001127 | 690.984 | 0.00044597 | 576.2476 | 8.8299e-06 | 690.984 | 0.00048215 | 690.984 | 0.00137 | 690.6813 | 0.02301 | 860.199 | 0.00538 | 690.6813 | 7.9152e-05 | 859.5729 | 0.76811 | 860.199 | 0.11674 | 682.8442 | 0.06894
| 691.2172 | -0.00034075 | 690.9149 | 6.5431e-05 | 574.1054 | 0 | 691.2172 | 6.622e-05 | 690.9149 | 0.00028551 | 683.1971 | -9.0729e-05 | 690.9149 | -0.00051677 | 691.2172 | 0 | 683.072 | 0.00024094 | 574.1054 | 0.02333 | 691.2172 | 0 | 691.2172 | 0 | 685.71 | -0.00063934 | 691.2172 | 0 | 576.3664 | 1.9252e-05 | 691.2172 | 0 | 691.2172 | 0.00060992 | 690.9149 | 0.02123 | 860.3661 | 0.00345 | 690.9149 | 0.0013778 | 859.7403 | 0.74248 | 860.3661 | 0.11767 | 683.072 | 0.06721
| 691.4504 | 0.00094033 | 691.1484 | -9.1829e-06 | 574.2225 | 0.00116 | 691.4504 | -6.6532e-05 | 691.1484 | -0.00095074 | 683.4283 | 0.00025284 | 691.1484 | 0.00047738 | 691.4505 | 0.00070338 | 683.2998 | 0.0009402 | 574.2225 | 0.02367 | 691.4505 | 0.00067031 | 691.4504 | 0.00030659 | 685.95 | -0.00063934 | 691.4505 | 3.4676e-05 | 576.4852 | 1.0469e-05 | 691.4505 | 0.0009036 | 691.4504 | 0.00151 | 691.1484 | 0.02142 | 860.5332 | 0.00248 | 691.1484 | -0.00012981 | 859.9077 | 0.73797 | 860.5332 | 0.11832 | 683.2998 | 0.06998
| 691.6837 | 5.6767e-05 | 691.382 | 1.4404e-05 | 574.3395 | 0 | 691.6837 | -5.7096e-06 | 691.382 | -0.00014466 | 683.6595 | -7.4844e-05 | 691.382 | -0.00066845 | 691.6837 | 0 | 683.5276 | -0.00070903 | 574.3395 | 0.02117 | 691.6837 | 0 | 691.6837 | 0 | 686.18 | -0.0023624 | 691.6837 | 0 | 576.604 | 2.0798e-05 | 691.6837 | 0 | 691.6837 | 0.00054643 | 691.382 | 0.01982 | 860.7004 | 0.00411 | 691.382 | -0.0005238 | 860.0751 | 0.71924 | 860.7004 | 0.11939 | 683.5276 | 0.06787
| 691.917 | 0.0016941 | 691.6156 | 0.00021112 | 574.4566 | 0.0002601 | 691.917 | 0.00017436 | 691.6156 | -0.0012649 | 683.8907 | 9.7394e-05 | 691.6156 | 0.00043104 | 691.917 | 0.00044747 | 683.7554 | 0.00014194 | 574.4566 | 0.02333 | 691.917 | 0.0007758 | 691.917 | 0.00025502 | 686.41 | -0.00018422 | 691.917 | 0.0005936 | 576.7228 | 1.0329e-05 | 691.917 | 0.00094087 | 691.917 | 0.00139 | 691.6156 | 0.0203 | 860.8675 | 0.00464 | 691.6156 | -0.00024606 | 860.2425 | 0.71429 | 860.8675 | 0.11995 | 683.7554 | 0.06816
| 692.1503 | 0.0002275 | 691.8491 | -0.00010964 | 574.5737 | 0 | 692.1503 | -0.00062572 | 691.8491 | 0.00043277 | 684.1219 | -0.00019379 | 691.8491 | -0.00057164 | 692.1503 | 0 | 683.9832 | -0.00090874 | 574.5737 | 0.02009 | 692.1503 | 0 | 692.1503 | 0 | 686.65 | -0.00080189 | 692.1503 | 0 | 576.8416 | 1.9979e-05 | 692.1503 | 0 | 692.1503 | 0.00039202 | 691.8492 | 0.01857 | 861.0347 | 0.00371 | 691.8491 | 6.75e-05 | 860.41 | 0.70052 | 861.0347 | 0.12086 | 683.9832 | 0.06734
| 692.3835 | 0.00037486 | 692.0827 | 0.00012841 | 574.6908 | 0.00102 | 692.3835 | 0.00019887 | 692.0827 | -0.00087851 | 684.3532 | 0.00024153 | 692.0827 | 0.00036948 | 692.3835 | 0.00046648 | 684.2111 | 0.0015577 | 574.6908 | 0.02168 | 692.3835 | 0.00050529 | 692.3835 | 0.00042813 | 686.88 | -0.0030125 | 692.3835 | 0.00063819 | 576.9604 | 9.6731e-06 | 692.3835 | 0.00077728 | 692.3835 | 0.00132 | 692.0827 | 0.01935 | 861.2018 | 0.00614 | 692.0827 | -0.00014306 | 860.5774 | 0.68885 | 861.2018 | 0.12166 | 684.2111 | 0.06712
| 692.6168 | 0.00045559 | 692.3164 | -0.00014362 | 574.8079 | 0 | 692.6168 | -0.00022201 | 692.3164 | 7.164e-05 | 684.5845 | 4.2519e-05 | 692.3164 | -0.00051565 | 692.6168 | 0 | 684.4389 | 5.6117e-05 | 574.8079 | 0.02194 | 692.6168 | 0 | 692.6168 | 0 | 687.11 | -0.0032725 | 692.6168 | 0 | 577.0792 | 1.6992e-05 | 692.6168 | 0 | 692.6168 | 0.00054954 | 692.3164 | 0.01779 | 861.369 | 0.00571 | 692.3164 | 0.00081392 | 860.7448 | 0.66786 | 861.369 | 0.12285 | 684.4389 | 0.06606
| 692.8502 | 0.0012716 | 692.55 | 4.4426e-05 | 574.925 | 0.00175 | 692.8502 | 0.00025087 | 692.55 | -0.00079753 | 684.8157 | 0.00042703 | 692.55 | 0.00046306 | 692.8501 | 0.00043944 | 684.6668 | 0.000901 | 574.925 | 0.02191 | 692.8501 | 0.00036946 | 692.8502 | 0.0003574 | 687.35 | 0.0011162 | 692.8501 | 0.00023217 | 577.198 | 7.3544e-06 | 692.8501 | 0.00050943 | 692.8502 | 0.00125 | 692.55 | 0.0179 | 861.5361 | 0.0038 | 692.55 | -0.00030444 | 860.9123 | 0.65977 | 861.5361 | 0.12359 | 684.6668 | 0.06687
| 693.0834 | -0.00047025 | 692.7836 | -3.4021e-05 | 575.0421 | 0 | 693.0834 | -0.0013843 | 692.7836 | 0.00051514 | 685.047 | 0.00015052 | 692.7836 | -0.00044693 | 693.0835 | 0 | 684.8947 | -0.00038657 | 575.0421 | 0.02287 | 693.0835 | 0 | 693.0834 | 0 | 687.58 | -5.4182e-05 | 693.0835 | 0 | 577.3169 | 1.6161e-05 | 693.0835 | 0 | 693.0834 | 0.00042279 | 692.7836 | 0.01672 | 861.7033 | 0.00496 | 692.7836 | -0.00030161 | 861.0797 | 0.64346 | 861.7033 | 0.12446 | 684.8946 | 0.06562
| 693.3168 | -0.00050671 | 693.0172 | 0.00024047 | 575.1592 | 0.00194 | 693.3168 | -0.00032608 | 693.0172 | -0.0011822 | 685.2783 | 0.00056897 | 693.0172 | 0.00047177 | 693.3168 | 0.00046899 | 685.1226 | 5.3016e-05 | 575.1592 | 0.02213 | 693.3168 | 0.00096802 | 693.3168 | 0.00064718 | 687.81 | 0.00046596 | 693.3168 | 0.00060195 | 577.4357 | 8.8299e-06 | 693.3168 | 0.00072634 | 693.3168 | 0.00117 | 693.0172 | 0.0175 | 861.8704 | 0.00515 | 693.0172 | 0.00083301 | 861.2471 | 0.63259 | 861.8704 | 0.12481 | 685.1226 | 0.06546
| 693.5501 | -0.00038915 | 693.2509 | -0.0001154 | 575.2763 | 0 | 693.5501 | -0.00053498 | 693.2509 | 0.00090312 | 685.5096 | 0.00042004 | 693.2509 | -0.00058957 | 693.5501 | 0 | 685.3504 | -0.00018674 | 575.2763 | 0.02094 | 693.5501 | 0 | 693.5501 | 0 | 688.05 | -0.0013871 | 693.5501 | 0 | 577.5545 | 1.6383e-05 | 693.5501 | 0 | 693.5501 | 0.00027435 | 693.2509 | 0.01617 | 862.0376 | 0.00339 | 693.2509 | -0.00044022 | 861.4146 | 0.61478 | 862.0376 | 0.12586 | 685.3504 | 0.06372
| 693.7835 | 0.00038011 | 693.4845 | -0.00014337 | 575.3935 | 0.00098839 | 693.7835 | 1.5708e-05 | 693.4845 | -0.00092452 | 685.7408 | 0.00058324 | 693.4845 | 0.00041121 | 693.7835 | 0.00028292 | 685.5783 | 0.000435 | 575.3935 | 0.02089 | 693.7835 | 0.0007627 | 693.7835 | 0.00024769 | 688.28 | -0.001127 | 693.7835 | 0.00013588 | 577.6733 | 7.5534e-06 | 693.7835 | 0.00088778 | 693.7835 | 0.00124 | 693.4845 | 0.01625 | 862.2047 | 0.0058 | 693.4845 | 0.001117 | 861.582 | 0.60939 | 862.2047 | 0.12629 | 685.5783 | 0.06442
| 694.0168 | -0.00051707 | 693.7182 | -3.248e-05 | 575.5106 | 0 | 694.0168 | -0.00042269 | 693.7182 | 0.00037678 | 685.9722 | 0.00011646 | 693.7182 | -0.00049928 | 694.0168 | 0 | 685.8062 | -0.00064956 | 575.5106 | 0.0202 | 694.0168 | 0 | 694.0168 | 0 | 688.52 | -0.00060684 | 694.0168 | 0 | 577.7921 | 1.6664e-05 | 694.0168 | 0 | 694.0168 | 0.00045801 | 693.7182 | 0.01487 | 862.3719 | 0.00475 | 693.7182 | -0.0007483 | 861.7495 | 0.59508 | 862.3719 | 0.12732 | 685.8062 | 0.06372
| 694.2502 | -8.5284e-05 | 693.9519 | 0.00019818 | 575.6278 | 0.00083232 | 694.2502 | -0.0002526 | 693.9519 | -0.00079403 | 686.2035 | 0.00067592 | 693.9519 | 0.00040925 | 694.2502 | 0.00062423 | 686.0341 | 0.00077974 | 575.6278 | 0.02421 | 694.2502 | 0.0007985 | 694.2502 | 0.00053118 | 688.75 | -0.0001192 | 694.2502 | 0.00069973 | 577.911 | 9.111e-06 | 694.2502 | 0.00097601 | 694.2502 | 0.00103 | 693.9519 | 0.01533 | 862.5391 | 0.00529 | 693.9519 | 4.9258e-05 | 861.9169 | 0.57817 | 862.5391 | 0.12801 | 686.0341 | 0.06192
| 694.4836 | -7.8346e-05 | 694.1856 | -0.00018629 | 575.7449 | 0 | 694.4836 | -0.00089326 | 694.1856 | 0.00028876 | 686.4348 | 0.00056754 | 694.1856 | -0.00070035 | 694.4836 | 0 | 686.262 | -0.00064391 | 575.7449 | 0.02157 | 694.4836 | 0 | 694.4836 | 0 | 688.98 | 0.0019939 | 694.4836 | 0 | 578.0298 | 1.54e-05 | 694.4836 | 0 | 694.4836 | 0.00034334 | 694.1856 | 0.01368 | 862.7062 | 0.00434 | 694.1856 | 9.6331e-05 | 862.0844 | 0.56298 | 862.7062 | 0.12917 | 686.262 | 0.06315
| 694.717 | 0.0014096 | 694.4193 | -0.00018479 | 575.8621 | 0.00153 | 694.717 | -7.822e-05 | 694.4193 | -0.00074541 | 686.6662 | 0.00078365 | 694.4193 | 0.00041418 | 694.717 | 0.00029443 | 686.49 | 0.00082837 | 575.8621 | 0.02174 | 694.717 | 0.00046132 | 694.717 | 0.00018823 | 689.22 | 0.0011812 | 694.717 | 0.00015663 | 578.1486 | 6.277e-06 | 694.717 | 0.00085584 | 694.717 | 0.00116 | 694.4193 | 0.01451 | 862.8734 | 0.00464 | 694.4193 | -0.00014061 | 862.2519 | 0.54893 | 862.8734 | 0.12978 | 686.49 | 0.06268
| 694.9504 | 0.00037383 | 694.653 | -0.00015296 | 575.9792 | 0 | 694.9504 | -0.00032103 | 694.653 | 0.00018354 | 686.8975 | 0.00041425 | 694.653 | -0.00059176 | 694.9504 | 0 | 686.7179 | -0.00049847 | 575.9792 | 0.02225 | 694.9504 | 0 | 694.9504 | 0 | 689.45 | -2.1673e-05 | 694.9504 | 0 | 578.2675 | 1.3795e-05 | 694.9504 | 0 | 694.9504 | 0.00027975 | 694.653 | 0.01286 | 863.0406 | 0.00541 | 694.653 | -0.0011619 | 862.4193 | 0.53288 | 863.0406 | 0.13046 | 686.7179 | 0.06336
| 695.1838 | 0.0013048 | 694.8867 | 8.9788e-05 | 576.0964 | 0.00203 | 695.1838 | 0.00047073 | 694.8867 | -0.00068267 | 687.1289 | 0.00077409 | 694.8867 | 0.00040169 | 695.1838 | 0.00055305 | 686.9459 | 0.00042733 | 576.0964 | 0.02103 | 695.1838 | 0.00033535 | 695.1838 | 0.00051926 | 689.68 | 0.0023191 | 695.1838 | 0.00033308 | 578.3863 | 7.5183e-06 | 695.1838 | 0.00074121 | 695.1838 | 0.00087668 | 694.8867 | 0.01346 | 863.2078 | 0.00373 | 694.8867 | 0.0018601 | 862.5868 | 0.52295 | 863.2078 | 0.13081 | 686.9459 | 0.062
| 695.4172 | 0.00087305 | 695.1204 | -0.00018129 | 576.2136 | 0 | 695.4172 | -0.00038603 | 695.1204 | -2.4637e-05 | 687.3602 | 0.00047548 | 695.1204 | -0.00056396 | 695.4172 | 0 | 687.1738 | -0.00089226 | 576.2136 | 0.01984 | 695.4172 | 0 | 695.4172 | 0 | 689.92 | 0.0013763 | 695.4172 | 0 | 578.5051 | 1.4392e-05 | 695.4172 | 0 | 695.4172 | 0.00016054 | 695.1204 | 0.01253 | 863.375 | 0.00425 | 695.1204 | -0.00020648 | 862.7543 | 0.50628 | 863.375 | 0.13161 | 687.1738 | 0.06148
| 695.6506 | 0.00072005 | 695.3541 | -1.9747e-05 | 576.3307 | 0.00083232 | 695.6506 | 0.001332 | 695.3541 | -0.00085847 | 687.5916 | 0.00056035 | 695.3541 | 0.00039083 | 695.6506 | 0.00074118 | 687.4017 | 0.00070767 | 576.3307 | 0.01981 | 695.6506 | 0.00054915 | 695.6506 | 0.00019441 | 690.15 | -0.00086692 | 695.6506 | 0.00025203 | 578.624 | 6.8742e-06 | 695.6506 | 0.00070457 | 695.6506 | 0.00109 | 695.3541 | 0.01283 | 863.5422 | 0.00469 | 695.3541 | -3.1999e-05 | 862.9217 | 0.49798 | 863.5422 | 0.13177 | 687.4017 | 0.06017
| 695.8841 | -0.00021626 | 695.5879 | 0.00010691 | 576.4479 | 0.00015642 | 695.8841 | -0.0011486 | 695.5879 | -0.00019576 | 687.823 | 0.00018066 | 695.5879 | -0.00063449 | 695.8841 | 0 | 687.6298 | 0.0001415 | 576.4479 | 0.01836 | 695.8841 | 0 | 695.8841 | 0 | 690.38 | -0.00037928 | 695.8841 | 0 | 578.7428 | 1.2894e-05 | 695.8841 | 3.7564e-06 | 695.8841 | 0.00015672 | 695.5879 | 0.01148 | 863.7093 | 0.00341 | 695.5879 | -0.00026042 | 863.0892 | 0.48026 | 863.7093 | 0.13229 | 687.6298 | 0.06084
| 696.1175 | 0.00094766 | 695.8216 | -0.00010307 | 576.5651 | 0.00065893 | 696.1175 | -0.0001079 | 695.8216 | -0.0010132 | 688.0544 | 0.00039225 | 695.8216 | 0.0004581 | 696.1175 | 0.00052081 | 687.8577 | 0.00099669 | 576.5651 | 0.02009 | 696.1175 | 0.00035111 | 696.1175 | 0.00035587 | 690.62 | 0.0015387 | 696.1175 | 0.00062251 | 578.8617 | 6.0193e-06 | 696.1175 | 0.00061691 | 696.1175 | 0.00106 | 695.8216 | 0.01204 | 863.8765 | 0.00501 | 695.8216 | 0.00098012 | 863.2567 | 0.47548 | 863.8765 | 0.13223 | 687.8577 | 0.06007
| 696.351 | 0.00022269 | 696.0554 | -0.00015643 | 576.6823 | 0 | 696.351 | -0.00054862 | 696.0554 | 0.00013555 | 688.2858 | 0.00019681 | 696.0554 | -0.0006691 | 696.351 | 0 | 688.0857 | -0.00074604 | 576.6823 | 0.01779 | 696.351 | 0 | 696.351 | 0 | 690.85 | -0.00047681 | 696.351 | 0 | 578.9805 | 1.232e-05 | 696.351 | 0 | 696.351 | 0.00010296 | 696.0554 | 0.01105 | 864.0437 | 0.00494 | 696.0554 | -0.00040518 | 863.4242 | 0.45902 | 864.0437 | 0.1328 | 688.0857 | 0.06055
| 696.5845 | 0.00020949 | 696.2892 | -4.6138e-05 | 576.7995 | 0.00137 | 696.5845 | 0.0004369 | 696.2892 | -0.0011415 | 688.5172 | 0.00040538 | 696.2892 | 0.00046066 | 696.5844 | 0.00041478 | 688.3137 | -9.5191e-05 | 576.7995 | 0.01998 | 696.5844 | 0.0002666 | 696.5845 | 0.00030559 | 691.09 | 0.0010836 | 696.5844 | 0.00050006 | 579.0994 | 6.3004e-06 | 696.5844 | 0.00051362 | 696.5845 | 0.00086991 | 696.2892 | 0.01153 | 864.2109 | 0.00461 | 696.2892 | 0.00049654 | 863.5917 | 0.4556 | 864.2109 | 0.13307 | 688.3137 | 0.05968
| 696.8179 | 0.00050501 | 696.523 | -0.00012411 | 576.9167 | 0 | 696.8179 | -0.00058706 | 696.523 | 0.00020339 | 688.7487 | 8.1188e-06 | 696.523 | -0.00054748 | 696.8179 | 0 | 688.5417 | -0.0014197 | 576.9167 | 0.01768 | 696.8179 | 0 | 696.8179 | 0 | 691.32 | -0.00028175 | 696.8179 | 0 | 579.2183 | 1.2085e-05 | 696.8179 | 0 | 696.8179 | 0.00025167 | 696.523 | 0.01064 | 864.3781 | 0.00429 | 696.523 | -0.0002154 | 863.7592 | 0.4305 | 864.3781 | 0.13375 | 688.5417 | 0.05755
| 697.0514 | 0.00023552 | 696.7567 | 0.00013464 | 577.0339 | 0.00213 | 697.0514 | 0.00033282 | 696.7567 | -0.00054799 | 688.9801 | 0.00028699 | 696.7567 | 0.00038237 | 697.0514 | 0.00059934 | 688.7697 | 0.001188 | 577.0339 | 0.02018 | 697.0514 | 0.00083953 | 697.0514 | 0.00067363 | 691.55 | 0.00040094 | 697.0514 | 0.00041392 | 579.3371 | 5.7851e-06 | 697.0514 | 0.00072573 | 697.0514 | 0.00097667 | 696.7568 | 0.01128 | 864.5453 | 0.00506 | 696.7567 | -0.00086627 | 863.9267 | 0.42748 | 864.5453 | 0.13434 | 688.7697 | 0.05894
| 697.2849 | -0.00038233 | 696.9905 | -5.269e-06 | 577.1512 | 0 | 697.2849 | -0.00035802 | 696.9905 | -4.7224e-06 | 689.2115 | -3.8392e-05 | 696.9905 | -0.00053289 | 697.2849 | 0 | 688.9977 | 0.0004014 | 577.1512 | 0.01813 | 697.2849 | 0 | 697.2849 | 0 | 691.79 | -0.0015496 | 697.2849 | 0 | 579.456 | 1.2074e-05 | 697.2849 | 0 | 697.2849 | 4.1023e-05 | 696.9905 | 0.00965 | 864.7125 | 0.00397 | 696.9905 | 0.00095143 | 864.0942 | 0.40851 | 864.7125 | 0.13559 | 688.9977 | 0.05719
| 697.5184 | 0.00030579 | 697.2244 | -1.0672e-05 | 577.2684 | 0.00154 | 697.5184 | -0.00024797 | 697.2244 | -0.00063645 | 689.443 | 4.3127e-05 | 697.2244 | 0.00028674 | 697.5184 | 0.00055844 | 689.2258 | 0.00010052 | 577.2684 | 0.01927 | 697.5184 | 0.00018067 | 697.5184 | 0.00021429 | 692.02 | 0.00098612 | 697.5184 | 0.00036498 | 579.5748 | 6.277e-06 | 697.5184 | 0.00039846 | 697.5184 | 0.00088749 | 697.2244 | 0.0102 | 864.8797 | 0.00494 | 697.2244 | 0.00096382 | 864.2617 | 0.39932 | 864.8797 | 0.13679 | 689.2258 | 0.05746
| 697.752 | 0.00025149 | 697.4582 | -0.00015849 | 577.3856 | 0 | 697.752 | -0.00057441 | 697.4582 | -0.00022413 | 689.6744 | -0.00012786 | 697.4582 | -0.00068965 | 697.7519 | 0 | 689.4538 | 0.0013072 | 577.3856 | 0.01805 | 697.7519 | 0 | 697.752 | 0 | 692.25 | -0.0012895 | 697.7519 | 0 | 579.6937 | 1.1266e-05 | 697.7519 | 0 | 697.7519 | 0.00019778 | 697.4582 | 0.0088 | 865.047 | 0.00473 | 697.4582 | -8.1455e-06 | 864.4292 | 0.38791 | 865.047 | 0.13852 | 689.4538 | 0.0579
| 697.9855 | 3.998e-05 | 697.692 | 0.00015741 | 577.5029 | 0.00095371 | 697.9855 | 0.0001903 | 697.692 | -0.00036346 | 689.9059 | 0.00044596 | 697.692 | 0.00047387 | 697.9855 | 0.00015705 | 689.6819 | -0.00031513 | 577.5029 | 0.02057 | 697.9855 | 0.00076375 | 697.9855 | 0.00033422 | 692.49 | -0.0013546 | 697.9855 | 0.00071867 | 579.8126 | 4.9888e-06 | 697.9855 | 0.00068694 | 697.9855 | 0.00092228 | 697.692 | 0.00946 | 865.2142 | 0.00301 | 697.692 | 0.00039016 | 864.5967 | 0.37574 | 865.2142 | 0.13968 | 689.6819 | 0.05699
| 698.219 | 6.3483e-05 | 697.9259 | -0.00012547 | 577.6201 | 0 | 698.219 | -0.00053748 | 697.9259 | -0.00018841 | 690.1374 | -0.00019709 | 697.9259 | -0.00073178 | 698.219 | 0 | 689.9099 | -0.0008373 | 577.6201 | 0.01873 | 698.219 | 0 | 698.219 | 0 | 692.72 | -0.0027199 | 698.219 | 0 | 579.9315 | 1.15e-05 | 698.219 | 0 | 698.219 | 7.2382e-05 | 697.9259 | 0.00862 | 865.3814 | 0.00408 | 697.9259 | -0.00038583 | 864.7642 | 0.36413 | 865.3814 | 0.14108 | 689.9099 | 0.05632
| 698.4526 | 0.0012243 | 698.1597 | 0.00010238 | 577.7374 | 0.0012 | 698.4526 | 0.00024369 | 698.1597 | -0.0011411 | 690.3689 | 0.00039031 | 698.1597 | 0.00045903 | 698.4526 | 0.00053877 | 690.138 | 0.0022534 | 577.7374 | 0.01935 | 698.4526 | 0.0010155 | 698.4526 | 0.00053304 | 692.96 | 0.0016363 | 698.4526 | 0.00074717 | 580.0503 | 6.6751e-06 | 698.4526 | 0.00050512 | 698.4526 | 0.00077282 | 698.1597 | 0.00952 | 865.5486 | 0.00413 | 698.1597 | 0.00045107 | 864.9318 | 0.35798 | 865.5486 | 0.14222 | 690.138 | 0.05477
| 698.6861 | 0.00077705 | 698.3936 | 4.5009e-05 | 577.8546 | 0 | 698.6861 | 0.00044743 | 698.3936 | 0.00048852 | 690.6004 | 0.00019921 | 698.3936 | 0.00055396 | 698.6861 | 0.00071588 | 690.3661 | -0.00028476 | 577.8546 | 0.01782 | 698.6861 | 0.0008424 | 698.6861 | 0.00047279 | 693.19 | 0.0016363 | 698.6861 | 0.00052999 | 580.1692 | 6.8391e-06 | 698.6861 | 0.00072866 | 698.6861 | 0.00068179 | 698.3936 | 0.00849 | 865.7158 | 0.00533 | 698.3936 | 0.0014324 | 865.0993 | 0.33793 | 865.7158 | 0.14339 | 690.3661 | 0.05603
| 698.9197 | -0.00021405 | 698.6274 | -0.00025634 | 577.9719 | 0.0014 | 698.9197 | -0.00049208 | 698.6274 | 9.1422e-05 | 690.8319 | -0.00015998 | 698.6274 | -0.0006543 | 698.9197 | 0 | 690.5942 | -0.00081494 | 577.9719 | 0.01864 | 698.9197 | 0 | 698.9197 | 0 | 693.42 | -0.00050931 | 698.9197 | 0 | 580.2881 | 7.1436e-07 | 698.9197 | 0 | 698.9197 | 1.4515e-05 | 698.6274 | 0.00727 | 865.8831 | 0.00327 | 698.6274 | 0.00060999 | 865.2668 | 0.32422 | 865.8831 | 0.14443 | 690.5942 | 0.05418
| 699.1533 | 0.00062077 | 698.8613 | 0.00013641 | 578.0892 | 0 | 699.1533 | -5.73e-05 | 698.8613 | -0.00098001 | 691.0634 | 0.00018599 | 698.8613 | 0.0003768 | 699.1533 | 0.00062808 | 690.8223 | 0.0015384 | 578.0892 | 0.01683 | 699.1533 | 0.00074661 | 699.1533 | 0.00037893 | 693.66 | 0.0038469 | 699.1533 | 0.00038764 | 580.407 | 5.5041e-07 | 699.1533 | 0.00074679 | 699.1533 | 0.00091334 | 698.8613 | 0.00816 | 866.0503 | 0.00445 | 698.8613 | 0.00087891 | 865.4343 | 0.32105 | 866.0503 | 0.14475 | 690.8223 | 0.05378
| 699.3868 | -0.0005453 | 699.0952 | 0.00016671 | 578.2065 | 0.00182 | 699.3868 | -0.00080271 | 699.0952 | 0.00036227 | 691.2949 | -0.00031005 | 699.0952 | -0.00054948 | 699.3869 | 0 | 691.0504 | 0.00053868 | 578.2065 | 0.01791 | 699.3869 | 0 | 699.3868 | 0 | 693.89 | -0.0012895 | 699.3869 | 0 | 580.5259 | 4.6843e-07 | 699.3869 | 0 | 699.3868 | 8.1073e-05 | 699.0952 | 0.0071 | 866.2175 | 0.0032 | 699.0952 | -0.0011545 | 865.6019 | 0.30574 | 866.2175 | 0.14499 | 691.0503 | 0.05378
| 699.6205 | 0.00049817 | 699.3291 | 7.0311e-05 | 578.3237 | 0 | 699.6205 | -0.00027074 | 699.3291 | -0.00046958 | 691.5265 | 0.00017656 | 699.3291 | 0.00032904 | 699.6205 | 0.00052777 | 691.2785 | 0.0013374 | 578.3237 | 0.01751 | 699.6205 | 0.00086534 | 699.6205 | 0.00044016 | 694.12 | -0.0016472 | 699.6205 | 0.00077514 | 580.6448 | 1.6395e-07 | 699.6205 | 0.00079255 | 699.6205 | 0.00075525 | 699.3291 | 0.00786 | 866.3848 | 0.0049 | 699.3291 | -0.00053042 | 865.7694 | 0.29341 | 866.3848 | 0.14518 | 691.2785 | 0.05403
| 699.8541 | 0.00044461 | 699.563 | -0.00016086 | 578.441 | 0.00166 | 699.8541 | 0.00024223 | 699.563 | 0.00018722 | 691.7581 | -0.00029893 | 699.563 | -0.00079546 | 699.8541 | 0 | 691.5066 | -0.0025851 | 578.441 | 0.01751 | 699.8541 | 0 | 699.8541 | 0 | 694.36 | -0.0034351 | 699.8541 | 0 | 580.7637 | 5.1527e-07 | 699.8541 | 0 | 699.8541 | 0 | 699.563 | 0.0064 | 866.552 | 0.00429 | 699.563 | 0.00072249 | 865.937 | 0.2901 | 866.552 | 0.14612 | 691.5066 | 0.05455
| 700.0877 | 0.00057565 | 699.7969 | 4.8636e-05 | 578.5583 | 0 | 700.0877 | 0.0001197 | 699.7969 | -0.0010032 | 691.9896 | -5.1009e-05 | 699.7969 | 0.00053994 | 700.0877 | 0.00063073 | 691.7347 | 0.0015443 | 578.5583 | 0.01904 | 700.0877 | 0.0006755 | 700.0877 | 0.00033969 | 694.59 | 0.0014737 | 700.0877 | 0.00031056 | 580.8826 | 4.333e-07 | 700.0877 | 0.00070155 | 700.0877 | 0.0008595 | 699.7969 | 0.00756 | 866.7192 | 0.0041 | 699.7969 | -0.00038649 | 866.1045 | 0.28181 | 866.7192 | 0.14713 | 691.7347 | 0.05161
| 700.3213 | -7.5886e-06 | 700.0309 | 7.0063e-05 | 578.6756 | 0.00163 | 700.3213 | -0.00056713 | 700.0309 | 0.00016458 | 692.2211 | -0.00014178 | 700.0309 | -0.00055315 | 700.3213 | 0 | 691.9629 | 0.00080215 | 578.6756 | 0.02018 | 700.3213 | 0 | 700.3213 | 0 | 694.83 | -0.00054182 | 700.3213 | 0 | 581.0015 | 3.8646e-07 | 700.3213 | 0 | 700.3213 | 0 | 700.0309 | 0.00618 | 866.8865 | 0.00396 | 700.0309 | 0.00058949 | 866.272 | 0.27476 | 866.8865 | 0.14823 | 691.9629 | 0.0528
| 700.5549 | 0.00059661 | 700.2648 | 9.7733e-05 | 578.7929 | 0 | 700.5549 | 0.00028728 | 700.2648 | -0.00048926 | 692.4527 | 0.00017365 | 700.2648 | 0.00038027 | 700.555 | 0.00062618 | 692.191 | 0.0010923 | 578.7929 | 0.01646 | 700.555 | 0.00086572 | 700.5549 | 0.00038303 | 695.06 | -0.0017771 | 700.555 | 0.00044786 | 581.1204 | 4.6843e-08 | 700.555 | 0.0009007 | 700.5549 | 0.00077029 | 700.2648 | 0.00722 | 867.0537 | 0.00533 | 700.2648 | 0.00016872 | 866.4396 | 0.26509 | 867.0537 | 0.14835 | 692.191 | 0.05236
| 700.7886 | -0.00031756 | 700.4988 | -0.00021902 | 578.9103 | 0.0006936 | 700.7886 | -0.00041674 | 700.4988 | 0.00044703 | 692.6843 | -0.00022151 | 700.4988 | -0.00054096 | 700.7886 | 0 | 692.4192 | -0.00035096 | 578.9103 | 0.01683 | 700.7886 | 0 | 700.7886 | 0 | 695.29 | -0.00021673 | 700.7886 | 0 | 581.2393 | 4.6843e-08 | 700.7886 | 0 | 700.7886 | 0 | 700.4988 | 0.00541 | 867.221 | 0.00515 | 700.4988 | -0.0012573 | 866.6071 | 0.2515 | 867.221 | 0.14858 | 692.4192 | 0.05398
| 701.0223 | 0.0012301 | 700.7327 | 5.2082e-05 | 579.0276 | 8.6901e-05 | 701.0223 | 0.00040787 | 700.7327 | -0.001321 | 692.9159 | 0.00013821 | 700.7327 | 0.000436 | 701.0223 | 0.00061537 | 692.6473 | 0.00062496 | 579.0276 | 0.01671 | 701.0223 | 0.00074453 | 701.0223 | 0.00061394 | 695.53 | 0.00027091 | 701.0223 | 0.00028039 | 581.3582 | 0 | 701.0223 | 0.00085263 | 701.0223 | 0.00069129 | 700.7327 | 0.00681 | 867.3882 | 0.00513 | 700.7327 | -0.00079379 | 866.7747 | 0.24723 | 867.3882 | 0.1487 | 692.6473 | 0.05322
| 701.2559 | 0.00029481 | 700.9667 | -0.00016056 | 579.1449 | 0.0014 | 701.2559 | -0.00056987 | 700.9667 | -0.00019525 | 693.1475 | -0.00032075 | 700.9667 | -0.00055152 | 701.2559 | 0 | 692.8755 | -0.00062788 | 579.1449 | 0.01623 | 701.2559 | 0 | 701.2559 | 0 | 695.76 | -0.0022323 | 701.2559 | 0 | 581.4771 | 1.4053e-07 | 701.2559 | 0 | 701.2559 | 0 | 700.9667 | 0.00541 | 867.5555 | 0.00513 | 700.9667 | -0.00099698 | 866.9423 | 0.24194 | 867.5555 | 0.14985 | 692.8755 | 0.05264
| 701.4896 | 0.0009249 | 701.2007 | 8.7383e-05 | 579.2622 | 0 | 701.4896 | 0.00050731 | 701.2007 | -0.00070646 | 693.3791 | 0.00018281 | 701.2007 | 0.00048795 | 701.4896 | 0.0005983 | 693.1037 | 0.00060203 | 579.2622 | 0.01725 | 701.4896 | 0.00052234 | 701.4896 | 0.00036053 | 696 | -0.00073687 | 701.4896 | 0.0003544 | 581.596 | 1.4053e-07 | 701.4896 | 0.00108 | 701.4896 | 0.00065511 | 701.2007 | 0.00647 | 867.7227 | 0.00311 | 701.2007 | 0.00086265 | 867.1098 | 0.23397 | 867.7227 | 0.15055 | 693.1037 | 0.05094
| 701.7233 | -0.00030194 | 701.4347 | -0.00019904 | 579.3796 | 0.00097105 | 701.7233 | -0.0011047 | 701.4347 | 0.00023796 | 693.6107 | -0.00013673 | 701.4347 | -0.00074078 | 701.7233 | 0 | 693.3319 | 5.192e-05 | 579.3796 | 0.01612 | 701.7233 | 0 | 701.7233 | 0 | 696.23 | -0.0020047 | 701.7233 | 0 | 581.7149 | 1.4053e-07 | 701.7233 | 0 | 701.7233 | 0 | 701.4347 | 0.00513 | 867.89 | 0.00348 | 701.4347 | 0.00044768 | 867.2774 | 0.22318 | 867.89 | 0.15098 | 693.3319 | 0.04992
| 701.957 | 0.00010317 | 701.6686 | -9.8202e-05 | 579.4969 | 0 | 701.957 | 0.00022573 | 701.6686 | -0.00047697 | 693.8423 | 0.00019748 | 701.6686 | 0.00042818 | 701.957 | 0.00042574 | 693.5601 | 0.00062638 | 579.4969 | 0.0162 | 701.957 | 0.00025723 | 701.957 | 0.00032867 | 696.46 | -0.00028175 | 701.957 | 0.00045432 | 581.8338 | 0 | 701.957 | 0.0008407 | 701.957 | 0.00075845 | 701.6686 | 0.00569 | 868.0573 | 0.00561 | 701.6686 | 0.0010038 | 867.445 | 0.22131 | 868.0573 | 0.15085 | 693.5601 | 0.05185
| 702.1907 | -0.00075963 | 701.9027 | -0.00020576 | 579.6143 | 0.00168 | 702.1907 | -0.00084263 | 701.9027 | 0.00015531 | 694.074 | -0.00022443 | 701.9027 | -0.00068419 | 702.1907 | 0 | 693.7883 | 0.00016545 | 579.6143 | 0.01813 | 702.1907 | 0 | 702.1907 | 0 | 696.7 | 4.3346e-05 | 702.1907 | 0 | 581.9528 | 0 | 702.1907 | 0 | 702.1907 | 0 | 701.9027 | 0.00453 | 868.2245 | 0.0042 | 701.9027 | -0.0014063 | 867.6125 | 0.2137 | 868.2245 | 0.15169 | 693.7883 | 0.05142
| 702.4244 | 0.00016713 | 702.1367 | -6.3297e-05 | 579.7317 | 0 | 702.4244 | 0.00035378 | 702.1367 | -0.00071446 | 694.3057 | 9.7521e-05 | 702.1367 | 0.0004398 | 702.4244 | 0.00021472 | 694.0165 | 0.0018679 | 579.7317 | 0.01521 | 702.4244 | 0.00013366 | 702.4244 | 0.00028498 | 696.93 | -0.00093193 | 702.4244 | 0.00061684 | 582.0717 | 0 | 702.4244 | 0.0007886 | 702.4244 | 0.00058095 | 702.1367 | 0.0053 | 868.3918 | 0.00397 | 702.1367 | -0.0027946 | 867.7801 | 0.20441 | 868.3918 | 0.15306 | 694.0165 | 0.04988
| 702.6581 | 9.4441e-05 | 702.3707 | -6.99e-05 | 579.849 | 0.00079764 | 702.6581 | -0.00053261 | 702.3707 | 0.0004508 | 694.5373 | -0.00039146 | 702.3707 | -0.0005724 | 702.6582 | 0 | 694.2448 | 0.00032244 | 579.849 | 0.01569 | 702.6582 | 0 | 702.6581 | 0 | 697.17 | -0.00067186 | 702.6582 | 0 | 582.1906 | 4.6843e-08 | 702.6582 | 0 | 702.6581 | 7.1594e-05 | 702.3707 | 0.00425 | 868.5591 | 0.00273 | 702.3707 | -0.0012834 | 867.9477 | 0.19448 | 868.5591 | 0.15523 | 694.2447 | 0.0491
| 702.8919 | 0.00080851 | 702.6047 | 0.00014122 | 579.9664 | 0 | 702.8919 | 9.8631e-05 | 702.6047 | -0.0009145 | 694.769 | 0.00026795 | 702.6047 | 0.0003713 | 702.8919 | 0.00072083 | 694.473 | 0.00022577 | 579.9664 | 0.01691 | 702.8919 | 0.0011878 | 702.8919 | 0.00058349 | 697.4 | 0.0031642 | 702.8919 | 0.00033162 | 582.3095 | 4.6843e-08 | 702.8919 | 0.00077916 | 702.8919 | 0.00077116 | 702.6047 | 0.00542 | 868.7263 | 0.00563 | 702.6047 | 0.00039421 | 868.1153 | 0.19013 | 868.7263 | 0.15665 | 694.473 | 0.04879
| 703.1257 | 0.00040028 | 702.8388 | -0.0001934 | 580.0838 | 0.00154 | 703.1257 | 0.00031373 | 702.8388 | 0.00059169 | 695.0007 | -0.00019821 | 702.8388 | -0.00070853 | 703.1257 | 0 | 694.7012 | -0.00055201 | 580.0838 | 0.01515 | 703.1257 | 0 | 703.1257 | 0 | 697.63 | -0.0013546 | 703.1257 | 0 | 582.4285 | 5.8554e-08 | 703.1257 | 0 | 703.1257 | 0 | 702.8388 | 0.00402 | 868.8936 | 0.00362 | 702.8388 | -0.0011766 | 868.2829 | 0.1838 | 868.8936 | 0.15814 | 694.7012 | 0.04904
| 703.3594 | 0.00066368 | 703.0728 | 7.6201e-05 | 580.2012 | 0 | 703.3594 | 0.0001026 | 703.0728 | -0.00053011 | 695.2324 | 0.00023776 | 703.0728 | 0.00043913 | 703.3594 | 0.00068565 | 694.9295 | 0.0014095 | 580.2012 | 0.01697 | 703.3594 | 0.00054106 | 703.3594 | 0.0005043 | 697.87 | 1.0836e-05 | 703.3594 | 0.00068198 | 582.5474 | 2.3422e-08 | 703.3594 | 0.00039816 | 703.3594 | 0.00067436 | 703.0728 | 0.00498 | 869.0609 | 0.00408 | 703.0728 | 0.00068277 | 868.4505 | 0.18113 | 869.0609 | 0.15893 | 694.9295 | 0.05006
| 703.5932 | 5.5868e-05 | 703.3069 | -0.00014937 | 580.3186 | 0.00168 | 703.5932 | -2.1356e-06 | 703.3069 | 0.00057527 | 695.4641 | -0.0002819 | 703.3069 | -0.00061738 | 703.5932 | 0 | 695.1577 | -0.00078866 | 580.3186 | 0.01546 | 703.5932 | 0 | 703.5932 | 0 | 698.1 | -0.00060684 | 703.5932 | 0 | 582.6663 | 1.8737e-07 | 703.5932 | 0 | 703.5932 | 0 | 703.3069 | 0.00399 | 869.2282 | 0.00357 | 703.3069 | -0.00016043 | 868.6181 | 0.17004 | 869.2282 | 0.16048 | 695.1577 | 0.04682
| 703.827 | 0.00024568 | 703.541 | 0.00013335 | 580.436 | 0 | 703.827 | -0.0003274 | 703.541 | -0.001736 | 695.6957 | 0.00040956 | 703.541 | 0.00051942 | 703.827 | 0.00063991 | 695.386 | 0.0019364 | 580.436 | 0.01441 | 703.827 | 0.00068771 | 703.827 | 0.00050592 | 698.34 | 0.0015712 | 703.827 | 0.00049347 | 582.7853 | 1.6395e-07 | 703.827 | 0.00098002 | 703.827 | 0.00062208 | 703.541 | 0.00471 | 869.3955 | 0.00432 | 703.541 | -0.00051181 | 868.7857 | 0.17197 | 869.3955 | 0.16138 | 695.386 | 0.04924
| 704.0607 | -0.00064517 | 703.7751 | -6.6221e-05 | 580.5534 | 0.00186 | 704.0607 | -0.00032221 | 703.7751 | 0.00066711 | 695.9275 | -0.00031991 | 703.7751 | -0.00069556 | 704.0608 | 0 | 695.6143 | 0.00032593 | 580.5534 | 0.01737 | 704.0608 | 0 | 704.0607 | 0 | 698.57 | -0.00037928 | 704.0608 | 0 | 582.9042 | 1.6395e-07 | 704.0608 | 0 | 704.0607 | 0 | 703.7751 | 0.0032 | 869.5627 | 0.00364 | 703.7751 | -0.0028543 | 868.9533 | 0.16435 | 869.5627 | 0.16259 | 695.6143 | 0.04765
| 704.2946 | 0.00078072 | 704.0092 | 8.3172e-06 | 580.6708 | 0 | 704.2946 | -0.00049009 | 704.0092 | -0.0007159 | 696.1592 | -7.7113e-06 | 704.0092 | 0.00052025 | 704.2946 | 0.00057171 | 695.8426 | 0.0021819 | 580.6708 | 0.01649 | 704.2946 | 0.00035966 | 704.2946 | 0.00023356 | 698.8 | -0.0030125 | 704.2946 | 0.00014381 | 583.0232 | 0 | 704.2946 | 0.00053517 | 704.2946 | 0.00061784 | 704.0091 | 0.00463 | 869.73 | 0.00545 | 704.0092 | 0.002286 | 869.1209 | 0.15933 | 869.73 | 0.16301 | 695.8426 | 0.04674
| 704.5284 | 0.00071194 | 704.2433 | -0.00010944 | 580.7882 | 0.00109 | 704.5284 | -0.00060047 | 704.2433 | -0.00028952 | 696.3909 | -0.00032288 | 704.2433 | -0.00079429 | 704.5284 | 0 | 696.0709 | -0.00071288 | 580.7882 | 0.01833 | 704.5284 | 0 | 704.5284 | 0 | 699.04 | -0.00086692 | 704.5284 | 0 | 583.1421 | 1.4053e-07 | 704.5284 | 0 | 704.5284 | 0 | 704.2433 | 0.00323 | 869.8973 | 0.00306 | 704.2433 | -0.00083591 | 869.2885 | 0.15307 | 869.8973 | 0.16461 | 696.0709 | 0.04621
| 704.7622 | 0.0012279 | 704.4774 | -8.1528e-05 | 580.9056 | 0 | 704.7622 | -0.00021161 | 704.4774 | -0.001181 | 696.6227 | 0.00028755 | 704.4774 | 0.00038908 | 704.7622 | 0.00070124 | 696.2992 | 6.0942e-05 | 580.9056 | 0.01617 | 704.7622 | 0.00036044 | 704.7622 | 0.00029702 | 699.27 | -2.1673e-05 | 704.7622 | 0.00024433 | 583.261 | 1.4053e-07 | 704.7622 | 0.00061367 | 704.7622 | 0.000446 | 704.4774 | 0.00433 | 870.0646 | 0.00438 | 704.4774 | 7.7147e-05 | 869.4561 | 0.14671 | 870.0646 | 0.16604 | 696.2992 | 0.04806
| 704.996 | 0.00098388 | 704.7115 | 4.1441e-06 | 581.0231 | 0.0016 | 704.996 | -0.0001179 | 704.7115 | 0.00015288 | 696.8544 | -0.00023201 | 704.7115 | -0.0006669 | 704.996 | 0 | 696.5275 | -0.0011707 | 581.0231 | 0.0141 | 704.996 | 0 | 704.996 | 0 | 699.51 | 0.0014088 | 704.996 | 0 | 583.38 | 3.0448e-07 | 704.996 | 0 | 704.996 | 0 | 704.7115 | 0.00332 | 870.2319 | 0.00327 | 704.7115 | -0.0014868 | 869.6237 | 0.13989 | 870.2319 | 0.16771 | 696.5275 | 0.04686
| 705.2299 | 0.00079433 | 704.9456 | 7.5055e-05 | 581.1405 | 0 | 705.2299 | 0.00045721 | 704.9456 | -0.0011022 | 697.0862 | 0.00019654 | 704.9456 | 0.00043136 | 705.2299 | 0.00013149 | 696.7558 | 0.00093467 | 581.1405 | 0.01464 | 705.2299 | 0.0007603 | 705.2299 | 0.00050892 | 699.74 | 0.0019614 | 705.2299 | 0.00024046 | 583.499 | 1.6395e-07 | 705.2299 | 0.00077593 | 705.2299 | 0.00072438 | 704.9456 | 0.00399 | 870.3992 | 0.00403 | 704.9456 | 0.00068343 | 869.7913 | 0.14103 | 870.3992 | 0.16805 | 696.7558 | 0.04573
| 705.4637 | 0.00026091 | 705.1798 | -0.0002529 | 581.2579 | 0.00154 | 705.4637 | -0.00015625 | 705.1798 | 9.6233e-05 | 697.3179 | -0.00030782 | 705.1798 | -0.00067187 | 705.4637 | 0 | 696.9841 | 0.00025141 | 581.2579 | 0.01467 | 705.4637 | 0 | 705.4637 | 0 | 699.97 | -0.00086692 | 705.4637 | 0 | 583.6179 | 2.1079e-07 | 705.4637 | 0 | 705.4637 | 0 | 705.1798 | 0.00313 | 870.5665 | 0.00295 | 705.1798 | 0.0007422 | 869.959 | 0.13013 | 870.5665 | 0.16839 | 696.9841 | 0.04513
| 705.6976 | 0.0002475 | 705.4139 | 0.00010136 | 581.3754 | 0 | 705.6976 | 3.2829e-05 | 705.4139 | -0.0017466 | 697.5497 | 0.0002273 | 705.4139 | 0.00047959 | 705.6976 | 0.000477 | 697.2125 | 0.001228 | 581.3754 | 0.01521 | 705.6976 | 0.00074357 | 705.6976 | 0.00035445 | 700.21 | 0.00079106 | 705.6976 | 0.00035458 | 583.7369 | 4.6843e-08 | 705.6976 | 0.00087778 | 705.6976 | 0.00053875 | 705.4139 | 0.00397 | 870.7338 | 0.00506 | 705.4139 | 0.00071774 | 870.1266 | 0.12689 | 870.7338 | 0.16847 | 697.2125 | 0.04659
| 705.9315 | 0.00013102 | 705.6481 | -9.4995e-05 | 581.4928 | 0.00090168 | 705.9315 | -0.00042717 | 705.6481 | -0.00033618 | 697.7815 | -0.00019918 | 705.6481 | -0.00056492 | 705.9314 | 0 | 697.4409 | -0.00087738 | 581.4928 | 0.01544 | 705.9314 | 0 | 705.9315 | 0 | 700.44 | -0.0010945 | 705.9314 | 0 | 583.8559 | 1.4053e-07 | 705.9314 | 0 | 705.9315 | 0 | 705.6481 | 0.00316 | 870.9011 | 0.00336 | 705.6481 | -0.0011414 | 870.2942 | 0.12339 | 870.9011 | 0.16916 | 697.4409 | 0.04579
| 706.1653 | 0.0011369 | 705.8822 | -8.6362e-06 | 581.6103 | 0 | 706.1653 | -0.00014174 | 705.8822 | -0.0012455 | 698.0133 | 0.00013863 | 705.8822 | 0.00043302 | 706.1653 | 0.00025668 | 697.6692 | 0.00080449 | 581.6103 | 0.01475 | 706.1653 | 0.00037752 | 706.1653 | 0.00034697 | 700.68 | 0.0016688 | 706.1653 | 0.0002818 | 583.9748 | 1.054e-07 | 706.1653 | 0.0010212 | 706.1653 | 0.00055264 | 705.8822 | 0.00355 | 871.0684 | 0.00536 | 705.8822 | 0.00012224 | 870.4619 | 0.12269 | 871.0684 | 0.16994 | 697.6692 | 0.04572
| 706.3992 | -0.00043978 | 706.1164 | -0.00023001 | 581.7278 | 0.00121 | 706.3992 | -0.00073708 | 706.1164 | 0.00016722 | 698.2451 | -0.00025521 | 706.1164 | -0.00068344 | 706.3992 | 0 | 697.8976 | 0.00026369 | 581.7278 | 0.01447 | 706.3992 | 0 | 706.3992 | 0 | 700.91 | 0.00010836 | 706.3992 | 0 | 584.0938 | 1.4053e-07 | 706.3992 | 0 | 706.3992 | 0 | 706.1164 | 0.00256 | 871.2358 | 0.00452 | 706.1164 | -0.00065604 | 870.6295 | 0.11559 | 871.2358 | 0.17103 | 697.8976 | 0.04352
| 706.6331 | 0.00025384 | 706.3506 | 2.49e-05 | 581.8453 | 0 | 706.6331 | -0.00024216 | 706.3506 | -0.0010034 | 698.4769 | 3.8788e-05 | 706.3506 | 0.00027171 | 706.6331 | 0.00028871 | 698.126 | 0.00066843 | 581.8453 | 0.01311 | 706.6331 | 0.00067657 | 706.6331 | 0.00036633 | 701.14 | 0.0016038 | 706.6331 | 0.00014894 | 584.2128 | 4.6843e-08 | 706.6331 | 0.00076795 | 706.6331 | 0.00042049 | 706.3506 | 0.00329 | 871.4031 | 0.00468 | 706.3506 | -0.00042398 | 870.7971 | 0.11117 | 871.4031 | 0.17219 | 698.126 | 0.04455
| 706.867 | 3.7291e-05 | 706.5848 | -4.1409e-05 | 581.9628 | 0.00055488 | 706.867 | -0.00067145 | 706.5848 | 0.00062752 | 698.7087 | -0.00019895 | 706.5848 | -0.00072117 | 706.867 | 0 | 698.3543 | 0.00023311 | 581.9628 | 0.01305 | 706.867 | 0 | 706.867 | 0 | 701.38 | 0.00069354 | 706.867 | 0 | 584.3317 | 3.7475e-07 | 706.867 | 0 | 706.867 | 0 | 706.5848 | 0.00223 | 871.5704 | 0.00399 | 706.5848 | -0.0015295 | 870.9648 | 0.10473 | 871.5704 | 0.17344 | 698.3543 | 0.04417
| 707.101 | 0.00081777 | 706.819 | 0.00016634 | 582.0802 | 0 | 707.101 | -4.1741e-05 | 706.819 | -0.00083393 | 698.9406 | 7.3264e-05 | 706.819 | 0.0003349 | 707.1009 | 0.00064895 | 698.5827 | 0.00021483 | 582.0802 | 0.01498 | 707.1009 | 0.00060846 | 707.101 | 0.00055336 | 701.61 | 0.00014088 | 707.1009 | 0.00092919 | 584.4507 | 3.279e-07 | 707.1009 | 0.00071275 | 707.101 | 0.0005591 | 706.819 | 0.00336 | 871.7377 | 0.00406 | 706.819 | 0.0015909 | 871.1324 | 0.10555 | 871.7377 | 0.17467 | 698.5827 | 0.04389
| 707.3348 | -0.00034631 | 707.0532 | -6.5756e-05 | 582.1977 | 0.00208 | 707.3348 | 0.00014394 | 707.0532 | 0.00047995 | 699.1724 | -0.00024475 | 707.0532 | -0.00071019 | 707.3349 | 0 | 698.8111 | -0.0017187 | 582.1977 | 0.01441 | 707.3349 | 0 | 707.3348 | 0 | 701.85 | -0.00080189 | 707.3349 | 0 | 584.5697 | 5.7383e-07 | 707.3349 | 0 | 707.3348 | 0 | 707.0533 | 0.00242 | 871.905 | 0.00392 | 707.0532 | -0.0011552 | 871.3001 | 0.09903 | 871.905 | 0.17627 | 698.8111 | 0.04266
| 707.5688 | 0.00093583 | 707.2875 | -4.0175e-05 | 582.3152 | 0 | 707.5688 | 0.00047577 | 707.2875 | -0.0012636 | 699.4043 | 0.00018835 | 707.2875 | 0.00035716 | 707.5688 | 0.00070245 | 699.0396 | 0.0014721 | 582.3152 | 0.01311 | 707.5688 | 0.00016566 | 707.5688 | 0.00028271 | 702.08 | 0.002384 | 707.5688 | 0.00017613 | 584.6887 | 2.4593e-07 | 707.5688 | 0.00016122 | 707.5688 | 0.00077376 | 707.2875 | 0.00352 | 872.0724 | 0.00538 | 707.2875 | 7.419e-05 | 871.4677 | 0.10055 | 872.0724 | 0.17766 | 699.0395 | 0.0434
| 707.8027 | -0.00066274 | 707.5217 | -0.00014131 | 582.4328 | 0.00086701 | 707.8027 | -0.00088162 | 707.5217 | 0.00043593 | 699.6362 | -0.00018026 | 707.5217 | -0.00064852 | 707.8028 | 0 | 699.2679 | 0.0001075 | 582.4328 | 0.01422 | 707.8028 | 0 | 707.8027 | 0 | 702.32 | -0.0010945 | 707.8028 | 0 | 584.8077 | 1.0891e-06 | 707.8028 | 0 | 707.8027 | 0 | 707.5217 | 0.00196 | 872.2397 | 0.00399 | 707.5217 | 1.1785e-05 | 871.6354 | 0.08985 | 872.2397 | 0.17899 | 699.2679 | 0.04281
| 708.0367 | 0.00088233 | 707.756 | -5.7859e-05 | 582.5503 | 0 | 708.0367 | 0.00015084 | 707.756 | -0.00043694 | 699.868 | 6.5468e-05 | 707.756 | 0.00040939 | 708.0367 | 0.00041009 | 699.4964 | 0.0010753 | 582.5503 | 0.01322 | 708.0367 | 0.00079076 | 708.0367 | 0.00023405 | 702.55 | 0.00027091 | 708.0367 | 0.00037576 | 584.9266 | 8.4318e-07 | 708.0367 | 0.000716 | 708.0367 | 0.00049145 | 707.756 | 0.00287 | 872.407 | 0.00599 | 707.756 | -0.00011155 | 871.803 | 0.09115 | 872.407 | 0.17965 | 699.4964 | 0.04344
| 708.2707 | -0.00014807 | 707.9902 | -0.00031783 | 582.6678 | 0.00062425 | 708.2707 | -0.00070783 | 707.9902 | 0.00013329 | 700.0999 | -0.00027085 | 707.9902 | -0.00082362 | 708.2707 | 0 | 699.7248 | -0.00045362 | 582.6678 | 0.01419 | 708.2707 | 0 | 708.2707 | 0 | 702.78 | -0.001257 | 708.2707 | 0 | 585.0456 | 4.169e-06 | 708.2707 | 0 | 708.2707 | 0 | 707.9902 | 0.00171 | 872.5744 | 0.00287 | 707.9902 | -0.0022427 | 871.9707 | 0.08273 | 872.5744 | 0.1806 | 699.7248 | 0.04178
| 708.5046 | 0.00010651 | 708.2245 | 0.00013712 | 582.7853 | 0 | 708.5046 | 0.00038575 | 708.2245 | -0.0011658 | 700.3318 | 2.1496e-05 | 708.2245 | 0.00034185 | 708.5047 | 0.00043334 | 699.9532 | 0.001117 | 582.7853 | 0.01492 | 708.5047 | 0.00087559 | 708.5046 | 0.00050005 | 703.02 | -0.001062 | 708.5047 | 0.000358 | 585.1646 | 3.3259e-06 | 708.5047 | 0.00084874 | 708.5046 | 0.00072816 | 708.2245 | 0.00327 | 872.7417 | 0.00457 | 708.2245 | -0.00080478 | 872.1384 | 0.08479 | 872.7417 | 0.18168 | 699.9533 | 0.04222
| 708.7386 | -0.00085253 | 708.4588 | 1.7982e-05 | 582.9028 | 0.00168 | 708.7386 | -0.0015118 | 708.4588 | -0.00025692 | 700.5637 | -0.00040017 | 708.4588 | -0.00068242 | 708.7386 | 0 | 700.1817 | -0.0011624 | 582.9028 | 0.01308 | 708.7386 | 0 | 708.7386 | 0 | 703.25 | -0.0016147 | 708.7386 | 0 | 585.2836 | 2.6747e-05 | 708.7386 | 0 | 708.7387 | 0 | 708.4588 | 0.00183 | 872.909 | 0.00317 | 708.4588 | -0.00182 | 872.3061 | 0.07919 | 872.909 | 0.18282 | 700.1817 | 0.04246
| 708.9727 | 0.00017887 | 708.693 | 0.00026792 | 583.0204 | 0 | 708.9727 | -0.0001919 | 708.693 | -0.0013848 | 700.7956 | 0.00028333 | 708.693 | 0.00058118 | 708.9726 | 0.00075856 | 700.4102 | 0.001074 | 583.0204 | 0.01424 | 708.9726 | 0.00076732 | 708.9727 | 0.00065176 | 703.49 | -0.00024923 | 708.9726 | 0.00077295 | 585.4026 | 2.3422e-05 | 708.9726 | 0.0008637 | 708.9727 | 0.00051926 | 708.693 | 0.00324 | 873.0764 | 0.00494 | 708.693 | 0.00040467 | 872.4737 | 0.07843 | 873.0764 | 0.18369 | 700.4102 | 0.04192
| 709.2067 | -0.00062561 | 708.9273 | -0.00027261 | 583.1379 | 0.00199 | 709.2067 | 1.9537e-05 | 708.9273 | 0.00012143 | 701.0275 | -0.00021732 | 708.9273 | -0.00080476 | 709.2067 | 0 | 700.6387 | -0.00038748 | 583.1379 | 0.01353 | 709.2067 | 0 | 709.2067 | 0 | 703.72 | -0.0019397 | 709.2067 | 0 | 585.5216 | 3.9992e-05 | 709.2067 | 0 | 709.2067 | 0 | 708.9273 | 0.00126 | 873.2437 | 0.00343 | 708.9273 | -0.0016186 | 872.6414 | 0.07247 | 873.2437 | 0.18472 | 700.6387 | 0.04197
| 709.4407 | 0.00092758 | 709.1616 | -0.0001184 | 583.2555 | 0 | 709.4407 | 1.6408e-05 | 709.1616 | -0.0011939 | 701.2595 | 1.9789e-05 | 709.1616 | 0.00032284 | 709.4407 | 0 | 700.8671 | -7.5902e-05 | 583.2555 | 0.01316 | 709.4407 | 0.00036968 | 709.4407 | 0.00028394 | 703.96 | 0.00098612 | 709.4407 | 7.8596e-06 | 585.6406 | 1.6571e-05 | 709.4407 | 0.00028277 | 709.4407 | 0.00036116 | 709.1617 | 0.00253 | 873.4111 | 0.00448 | 709.1616 | 0.00065437 | 872.8091 | 0.07333 | 873.4111 | 0.18554 | 700.8671 | 0.04193
| 709.6747 | -3.1879e-05 | 709.396 | -0.00016569 | 583.3731 | 0.00064159 | 709.6747 | -0.00032899 | 709.396 | -0.00011247 | 701.4914 | -0.00034713 | 709.396 | -0.00072337 | 709.6747 | 0 | 701.0956 | 0.00027298 | 583.3731 | 0.01263 | 709.6747 | 0 | 709.6747 | 0 | 704.19 | -0.00057433 | 709.6747 | 0 | 585.7596 | 0.00014651 | 709.6747 | 0 | 709.6747 | 0 | 709.396 | 0.00179 | 873.5784 | 0.00299 | 709.396 | -0.00075767 | 872.9768 | 0.06813 | 873.5784 | 0.18692 | 701.0956 | 0.04048
| 709.9088 | 0.00086429 | 709.6303 | 3.6673e-05 | 583.4906 | 0 | 709.9088 | -0.00057966 | 709.6303 | -0.0011849 | 701.7233 | 0.00024518 | 709.6303 | 0.00043397 | 709.9087 | 0.00060555 | 701.3241 | 0.00017741 | 583.4906 | 0.01271 | 709.9087 | 0.00070711 | 709.9088 | 0.0002195 | 704.42 | 0.00088859 | 709.9087 | 0.00024725 | 585.8786 | 0.00013042 | 709.9087 | 0.00051737 | 709.9088 | 0.00041586 | 709.6303 | 0.00257 | 873.7458 | 0.00429 | 709.6303 | 0.0018247 | 873.1445 | 0.06191 | 873.7458 | 0.18785 | 701.3241 | 0.04053
| 710.1428 | 0.00036017 | 709.8646 | -5.6791e-05 | 583.6082 | 0.00109 | 710.1428 | -0.00078169 | 709.8646 | -8.5826e-05 | 701.9553 | -0.00015402 | 709.8646 | -0.00065742 | 710.1428 | 0 | 701.5526 | -0.00072675 | 583.6082 | 0.01299 | 710.1428 | 0 | 710.1428 | 0 | 704.66 | 0.0013763 | 710.1428 | 0 | 585.9977 | 0.00045595 | 710.1428 | 0 | 710.1428 | 0 | 709.8646 | 0.00172 | 873.9131 | 0.00366 | 709.8646 | -0.00049849 | 873.3121 | 0.06473 | 873.9131 | 0.18974 | 701.5526 | 0.04082
| 710.3768 | 0.00075949 | 710.099 | -1.6117e-05 | 583.7258 | 0 | 710.3768 | -9.7318e-05 | 710.099 | -0.00039341 | 702.1873 | 0.00023255 | 710.099 | 0.00039552 | 710.3768 | 0.00032342 | 701.7811 | 0.0019197 | 583.7258 | 0.01166 | 710.3768 | 0.0006069 | 710.3768 | 0.0003357 | 704.89 | 4.3346e-05 | 710.3768 | 0.00011062 | 586.1167 | 0.00045541 | 710.3768 | 0.00069221 | 710.3768 | 0.00057978 | 710.099 | 0.00237 | 874.0805 | 0.00563 | 710.099 | 0.00049935 | 873.4799 | 0.05967 | 874.0805 | 0.19099 | 701.7811 | 0.04015
| 710.6109 | -0.00013243 | 710.3333 | -7.0721e-06 | 583.8434 | 0.00095371 | 710.6109 | -0.0008194 | 710.3333 | 0.00065272 | 702.4193 | -0.0001307 | 710.3333 | -0.00064185 | 710.6109 | 0 | 702.0096 | -0.00089628 | 583.8434 | 0.01339 | 710.6109 | 0 | 710.6109 | 0 | 705.13 | -8.6692e-05 | 710.6109 | 0 | 586.2357 | 0.00111 | 710.6109 | 0 | 710.6109 | 0 | 710.3333 | 0.0016 | 874.2479 | 0.00338 | 710.3333 | -0.00097719 | 873.6476 | 0.05043 | 874.2479 | 0.19252 | 702.0096 | 0.03949
| 710.845 | 0.00041705 | 710.5677 | 0.00022372 | 583.961 | 0 | 710.845 | -3.9837e-05 | 710.5677 | -0.00144 | 702.6512 | 2.796e-05 | 710.5677 | 0.00061984 | 710.845 | 0.00039779 | 702.2382 | -0.00041024 | 583.961 | 0.01384 | 710.845 | 0.000433 | 710.845 | 0.0003104 | 705.36 | -0.00021673 | 710.845 | 0.00052866 | 586.3547 | 0.00085516 | 710.845 | 0.00092283 | 710.845 | 0.00051342 | 710.5677 | 0.00247 | 874.4152 | 0.00526 | 710.5677 | -0.00057999 | 873.8152 | 0.05521 | 874.4152 | 0.1931 | 702.2382 | 0.0396
| 711.0791 | -8.2217e-05 | 710.802 | -0.0009479 | 584.0786 | 0.00125 | 711.0791 | -0.00028872 | 710.802 | 0.00015768 | 702.8832 | -4.0956e-05 | 710.802 | -0.00070352 | 711.0791 | 0 | 702.4667 | -0.0014277 | 584.0786 | 0.01243 | 711.0791 | 0 | 711.0791 | 0 | 705.6 | -0.0012245 | 711.0791 | 0 | 586.4737 | 0.00155 | 711.0791 | 0 | 711.0791 | 0 | 710.8021 | 0.00109 | 874.5826 | 0.00309 | 710.802 | -0.0015369 | 873.9829 | 0.04877 | 874.5826 | 0.19426 | 702.4667 | 0.03809
| 711.3132 | 0.00063406 | 711.0364 | 0.00057579 | 584.1962 | 0 | 711.3132 | 0.00056058 | 711.0364 | -0.00083608 | 703.1152 | 0.00027014 | 711.0364 | 0.00038717 | 711.3132 | 0.00077998 | 702.6953 | 0.00090422 | 584.1962 | 0.01174 | 711.3132 | 0.00050833 | 711.3132 | 0.00041752 | 705.83 | -0.00060684 | 711.3132 | 0.00017702 | 586.5928 | 0.00128 | 711.3132 | 0.00052797 | 711.3132 | 0.00054029 | 711.0364 | 0.00242 | 874.75 | 0.00527 | 711.0364 | 0.00080497 | 874.1507 | 0.05205 | 874.75 | 0.19454 | 702.6953 | 0.04075
| 711.5473 | -0.0001624 | 711.2708 | -0.00055375 | 584.3138 | 0.00031212 | 711.5473 | -0.00013108 | 711.2708 | 6.4877e-05 | 703.3472 | -0.00016466 | 711.2708 | -0.00069139 | 711.5473 | 0 | 702.9238 | 0.00028716 | 584.3138 | 0.01229 | 711.5473 | 0 | 711.5473 | 0 | 706.06 | -0.0020047 | 711.5473 | 0 | 586.7118 | 0.00216 | 711.5473 | 0 | 711.5473 | 0 | 711.2708 | 0.00142 | 874.9173 | 0.00376 | 711.2708 | 0.00019056 | 874.3184 | 0.05361 | 874.9173 | 0.19533 | 702.9238 | 0.03896
| 711.7814 | 0.000781 | 711.5052 | -0.00033726 | 584.4314 | 0 | 711.7814 | 0.00010516 | 711.5052 | -0.0010367 | 703.5793 | 0.00010928 | 711.5052 | 0.0004654 | 711.7814 | 0.00058816 | 703.1524 | 0.00045845 | 584.4314 | 0.01035 | 711.7814 | 0.00012918 | 711.7814 | 0.00015709 | 706.3 | 0.00066102 | 711.7814 | 0.00052791 | 586.8308 | 0.00249 | 711.7814 | 0.00048703 | 711.7814 | 0.00034411 | 711.5052 | 0.00213 | 875.0847 | 0.00401 | 711.5052 | 0.0001434 | 874.4861 | 0.05351 | 875.0847 | 0.19547 | 703.1524 | 0.03842
| 712.0155 | -6.7174e-05 | 711.7396 | 0.00031238 | 584.549 | 0.00109 | 712.0155 | -0.00088944 | 711.7396 | 4.4872e-06 | 703.8113 | -0.00014918 | 711.7396 | -0.00063875 | 712.0155 | 0 | 703.381 | 0.00081927 | 584.549 | 0.01251 | 712.0155 | 0 | 712.0155 | 0 | 706.53 | -0.00067186 | 712.0155 | 0 | 586.9498 | 0.00319 | 712.0155 | 0 | 712.0155 | 0 | 711.7396 | 0.00119 | 875.2521 | 0.00424 | 711.7396 | 0.0013863 | 874.6538 | 0.05151 | 875.2521 | 0.19672 | 703.381 | 0.03852
| 712.2496 | 0.0011036 | 711.9741 | -0.0001592 | 584.6667 | 0 | 712.2496 | 0.00098115 | 711.9741 | -0.00066359 | 704.0433 | 0.00024924 | 711.9741 | 0.00031141 | 712.2497 | 0.00034211 | 703.6096 | 0.00035986 | 584.6667 | 0.01129 | 712.2497 | 0.00034742 | 712.2496 | 7.06e-05 | 706.77 | -0.00073687 | 712.2497 | 0.00043233 | 587.0689 | 0.00297 | 712.2497 | 0.00048968 | 712.2496 | 0.00048026 | 711.9741 | 0.00231 | 875.4195 | 0.00483 | 711.9741 | -0.00039718 | 874.8215 | 0.04715 | 875.4195 | 0.19779 | 703.6096 | 0.04011
| 712.4838 | 0.00021768 | 712.2085 | 9.6385e-05 | 584.7843 | 0.00144 | 712.4838 | -0.00090691 | 712.2085 | 0.00036601 | 704.2754 | -0.00016242 | 712.2085 | -0.00072382 | 712.4838 | 0 | 703.8381 | 0.00045396 | 584.7843 | 0.01214 | 712.4838 | 0 | 712.4838 | 0 | 707 | -0.00054182 | 712.4838 | 0 | 587.1879 | 0.00305 | 712.4838 | 0 | 712.4838 | 0 | 712.2085 | 0.00197 | 875.5869 | 0.00306 | 712.2085 | -0.00060294 | 874.9893 | 0.04089 | 875.5869 | 0.19921 | 703.8381 | 0.03775
| 712.718 | 0.0011082 | 712.4429 | 0.00062742 | 584.902 | 0 | 712.718 | 0.00046183 | 712.4429 | -0.00059165 | 704.5074 | 0.00023065 | 712.4429 | 0.0004312 | 712.718 | 0.00045416 | 704.0668 | 0.00039938 | 584.902 | 0.01294 | 712.718 | 0.00038085 | 712.718 | 0.00034481 | 707.24 | 0.0002384 | 712.718 | 4.2421e-05 | 587.307 | 0.00291 | 712.718 | 0.00075924 | 712.718 | 0.00059736 | 712.4429 | 0.00199 | 875.7542 | 0.0045 | 712.4429 | 0.00040107 | 875.157 | 0.03479 | 875.7542 | 0.19991 | 704.0668 | 0.0386
| 712.9521 | -0.00027076 | 712.6774 | -0.00047957 | 585.0196 | 0 | 712.9521 | -0.00047492 | 712.6774 | 4.0699e-06 | 704.7395 | -0.00017047 | 712.6774 | -0.00070023 | 712.9521 | 0 | 704.2953 | -0.00033431 | 585.0196 | 0.01021 | 712.9521 | 0 | 712.9521 | 0 | 707.47 | -0.0012895 | 712.9521 | 0 | 587.426 | 0.00369 | 712.9521 | 0 | 712.9521 | 0 | 712.6774 | 0.00106 | 875.9216 | 0.00441 | 712.6774 | 0.00060648 | 875.3247 | 0.02869 | 875.9216 | 0.20068 | 704.2953 | 0.03715
| 713.1863 | 0.00043326 | 712.9118 | 0.0001648 | 585.1373 | 0 | 713.1863 | 0.00051209 | 712.9118 | -0.00077499 | 704.9716 | 0.00015571 | 712.9118 | 0.00050185 | 713.1863 | 0.00021452 | 704.524 | 0.00091422 | 585.1373 | 0.01084 | 713.1863 | 0.00072009 | 713.1863 | 0.00043607 | 707.7 | 0.0023515 | 713.1863 | 0.00049234 | 587.5451 | 0.00352 | 713.1863 | 0.00081262 | 713.1863 | 0.00063769 | 712.9118 | 0.00204 | 876.089 | 0.00413 | 712.9118 | 0.00025328 | 875.4925 | 0.04089 | 876.089 | 0.20088 | 704.524 | 0.03718
| 713.4205 | 2.1082e-05 | 713.1463 | -0.00020616 | 585.2549 | 0.00058956 | 713.4205 | -0.001099 | 713.1463 | -0.00026669 | 705.2037 | -0.00032864 | 713.1463 | -0.00067984 | 713.4205 | 0 | 704.7526 | 0.0005307 | 585.2549 | 0.01209 | 713.4205 | 0 | 713.4205 | 0 | 707.94 | -0.0021673 | 713.4205 | 0 | 587.6641 | 0.00428 | 713.4205 | 0 | 713.4205 | 0 | 713.1463 | 0.00114 | 876.2564 | 0.00345 | 713.1463 | -0.00076605 | 875.6602 | 0.02605 | 876.2564 | 0.20176 | 704.7526 | 0.03523
| 713.6547 | 0.00026655 | 713.3808 | -0.0011856 | 585.3726 | 0 | 713.6547 | 0.00044205 | 713.3808 | -0.0010991 | 705.4358 | 0.00032325 | 713.3808 | 0.00047615 | 713.6547 | 0.0002393 | 704.9813 | 0.0005677 | 585.3726 | 0.01183 | 713.6547 | 0.000956 | 713.6547 | 0.00052092 | 708.17 | -0.0011595 | 713.6547 | 0.00064694 | 587.7832 | 0.00406 | 713.6547 | 0.00054063 | 713.6547 | 0.00044392 | 713.3808 | 0.00149 | 876.4238 | 0.00599 | 713.3808 | 0.0017762 | 875.8279 | 0.02687 | 876.4238 | 0.20265 | 704.9813 | 0.03657
| 713.8889 | 9.5866e-05 | 713.6153 | 0.00020133 | 585.4903 | 0.0014 | 713.8889 | -0.00041606 | 713.6153 | 0.00031921 | 705.6678 | -0.00018354 | 713.6153 | -0.00056023 | 713.8889 | 0 | 705.2099 | -0.00046497 | 585.4903 | 0.00931 | 713.8889 | 0 | 713.8889 | 0 | 708.41 | -0.0024274 | 713.8889 | 0 | 587.9022 | 0.00483 | 713.8889 | 0 | 713.8889 | 0 | 713.6152 | 0.00106 | 876.5912 | 0.00334 | 713.6153 | 0.00040892 | 875.9957 | 0.02287 | 876.5912 | 0.20406 | 705.2099 | 0.03671
| 714.1231 | 0.00068608 | 713.8497 | 0.00052527 | 585.608 | 0 | 714.1231 | 0.00057435 | 713.8497 | -0.0010792 | 705.9 | 0.00021593 | 713.8497 | 0.00041646 | 714.1231 | 0.00035839 | 705.4385 | -0.00018461 | 585.608 | 0.01027 | 714.1231 | 0.00064015 | 714.1231 | 0.00036659 | 708.64 | -0.00050931 | 714.1231 | 0.00046162 | 588.0213 | 0.00465 | 714.1231 | 0.00079612 | 714.1231 | 0.00058728 | 713.8497 | 0.00183 | 876.7586 | 0.00483 | 713.8497 | 0.00043001 | 876.1634 | 0.02835 | 876.7586 | 0.20553 | 705.4385 | 0.03665
| 714.3574 | -0.00035661 | 714.0843 | -0.0007574 | 585.7257 | 0.00060691 | 714.3574 | -0.00011366 | 714.0843 | 0.0007016 | 706.1321 | -0.00028982 | 714.0843 | -0.00058964 | 714.3573 | 0 | 705.6672 | -0.00015243 | 585.7257 | 0.01282 | 714.3573 | 0 | 714.3574 | 0 | 708.88 | 0.0009211 | 714.3573 | 0 | 588.1403 | 0.00549 | 714.3573 | 0 | 714.3574 | 0 | 714.0842 | 0.00104 | 876.926 | 0.00371 | 714.0843 | -0.00010888 | 876.3312 | 0.02905 | 876.926 | 0.2072 | 705.6672 | 0.03535
| 714.5916 | -0.00021894 | 714.3188 | 6.487e-05 | 585.8434 | 0 | 714.5916 | -9.3087e-05 | 714.3188 | -0.0012298 | 706.3643 | 0.00026245 | 714.3188 | 0.00029685 | 714.5916 | 0.00028805 | 705.8959 | 0.000796 | 585.8434 | 0.01163 | 714.5916 | 0.00054143 | 714.5916 | 0.00031175 | 709.11 | -0.0011595 | 714.5916 | 0.0005946 | 588.2594 | 0.00534 | 714.5916 | 0.00048135 | 714.5915 | 0.00049561 | 714.3188 | 0.00157 | 877.0934 | 0.00524 | 714.3188 | 0.00030658 | 876.4989 | 0.03025 | 877.0934 | 0.2085 | 705.8959 | 0.03712
| 714.8258 | 0.0001741 | 714.5533 | -0.0014035 | 585.9611 | 0.00128 | 714.8258 | -0.00057646 | 714.5533 | 0.00030924 | 706.5964 | -0.00021636 | 714.5533 | -0.00067129 | 714.8258 | 0 | 706.1246 | 0.0007064 | 585.9611 | 0.01115 | 714.8258 | 0 | 714.8258 | 0 | 709.35 | -0.0010295 | 714.8258 | 0 | 588.3785 | 0.00636 | 714.8258 | 0 | 714.8258 | 0 | 714.5533 | 0.0004927 | 877.2608 | 0.00424 | 714.5533 | -0.0013274 | 876.6667 | 0.02787 | 877.2608 | 0.20949 | 706.1246 | 0.03501
| 715.0601 | 0.00077881 | 714.7878 | -0.00036898 | 586.0788 | 0 | 715.0601 | -0.00011581 | 714.7878 | -0.00078973 | 706.8286 | 0.00032595 | 714.7878 | 0.00039402 | 715.0601 | 0.00042064 | 706.3533 | 0.00046223 | 586.0788 | 0.01052 | 715.0601 | 0.00061079 | 715.0601 | 0.00032564 | 709.58 | -0.0010945 | 715.0601 | 0.00047589 | 588.4975 | 0.0061 | 715.0601 | 0.00078716 | 715.0601 | 0.00055403 | 714.7878 | 0.00195 | 877.4282 | 0.00643 | 714.7878 | -0.00021466 | 876.8345 | 0.02389 | 877.4282 | 0.21001 | 706.3533 | 0.03628
| 715.2943 | 0.00034649 | 715.0224 | -0.00085908 | 586.1965 | 0.00158 | 715.2943 | -0.0001057 | 715.0224 | 5.6429e-05 | 707.0607 | -4.9854e-05 | 715.0224 | -0.00066691 | 715.2943 | 0 | 706.582 | -0.000276 | 586.1965 | 0.01101 | 715.2943 | 0 | 715.2943 | 0 | 709.81 | -0.00018422 | 715.2943 | 0 | 588.6166 | 0.00701 | 715.2943 | 0 | 715.2943 | 0 | 715.0224 | 0.00063818 | 877.5956 | 0.00322 | 715.0224 | 0.00020564 | 877.0022 | 0.02953 | 877.5956 | 0.211 | 706.582 | 0.03388
| 715.5286 | -8.9812e-05 | 715.2569 | 0.00025562 | 586.3142 | 0 | 715.5286 | 0.000118 | 715.2569 | -0.00098918 | 707.2928 | 0.00016552 | 715.2569 | 0.00030947 | 715.5286 | 0.00042305 | 706.8107 | 0.00075334 | 586.3142 | 0.00913 | 715.5286 | 0.00053263 | 715.5286 | 0.00024595 | 710.05 | 0.00027091 | 715.5286 | 0.00048963 | 588.7357 | 0.00676 | 715.5286 | 0.00076736 | 715.5286 | 0.00055725 | 715.2569 | 0.00167 | 877.7631 | 0.00392 | 715.2569 | -0.0002685 | 877.17 | 0.02297 | 877.7631 | 0.21205 | 706.8107 | 0.0348
| 715.7629 | -0.00060397 | 715.4915 | 0.00012718 | 586.432 | 0.00111 | 715.7629 | -0.00030936 | 715.4915 | 0.0011553 | 707.525 | -0.00024082 | 715.4915 | -0.00064256 | 715.7629 | 0 | 707.0394 | -0.001506 | 586.432 | 0.00996 | 715.7629 | 0 | 715.7629 | 0 | 710.28 | -2.1673e-05 | 715.7629 | 0 | 588.8547 | 0.00796 | 715.7629 | 0 | 715.7629 | 0 | 715.4915 | 0.00075064 | 877.9305 | 0.00378 | 715.4915 | -0.0017045 | 877.3378 | 0.02297 | 877.9305 | 0.21378 | 707.0394 | 0.03435
| 715.9972 | 0.000844 | 715.726 | 0.00073701 | 586.5497 | 0 | 715.9972 | 0.00063912 | 715.726 | -0.00079363 | 707.7573 | 0.00033781 | 715.726 | 0.00044786 | 715.9972 | 0.00062711 | 707.2681 | 0.00033307 | 586.5497 | 0.0093 | 715.9972 | 0.00079742 | 715.9972 | 0.00047611 | 710.52 | -0.001322 | 715.9972 | 0.00042426 | 588.9738 | 0.00785 | 715.9972 | 0.00064694 | 715.9972 | 0.00049927 | 715.726 | 0.0017 | 878.0979 | 0.00408 | 715.726 | 0.0010757 | 877.5055 | 0.02179 | 878.0979 | 0.21535 | 707.2681 | 0.03445
| 716.2315 | 0.00014148 | 715.9606 | -0.00035952 | 586.6675 | 0.00173 | 716.2315 | -0.00086136 | 715.9606 | 0.00053818 | 707.9894 | -0.00031448 | 715.9606 | -0.00044484 | 716.2315 | 0 | 707.4968 | -0.00025448 | 586.6675 | 0.01078 | 716.2315 | 0 | 716.2315 | 0 | 710.75 | 0.0017663 | 716.2315 | 0 | 589.0929 | 0.00882 | 716.2315 | 0 | 716.2315 | 0 | 715.9606 | 0.00035475 | 878.2653 | 0.00702 | 715.9606 | -0.00061463 | 877.6733 | 0.01829 | 878.2653 | 0.2167 | 707.4968 | 0.03426
| 716.4658 | 0.0010533 | 716.1952 | -0.00076082 | 586.7852 | 0 | 716.4658 | 0.00077241 | 716.1952 | -0.00057216 | 708.2216 | 0.00023206 | 716.1952 | 0.00048155 | 716.4658 | 0.00062171 | 707.7256 | -0.00019529 | 586.7852 | 0.00936 | 716.4658 | 0.00077752 | 716.4658 | 0.00043879 | 710.99 | 0.0009211 | 716.4658 | 0.00021146 | 589.212 | 0.00854 | 716.4658 | 0.00051172 | 716.4658 | 0.00030979 | 716.1952 | 0.00156 | 878.4328 | 0.00295 | 716.1952 | 0.0018796 | 877.8411 | 0.01735 | 878.4328 | 0.21753 | 707.7256 | 0.03588
| 716.7001 | -4.3137e-05 | 716.4298 | -0.00061889 | 586.903 | 0.00091902 | 716.7001 | -0.00081532 | 716.4298 | 1.7325e-05 | 708.4539 | -0.00025317 | 716.4298 | -0.00076099 | 716.7001 | 0 | 707.9543 | 2.6401e-05 | 586.903 | 0.00973 | 716.7001 | 0 | 716.7001 | 0 | 711.22 | -0.00024923 | 716.7001 | 0 | 589.3311 | 0.00964 | 716.7001 | 0 | 716.7001 | 0 | 716.4298 | 0.00065065 | 878.6002 | 0.00294 | 716.4298 | 0.00030167 | 878.0089 | 0.01431 | 878.6002 | 0.21865 | 707.9543 | 0.03245
| 716.9344 | 0.00018552 | 716.6644 | -0.00063471 | 587.0207 | 0 | 716.9344 | 0.00025995 | 716.6644 | -0.00067979 | 708.6861 | 0.00014316 | 716.6644 | 0.00024818 | 716.9345 | 0.00044405 | 708.183 | 0.0010206 | 587.0207 | 0.008 | 716.9345 | 0.00037397 | 716.9344 | 0.00021224 | 711.46 | -0.00037928 | 716.9345 | 0.00021668 | 589.4502 | 0.0095 | 716.9345 | 0.0004294 | 716.9344 | 0.00039484 | 716.6644 | 0.00163 | 878.7676 | 0.00448 | 716.6644 | 0.0008796 | 878.1767 | 0.01475 | 878.7676 | 0.22004 | 708.183 | 0.0335
| 717.1688 | -0.00046524 | 716.899 | -4.9879e-05 | 587.1385 | 0.00153 | 717.1688 | -0.00088312 | 716.899 | -9.1107e-06 | 708.9183 | -1.836e-05 | 716.899 | -0.00058301 | 717.1688 | 0 | 708.4118 | 0.00069516 | 587.1385 | 0.00882 | 717.1688 | 0 | 717.1688 | 0 | 711.69 | 0.0011162 | 717.1688 | 0 | 589.5693 | 0.01059 | 717.1688 | 0 | 717.1688 | 0 | 716.899 | 0.00056218 | 878.9351 | 0.00383 | 716.899 | 5.8536e-05 | 878.3445 | 0.01027 | 878.9351 | 0.22227 | 708.4118 | 0.03292
| 717.4031 | 0.00087812 | 717.1337 | -0.0011234 | 587.2563 | 0 | 717.4031 | 0.00040161 | 717.1337 | -0.0011105 | 709.1506 | 0.00017269 | 717.1337 | 0.00045329 | 717.4032 | 0.00033867 | 708.6406 | 0.00062065 | 587.2563 | 0.00916 | 717.4032 | 0.00013715 | 717.4031 | 9.6488e-05 | 711.92 | 0.0010186 | 717.4032 | 0.00017609 | 589.6884 | 0.01031 | 717.4032 | 0.00040691 | 717.4031 | 0.00053232 | 717.1337 | 0.0015 | 879.1025 | 0.00441 | 717.1337 | -0.00063089 | 878.5123 | 0.01073 | 879.1025 | 0.22374 | 708.6406 | 0.03394
| 717.6375 | 0.00022708 | 717.3683 | -0.00041126 | 587.3741 | 0.00038148 | 717.6375 | -0.00054961 | 717.3683 | 0.00047611 | 709.3828 | -0.00025924 | 717.3683 | -0.0006758 | 717.6375 | 0 | 708.8694 | 0.00054408 | 587.3741 | 0.01075 | 717.6375 | 0 | 717.6375 | 0 | 712.16 | -0.00050931 | 717.6375 | 0 | 589.8075 | 0.01157 | 717.6375 | 0 | 717.6375 | 0 | 717.3683 | 6.9695e-05 | 879.2699 | 0.00309 | 717.3683 | 0.0015459 | 878.6801 | 0.01109 | 879.2699 | 0.22534 | 708.8694 | 0.03317
| 717.8719 | 0.00055857 | 717.603 | 8.3982e-05 | 587.4918 | 0 | 717.8719 | 0.00016645 | 717.603 | -0.00028781 | 709.6151 | 0.00011767 | 717.603 | 0.00035206 | 717.8719 | 0.00019418 | 709.0982 | 0.0010401 | 587.4918 | 0.00891 | 717.8719 | 0.0006626 | 717.8719 | 0.00011832 | 712.39 | -0.0023949 | 717.8719 | 0.0002692 | 589.9266 | 0.01136 | 717.8719 | 0.00069153 | 717.8719 | 0.00040957 | 717.6029 | 0.00139 | 879.4374 | 0.00515 | 717.603 | 0.0011711 | 878.8479 | 0.01123 | 879.4374 | 0.22559 | 709.0982 | 0.03349
| 718.1063 | 0.00028769 | 717.8376 | 1.6946e-05 | 587.6096 | 0.00036414 | 718.1063 | 0.00011166 | 717.8376 | -0.00020448 | 709.8474 | -7.526e-05 | 717.8376 | -0.00070145 | 718.1063 | 0 | 709.327 | -0.0010198 | 587.6096 | 0.01203 | 718.1063 | 0 | 718.1063 | 0 | 712.63 | 0.00040094 | 718.1063 | 0 | 590.0457 | 0.0124 | 718.1063 | 0 | 718.1063 | 0 | 717.8376 | 0.00050187 | 879.6048 | 0.00246 | 717.8376 | 0.0005027 | 879.0157 | 0.00547 | 879.6048 | 0.22651 | 709.327 | 0.03262
| 718.3407 | 0.0015054 | 718.0723 | 0.00057701 | 587.7275 | 0 | 718.3407 | 0.0004549 | 718.0723 | -0.00094749 | 710.0796 | 0.00022537 | 718.0723 | 0.00043153 | 718.3407 | 0.0003319 | 709.5558 | -0.00036996 | 587.7275 | 0.01098 | 718.3407 | 0.00055246 | 718.3407 | 0.00047659 | 712.86 | -0.001322 | 718.3407 | 0.00062704 | 590.1648 | 0.01176 | 718.3407 | 0.00080389 | 718.3407 | 0.00060003 | 718.0723 | 0.00151 | 879.7723 | 0.00441 | 718.0723 | -0.00022231 | 879.1835 | 0.00715 | 879.7723 | 0.22678 | 709.5558 | 0.03175
| 718.5751 | -0.00042007 | 718.3069 | -0.00088351 | 587.8453 | 0.00090168 | 718.5751 | -0.0010447 | 718.3069 | 0.00010255 | 710.3119 | -0.0001508 | 718.3069 | -0.00067592 | 718.5751 | 0 | 709.7846 | -0.00023544 | 587.8453 | 0.00996 | 718.5751 | 0 | 718.5751 | 0 | 713.1 | 0.00040094 | 718.5751 | 0 | 590.2839 | 0.01278 | 718.5751 | 0 | 718.5751 | 0 | 718.307 | 0.00012011 | 879.9397 | 0.00389 | 718.3069 | -0.00019098 | 879.3513 | 0.00459 | 879.9397 | 0.22788 | 709.7846 | 0.03119
| 718.8095 | 0.00023418 | 718.5416 | 7.7067e-05 | 587.9631 | 0 | 718.8095 | 5.3665e-05 | 718.5416 | -0.00058384 | 710.5442 | 0.00014223 | 718.5416 | 0.00037062 | 718.8095 | 0.0002992 | 710.0134 | 0.0010797 | 587.9631 | 0.01049 | 718.8095 | 0.00038617 | 718.8095 | 0.00034376 | 713.33 | -0.0028825 | 718.8095 | 0.00043268 | 590.403 | 0.01267 | 718.8095 | 0.0008944 | 718.8095 | 0.00063157 | 718.5416 | 0.00108 | 880.1072 | 0.00464 | 718.5416 | 0.00045784 | 879.5191 | 0.00643 | 880.1072 | 0.22862 | 710.0134 | 0.0322
| 719.0439 | 5.9012e-05 | 718.7763 | -0.00019836 | 588.0809 | 0.0012 | 719.0439 | -0.0010853 | 718.7763 | 3.0242e-05 | 710.7765 | -0.00030073 | 718.7763 | -0.00072709 | 719.0439 | 0 | 710.2422 | -0.00068549 | 588.0809 | 0.00874 | 719.0439 | 0 | 719.0439 | 0 | 713.57 | 0.00040094 | 719.0439 | 0 | 590.5221 | 0.0141 | 719.0439 | 5.4812e-05 | 719.0439 | 0 | 718.7763 | 0.00057563 | 880.2746 | 0.00329 | 718.7763 | -0.00046094 | 879.687 | 0.00287 | 880.2746 | 0.23017 | 710.2423 | 0.0311
| 719.2783 | 0.00038031 | 719.011 | 0.00050832 | 588.1988 | 0 | 719.2783 | 0.00029387 | 719.011 | -0.00098431 | 711.0089 | 0.00016927 | 719.011 | 0.00050136 | 719.2783 | 0.00056074 | 710.4711 | 0.00077859 | 588.1988 | 0.0093 | 719.2783 | 0.00067013 | 719.2783 | 0.00037029 | 713.8 | 0.0014088 | 719.2783 | 0.00049486 | 590.6412 | 0.01383 | 719.2783 | 0.00066185 | 719.2783 | 0.00048955 | 719.011 | 0.00191 | 880.4421 | 0.0054 | 719.011 | -0.00022059 | 879.8548 | 0.00365 | 880.4421 | 0.23101 | 710.4711 | 0.03221
| 719.5128 | -0.0011428 | 719.2457 | -0.00012108 | 588.3166 | 0.00114 | 719.5128 | -0.00057718 | 719.2457 | 0.00026435 | 711.2411 | -9.5885e-05 | 719.2457 | -0.00059525 | 719.5128 | 0 | 710.7 | -0.00026275 | 588.3166 | 0.01024 | 719.5128 | 0 | 719.5128 | 0 | 714.04 | -0.0020372 | 719.5128 | 0 | 590.7603 | 0.01513 | 719.5128 | 0 | 719.5128 | 0 | 719.2457 | 0.00011452 | 880.6096 | 0.00255 | 719.2457 | -0.0012432 | 880.0226 | 0 | 880.6096 | 0.23216 | 710.6999 | 0.03096
| 719.7473 | 0.0010364 | 719.4805 | 0.00040876 | 588.4344 | 0 | 719.7473 | 0.0002309 | 719.4805 | -0.00097498 | 711.4735 | 0.0002301 | 719.4805 | 0.00038931 | 719.7472 | 0.0002767 | 710.9288 | 0.0015737 | 588.4344 | 0.00834 | 719.7472 | 0.00054135 | 719.7473 | 0.00031742 | 714.27 | 0.0014088 | 719.7472 | 0.0004735 | 590.8794 | 0.0151 | 719.7472 | 0.00083636 | 719.7473 | 0.00051478 | 719.4805 | 0.00147 | 880.777 | 0.00657 | 719.4805 | 0.00095447 | 880.1904 | 0.00353 | 880.777 | 0.23273 | 710.9288 | 0.03108
| 719.9817 | -0.00017163 | 719.7152 | -0.0002129 | 588.5523 | 0.00125 | 719.9817 | -0.00046467 | 719.7152 | 8.4539e-05 | 711.7058 | -0.00012958 | 719.7152 | -0.000653 | 719.9817 | 0 | 711.1577 | -0.00074988 | 588.5523 | 0.00874 | 719.9817 | 0 | 719.9817 | 0 | 714.51 | 0.00059601 | 719.9817 | 0 | 590.9986 | 0.01643 | 719.9817 | 0 | 719.9817 | 0 | 719.7152 | 0.00032954 | 880.9445 | 0.00426 | 719.7152 | -0.00079455 | 880.3583 | 0.00034999 | 880.9445 | 0.23431 | 711.1576 | 0.03095
| 720.2162 | 0.00065903 | 719.9499 | 0.00021852 | 588.6701 | 0 | 720.2162 | 0.0002061 | 719.9499 | -0.00082076 | 711.9382 | 0.00024927 | 719.9499 | 0.00036129 | 720.2162 | 0.00030581 | 711.3865 | 0.0005114 | 588.6701 | 0.00967 | 720.2162 | 0.00063387 | 720.2162 | 0.00049197 | 714.74 | 0.0016688 | 720.2162 | 0.0004819 | 591.1177 | 0.01605 | 720.2162 | 0.00045871 | 720.2162 | 0.00043093 | 719.9499 | 0.00112 | 881.1119 | 0.00457 | 719.9499 | 0.0017051 | 880.5261 | 2.6669e-05 | 881.1119 | 0.23573 | 711.3865 | 0.03153
| 720.4506 | -0.00055426 | 720.1847 | -0.0011013 | 588.788 | 0.00163 | 720.4506 | -0.00073877 | 720.1847 | 0.00033473 | 712.1705 | -0.00028373 | 720.1847 | -0.0005868 | 720.4506 | 0 | 711.6154 | -0.00070645 | 588.788 | 0.00879 | 720.4506 | 0 | 720.4506 | 0 | 714.97 | -0.0001192 | 720.4506 | 0 | 591.2368 | 0.01769 | 720.4506 | 0 | 720.4506 | 0 | 720.1847 | 0.00061464 | 881.2794 | 0.00301 | 720.1847 | 4.0686e-05 | 880.6939 | 0 | 881.2794 | 0.23756 | 711.6154 | 0.03068
| 720.6851 | 5.6205e-05 | 720.4194 | 0.0010617 | 588.9059 | 0 | 720.6851 | -0.000365 | 720.4194 | -0.0011469 | 712.403 | 0.00036399 | 720.4194 | 0.00042356 | 720.6851 | 0.00052928 | 711.8444 | 0.000803 | 588.9059 | 0.00834 | 720.6851 | 0.0005654 | 720.6851 | 0.00056567 | 715.21 | 0.00017338 | 720.6851 | 0.00062661 | 591.3559 | 0.01755 | 720.6851 | 0.00049084 | 720.6851 | 0.00051895 | 720.4194 | 0.00112 | 881.4469 | 0.00506 | 720.4194 | -0.00030876 | 880.8618 | 0 | 881.4469 | 0.23882 | 711.8444 | 0.02961
| 720.9196 | 5.237e-05 | 720.6542 | -0.0005178 | 589.0238 | 0.00050287 | 720.9196 | -0.00099806 | 720.6542 | 0.0001817 | 712.6353 | -1.6214e-05 | 720.6542 | -0.0005557 | 720.9196 | 0 | 712.0732 | -0.00082206 | 589.0238 | 0.00868 | 720.9196 | 0 | 720.9196 | 0 | 715.44 | -0.00099695 | 720.9196 | 0 | 591.4751 | 0.01935 | 720.9196 | 0 | 720.9196 | 0 | 720.6542 | 4.6427e-05 | 881.6144 | 0.0045 | 720.6542 | -0.00030447 | 881.0296 | 0 | 881.6144 | 0.24024 | 712.0732 | 0.03072
| 721.1542 | 0.00066476 | 720.889 | 0.00032298 | 589.1417 | 0 | 721.1542 | -0.00010065 | 720.889 | -0.00070032 | 712.8677 | -4.6427e-05 | 720.889 | 0.0004774 | 721.1541 | 0.00025752 | 712.3021 | -0.00026891 | 589.1417 | 0.00902 | 721.1541 | 0.00049303 | 721.1542 | 0.00034379 | 715.68 | 0.0024165 | 721.1541 | 0.00075974 | 591.5942 | 0.01919 | 721.1541 | 0.00072273 | 721.1542 | 0.00071497 | 720.889 | 0.00094066 | 881.7818 | 0.00406 | 720.889 | -0.00050936 | 881.1975 | 0 | 881.7818 | 0.24093 | 712.3021 | 0.03113
| 721.3887 | -6.3438e-05 | 721.1238 | 0.00028131 | 589.2595 | 0.00065893 | 721.3887 | -0.0006505 | 721.1238 | 0.00038862 | 713.1001 | -5.3402e-05 | 721.1238 | -0.00051673 | 721.3887 | 0 | 712.5311 | -0.0011933 | 589.2595 | 0.00783 | 721.3887 | 0 | 721.3887 | 0 | 715.91 | -0.0027849 | 721.3887 | 0 | 591.7133 | 0.02106 | 721.3887 | 0 | 721.3887 | 0 | 721.1238 | 0.00045388 | 881.9493 | 0.00338 | 721.1238 | -0.0015074 | 881.3653 | 0 | 881.9493 | 0.24192 | 712.5311 | 0.02928
| 721.6232 | -0.00012125 | 721.3586 | 0.00050788 | 589.3774 | 0 | 721.6232 | -0.00028642 | 721.3586 | -0.0006509 | 713.3325 | 9.8569e-05 | 721.3586 | 0.00056572 | 721.6232 | 0 | 712.76 | 0.0015611 | 589.3774 | 0.00817 | 721.6232 | 0.00054576 | 721.6232 | 0.00060036 | 716.15 | 0.00072604 | 721.6232 | 0.00063758 | 591.8325 | 0.02143 | 721.6232 | 0.000652 | 721.6232 | 0.00045626 | 721.3586 | 0.00146 | 882.1168 | 0.00605 | 721.3586 | 0.00055731 | 881.5332 | 0 | 882.1168 | 0.24285 | 712.76 | 0.03063
| 721.8577 | -0.00077997 | 721.5934 | -7.5269e-05 | 589.4954 | 0.00067626 | 721.8577 | -0.00024744 | 721.5934 | -0.00014069 | 713.5649 | -0.00026103 | 721.5934 | -0.0005594 | 721.8577 | 0 | 712.989 | -0.0002562 | 589.4954 | 0.008 | 721.8577 | 0 | 721.8577 | 0 | 716.38 | 0.00033593 | 721.8577 | 0 | 591.9516 | 0.02273 | 721.8577 | 0 | 721.8577 | 0 | 721.5934 | -7.5232e-05 | 882.2843 | 0.0035 | 721.5934 | -0.0011638 | 881.7011 | 0 | 882.2843 | 0.245 | 712.989 | 0.02892
| 722.0923 | 0.00051944 | 721.8282 | -0.00053253 | 589.6133 | 0 | 722.0923 | -0.00040904 | 721.8282 | -0.00057965 | 713.7974 | 0.00022335 | 721.8282 | 0.00028024 | 722.0923 | 0.00039921 | 713.2179 | -0.00018165 | 589.6133 | 0.00663 | 722.0923 | 0.00011555 | 722.0923 | 0.0001028 | 716.62 | -0.0011595 | 722.0923 | 0.00050398 | 592.0708 | 0.02295 | 722.0923 | 0.00061538 | 722.0923 | 0.00034578 | 721.8282 | 0.00062318 | 882.4518 | 0.00519 | 721.8282 | 0.00071401 | 881.8689 | 0 | 882.4518 | 0.24709 | 713.2179 | 0.03001
| 722.3268 | 0.0014397 | 722.063 | -0.0016382 | 589.7312 | 0.00139 | 722.3268 | -0.00066017 | 722.063 | -9.6897e-05 | 714.0298 | -0.00026405 | 722.063 | -0.00056178 | 722.3268 | 0 | 713.4468 | 0.00038131 | 589.7312 | 0.00755 | 722.3268 | 0 | 722.3268 | 0 | 716.85 | -0.00099695 | 722.3268 | 0 | 592.1899 | 0.02365 | 722.3268 | 0 | 722.3268 | 0 | 722.063 | 0.00045001 | 882.6193 | 0.00295 | 722.063 | 0.00049357 | 882.0368 | 0 | 882.6193 | 0.25 | 713.4468 | 0.02895
| 722.5614 | 0.0011441 | 722.2978 | 0.00066312 | 589.8491 | 0 | 722.5614 | -0.0004509 | 722.2978 | -0.00064824 | 714.2622 | 0.00022767 | 722.2978 | 0.00043498 | 722.5614 | 0.00049168 | 713.6758 | 0.0020121 | 589.8491 | 0.00899 | 722.5614 | 0.00079147 | 722.5614 | 0.00041497 | 717.09 | 0.002384 | 722.5614 | 0.00042397 | 592.3091 | 0.02375 | 722.5614 | 0.00068675 | 722.5614 | 0.00040637 | 722.2979 | 0.0011 | 882.7868 | 0.00436 | 722.2978 | 0.0014926 | 882.2047 | 0 | 882.7868 | 0.25224 | 713.6758 | 0.02895
| 722.796 | -6.4652e-05 | 722.5327 | -0.00069633 | 589.967 | 0.00113 | 722.796 | -0.00039975 | 722.5327 | -0.00019517 | 714.4947 | -0.00031688 | 722.5327 | -0.00065714 | 722.796 | 0 | 713.9048 | -0.00013545 | 589.967 | 0.00896 | 722.796 | 0 | 722.796 | 0 | 717.32 | -0.0016472 | 722.796 | 0 | 592.4282 | 0.02409 | 722.796 | 0 | 722.796 | 0 | 722.5327 | -3.5066e-05 | 882.9543 | 0.00535 | 722.5327 | 0.0015709 | 882.3725 | 0 | 882.9543 | 0.25437 | 713.9048 | 0.02882
| 723.0306 | 0.0007531 | 722.7675 | 7.5558e-05 | 590.085 | 0 | 723.0306 | 0.00033905 | 722.7675 | -0.00059388 | 714.7272 | 0.00029013 | 722.7675 | 0.00034095 | 723.0306 | 0.00031953 | 714.1337 | 0.00044381 | 590.085 | 0.00902 | 723.0306 | 0.00083613 | 723.0306 | 0.00037703 | 717.56 | -0.0014521 | 723.0306 | 0.00044879 | 592.5474 | 0.02433 | 723.0306 | 0.0008622 | 723.0306 | 0.00053389 | 722.7675 | 0.00082221 | 883.1218 | 0.0045 | 722.7675 | 0.001308 | 882.5404 | 0 | 883.1218 | 0.25528 | 714.1337 | 0.02836
| 723.2651 | 0.00013286 | 723.0024 | -0.0010595 | 590.2029 | 0.00083232 | 723.2651 | -0.00036317 | 723.0024 | -3.7056e-05 | 714.9596 | -0.0001409 | 723.0024 | -0.0007015 | 723.2652 | 0 | 714.3627 | 0.00063894 | 590.2029 | 0.00942 | 723.2652 | 0 | 723.2651 | 0 | 717.79 | 0.00040094 | 723.2652 | 0 | 592.6666 | 0.02432 | 723.2652 | 0 | 723.2651 | 0 | 723.0024 | 4.8164e-05 | 883.2893 | 0.00306 | 723.0024 | -0.00098159 | 882.7083 | 0 | 883.2893 | 0.25627 | 714.3627 | 0.0275
| 723.4998 | 0.0008465 | 723.2373 | 0.0002204 | 590.3209 | 0 | 723.4998 | 0.00067365 | 723.2373 | -0.0013049 | 715.1921 | 5.326e-05 | 723.2373 | 0.00031165 | 723.4998 | 0.00047033 | 714.5917 | 0.00043769 | 590.3209 | 0.00885 | 723.4998 | 0.00073658 | 723.4998 | 0.00023701 | 718.03 | 0.00053099 | 723.4998 | 0.00050078 | 592.7857 | 0.02456 | 723.4998 | 0.00056594 | 723.4998 | 0.00037882 | 723.2373 | 0.00115 | 883.4568 | 0.00555 | 723.2373 | -3.9925e-05 | 882.8762 | 0 | 883.4568 | 0.25695 | 714.5917 | 0.02975
| 723.7344 | -0.00022094 | 723.4722 | -0.00044292 | 590.4388 | 0.00165 | 723.7344 | 1.5312e-05 | 723.4722 | -8.7945e-05 | 715.4246 | -8.5438e-05 | 723.4722 | -0.00055226 | 723.7344 | 0 | 714.8207 | 0.001139 | 590.4388 | 0.00806 | 723.7344 | 0 | 723.7344 | 0 | 718.26 | 0.0015062 | 723.7344 | 0 | 592.9049 | 0.02385 | 723.7344 | 0 | 723.7344 | 0 | 723.4722 | 4.1998e-05 | 883.6243 | 0.00498 | 723.4722 | 0.0011692 | 883.044 | 0 | 883.6243 | 0.25832 | 714.8207 | 0.02827
| 723.969 | 0.00042703 | 723.707 | -0.00053687 | 590.5568 | 0 | 723.969 | -0.00084885 | 723.707 | -0.00088675 | 715.6571 | 6.8824e-05 | 723.707 | 0.00028157 | 723.969 | 0 | 715.0497 | 0.00037649 | 590.5568 | 0.00581 | 723.969 | 0.00035612 | 723.969 | 0.00043082 | 718.5 | 0.0009211 | 723.969 | 0.00039872 | 593.024 | 0.0244 | 723.969 | 0.00035667 | 723.969 | 0.00054317 | 723.707 | 0.00106 | 883.7918 | 0.00541 | 723.707 | 0.0017296 | 883.2119 | 0 | 883.7918 | 0.25922 | 715.0497 | 0.02789
| 724.2037 | -0.00019956 | 723.9419 | -0.0014419 | 590.6748 | 0.00142 | 724.2037 | -0.00066259 | 723.9419 | 0.00040747 | 715.8896 | -0.00022461 | 723.9419 | -0.00061932 | 724.2037 | 0 | 715.2787 | -0.00060327 | 590.6748 | 0.00669 | 724.2037 | 0 | 724.2037 | 0 | 718.73 | -0.00070437 | 724.2037 | 0 | 593.1432 | 0.02358 | 724.2037 | 0 | 724.2037 | 0 | 723.9419 | -0.00016953 | 883.9593 | 0.00411 | 723.9419 | -0.00095855 | 883.3798 | 0 | 883.9593 | 0.26082 | 715.2787 | 0.02696
| 724.4383 | 0.00052537 | 724.1769 | 0.00057792 | 590.7928 | 0 | 724.4383 | 0.00040926 | 724.1769 | -0.00087207 | 716.1221 | 9.6547e-05 | 724.1769 | 0.00033004 | 724.4383 | 0.00067894 | 715.5078 | 0.00090135 | 590.7928 | 0.0076 | 724.4383 | 0.0008254 | 724.4383 | 0.00037864 | 718.97 | 0.00010836 | 724.4383 | 0.000539 | 593.2624 | 0.02477 | 724.4383 | 0.00063412 | 724.4383 | 0.00037255 | 724.1768 | 0.00144 | 884.1268 | 0.0049 | 724.1769 | 0.0014519 | 883.5477 | 0 | 884.1268 | 0.26181 | 715.5078 | 0.02744
| 724.673 | -0.00034793 | 724.4118 | -0.0005952 | 590.9108 | 0.00097105 | 724.673 | -0.00055838 | 724.4118 | -0.00042796 | 716.3547 | -0.00019634 | 724.4118 | -0.00058524 | 724.673 | 0 | 715.7368 | -0.00074755 | 590.9108 | 0.00772 | 724.673 | 0 | 724.673 | 0 | 719.2 | -0.00015171 | 724.673 | 0 | 593.3815 | 0.02371 | 724.673 | 0 | 724.673 | 0 | 724.4118 | -0.00013025 | 884.2943 | 0.00382 | 724.4118 | 5.2555e-05 | 883.7156 | 0 | 884.2943 | 0.26393 | 715.7368 | 0.02779
| 724.9076 | 0.00066144 | 724.6467 | 0.00043641 | 591.0287 | 0 | 724.9076 | -8.9104e-05 | 724.6467 | -0.0010079 | 716.5872 | 0.00012981 | 724.6467 | 0.00034002 | 724.9076 | 0.00072286 | 715.9659 | 0.00076549 | 591.0287 | 0.00891 | 724.9076 | 0.0007376 | 724.9076 | 0.0002706 | 719.44 | -0.0020372 | 724.9076 | 0.00037678 | 593.5007 | 0.02529 | 724.9076 | 0.00072393 | 724.9076 | 0.00028416 | 724.6467 | 0.00113 | 884.4618 | 0.00388 | 724.6467 | 0.0010154 | 883.8835 | 0 | 884.4618 | 0.2654 | 715.9659 | 0.02854
| 725.1423 | 0.00011529 | 724.8816 | -0.00053679 | 591.1467 | 0.00091902 | 725.1423 | -0.00052236 | 724.8816 | 0.00038731 | 716.8197 | -0.00027521 | 724.8816 | -0.00057545 | 725.1423 | 0 | 716.1949 | -0.00099702 | 591.1467 | 0.00854 | 725.1423 | 0 | 725.1423 | 0 | 719.67 | -0.00054182 | 725.1423 | 0 | 593.6199 | 0.02455 | 725.1423 | 0 | 725.1423 | 0 | 724.8816 | -0.00018521 | 884.6294 | 0.00389 | 724.8816 | 0.0007038 | 884.0514 | 0 | 884.6294 | 0.2676 | 716.1949 | 0.02692
| 725.377 | 0.0016769 | 725.1166 | -0.00034741 | 591.2648 | 0 | 725.377 | -9.0326e-05 | 725.1166 | -0.00065772 | 717.0523 | 8.5528e-05 | 725.1166 | 0.00046208 | 725.377 | 0.0004559 | 716.424 | -0.00064579 | 591.2648 | 0.00692 | 725.377 | 0.00075904 | 725.377 | 0.00017633 | 719.91 | -0.00060684 | 725.377 | 7.9167e-05 | 593.7391 | 0.02614 | 725.377 | 0.00045536 | 725.3769 | 0.00055227 | 725.1166 | 0.00106 | 884.7969 | 0.00512 | 725.1166 | 0.0011435 | 884.2193 | 0 | 884.7969 | 0.26883 | 716.424 | 0.02772
| 725.6117 | -0.00035252 | 725.3515 | -0.00040848 | 591.3828 | 0.00208 | 725.6117 | -0.00044281 | 725.3515 | 0.00019272 | 717.2849 | -0.00021797 | 725.3515 | -0.00059895 | 725.6117 | 0 | 716.6531 | -0.0011827 | 591.3828 | 0.00885 | 725.6117 | 0 | 725.6117 | 0 | 720.14 | -0.0012245 | 725.6117 | 0 | 593.8583 | 0.02553 | 725.6117 | 0 | 725.6117 | 0 | 725.3515 | 0.0001569 | 884.9644 | 0.00672 | 725.3515 | -0.00052908 | 884.3873 | 0 | 884.9644 | 0.27015 | 716.6531 | 0.02688
| 725.8464 | 0.00054386 | 725.5865 | -0.00048978 | 591.5008 | 0 | 725.8464 | -0.0002132 | 725.5865 | -0.00076015 | 717.5174 | 5.345e-05 | 725.5865 | 0.00038914 | 725.8464 | 0.00017826 | 716.8821 | 0.00021884 | 591.5008 | 0.00961 | 725.8464 | 0 | 725.8464 | 0.00011411 | 720.37 | 0.0017988 | 725.8464 | 0 | 593.9775 | 0.02633 | 725.8464 | 0.00047858 | 725.8464 | 0.00036963 | 725.5865 | 0.00044815 | 885.1319 | 0.00636 | 725.5865 | 6.0079e-05 | 884.5552 | 0 | 885.1319 | 0.27048 | 716.8821 | 0.02713
| 726.0811 | 0.0007933 | 725.8215 | -0.0010086 | 591.6188 | 0.00182 | 726.0811 | -0.00069128 | 725.8215 | 0.00010484 | 717.75 | -8.3367e-05 | 725.8215 | -0.00047596 | 726.0811 | 0 | 717.1113 | -0.0002612 | 591.6188 | 0.00808 | 726.0811 | 0 | 726.0811 | 0 | 720.61 | 0.00056349 | 726.0811 | 0 | 594.0966 | 0.02599 | 726.0811 | 0 | 726.0811 | 0 | 725.8215 | -0.00032931 | 885.2994 | 0.00324 | 725.8215 | 0.0005989 | 884.7231 | 0 | 885.2994 | 0.27151 | 717.1113 | 0.02589
| 726.3158 | 0.00029734 | 726.0564 | 0.00083883 | 591.7369 | 0 | 726.3158 | 0.00010213 | 726.0564 | -0.00071686 | 717.9826 | 0.00016766 | 726.0564 | 0.00033441 | 726.3158 | 0.00035422 | 717.3403 | 0.00083143 | 591.7369 | 0.00709 | 726.3158 | 0.00083124 | 726.3158 | 0.00058289 | 720.84 | -0.00028175 | 726.3158 | 0.00041356 | 594.2159 | 0.02609 | 726.3158 | 0.00066309 | 726.3158 | 0.0006313 | 726.0565 | 0.00089215 | 885.467 | 0.00499 | 726.0564 | 0.0012355 | 884.891 | 0 | 885.467 | 0.27206 | 717.3403 | 0.02746
| 726.5505 | 0.00016614 | 726.2914 | -0.00049935 | 591.8549 | 0.0003468 | 726.5505 | 0.00027108 | 726.2914 | 0.00032392 | 718.2152 | -0.00014562 | 726.2914 | -0.00047554 | 726.5505 | 0 | 717.5695 | 0.00090125 | 591.8549 | 0.00763 | 726.5505 | 0 | 726.5505 | 0 | 721.08 | -0.0011595 | 726.5505 | 0 | 594.335 | 0.02628 | 726.5505 | 0 | 726.5505 | 0 | 726.2914 | -5.7741e-05 | 885.6345 | 0.00368 | 726.2914 | 0.00044994 | 885.0589 | 0 | 885.6345 | 0.27357 | 717.5695 | 0.02496
| 726.7853 | 0.00051307 | 726.5264 | -1.1624e-05 | 591.9729 | 0 | 726.7853 | -0.00031187 | 726.5264 | -0.0013045 | 718.4478 | 0.00032185 | 726.5264 | 0.00047191 | 726.7853 | 0.0007855 | 717.7986 | -6.2191e-05 | 591.9729 | 0.00766 | 726.7853 | 0.00051278 | 726.7853 | 0.00038373 | 721.31 | 0.0018639 | 726.7853 | 0.00022161 | 594.4542 | 0.02518 | 726.7853 | 0.00057948 | 726.7853 | 0.00048787 | 726.5264 | 0.00113 | 885.8021 | 0.00499 | 726.5264 | 0.0011353 | 885.2269 | 0 | 885.8021 | 0.27457 | 717.7986 | 0.02646
| 727.02 | 0.00038094 | 726.7615 | -0.00021065 | 592.091 | 0.00109 | 727.02 | -0.00055178 | 726.7615 | 0.00024137 | 718.6804 | -0.00017951 | 726.7615 | -0.00063621 | 727.02 | 0 | 718.0277 | -0.00073304 | 592.091 | 0.00874 | 727.02 | 0 | 727.02 | 0 | 721.55 | -0.0012895 | 727.02 | 0 | 594.5734 | 0.02504 | 727.02 | 0 | 727.02 | 0 | 726.7614 | 0.00011901 | 885.9696 | 0.00218 | 726.7615 | -0.0006236 | 885.3948 | 0 | 885.9696 | 0.27648 | 718.0277 | 0.02647
| 727.2548 | 0.00053824 | 726.9965 | 5.6675e-05 | 592.2091 | 0 | 727.2548 | 0.00025366 | 726.9965 | -0.00022897 | 718.9131 | 5.4896e-05 | 726.9965 | 0.00037173 | 727.2548 | 0.0005312 | 718.2568 | 0.00085059 | 592.2091 | 0.00732 | 727.2548 | 0.00028206 | 727.2548 | 0.00022041 | 721.78 | 0.0011162 | 727.2548 | 0.00019234 | 594.6926 | 0.02353 | 727.2548 | 0.00073944 | 727.2548 | 0.00041151 | 726.9965 | 0.00097963 | 886.1371 | 0.00455 | 726.9965 | 0.00061207 | 885.5627 | 0 | 886.1371 | 0.27815 | 718.2568 | 0.02631
| 727.4896 | 0.00011939 | 727.2315 | -0.00078495 | 592.3271 | 0.00058956 | 727.4896 | -0.0011098 | 727.2315 | 0.00028182 | 719.1457 | -0.00012215 | 727.2315 | -0.00062404 | 727.4896 | 0 | 718.486 | -0.00040692 | 592.3271 | 0.0078 | 727.4896 | 0 | 727.4896 | 0 | 722.02 | -0.0001192 | 727.4896 | 0 | 594.8118 | 0.02401 | 727.4896 | 0 | 727.4896 | 0 | 727.2315 | 0.00010901 | 886.3047 | 0.00575 | 727.2315 | -0.00087703 | 885.7307 | 0 | 886.3047 | 0.28005 | 718.486 | 0.0236
| 727.7244 | 0.00048429 | 727.4665 | 0.00022445 | 592.4452 | 0 | 727.7244 | 0.00062891 | 727.4665 | -0.0007016 | 719.3784 | 1.114e-05 | 727.4665 | 0.00030602 | 727.7244 | 0.00037671 | 718.7151 | 0.00054355 | 592.4452 | 0.00959 | 727.7244 | 0.00028635 | 727.7244 | 0 | 722.25 | -0.0010945 | 727.7244 | 0.00032644 | 594.9311 | 0.02335 | 727.7244 | 0.00051146 | 727.7244 | 0.00033679 | 727.4665 | 0.00109 | 886.4722 | 0.00571 | 727.4665 | 0.00096764 | 885.8986 | 0 | 886.4722 | 0.28169 | 718.7151 | 0.0252
| 727.9592 | -0.00021599 | 727.7016 | -0.00033641 | 592.5633 | 0.00177 | 727.9592 | -0.00044715 | 727.7016 | -0.00023672 | 719.611 | -0.00017492 | 727.7016 | -0.00065126 | 727.9591 | 0 | 718.9443 | -0.00023908 | 592.5633 | 0.0074 | 727.9591 | 0 | 727.9592 | 0 | 722.49 | -0.0014196 | 727.9591 | 0 | 595.0503 | 0.02436 | 727.9591 | 0 | 727.9592 | 0 | 727.7016 | -4.2203e-06 | 886.6398 | 0.00295 | 727.7016 | -0.0018011 | 886.0666 | 0 | 886.6398 | 0.28331 | 718.9443 | 0.02381
| 728.194 | 0.00067598 | 727.9366 | -8.4535e-05 | 592.6814 | 0 | 728.194 | -0.0001894 | 727.9366 | -0.00076987 | 719.8437 | 0.00011216 | 727.9366 | 0.00034332 | 728.1939 | 0.00036043 | 719.1735 | 0.00081662 | 592.6814 | 0.00737 | 728.1939 | 0.00015736 | 728.194 | 0.00018906 | 722.72 | 0.0014088 | 728.1939 | 0.00055466 | 595.1695 | 0.02426 | 728.1939 | 0.00055524 | 728.194 | 0.00033738 | 727.9366 | 0.0007675 | 886.8073 | 0.00494 | 727.9366 | 0.0028993 | 886.2345 | 0 | 886.8073 | 0.2851 | 719.1735 | 0.02406
| 728.4288 | 0.00012454 | 728.1717 | -0.00010781 | 592.7995 | 0.00125 | 728.4288 | 0.00031147 | 728.1717 | 0.00032472 | 720.0764 | -9.6538e-05 | 728.1717 | -0.00066728 | 728.4288 | 0 | 719.4026 | -0.00084846 | 592.7995 | 0.00596 | 728.4288 | 0 | 728.4288 | 0 | 722.96 | 0.00079106 | 728.4288 | 0 | 595.2887 | 0.02655 | 728.4288 | 0 | 728.4288 | 0 | 728.1717 | -0.00018231 | 886.9749 | 0.00338 | 728.1717 | 0.0015176 | 886.4025 | 0 | 886.9749 | 0.28742 | 719.4026 | 0.02359
| 728.6636 | 0.00070946 | 728.4068 | -0.00011329 | 592.9176 | 0 | 728.6636 | 0.00014316 | 728.4068 | -0.00058406 | 720.309 | 0.00022717 | 728.4068 | 0.00041058 | 728.6636 | 0.00070506 | 719.6318 | 0.00069042 | 592.9176 | 0.00814 | 728.6636 | 0.00031558 | 728.6636 | 0.00029403 | 723.19 | -0.00076939 | 728.6636 | 0.00028073 | 595.4079 | 0.02728 | 728.6636 | 0.00045286 | 728.6636 | 0.00042455 | 728.4068 | 0.00062979 | 887.1424 | 0.00563 | 728.4068 | 0.00066445 | 886.5704 | 0 | 887.1424 | 0.28979 | 719.6318 | 0.02467
| 728.8984 | 0.00016423 | 728.6419 | -0.00066392 | 593.0357 | 0.0003468 | 728.8984 | -0.00013766 | 728.6419 | 0.00049679 | 720.5417 | -0.00024397 | 728.6419 | -0.00064506 | 728.8984 | 0 | 719.861 | 0.00054998 | 593.0357 | 0.00743 | 728.8984 | 0 | 728.8984 | 0 | 723.43 | -0.0014846 | 728.8984 | 0 | 595.5271 | 0.03036 | 728.8984 | 0 | 728.8984 | 0 | 728.6419 | 0.00043566 | 887.31 | 0.00431 | 728.6419 | -0.00091887 | 886.7384 | 0 | 887.31 | 0.29213 | 719.861 | 0.02474
| 729.1332 | 0.00042234 | 728.877 | -0.00019414 | 593.1538 | 0 | 729.1332 | 0.00036766 | 728.877 | -0.00073178 | 720.7744 | 0.00028517 | 728.877 | 0.00031992 | 729.1332 | 0.00027029 | 720.0902 | 4.2307e-05 | 593.1538 | 0.00584 | 729.1332 | 0.00024925 | 729.1332 | 0.00014718 | 723.66 | 0.00069354 | 729.1332 | 0.00041258 | 595.6463 | 0.03005 | 729.1332 | 0.00046837 | 729.1332 | 0.00050114 | 728.877 | 0.00080855 | 887.4776 | 0.00496 | 728.877 | 0.0022763 | 886.9063 | 0 | 887.4776 | 0.29344 | 720.0902 | 0.02583
| 729.3681 | -0.00062047 | 729.1121 | -0.00021684 | 593.2719 | 0.0013 | 729.3681 | -0.00041111 | 729.1121 | 0.00016333 | 721.0071 | -0.00019853 | 729.1121 | -0.00066801 | 729.3681 | 0 | 720.3194 | 0.00020106 | 593.2719 | 0.0084 | 729.3681 | 0 | 729.3681 | 0 | 723.9 | 7.5855e-05 | 729.3681 | 0 | 595.7656 | 0.03368 | 729.3681 | 0 | 729.3681 | 0 | 729.1121 | -0.00022529 | 887.6451 | 0.00468 | 729.1121 | -0.0004524 | 887.0743 | 0 | 887.6451 | 0.29494 | 720.3194 | 0.02256
| 729.603 | 0.00045042 | 729.3472 | 0.0011745 | 593.3901 | 0 | 729.603 | 1.4523e-05 | 729.3472 | -0.0011058 | 721.2399 | 0.00010202 | 729.3472 | 0.0003193 | 729.6029 | 0.00027575 | 720.5486 | 1.6586e-05 | 593.3901 | 0.00768 | 729.6029 | 0.00054047 | 729.603 | 0.0005707 | 724.13 | 0.00098612 | 729.6029 | 0.00036807 | 595.8848 | 0.03332 | 729.6029 | 0.00058488 | 729.603 | 0.00049842 | 729.3472 | 0.00088177 | 887.8127 | 0.00552 | 729.3472 | 0.00084334 | 887.2423 | 0 | 887.8127 | 0.29585 | 720.5486 | 0.02425
| 729.8378 | -0.00076205 | 729.5823 | -0.00023691 | 593.5082 | 0.00156 | 729.8378 | -0.00059454 | 729.5823 | 0.0004999 | 721.4726 | -0.0002602 | 729.5823 | -0.00057356 | 729.8378 | 0 | 720.7779 | -0.00014238 | 593.5082 | 0.00803 | 729.8378 | 0 | 729.8378 | 0 | 724.37 | -0.00063934 | 729.8378 | 0 | 596.004 | 0.03685 | 729.8378 | 0 | 729.8378 | 0 | 729.5823 | 7.2512e-05 | 887.9803 | 0.00313 | 729.5823 | 0.0011862 | 887.4103 | 0 | 887.9803 | 0.29746 | 720.7779 | 0.02313
| 730.0727 | 0.00074339 | 729.8174 | 0.00056316 | 593.6264 | 0 | 730.0727 | 0.00062516 | 729.8174 | -0.00073053 | 721.7053 | 5.3424e-05 | 729.8174 | 0.00037423 | 730.0727 | 0.00050491 | 721.0071 | 0.0012978 | 593.6264 | 0.0059 | 730.0727 | 0.00094581 | 730.0727 | 0.0002674 | 724.6 | -0.0015171 | 730.0727 | 0.00022546 | 596.1233 | 0.03537 | 730.0727 | 0.00072523 | 730.0727 | 0.00048503 | 729.8174 | 0.00079509 | 888.1478 | 0.00589 | 729.8174 | 0.001364 | 887.5782 | 0 | 888.1478 | 0.29818 | 721.0071 | 0.02446
| 730.3076 | -9.6194e-05 | 730.0526 | -0.00093176 | 593.7445 | 0.00106 | 730.3076 | -0.0013817 | 730.0526 | -0.00018699 | 721.938 | -0.00015357 | 730.0526 | -0.00060058 | 730.3076 | 0 | 721.2363 | -0.00070897 | 593.7445 | 0.00718 | 730.3076 | 0 | 730.3076 | 0 | 724.84 | 0.0009536 | 730.3076 | 0 | 596.2425 | 0.03765 | 730.3076 | 0 | 730.3076 | 0 | 730.0526 | -0.00021453 | 888.3154 | 0.00436 | 730.0526 | -0.00064717 | 887.7462 | 0 | 888.3154 | 0.29992 | 721.2363 | 0.02332
| 730.5425 | -0.00028834 | 730.2877 | -6.2994e-05 | 593.8627 | 0 | 730.5425 | 0.00017493 | 730.2877 | -0.0013453 | 722.1708 | 5.7477e-05 | 730.2877 | 0.00036035 | 730.5425 | 0.00031294 | 721.4656 | 0.00044967 | 593.8627 | 0.00675 | 730.5425 | 0.00062876 | 730.5425 | 0.00011515 | 725.07 | -0.001127 | 730.5425 | 0.00042067 | 596.3617 | 0.03697 | 730.5425 | 0.00038136 | 730.5425 | 0.00015736 | 730.2877 | 0.00089064 | 888.483 | 0.00466 | 730.2877 | 0.00054893 | 887.9142 | 0 | 888.483 | 0.30107 | 721.4656 | 0.02399
| 730.7774 | -0.00011614 | 730.5229 | -0.00024896 | 593.9808 | 0.00123 | 730.7774 | -0.00050877 | 730.5229 | 0.00042461 | 722.4036 | -0.00028854 | 730.5229 | -0.00063039 | 730.7774 | 0 | 721.6948 | -0.0014128 | 593.9808 | 0.00692 | 730.7774 | 0 | 730.7774 | 0 | 725.31 | 0.0010186 | 730.7774 | 0 | 596.481 | 0.03837 | 730.7774 | 0 | 730.7774 | 0 | 730.5229 | -5.7806e-05 | 888.6506 | 0.00306 | 730.5229 | 0.00017347 | 888.0822 | 0 | 888.6506 | 0.30358 | 721.6948 | 0.02386
| 731.0123 | 0.0005963 | 730.758 | 0.00026802 | 594.099 | 0 | 731.0123 | 0.00017513 | 730.758 | -0.00044009 | 722.6364 | 7.981e-05 | 730.758 | 0.00039034 | 731.0123 | 0.00062462 | 721.9241 | -3.4776e-05 | 594.099 | 0.00672 | 731.0123 | 0.00086738 | 731.0123 | 0.00028914 | 725.54 | -8.6692e-05 | 731.0123 | 0.00041709 | 596.6002 | 0.03913 | 731.0123 | 0.00054094 | 731.0123 | 0.00051073 | 730.758 | 0.00067796 | 888.8181 | 0.00438 | 730.758 | 0.0012816 | 888.2502 | 0 | 888.8181 | 0.30572 | 721.9241 | 0.02193
| 731.2473 | -0.00082112 | 730.9932 | -0.001546 | 594.2172 | 0.00031212 | 731.2473 | -0.00062475 | 730.9932 | 0.00030762 | 722.8691 | -0.00023142 | 730.9932 | -0.00055393 | 731.2472 | 0 | 722.1534 | 0.0010658 | 594.2172 | 0.00706 | 731.2472 | 0 | 731.2473 | 0 | 725.78 | 0.00075855 | 731.2472 | 0 | 596.7195 | 0.04001 | 731.2472 | 0 | 731.2473 | 0 | 730.9932 | -0.00046195 | 888.9857 | 0.00297 | 730.9932 | -0.0006169 | 888.4181 | 0 | 888.9857 | 0.30884 | 722.1534 | 0.02295
| 731.4822 | 8.7771e-05 | 731.2284 | 0.00022411 | 594.3354 | 0 | 731.4822 | 0.00092937 | 731.2284 | -0.00052202 | 723.1019 | 0.00015348 | 731.2284 | 0.00027875 | 731.4822 | 0.00026931 | 722.3827 | -0.0012366 | 594.3354 | 0.00737 | 731.4822 | 0.00054889 | 731.4822 | 0.00028164 | 726.01 | -0.0016472 | 731.4822 | 0.00044135 | 596.8387 | 0.04262 | 731.4822 | 0.00053313 | 731.4822 | 0.00047218 | 731.2284 | 0.00064284 | 889.1533 | 0.00592 | 731.2284 | 0.0023402 | 888.5861 | 0 | 889.1533 | 0.31155 | 722.3827 | 0.02375
| 731.7171 | -4.7666e-05 | 731.4636 | -0.00061525 | 594.4536 | 0.00156 | 731.7171 | -0.00071897 | 731.4636 | 0.00013857 | 723.3347 | -0.000114 | 731.4636 | -0.00056104 | 731.7171 | 0 | 722.612 | -0.00097147 | 594.4536 | 0.00505 | 731.7171 | 0 | 731.7171 | 0 | 726.25 | -0.0010295 | 731.7171 | 0 | 596.958 | 0.04353 | 731.7171 | 0 | 731.7171 | 0 | 731.4636 | -7.0364e-05 | 889.3209 | 0.00318 | 731.4636 | 0.0016264 | 888.7541 | 0 | 889.3209 | 0.3149 | 722.612 | 0.02218
| 731.9521 | 0.00068324 | 731.6988 | -7.6257e-05 | 594.5718 | 0 | 731.9521 | 7.5225e-06 | 731.6988 | -0.0004237 | 723.5675 | 8.2078e-05 | 731.6988 | 0.0003234 | 731.9521 | 0.00053271 | 722.8413 | 0.00037091 | 594.5718 | 0.00717 | 731.9521 | 0.0005285 | 731.9521 | 0.00021325 | 726.48 | 0.00014088 | 731.9521 | 0.00023706 | 597.0772 | 0.04602 | 731.9521 | 0.0007696 | 731.9521 | 0.00028616 | 731.6988 | 0.00082364 | 889.4885 | 0.00652 | 731.6988 | 0.00098217 | 888.9221 | 0 | 889.4885 | 0.31744 | 722.8413 | 0.02381
| 732.187 | 0.00038846 | 731.934 | -0.00056935 | 594.69 | 0.00128 | 732.187 | -0.00061833 | 731.934 | 0.00036711 | 723.8004 | -0.00019451 | 731.934 | -0.0006384 | 732.187 | 0 | 723.0706 | -0.00012278 | 594.69 | 0.00939 | 732.187 | 0 | 732.187 | 0 | 726.72 | -0.0022323 | 732.187 | 0 | 597.1965 | 0.04673 | 732.187 | 0 | 732.187 | 0 | 731.934 | 0.00020085 | 889.6561 | 0.00297 | 731.934 | 4.0596e-05 | 889.0901 | 0 | 889.6561 | 0.31971 | 723.0706 | 0.02235
| 732.422 | -0.00012778 | 732.1692 | 0.00078891 | 594.8082 | 0 | 732.422 | -0.00025336 | 732.1692 | -0.00088647 | 724.0332 | 0.00033453 | 732.1692 | 0.00048471 | 732.422 | 0.00033018 | 723.2999 | 0.00056799 | 594.8082 | 0.00817 | 732.422 | 0.00065392 | 732.422 | 0.00043167 | 726.96 | 0.00053099 | 732.422 | 0.00049378 | 597.3157 | 0.04862 | 732.422 | 0.00067479 | 732.422 | 0.00052727 | 732.1692 | 0.00091448 | 889.8237 | 0.00422 | 732.1692 | 0.0011526 | 889.2582 | 0 | 889.8237 | 0.32039 | 723.2999 | 0.02069
| 732.657 | -0.0006117 | 732.4045 | -0.0013901 | 594.9264 | 0.00116 | 732.657 | -0.00076139 | 732.4045 | 0.00057616 | 724.266 | -0.00018005 | 732.4045 | -0.00065301 | 732.657 | 0 | 723.5292 | 0.00011962 | 594.9264 | 0.00678 | 732.657 | 0 | 732.657 | 0 | 727.19 | -0.0034351 | 732.657 | 0 | 597.435 | 0.04904 | 732.657 | 0 | 732.657 | 0 | 732.4045 | -3.9381e-05 | 889.9913 | 0.0036 | 732.4045 | -0.00014675 | 889.4262 | 0 | 889.9913 | 0.32112 | 723.5292 | 0.0218
| 732.892 | 0.0007081 | 732.6397 | -0.00027667 | 595.0446 | 0 | 732.892 | -3.04e-05 | 732.6397 | -0.00097594 | 724.4988 | -4.8435e-05 | 732.6397 | 0.00040154 | 732.892 | 0.0003351 | 723.7586 | 0.00028806 | 595.0446 | 0.00763 | 732.892 | 0.00054676 | 732.892 | 0.00018944 | 727.43 | 0.00079106 | 732.892 | 0 | 597.5543 | 0.0495 | 732.892 | 0.00053582 | 732.892 | 0.00037041 | 732.6397 | 0.00089262 | 890.1589 | 0.00471 | 732.6397 | 0.0011104 | 889.5942 | 0 | 890.1589 | 0.32137 | 723.7586 | 0.02199
| 733.127 | 0.00040671 | 732.8749 | -0.00047631 | 595.1629 | 0.00093636 | 733.127 | -0.00072928 | 732.8749 | -7.6821e-05 | 724.7317 | -5.3283e-05 | 732.8749 | -0.00064821 | 733.127 | 0 | 723.9879 | 0.00034214 | 595.1629 | 0.00868 | 733.127 | 0 | 733.127 | 0 | 727.66 | 0.00072604 | 733.127 | 0 | 597.6735 | 0.04894 | 733.127 | 0 | 733.1269 | 0 | 732.875 | -0.00043861 | 890.3265 | 0.00376 | 732.8749 | 4.4272e-05 | 889.7622 | 0 | 890.3265 | 0.32224 | 723.9879 | 0.02175
| 733.362 | 0.0004976 | 733.1102 | -0.000662 | 595.2811 | 0 | 733.362 | 0.00016002 | 733.1102 | -0.0010799 | 724.9646 | 0.0001019 | 733.1102 | 0.0002959 | 733.362 | 0.00044577 | 724.2173 | 0.0012945 | 595.2811 | 0.00598 | 733.362 | 0.00047107 | 733.362 | 8.6813e-05 | 727.9 | -0.0016797 | 733.362 | 0.000181 | 597.7928 | 0.04843 | 733.362 | 0.00021073 | 733.362 | 0.00041447 | 733.1102 | 0.00051386 | 890.4941 | 0.00629 | 733.1102 | 0.0012574 | 889.9302 | 0 | 890.4941 | 0.32238 | 724.2173 | 0.02363
| 733.597 | -0.00072511 | 733.3455 | 5.06e-06 | 595.3994 | 0.00039883 | 733.597 | -0.00046156 | 733.3455 | 0.00011417 | 725.1974 | -0.00016432 | 733.3455 | -0.00051441 | 733.597 | 0 | 724.4467 | 0.0014342 | 595.3994 | 0.0057 | 733.597 | 0 | 733.597 | 0 | 728.13 | 0.0065452 | 733.597 | 0 | 597.9121 | 0.04783 | 733.597 | 0.00016452 | 733.597 | 0 | 733.3455 | 0.00032633 | 890.6617 | 0.00404 | 733.3455 | 0.00038652 | 890.0982 | 0 | 890.6617 | 0.3232 | 724.4467 | 0.01971
| 733.832 | 0.00084178 | 733.5808 | -0.00046447 | 595.5176 | 0 | 733.832 | 6.0536e-05 | 733.5808 | -0.0008623 | 725.4304 | 0.00019418 | 733.5808 | 0.00035159 | 733.832 | 0.00053803 | 724.676 | 0.0011219 | 595.5176 | 0.00697 | 733.832 | 0.00035523 | 733.832 | 0.00019942 | 728.37 | -0.00073687 | 733.832 | 0.00034574 | 598.0313 | 0.0474 | 733.832 | 0.00050359 | 733.832 | 0.000464 | 733.5807 | 0.00073263 | 890.8293 | 0.00369 | 733.5808 | 0.0016946 | 890.2663 | 0 | 890.8293 | 0.32371 | 724.676 | 0.02263
| 734.0671 | -0.00015582 | 733.816 | -8.4593e-06 | 595.6359 | 0.00091902 | 734.0671 | -0.00060779 | 733.816 | 0.00026762 | 725.6632 | -0.00030046 | 733.816 | -0.00066012 | 734.0671 | 0 | 724.9054 | -0.00087962 | 595.6359 | 0.0065 | 734.0671 | 0 | 734.0671 | 0 | 728.6 | -0.0025575 | 734.0671 | 0 | 598.1506 | 0.04803 | 734.0671 | 0 | 734.0671 | 0 | 733.816 | -0.00017165 | 890.9969 | 0.00318 | 733.816 | -0.00065274 | 890.4343 | 0 | 890.9969 | 0.32586 | 724.9054 | 0.02149
| 734.3021 | 0.00058828 | 734.0513 | 0.00026189 | 595.7541 | 0 | 734.3021 | -0.00013096 | 734.0513 | -0.00059409 | 725.8961 | 5.6509e-05 | 734.0513 | 0.00034355 | 734.3021 | 7.8892e-05 | 725.1348 | 0.00024117 | 595.7541 | 0.00465 | 734.3021 | 0.00028621 | 734.3021 | 0.00026236 | 728.84 | 0.00030341 | 734.3021 | 0.00042316 | 598.2699 | 0.04786 | 734.3021 | 0.0003669 | 734.3021 | 0.00031819 | 734.0513 | 0.00105 | 891.1645 | 0.00482 | 734.0513 | 0.00097216 | 890.6023 | 0 | 891.1645 | 0.32774 | 725.1348 | 0.02091
| 734.5372 | -0.00051408 | 734.2866 | 1.5041e-05 | 595.8724 | 0.00091902 | 734.5372 | -0.00058929 | 734.2866 | 7.1678e-05 | 726.129 | -0.00010729 | 734.2866 | -0.00062814 | 734.5372 | 0 | 725.3641 | -0.00065998 | 595.8724 | 0.0057 | 734.5372 | 0 | 734.5372 | 0 | 729.07 | 0.00066102 | 734.5372 | 0 | 598.3892 | 0.04911 | 734.5372 | 0 | 734.5372 | 0 | 734.2866 | -0.00034159 | 891.3321 | 0.0061 | 734.2866 | -1.9144e-06 | 890.7704 | 0 | 891.3321 | 0.33114 | 725.3641 | 0.02023
| 734.7723 | 0.0007064 | 734.5219 | 5.4509e-05 | 595.9907 | 0 | 734.7723 | 0.00023935 | 734.5219 | -0.00092464 | 726.3619 | 9.6758e-05 | 734.5219 | 0.00040795 | 734.7723 | 0.00043637 | 725.5936 | 0.0014462 | 595.9907 | 0.00604 | 734.7723 | 0.0005082 | 734.7723 | 0.00038679 | 729.31 | -0.0010945 | 734.7723 | 0.00027327 | 598.5085 | 0.04884 | 734.7723 | 0.00071518 | 734.7723 | 0.00036458 | 734.5219 | 0.00084907 | 891.4998 | 0.00431 | 734.5219 | 0.0031719 | 890.9384 | 0 | 891.4998 | 0.33394 | 725.5936 | 0.02094
| 735.0073 | 0.0002545 | 734.7573 | -0.00082933 | 596.109 | 0.00165 | 735.0073 | 0.00015359 | 734.7573 | 0.00035753 | 726.5949 | -7.2197e-05 | 734.7573 | -0.00056648 | 735.0073 | 0 | 725.823 | -0.00053527 | 596.109 | 0.008 | 735.0073 | 0 | 735.0073 | 0 | 729.54 | 0.00075855 | 735.0073 | 0 | 598.6277 | 0.05053 | 735.0073 | 0 | 735.0073 | 0 | 734.7573 | -7.1297e-05 | 891.6674 | 0.00383 | 734.7573 | -0.00037335 | 891.1064 | 0 | 891.6674 | 0.33781 | 725.823 | 0.02129
| 735.2424 | 0.00052548 | 734.9926 | 0.00022215 | 596.2273 | 0 | 735.2424 | 0.00030051 | 734.9926 | -0.00054353 | 726.8278 | 2.424e-05 | 734.9926 | 0.00036239 | 735.2424 | 0.00029741 | 726.0524 | 0.00074793 | 596.2273 | 0.00629 | 735.2424 | 0.00039469 | 735.2424 | 0.00020916 | 729.78 | 4.3346e-05 | 735.2424 | 0.00024831 | 598.747 | 0.05094 | 735.2424 | 0.00057857 | 735.2424 | 0.00028541 | 734.9926 | 0.000937 | 891.835 | 0.00578 | 734.9926 | 0.0011405 | 891.2745 | 0 | 891.835 | 0.34038 | 726.0524 | 0.02241
| 735.4775 | -0.00049452 | 735.2279 | -0.001014 | 596.3456 | 0.00091902 | 735.4775 | -0.00034913 | 735.2279 | -0.0001966 | 727.0608 | -0.00011402 | 735.2279 | -0.00064363 | 735.4775 | 0 | 726.2819 | -0.0013967 | 596.3456 | 0.00797 | 735.4775 | 0 | 735.4775 | 0 | 730.01 | -0.00054182 | 735.4775 | 0 | 598.8663 | 0.05325 | 735.4775 | 0 | 735.4775 | 0 | 735.2279 | -0.00030823 | 892.0026 | 0.00461 | 735.2279 | 0.0011358 | 891.4425 | 0 | 892.0026 | 0.34329 | 726.2819 | 0.02032
| 735.7126 | 0.00059851 | 735.4633 | -0.00035492 | 596.4639 | 0 | 735.7126 | 0.00013438 | 735.4633 | 9.2617e-06 | 727.2937 | 0.00015228 | 735.4633 | 0.00029091 | 735.7126 | 0.0001316 | 726.5113 | 0.0007415 | 596.4639 | 0.0068 | 735.7126 | 0.00059381 | 735.7126 | 0.00020783 | 730.25 | 0.00088859 | 735.7126 | 0.00023505 | 598.9856 | 0.05437 | 735.7126 | 0.00045107 | 735.7127 | 0.0003189 | 735.4633 | 0.00037735 | 892.1703 | 0.00466 | 735.4633 | 0.0025049 | 891.6106 | 0 | 892.1703 | 0.3447 | 726.5113 | 0.02136
| 735.9478 | 0.00032071 | 735.6987 | 0.00020365 | 596.5822 | 0.00083232 | 735.9478 | -0.00042193 | 735.6987 | -0.00020765 | 727.5267 | -0.00031323 | 735.6987 | -0.00057993 | 735.9477 | 0 | 726.7407 | 0.00055733 | 596.5822 | 0.00556 | 735.9477 | 0 | 735.9478 | 0 | 730.48 | -5.4182e-05 | 735.9477 | 0 | 599.1049 | 0.05672 | 735.9477 | 0 | 735.9478 | 0 | 735.6987 | -0.00032603 | 892.3379 | 0.00315 | 735.6987 | 0.0001843 | 891.7786 | 0 | 892.3379 | 0.34653 | 726.7407 | 0.01991
| 736.1829 | 0.00073943 | 735.934 | 0.0001719 | 596.7006 | 0 | 736.1829 | -0.00023564 | 735.934 | -0.00076175 | 727.7596 | 0.00011834 | 735.934 | 0.00042856 | 736.1829 | 0.00052642 | 726.9702 | 0.00059719 | 596.7006 | 0.00802 | 736.1829 | 0.00050937 | 736.1829 | 0.00018853 | 730.72 | 0.002449 | 736.1829 | 0.00058183 | 599.2242 | 0.05804 | 736.1829 | 0.00074165 | 736.1829 | 0.00039943 | 735.934 | 0.001 | 892.5055 | 0.00346 | 735.934 | 0.0011782 | 891.9467 | 0 | 892.5055 | 0.34759 | 726.9701 | 0.02126
| 736.418 | -0.00069844 | 736.1694 | -0.00070614 | 596.8189 | 0.00088435 | 736.418 | -0.0008975 | 736.1694 | -7.5628e-05 | 727.9927 | -0.00018513 | 736.1694 | -0.00043858 | 736.418 | 0 | 727.1996 | -0.00080786 | 596.8189 | 0.00627 | 736.418 | 0 | 736.418 | 0 | 730.95 | -0.00080189 | 736.418 | 0 | 599.3435 | 0.0599 | 736.418 | 0 | 736.418 | 0 | 736.1694 | 6.1546e-05 | 892.6732 | 0.00489 | 736.1694 | 0.00031171 | 892.1148 | 1.0001e-05 | 892.6732 | 0.34957 | 727.1997 | 0.02082
| 736.6531 | 0.0005266 | 736.4048 | 0.00024269 | 596.9372 | 0 | 736.6531 | -0.0004126 | 736.4048 | -0.0012311 | 728.2256 | -5.1472e-05 | 736.4048 | 0.00037214 | 736.6532 | 4.4876e-05 | 727.4291 | 0.00020118 | 596.9372 | 0.00661 | 736.6532 | 0.00053369 | 736.6531 | 0.00025006 | 731.19 | 0.00072604 | 736.6532 | 0.00023867 | 599.4628 | 0.06086 | 736.6532 | 0.00075723 | 736.6531 | 0.00029391 | 736.4048 | 0.00070116 | 892.8408 | 0.00508 | 736.4048 | 0.0013329 | 892.2828 | 0 | 892.8408 | 0.35108 | 727.4291 | 0.02196
| 736.8883 | 0.00034023 | 736.6402 | -0.00093018 | 597.0556 | 0.00065893 | 736.8883 | -0.00099757 | 736.6402 | 0.00023171 | 728.4586 | -0.00016891 | 736.6402 | -0.00062215 | 736.8883 | 0 | 727.6586 | -0.00054643 | 597.0556 | 0.00618 | 736.8883 | 0 | 736.8883 | 0 | 731.42 | 0.0009536 | 736.8883 | 0 | 599.5821 | 0.06237 | 736.8883 | 0 | 736.8883 | 0 | 736.6402 | -0.00033842 | 893.0084 | 0.0036 | 736.6402 | 0.00046618 | 892.4509 | 1.0001e-05 | 893.0084 | 0.35306 | 727.6586 | 0.01847
| 737.1235 | 0.00016698 | 736.8756 | -0.00077834 | 597.1739 | 0 | 737.1235 | -9.465e-05 | 736.8756 | -0.00084701 | 728.6917 | 6.3254e-05 | 736.8756 | 0.00030721 | 737.1235 | 0.00027478 | 727.8881 | -0.00039635 | 597.1739 | 0.00791 | 737.1235 | 0.00011779 | 737.1235 | 0.00019153 | 731.66 | 0.00059601 | 737.1235 | 0.00048839 | 599.7014 | 0.06341 | 737.1235 | 0.00047453 | 737.1235 | 0.00030516 | 736.8756 | 0.00045328 | 893.1761 | 0.00545 | 736.8756 | 0.00094645 | 892.619 | 0 | 893.1761 | 0.35447 | 727.8881 | 0.02008
| 737.3586 | -0.00072148 | 737.111 | -0.00018154 | 597.2923 | 0.00104 | 737.3586 | -0.00023943 | 737.111 | 2.0605e-05 | 728.9247 | -0.00022302 | 737.111 | -0.00051301 | 737.3586 | 0 | 728.1176 | -0.0017516 | 597.2923 | 0.00601 | 737.3586 | 0 | 737.3586 | 0 | 731.89 | -0.001127 | 737.3586 | 0 | 599.8207 | 0.06515 | 737.3586 | 0 | 737.3586 | 0 | 737.111 | -0.0007004 | 893.3437 | 0.00311 | 737.111 | 0.00067722 | 892.7871 | 0 | 893.3437 | 0.3568 | 728.1176 | 0.01943
| 737.5938 | 0.0011573 | 737.3464 | -0.00064355 | 597.4107 | 0 | 737.5938 | -0.00046184 | 737.3464 | -0.0010401 | 729.1577 | 0.00013454 | 737.3464 | 0.00028654 | 737.5938 | 0 | 728.347 | 0.001413 | 597.4107 | 0.00609 | 737.5938 | 0.00033751 | 737.5938 | 0.00044522 | 732.13 | -0.00057433 | 737.5938 | 0.00042715 | 599.9401 | 0.06605 | 737.5938 | 0.00078703 | 737.5938 | 0.00039987 | 737.3464 | 0.00074303 | 893.5114 | 0.00483 | 737.3464 | 0.003458 | 892.9551 | 0 | 893.5114 | 0.35903 | 728.347 | 0.02012
| 737.829 | -0.00093192 | 737.5818 | -0.00086355 | 597.529 | 0.00076297 | 737.829 | -0.00045605 | 737.5818 | 9.3499e-05 | 729.3907 | -0.00017098 | 737.5818 | -0.00059361 | 737.829 | 0 | 728.5766 | 0.00098587 | 597.529 | 0.00536 | 737.829 | 0 | 737.829 | 0 | 732.37 | -0.00073687 | 737.829 | 0 | 600.0594 | 0.06752 | 737.829 | 0 | 737.829 | 0 | 737.5819 | -0.0001388 | 893.679 | 0.0038 | 737.5818 | 0.0005521 | 893.1232 | 0 | 893.679 | 0.36208 | 728.5766 | 0.01998
| 738.0642 | 0.001401 | 737.8173 | -0.00032853 | 597.6474 | 0 | 738.0642 | -0.00028344 | 737.8173 | -0.00094343 | 729.6238 | -2.4315e-05 | 737.8173 | 0.00026557 | 738.0642 | 0.00041658 | 728.8061 | 0.00010637 | 597.6474 | 0.00567 | 738.0642 | 0.00067427 | 738.0642 | 0.00015839 | 732.6 | -0.00080189 | 738.0642 | 0.00015182 | 600.1787 | 0.06808 | 738.0642 | 0.00039659 | 738.0642 | 0.00037287 | 737.8173 | 0.00068392 | 893.8467 | 0.00601 | 737.8173 | 0.0027311 | 893.2913 | 0 | 893.8467 | 0.36434 | 728.8061 | 0.01954
| 738.2994 | -0.00033195 | 738.0527 | -0.00021424 | 597.7658 | 0.00108 | 738.2994 | -0.00051752 | 738.0527 | -0.00013853 | 729.8568 | -0.00029943 | 738.0527 | -0.00060373 | 738.2994 | 0 | 729.0356 | -0.0009281 | 597.7658 | 0.00479 | 738.2994 | 0 | 738.2994 | 0 | 732.84 | -0.0020698 | 738.2994 | 0 | 600.298 | 0.0695 | 738.2994 | 0 | 738.2994 | 0 | 738.0527 | -8.6911e-05 | 894.0143 | 0.00397 | 738.0527 | 0.0016162 | 893.4594 | 1.0001e-05 | 894.0143 | 0.36658 | 729.0356 | 0.01919
| 738.5347 | 0.00089816 | 738.2882 | 0.00012167 | 597.8842 | 0 | 738.5347 | 0.00020084 | 738.2882 | -0.0010302 | 730.0899 | 8.7847e-05 | 738.2882 | 0.00047359 | 738.5347 | 0.00021165 | 729.2652 | 5.3147e-05 | 597.8842 | 0.00607 | 738.5347 | 0.00032276 | 738.5347 | 0.00024176 | 733.07 | 0.0015387 | 738.5347 | 0.00019141 | 600.4173 | 0.07015 | 738.5347 | 0.00048893 | 738.5347 | 0.00037484 | 738.2882 | 0.00074791 | 894.182 | 0.00578 | 738.2882 | 0.002711 | 893.6275 | 0 | 894.182 | 0.36797 | 729.2652 | 0.01907
| 738.7699 | -0.00016068 | 738.5237 | -0.00095451 | 598.0026 | 0.00090168 | 738.7699 | -0.00050262 | 738.5237 | 7.171e-05 | 730.3229 | -0.00015443 | 738.5237 | -0.00060662 | 738.7699 | 0 | 729.4947 | 0.00023662 | 598.0026 | 0.00562 | 738.7699 | 0 | 738.7699 | 0 | 733.31 | 0.00030341 | 738.7699 | 0 | 600.5367 | 0.07161 | 738.7699 | 0 | 738.7699 | 0 | 738.5237 | -6.9634e-05 | 894.3496 | 0.00441 | 738.5237 | 0.0012257 | 893.7956 | 0 | 894.3496 | 0.37043 | 729.4947 | 0.01724
| 739.0051 | 0.000559 | 738.7591 | 0.0013189 | 598.121 | 0 | 739.0051 | 0.00045502 | 738.7591 | -0.00063832 | 730.556 | 0.00014114 | 738.7591 | 0.00028746 | 739.0051 | 0.00071004 | 729.7242 | 0.00067688 | 598.121 | 0.0049 | 739.0051 | 0.00067678 | 739.0051 | 0.00067139 | 733.54 | 1.0836e-05 | 739.0051 | 0.00052528 | 600.656 | 0.07225 | 739.0051 | 0.00049598 | 739.0051 | 0.00036663 | 738.7591 | 0.00066819 | 894.5173 | 0.00483 | 738.7591 | 0.0028919 | 893.9637 | 0 | 894.5173 | 0.37288 | 729.7242 | 0.01984
| 739.2404 | -0.00066189 | 738.9946 | -0.00089751 | 598.2394 | 0.00081498 | 739.2404 | -0.00057714 | 738.9946 | 0.00026986 | 730.7891 | -0.00022591 | 738.9946 | -0.0005896 | 739.2404 | 0 | 729.9539 | 0.00029051 | 598.2394 | 0.00573 | 739.2404 | 0 | 739.2404 | 0 | 733.78 | -0.00028175 | 739.2404 | 0 | 600.7753 | 0.07385 | 739.2404 | 0 | 739.2404 | 0 | 738.9946 | -0.00057112 | 894.685 | 0.00454 | 738.9946 | -0.00071697 | 894.1318 | 0 | 894.685 | 0.37563 | 729.9539 | 0.01864
| 739.4756 | 0.00016997 | 739.2301 | 0.00018647 | 598.3579 | 0 | 739.4756 | -0.00023703 | 739.2301 | -0.00098787 | 731.0222 | 0.00016416 | 739.2301 | 0.0003736 | 739.4756 | 0.00041889 | 730.1834 | 0.0001841 | 598.3579 | 0.00541 | 739.4756 | 0.00036408 | 739.4756 | 0.0002867 | 734.01 | 0.00085607 | 739.4756 | 0.000457 | 600.8946 | 0.07448 | 739.4756 | 0.00025211 | 739.4756 | 0.00023002 | 739.2301 | 0.00114 | 894.8526 | 0.00568 | 739.2301 | 0.0042932 | 894.2999 | 0 | 894.8526 | 0.37641 | 730.1834 | 0.01958
| 739.7109 | 0.00063934 | 739.4656 | -0.00025624 | 598.4763 | 0.00074563 | 739.7109 | -0.00036507 | 739.4656 | 3.8663e-05 | 731.2554 | -0.00020287 | 739.4656 | -0.00060657 | 739.7109 | 0 | 730.413 | -0.00083065 | 598.4763 | 0.00604 | 739.7109 | 0 | 739.7109 | 0 | 734.25 | -0.00096444 | 739.7109 | 0 | 601.014 | 0.07577 | 739.7109 | 0 | 739.7109 | 0 | 739.4656 | -0.00034627 | 895.0203 | 0.00492 | 739.4656 | 0.0018363 | 894.468 | 3.0002e-05 | 895.0203 | 0.37731 | 730.413 | 0.01821
| 739.9462 | 0.000953 | 739.7011 | -6.7492e-05 | 598.5947 | 0 | 739.9462 | 0.0001895 | 739.7011 | -0.0006349 | 731.4885 | 0.00025549 | 739.7011 | 0.00040892 | 739.9462 | 0.00038428 | 730.6426 | -8.4797e-05 | 598.5947 | 0.00663 | 739.9462 | 0.00058686 | 739.9462 | 0.0003838 | 734.48 | -0.0017121 | 739.9462 | 0.00036129 | 601.1333 | 0.07633 | 739.9462 | 0.00068593 | 739.9462 | 0.00055134 | 739.7011 | 0.00067435 | 895.188 | 0.00526 | 739.7011 | 0.0029991 | 894.6361 | 0 | 895.188 | 0.37712 | 730.6426 | 0.01851
| 740.1815 | 0.0001524 | 739.9367 | -0.0006837 | 598.7132 | 0.00074563 | 740.1815 | -0.00047008 | 739.9367 | 5.3618e-05 | 731.7216 | -0.00027339 | 739.9367 | -0.0006301 | 740.1815 | 0 | 730.8722 | -0.0004913 | 598.7132 | 0.0057 | 740.1815 | 0 | 740.1815 | 0 | 734.72 | -0.001192 | 740.1815 | 0 | 601.2527 | 0.0781 | 740.1815 | 0 | 740.1815 | 0 | 739.9367 | -0.00035968 | 895.3556 | 0.00297 | 739.9367 | 0.003083 | 894.8042 | 0 | 895.3556 | 0.37816 | 730.8722 | 0.01873
| 740.4168 | 0.0008169 | 740.1722 | 0.0001168 | 598.8316 | 0 | 740.4168 | 0.00019422 | 740.1722 | -0.000268 | 731.9547 | 4.3307e-06 | 740.1722 | 0.00036525 | 740.4168 | 3.0645e-05 | 731.1017 | 0.00095843 | 598.8316 | 0.00641 | 740.4168 | 0.00035363 | 740.4168 | 0.00015576 | 734.95 | -0.00086692 | 740.4168 | 6.448e-05 | 601.372 | 0.07914 | 740.4168 | 0.00040198 | 740.4168 | 0.00012544 | 740.1722 | 0.00037211 | 895.5233 | 0.00461 | 740.1722 | 0.0037708 | 894.9723 | 0 | 895.5233 | 0.37903 | 731.1018 | 0.01816
| 740.6521 | -7.8656e-05 | 740.4077 | -0.00017461 | 598.9501 | 0.00149 | 740.6521 | -0.0002508 | 740.4077 | -0.00038332 | 732.1879 | -0.00025215 | 740.4077 | -0.0005534 | 740.6521 | 0 | 731.3314 | -0.00020046 | 598.9501 | 0.00457 | 740.6521 | 0 | 740.6521 | 0 | 735.19 | -0.001257 | 740.6521 | 0 | 601.4913 | 0.08078 | 740.6521 | 0 | 740.6521 | 0 | 740.4077 | -0.00055434 | 895.691 | 0.00341 | 740.4077 | 0.0032012 | 895.1404 | 0 | 895.691 | 0.38159 | 731.3314 | 0.0165
| 740.8874 | 0.00076998 | 740.6433 | 0.00015105 | 599.0686 | 0 | 740.8874 | -1.6996e-05 | 740.6433 | -0.00036937 | 732.421 | 0.00017729 | 740.6433 | 0.00038945 | 740.8874 | 0.00055149 | 731.561 | 0.0013686 | 599.0686 | 0.0076 | 740.8874 | 0.00048865 | 740.8874 | 0.00052813 | 735.43 | -0.00099695 | 740.8874 | 0.00063827 | 601.6107 | 0.08175 | 740.8874 | 0.00048933 | 740.8874 | 0.00048069 | 740.6433 | 0.000744 | 895.8587 | 0.00482 | 740.6433 | 0.0029321 | 895.3085 | 0 | 895.8587 | 0.38401 | 731.561 | 0.019
| 741.1227 | 0.00052384 | 740.8788 | -0.0011992 | 599.187 | 0.0014 | 741.1227 | -0.00046583 | 740.8788 | 0.00024521 | 732.6542 | -0.00012894 | 740.8788 | -0.00064037 | 741.1227 | 0 | 731.7906 | 4.0796e-05 | 599.187 | 0.00598 | 741.1227 | 0 | 741.1227 | 0 | 735.66 | -8.6692e-05 | 741.1227 | 0 | 601.73 | 0.08356 | 741.1227 | 0 | 741.1227 | 0 | 740.8788 | -0.00010946 | 896.0263 | 0.00355 | 740.8788 | 0.0036947 | 895.4767 | 0 | 896.0263 | 0.38694 | 731.7907 | 0.01804
| 741.3581 | -0.00010797 | 741.1144 | -9.8225e-05 | 599.3055 | 0 | 741.3581 | 2.0913e-05 | 741.1144 | -0.00073247 | 732.8874 | 9.7921e-05 | 741.1144 | 0.00036003 | 741.3581 | 0.00031427 | 732.0203 | 0.00022711 | 599.3055 | 0.00601 | 741.3581 | 0.00028578 | 741.3581 | 0.00028426 | 735.9 | 0.0018964 | 741.3581 | 0.00023847 | 601.8494 | 0.0846 | 741.3581 | 0.00027733 | 741.3581 | 0.00045577 | 741.1144 | 0.0002046 | 896.194 | 0.00761 | 741.1144 | 0.0031116 | 895.6448 | 0 | 896.194 | 0.38881 | 732.0203 | 0.0181
| 741.5934 | -0.0002156 | 741.35 | -0.0010585 | 599.424 | 0.00097105 | 741.5934 | -0.0010886 | 741.35 | 0.00032433 | 733.1205 | -0.00016 | 741.35 | -0.00062214 | 741.5934 | 0 | 732.2499 | 0.0014605 | 599.424 | 0.00681 | 741.5934 | 0 | 741.5934 | 0 | 736.13 | -0.0012895 | 741.5934 | 0 | 601.9688 | 0.08598 | 741.5934 | 0 | 741.5934 | 0 | 741.35 | -0.00030097 | 896.3617 | 0.00408 | 741.35 | 0.0042223 | 895.8129 | 0 | 896.3617 | 0.39147 | 732.2499 | 0.01669
| 741.8288 | 0.00044424 | 741.5856 | 0.00025232 | 599.5425 | 0 | 741.8288 | -5.482e-05 | 741.5856 | -0.001059 | 733.3538 | -2.2866e-06 | 741.5856 | 0.00020054 | 741.8288 | 0.00036735 | 732.4796 | 0.00022269 | 599.5425 | 0.00456 | 741.8288 | 0.00032382 | 741.8288 | 0.00033669 | 736.37 | 0.0016038 | 741.8288 | 0.00040202 | 602.0881 | 0.08698 | 741.8288 | 0.00035808 | 741.8288 | 0.00039563 | 741.5856 | 0.00047924 | 896.5294 | 0.0052 | 741.5856 | 0.0051696 | 895.9811 | 0 | 896.5294 | 0.39398 | 732.4796 | 0.01749
| 742.0641 | -0.00051338 | 741.8212 | -0.00067976 | 599.661 | 0.00168 | 742.0641 | -9.161e-05 | 741.8212 | 0.00049022 | 733.5869 | -0.00022505 | 741.8212 | -0.00061013 | 742.0641 | 0 | 732.7092 | 0.00015719 | 599.661 | 0.00533 | 742.0641 | 0 | 742.0641 | 0 | 736.6 | -0.00021673 | 742.0641 | 0 | 602.2075 | 0.08859 | 742.0641 | 0 | 742.0642 | 0 | 741.8212 | -9.5236e-05 | 896.6971 | 0.00506 | 741.8212 | 0.0028312 | 896.1492 | 0 | 896.6971 | 0.39744 | 732.7092 | 0.01632
| 742.2995 | 0.00050809 | 742.0568 | -0.00029631 | 599.7795 | 0 | 742.2995 | 0.00018753 | 742.0568 | -0.00067121 | 733.8201 | 0.00022237 | 742.0568 | 0.00032249 | 742.2995 | 0.00048634 | 732.9389 | 0.00032015 | 599.7795 | 0.00527 | 742.2995 | 0.00031055 | 742.2995 | 8.9946e-05 | 736.84 | -5.4182e-05 | 742.2995 | 2.0274e-05 | 602.3268 | 0.08989 | 742.2995 | 0.00035574 | 742.2995 | 0.00033741 | 742.0568 | 0.0004419 | 896.8648 | 0.00499 | 742.0568 | 0.0046804 | 896.3174 | 6.6672e-06 | 896.8648 | 0.40043 | 732.9389 | 0.01821
| 742.5349 | -4.6197e-06 | 742.2924 | -0.00049097 | 599.898 | 0.00053755 | 742.5349 | -0.00062522 | 742.2924 | 0.00020948 | 734.0533 | -0.00011809 | 742.2924 | -0.00056979 | 742.5349 | 0 | 733.1686 | -0.0018117 | 599.898 | 0.00533 | 742.5349 | 0 | 742.5349 | 0 | 737.07 | -0.0013871 | 742.5349 | 0 | 602.4462 | 0.09175 | 742.5349 | 0 | 742.5349 | 0 | 742.2924 | -0.00032158 | 897.0325 | 0.00477 | 742.2924 | 0.0036682 | 896.4855 | 1.0001e-05 | 897.0325 | 0.40337 | 733.1686 | 0.01559
| 742.7703 | 0.00046121 | 742.528 | 0.00025911 | 600.0166 | 0 | 742.7703 | -2.0401e-05 | 742.528 | -0.00065033 | 734.2866 | 0.0002009 | 742.528 | 0.00029051 | 742.7703 | 0.00047363 | 733.3983 | 0.0007758 | 600.0166 | 0.00658 | 742.7703 | 0.00023318 | 742.7703 | 0.00030777 | 737.31 | -5.4182e-05 | 742.7703 | 0.0006651 | 602.5656 | 0.09326 | 742.7703 | 0.00040796 | 742.7703 | 0.00047712 | 742.528 | 0.00087713 | 897.2002 | 0.00552 | 742.528 | 0.0063196 | 896.6536 | 6.6672e-06 | 897.2002 | 0.40515 | 733.3982 | 0.01853
| 743.0057 | -0.00014863 | 742.7636 | -0.00030676 | 600.1351 | 0.0016 | 743.0057 | -0.00058374 | 742.7636 | -0.00011285 | 734.5198 | -0.00022593 | 742.7636 | -0.00056804 | 743.0057 | 0 | 733.628 | 9.838e-05 | 600.1351 | 0.00579 | 743.0057 | 0 | 743.0057 | 0 | 737.55 | -0.00298 | 743.0057 | 0 | 602.6849 | 0.09525 | 743.0057 | 0 | 743.0057 | 0 | 742.7636 | -0.00050247 | 897.3679 | 0.00292 | 742.7636 | 0.0035653 | 896.8218 | 0 | 897.3679 | 0.40705 | 733.628 | 0.01657
| 743.2411 | 0.00039246 | 742.9993 | 1.3662e-05 | 600.2536 | 0 | 743.2411 | 0.0003904 | 742.9993 | -0.0013005 | 734.7531 | 0.00017007 | 742.9993 | 0.00019575 | 743.2411 | 4.7915e-05 | 733.8577 | -0.00035051 | 600.2536 | 0.00564 | 743.2411 | 0.00024589 | 743.2411 | 0.00011225 | 737.78 | 0.00040094 | 743.2411 | 0.00034227 | 602.8043 | 0.09652 | 743.2411 | 0.00037281 | 743.2411 | 0.00043365 | 742.9993 | 0.00029783 | 897.5356 | 0.00455 | 742.9993 | 0.0071584 | 896.99 | 6.6672e-06 | 897.5356 | 0.40813 | 733.8577 | 0.01804
| 743.4765 | -0.00021992 | 743.2349 | -0.00037956 | 600.3722 | 0.00147 | 743.4765 | -0.00043316 | 743.2349 | -0.00013625 | 734.9863 | -0.00021474 | 743.2349 | -0.0005077 | 743.4765 | 0 | 734.0874 | -0.00026121 | 600.3722 | 0.00479 | 743.4765 | 0 | 743.4765 | 0 | 738.02 | -0.00024923 | 743.4765 | 0 | 602.9237 | 0.09835 | 743.4765 | 0 | 743.4765 | 0 | 743.2349 | -9.0677e-05 | 897.7033 | 0.00389 | 743.2349 | 0.0042534 | 897.1581 | 0 | 897.7033 | 0.41063 | 734.0874 | 0.01534
| 743.712 | 0.0017444 | 743.4706 | 0.00045805 | 600.4907 | 0 | 743.712 | -0.00024236 | 743.4706 | -0.00054558 | 735.2195 | 0.00020732 | 743.4706 | 0.0002765 | 743.7119 | 0.00034382 | 734.3171 | 0.0013964 | 600.4907 | 0.00655 | 743.7119 | 0.0011228 | 743.712 | 0.00030026 | 738.25 | -0.0008344 | 743.7119 | 0.00032551 | 603.043 | 0.0998 | 743.7119 | 0.00050917 | 743.712 | 0.00034058 | 743.4706 | 0.00052527 | 897.871 | 0.00534 | 743.4706 | 0.0060049 | 897.3263 | 6.6672e-06 | 897.871 | 0.41233 | 734.3171 | 0.01712
| 743.9474 | -0.00034775 | 743.7062 | -0.00085939 | 600.6093 | 0.00116 | 743.9474 | -0.00094161 | 743.7062 | 0.0001117 | 735.4528 | -0.00020702 | 743.7062 | -0.0006464 | 743.9474 | 0 | 734.5469 | -0.00049882 | 600.6093 | 0.00567 | 743.9474 | 0 | 743.9474 | 0 | 738.49 | -0.001322 | 743.9474 | 0 | 603.1624 | 0.10177 | 743.9474 | 0 | 743.9474 | 0 | 743.7062 | -0.00018924 | 898.0387 | 0.00415 | 743.7062 | 0.0064223 | 897.4944 | 0 | 898.0387 | 0.41503 | 734.5469 | 0.01521
| 744.1829 | 0.00042751 | 743.9419 | 0.00042704 | 600.7278 | 0 | 744.1829 | 0.00041998 | 743.9419 | -0.0009659 | 735.6861 | 0.00022112 | 743.9419 | 0.00030561 | 744.1828 | 0.00039513 | 734.7766 | 0.00025088 | 600.7278 | 0.0047 | 744.1828 | 0.00039495 | 744.1829 | 0.0003602 | 738.72 | -0.00037928 | 744.1828 | 0 | 603.2818 | 0.10307 | 744.1828 | 0.00039589 | 744.1829 | 0.0003838 | 743.9419 | 0.00038583 | 898.2064 | 0.00559 | 743.9419 | 0.0051347 | 897.6626 | 6.6672e-06 | 898.2064 | 0.41706 | 734.7766 | 0.01719
| 744.4183 | -0.00023543 | 744.1776 | -0.00086672 | 600.8464 | 0.00139 | 744.4183 | -0.00044374 | 744.1776 | 7.7315e-05 | 735.9194 | -0.00012725 | 744.1776 | -0.00072086 | 744.4183 | 0 | 735.0063 | -0.0010056 | 600.8464 | 0.00579 | 744.4183 | 0 | 744.4183 | 0 | 738.96 | -0.0014196 | 744.4183 | 0 | 603.4012 | 0.10517 | 744.4183 | 0 | 744.4183 | 0 | 744.1776 | -0.000391 | 898.3741 | 0.00317 | 744.1776 | 0.0057994 | 897.8308 | 1.0001e-05 | 898.3741 | 0.4209 | 735.0063 | 0.01646
| 744.6537 | 0.00042588 | 744.4133 | -0.00017724 | 600.965 | 0 | 744.6537 | -0.00012581 | 744.4133 | -0.00087442 | 736.1527 | 6.7716e-05 | 744.4133 | 0.00027141 | 744.6538 | 0.00036678 | 735.2361 | 0.00024892 | 600.965 | 0.00649 | 744.6538 | 8.0911e-05 | 744.6537 | 0.00018834 | 739.19 | 0.00040094 | 744.6538 | 2.326e-05 | 603.5206 | 0.10675 | 744.6538 | 0.00052517 | 744.6537 | 0.00030327 | 744.4133 | 0.00067319 | 898.5418 | 0.00557 | 744.4133 | 0.0082886 | 897.9989 | 0 | 898.5418 | 0.42417 | 735.2361 | 0.0156
| 744.8892 | -0.00012674 | 744.649 | -0.00044438 | 601.0836 | 0.00104 | 744.8892 | -0.00083821 | 744.649 | 0.00015375 | 736.386 | -0.00019151 | 744.649 | -0.00054763 | 744.8892 | 0 | 735.4659 | -0.00017247 | 601.0836 | 0.00439 | 744.8892 | 0 | 744.8892 | 0 | 739.43 | -0.00067186 | 744.8892 | 0 | 603.64 | 0.10872 | 744.8892 | 0 | 744.8892 | 0 | 744.649 | -0.00028408 | 898.7096 | 0.00362 | 744.649 | 0.0054748 | 898.1671 | 0 | 898.7096 | 0.42816 | 735.4659 | 0.01553
| 745.1248 | 0.00049431 | 744.8847 | -6.6796e-05 | 601.2022 | 0 | 745.1248 | 0.00011498 | 744.8847 | -0.00098607 | 736.6193 | 0.0001439 | 744.8847 | 0.00038925 | 745.1247 | 0.00010142 | 735.6956 | 0.00088833 | 601.2022 | 0.00652 | 745.1247 | 0.00019047 | 745.1248 | 9.3198e-05 | 739.67 | -0.00028175 | 745.1247 | 0.00030531 | 603.7594 | 0.10973 | 745.1247 | 0.00031601 | 745.1248 | 0.00022837 | 744.8847 | 0.00036488 | 898.8773 | 0.00636 | 744.8847 | 0.0069293 | 898.3353 | 0 | 898.8773 | 0.43083 | 735.6956 | 0.01848
| 745.3602 | 0.00044887 | 745.1204 | -0.0008781 | 601.3208 | 0.00088435 | 745.3602 | -0.0003675 | 745.1204 | 2.1882e-05 | 736.8527 | -0.00018382 | 745.1204 | -0.000571 | 745.3602 | 0 | 735.9254 | -0.00026467 | 601.3208 | 0.00539 | 745.3602 | 0 | 745.3602 | 0 | 739.9 | 0.0033593 | 745.3602 | 0 | 603.8788 | 0.11156 | 745.3602 | 0 | 745.3602 | 0 | 745.1204 | -0.0006898 | 899.045 | 0.00419 | 745.1204 | 0.0074453 | 898.5035 | 1.0001e-05 | 899.045 | 0.43391 | 735.9254 | 0.0157
| 745.5957 | 0.00025741 | 745.3561 | 0.00059739 | 601.4394 | 0 | 745.5957 | 4.83e-05 | 745.3561 | -0.0011822 | 737.086 | 9.1499e-05 | 745.3561 | 0.00035857 | 745.5957 | 0.0003183 | 736.1552 | -0.00068372 | 601.4394 | 0.00541 | 745.5957 | 0.00040219 | 745.5957 | 0.0003673 | 740.14 | 0.0020915 | 745.5957 | 0.00069774 | 603.9982 | 0.11346 | 745.5957 | 0.00055699 | 745.5957 | 0.00027094 | 745.3561 | 0.00072216 | 899.2127 | 0.00497 | 745.3561 | 0.0086413 | 898.6717 | 0 | 899.2127 | 0.4358 | 736.1552 | 0.0151
| 745.8312 | -0.0001317 | 745.5919 | 0.00018913 | 601.558 | 0.00161 | 745.8312 | -0.00071841 | 745.5919 | -5.301e-05 | 737.3193 | -0.00022799 | 745.5919 | -0.00053983 | 745.8312 | 0 | 736.385 | -0.00061763 | 601.558 | 0.00559 | 745.8312 | 0 | 745.8312 | 0 | 740.37 | -0.0017771 | 745.8312 | 0 | 604.1176 | 0.1157 | 745.8312 | 0 | 745.8312 | 0 | 745.5919 | 3.9682e-05 | 899.3804 | 0.00343 | 745.5919 | 0.0078146 | 898.8398 | 1.0001e-05 | 899.3804 | 0.43818 | 736.385 | 0.01576
| 746.0668 | 0.00052905 | 745.8276 | 4.9859e-05 | 601.6766 | 0 | 746.0668 | 7.9837e-06 | 745.8276 | -0.00067248 | 737.5527 | 9.1721e-05 | 745.8276 | 0.00042458 | 746.0668 | 0.00047105 | 736.6148 | 0.0016076 | 601.6766 | 0.00428 | 746.0668 | 0.00055609 | 746.0668 | 0.00022523 | 740.61 | -0.00028175 | 746.0668 | 0.00026633 | 604.237 | 0.11675 | 746.0668 | 0.00061783 | 746.0668 | 0.00033684 | 745.8276 | 0.00040935 | 899.5482 | 0.00621 | 745.8276 | 0.010486 | 899.008 | 0 | 899.5482 | 0.44009 | 736.6148 | 0.0146
| 746.3023 | -0.0002367 | 746.0634 | -0.00098816 | 601.7953 | 0.00134 | 746.3023 | -0.00028193 | 746.0634 | 0.00044707 | 737.786 | -0.00019728 | 746.0634 | -0.00062356 | 746.3023 | 0 | 736.8446 | 0.00026574 | 601.7953 | 0.0051 | 746.3023 | 0 | 746.3023 | 0 | 740.84 | -8.6692e-05 | 746.3023 | 0 | 604.3564 | 0.11837 | 746.3023 | 0 | 746.3023 | 0 | 746.0634 | -0.00019096 | 899.7159 | 0.00373 | 746.0634 | 0.0099193 | 899.1762 | 0 | 899.7159 | 0.44259 | 736.8446 | 0.01477
| 746.5378 | -0.00015211 | 746.2992 | 0.0004066 | 601.9139 | 0 | 746.5378 | 0.00015909 | 746.2992 | -0.00080148 | 738.0194 | 0.00017481 | 746.2992 | 0.00020061 | 746.5378 | 0.00042465 | 737.0744 | -0.00011836 | 601.9139 | 0.00385 | 746.5378 | 0.00042176 | 746.5378 | 0.0001899 | 741.08 | 0.00075855 | 746.5378 | 0.00041247 | 604.4758 | 0.11967 | 746.5378 | 0.00047019 | 746.5378 | 0.00026804 | 746.2992 | 0.00055368 | 899.8836 | 0.00306 | 746.2992 | 0.010682 | 899.3444 | 0 | 899.8836 | 0.44397 | 737.0744 | 0.01597
| 746.7734 | 0.00063442 | 746.5349 | -0.00072323 | 602.0326 | 0.00027745 | 746.7734 | -9.0442e-05 | 746.5349 | 0.00040157 | 738.2528 | -0.00038323 | 746.5349 | -0.000633 | 746.7734 | 0 | 737.3043 | -0.0011759 | 602.0326 | 0.00647 | 746.7734 | 0 | 746.7734 | 0 | 741.31 | -0.0019397 | 746.7734 | 0 | 604.5952 | 0.12204 | 746.7734 | 0 | 746.7734 | 0 | 746.5349 | -0.00044545 | 900.0514 | 0.00475 | 746.5349 | 0.011402 | 899.5126 | 0 | 900.0514 | 0.44625 | 737.3043 | 0.01556
| 747.009 | 0.00015363 | 746.7707 | 0.00033658 | 602.1512 | 0 | 747.009 | -0.00056335 | 746.7707 | -0.0007873 | 738.4861 | 7.248e-05 | 746.7707 | 0.00046308 | 747.009 | 0.00044636 | 737.5341 | 0.0010214 | 602.1512 | 0.00467 | 747.009 | 0.0001524 | 747.009 | 0.00042643 | 741.55 | 0.0009211 | 747.009 | 0.00030728 | 604.7146 | 0.12326 | 747.009 | 0.00050245 | 747.009 | 0.00043971 | 746.7707 | 0.00051089 | 900.2191 | 0.00403 | 746.7707 | 0.01084 | 899.6808 | 2.6669e-05 | 900.2191 | 0.44827 | 737.5341 | 0.01414
| 747.2445 | -0.0012258 | 747.0065 | -2.2276e-05 | 602.2699 | 0.00156 | 747.2445 | -0.00083212 | 747.0065 | 2.5122e-05 | 738.7195 | -0.00010692 | 747.0065 | -0.00053166 | 747.2445 | 0 | 737.7639 | -0.0012503 | 602.2699 | 0.0038 | 747.2445 | 0 | 747.2445 | 0 | 741.79 | -0.0012895 | 747.2445 | 0 | 604.834 | 0.12562 | 747.2445 | 0 | 747.2445 | 0 | 747.0065 | -5.4662e-05 | 900.3868 | 0.00543 | 747.0065 | 0.010016 | 899.8491 | 3.0002e-05 | 900.3868 | 0.45133 | 737.7639 | 0.0151
| 747.4801 | 0.00032165 | 747.2423 | -0.00029493 | 602.3885 | 0 | 747.4801 | 0.00023299 | 747.2423 | -0.00074161 | 738.953 | -3.6341e-05 | 747.2423 | 0.00035605 | 747.4801 | 0.00025955 | 737.9938 | 0.00086972 | 602.3885 | 0.00476 | 747.4801 | 0.00050002 | 747.4801 | 0.00045837 | 742.02 | 0.0017338 | 747.4801 | 0.00070487 | 604.9534 | 0.127 | 747.4801 | 0.00050917 | 747.4801 | 0.0004341 | 747.2423 | 0.00060547 | 900.5546 | 0.00591 | 747.2423 | 0.012054 | 900.0173 | 0 | 900.5546 | 0.45423 | 737.9938 | 0.0166
| 747.7157 | 0.00034175 | 747.4781 | -0.00019677 | 602.5072 | 0.00081498 | 747.7157 | -0.000589 | 747.4781 | 0.0003359 | 739.1864 | -0.00011839 | 747.4781 | -0.0005005 | 747.7157 | 0 | 738.2236 | 1.3811e-06 | 602.5072 | 0.00672 | 747.7157 | 0 | 747.7157 | 0 | 742.26 | -8.6692e-05 | 747.7157 | 0 | 605.0728 | 0.12975 | 747.7157 | 0 | 747.7157 | 0 | 747.4781 | -0.00010711 | 900.7223 | 0.0036 | 747.4781 | 0.010372 | 900.1855 | 1.0001e-05 | 900.7223 | 0.45822 | 738.2236 | 0.01569
| 747.9513 | 0.00045951 | 747.7139 | -0.0003353 | 602.6259 | 0 | 747.9513 | 0.0004378 | 747.7139 | -0.00054523 | 739.4198 | 0.0002167 | 747.7139 | 0.00029522 | 747.9513 | 0.00052552 | 738.4536 | -0.00018098 | 602.6259 | 0.00348 | 747.9513 | 0.00051932 | 747.9513 | 0.00026886 | 742.49 | 0.0010836 | 747.9513 | 0.00026822 | 605.1923 | 0.13135 | 747.9513 | 0.00040814 | 747.9513 | 0.00027885 | 747.7139 | 0.00044041 | 900.8901 | 0.00652 | 747.7139 | 0.012387 | 900.3537 | 0 | 900.8901 | 0.46148 | 738.4535 | 0.01477
| 748.1869 | -0.00019521 | 747.9498 | -7.2412e-07 | 602.7446 | 0.00106 | 748.1869 | -0.00066073 | 747.9498 | -0.00017873 | 739.6533 | -7.6082e-05 | 747.9498 | -0.0005504 | 748.1869 | 0 | 738.6834 | -0.0010067 | 602.7446 | 0.00698 | 748.1869 | 0 | 748.1869 | 0 | 742.73 | 0.0017013 | 748.1869 | 0 | 605.3117 | 0.13429 | 748.1869 | 0 | 748.1869 | 0 | 747.9497 | -3.5896e-05 | 901.0578 | 0.00315 | 747.9498 | 0.011682 | 900.5219 | 3.0002e-05 | 901.0578 | 0.46433 | 738.6834 | 0.01463
| 748.4225 | -2.2723e-05 | 748.1856 | 0.0008658 | 602.8633 | 0 | 748.4225 | 0.00056502 | 748.1856 | -0.00097066 | 739.8867 | 0.00017607 | 748.1856 | 0.00034959 | 748.4225 | 0.00059714 | 738.9133 | -0.00013492 | 602.8633 | 0.00379 | 748.4225 | 0.00043885 | 748.4225 | 0.00044226 | 742.96 | -0.00076939 | 748.4225 | 0.00050842 | 605.4311 | 0.13616 | 748.4225 | 0.00048464 | 748.4226 | 0.00036733 | 748.1856 | 0.00073615 | 901.2256 | 0.0042 | 748.1856 | 0.01245 | 900.6901 | 0 | 901.2256 | 0.46531 | 738.9133 | 0.01426
| 748.6581 | -0.0010451 | 748.4214 | -0.001186 | 602.982 | 0.00168 | 748.6581 | -0.0005538 | 748.4214 | 0.00064785 | 740.1201 | -0.00022805 | 748.4214 | -0.00063863 | 748.6582 | 0 | 739.1432 | 0.00031179 | 602.982 | 0.00567 | 748.6582 | 0 | 748.6581 | 0 | 743.2 | 0.00072604 | 748.6582 | 0 | 605.5505 | 0.13895 | 748.6582 | 0 | 748.6581 | 0 | 748.4214 | -0.00054586 | 901.3933 | 0.0032 | 748.4214 | 0.014151 | 900.8583 | 0 | 901.3933 | 0.46733 | 739.1432 | 0.0137
| 748.8938 | 0.00039974 | 748.6573 | 0.0002328 | 603.1007 | 0 | 748.8938 | 0.00042025 | 748.6573 | -0.0008492 | 740.3536 | 3.5387e-05 | 748.6573 | 0.00036116 | 748.8938 | 0.00066583 | 739.3731 | 0.00047583 | 603.1007 | 0.00558 | 748.8938 | 0.00037603 | 748.8938 | 0.00025278 | 743.44 | 0.0016038 | 748.8938 | 0.000416 | 605.67 | 0.14073 | 748.8938 | 0.00031022 | 748.8938 | 0.00046917 | 748.6573 | 0.00057768 | 901.5611 | 0.00541 | 748.6573 | 0.014231 | 901.0266 | 6.6672e-06 | 901.5611 | 0.46848 | 739.3731 | 0.01512
| 749.1295 | -0.00037509 | 748.8931 | 0.00023477 | 603.2194 | 0.0013 | 749.1295 | -0.00056793 | 748.8931 | 0.00031551 | 740.587 | -0.00025885 | 748.8931 | -0.00048436 | 749.1294 | 0 | 739.603 | -0.00044631 | 603.2194 | 0.004 | 749.1294 | 0 | 749.1295 | 0 | 743.67 | -0.00050931 | 749.1294 | 0 | 605.7894 | 0.14349 | 749.1294 | 0 | 749.1295 | 0 | 748.8931 | -2.1399e-05 | 901.7288 | 0.00359 | 748.8931 | 0.013965 | 901.1948 | 0 | 901.7288 | 0.47077 | 739.603 | 0.01413
| 749.3651 | 0.00063486 | 749.129 | -0.00020896 | 603.3381 | 0 | 749.3651 | 0.00038751 | 749.129 | -0.00062571 | 740.8206 | 0.00014553 | 749.129 | 0.00033913 | 749.3651 | 0.00052952 | 739.8329 | 0.00086516 | 603.3381 | 0.00556 | 749.3651 | 0.00018257 | 749.3651 | 0.00025479 | 743.91 | -0.00099695 | 749.3651 | 0.00049243 | 605.9088 | 0.14523 | 749.3651 | 0.00039609 | 749.3651 | 0.00033189 | 749.129 | 0.00051317 | 901.8966 | 0.00345 | 749.129 | 0.014917 | 901.3631 | 0 | 901.8966 | 0.47161 | 739.8329 | 0.01488
| 749.6008 | -0.00072094 | 749.3649 | -0.00051712 | 603.4569 | 0.00149 | 749.6008 | -0.00066592 | 749.3649 | 0.00038081 | 741.054 | -0.00012663 | 749.3649 | -0.00053443 | 749.6008 | 0 | 740.0629 | -0.00064345 | 603.4569 | 0.00715 | 749.6008 | 0 | 749.6008 | 0 | 744.14 | 0.00046596 | 749.6008 | 0 | 606.0283 | 0.14765 | 749.6008 | 0 | 749.6008 | 0 | 749.3649 | -0.00020264 | 902.0644 | 0.00427 | 749.3649 | 0.016723 | 901.5313 | 1.0001e-05 | 902.0644 | 0.47321 | 740.0629 | 0.01312
| 749.8364 | 0.00031186 | 749.6008 | -8.4027e-05 | 603.5756 | 0 | 749.8364 | -8.8938e-05 | 749.6008 | -0.00043762 | 741.2875 | -7.6572e-06 | 749.6008 | 0.00029136 | 749.8364 | 0.00029068 | 740.2928 | 0.00074685 | 603.5756 | 0.0053 | 749.8364 | 0.00073381 | 749.8364 | 0.00018253 | 744.38 | -0.0014846 | 749.8364 | 0.0002147 | 606.1477 | 0.14896 | 749.8364 | 0.00037366 | 749.8364 | 0.0004247 | 749.6008 | 0.00049974 | 902.2321 | 0.00555 | 749.6008 | 0.017965 | 901.6995 | 0 | 902.2321 | 0.47421 | 740.2928 | 0.01443
| 750.0721 | -0.00088552 | 749.8367 | -0.0015473 | 603.6944 | 0.00125 | 750.0721 | -0.00049629 | 749.8367 | -0.00041685 | 741.521 | -3.2607e-05 | 749.8367 | -0.00067626 | 750.0721 | 0 | 740.5228 | 0.00068734 | 603.6944 | 0.00584 | 750.0721 | 0 | 750.0721 | 0 | 744.61 | 0.00033593 | 750.0721 | 0 | 606.2672 | 0.15121 | 750.0721 | 0 | 750.0721 | 0 | 749.8367 | -0.00037498 | 902.3999 | 0.00424 | 749.8367 | 0.015514 | 901.8678 | 1.0001e-05 | 902.3999 | 0.47642 | 740.5228 | 0.01454
| 750.3078 | 0.00014236 | 750.0726 | 0.00062527 | 603.8131 | 0 | 750.3078 | -0.00010729 | 750.0726 | -0.00070556 | 741.7545 | -2.6606e-05 | 750.0726 | 0.00044255 | 750.3078 | 0.0004309 | 740.7527 | 0.00054667 | 603.8131 | 0.00453 | 750.3078 | 0.00088138 | 750.3078 | 0.00049086 | 744.85 | 0.00036844 | 750.3078 | 0.0005805 | 606.3866 | 0.15292 | 750.3078 | 0.00049986 | 750.3078 | 0.00030847 | 750.0726 | 0.00052083 | 902.5676 | 0.0039 | 750.0726 | 0.016902 | 902.036 | 0 | 902.5676 | 0.47857 | 740.7527 | 0.01544
| 750.5435 | 7.0593e-05 | 750.3085 | -0.0012608 | 603.9319 | 0.00128 | 750.5435 | -0.00087343 | 750.3085 | 0.00036973 | 741.988 | -0.00020049 | 750.3085 | -0.0007226 | 750.5435 | 0 | 740.9827 | -0.0015532 | 603.9319 | 0.0055 | 750.5435 | 0 | 750.5435 | 0 | 745.09 | 0.00072604 | 750.5435 | 0 | 606.506 | 0.1559 | 750.5435 | 0 | 750.5435 | 0 | 750.3085 | -0.00078006 | 902.7354 | 0.00352 | 750.3085 | 0.015747 | 902.2043 | 3.0002e-05 | 902.7354 | 0.48132 | 740.9827 | 0.01411
| 750.7792 | 0.0013238 | 750.5444 | -0.0008114 | 604.0507 | 0 | 750.7792 | 4.3182e-05 | 750.5444 | -0.00099451 | 742.2216 | 0.0001682 | 750.5444 | 0.00033519 | 750.7792 | 0.00042028 | 741.2126 | 0.0007369 | 604.0507 | 0.00442 | 750.7792 | 0.00026378 | 750.7792 | 0.0001425 | 745.32 | -0.00024923 | 750.7792 | 0.00044027 | 606.6255 | 0.1579 | 750.7792 | 0.0007168 | 750.7792 | 0.00036373 | 750.5444 | 0.00033522 | 902.9032 | 0.00501 | 750.5444 | 0.018691 | 902.3725 | 0 | 902.9032 | 0.48347 | 741.2127 | 0.01401
| 751.015 | -0.00030663 | 750.7804 | -0.00073309 | 604.1694 | 0.00060691 | 751.015 | -0.00071728 | 750.7804 | 3.4977e-05 | 742.4551 | -0.00017607 | 750.7804 | -0.00060396 | 751.015 | 0 | 741.4426 | 0.00028341 | 604.1694 | 0.00544 | 751.015 | 0 | 751.015 | 0 | 745.56 | -0.00093193 | 751.015 | 0 | 606.745 | 0.16077 | 751.015 | 0 | 751.0149 | 0 | 750.7804 | -0.00058377 | 903.071 | 0.00543 | 750.7804 | 0.018401 | 902.5408 | 0 | 903.071 | 0.48603 | 741.4426 | 0.0133
| 751.2507 | 0.0014761 | 751.0163 | 0.00011706 | 604.2882 | 0 | 751.2507 | -0.0001953 | 751.0163 | -0.00052719 | 742.6887 | 0.00017527 | 751.0163 | 0.00034915 | 751.2507 | 0.00031069 | 741.6726 | 0.0011746 | 604.2882 | 0.00564 | 751.2507 | 0.00025364 | 751.2507 | 0.00029738 | 745.79 | -0.00080189 | 751.2507 | 0.00033925 | 606.8644 | 0.16264 | 751.2507 | 0.00044842 | 751.2507 | 0.00042104 | 751.0163 | 0.00075937 | 903.2387 | 0.00524 | 751.0163 | 0.020865 | 902.709 | 0 | 903.2387 | 0.48786 | 741.6726 | 0.01521
| 751.4865 | -0.00067457 | 751.2523 | -0.00010421 | 604.407 | 0.0017 | 751.4865 | -0.00047359 | 751.2523 | -3.1618e-05 | 742.9222 | -0.0002016 | 751.2523 | -0.00060131 | 751.4864 | 0 | 741.9026 | -0.00055647 | 604.407 | 0.00408 | 751.4864 | 0 | 751.4865 | 0 | 746.03 | 0.00082357 | 751.4864 | 0 | 606.9839 | 0.16639 | 751.4864 | 0 | 751.4864 | 0 | 751.2523 | -0.00041497 | 903.4065 | 0.00419 | 751.2523 | 0.019435 | 902.8773 | 1.0001e-05 | 903.4065 | 0.48984 | 741.9026 | 0.01389
| 751.7222 | 0.00031695 | 751.4882 | 0.00058274 | 604.5258 | 0 | 751.7222 | 0.00013247 | 751.4882 | -0.00083229 | 743.1558 | 0.00011404 | 751.4882 | 0.00028609 | 751.7222 | 0.00040942 | 742.1326 | 0.00030345 | 604.5258 | 0.00618 | 751.7222 | 0.00030783 | 751.7222 | 0.00037707 | 746.27 | -0.0025575 | 751.7222 | 0.00046763 | 607.1033 | 0.16826 | 751.7222 | 0.00080454 | 751.7222 | 0.0001273 | 751.4882 | 0.00097336 | 903.5743 | 0.00403 | 751.4882 | 0.022955 | 903.0456 | 0 | 903.5743 | 0.49136 | 742.1326 | 0.01396
| 751.9579 | -0.00035556 | 751.7242 | 3.2185e-05 | 604.6446 | 0.0004335 | 751.9579 | -0.00068595 | 751.7242 | -0.00015919 | 743.3893 | -0.00036207 | 751.7242 | -0.00058398 | 751.9579 | 0 | 742.3626 | -0.0013104 | 604.6446 | 0.00485 | 751.9579 | 0 | 751.9579 | 0 | 746.5 | -0.00080189 | 751.9579 | 0 | 607.2228 | 0.17084 | 751.9579 | 0 | 751.9579 | 0 | 751.7242 | -0.00015322 | 903.7421 | 0.00448 | 751.7242 | 0.021574 | 903.2138 | 3.0002e-05 | 903.7421 | 0.49414 | 742.3626 | 0.01319
| 752.1937 | 5.1575e-05 | 751.9602 | -0.00025477 | 604.7634 | 0 | 752.1937 | 0.00040175 | 751.9602 | -0.00090005 | 743.6229 | 0.00021899 | 751.9602 | 0.0004613 | 752.1937 | 0.00034469 | 742.5927 | 0.001388 | 604.7634 | 0.00391 | 752.1937 | 0.00018439 | 752.1937 | 7.4e-05 | 746.74 | 0.00043346 | 752.1937 | 0.00033015 | 607.3422 | 0.17182 | 752.1937 | 0.00026585 | 752.1937 | 0.00041459 | 751.9602 | 0.00034271 | 903.9099 | 0.00555 | 751.9602 | 0.021422 | 903.3821 | 6.6672e-06 | 903.9099 | 0.49685 | 742.5927 | 0.01267
| 752.4295 | 0.00042219 | 752.1961 | -0.00013954 | 604.8822 | 0.00097105 | 752.4295 | -0.00066667 | 752.1961 | 0.00012466 | 743.8566 | -5.4804e-05 | 752.1961 | -0.00064503 | 752.4295 | 0 | 742.8226 | -0.0014932 | 604.8822 | 0.00252 | 752.4295 | 0 | 752.4295 | 0 | 746.97 | -0.001192 | 752.4295 | 0 | 607.4617 | 0.17485 | 752.4295 | 0 | 752.4295 | 0 | 752.1961 | -0.00040475 | 904.0777 | 0.00557 | 752.1961 | 0.022417 | 903.5504 | 1.0001e-05 | 904.0777 | 0.50127 | 742.8226 | 0.01295
| 752.6653 | 0.0014345 | 752.4321 | -0.00065568 | 605.0011 | 0 | 752.6653 | -9.9927e-05 | 752.4321 | -0.0011242 | 744.0901 | 6.3901e-05 | 752.4321 | 0.00044602 | 752.6653 | 0.00031209 | 743.0527 | -0.00070014 | 605.0011 | 0.00598 | 752.6653 | 0.00051622 | 752.6653 | 0.00025901 | 747.21 | 0.0018639 | 752.6653 | 0.00035156 | 607.5812 | 0.17698 | 752.6653 | 0.00064795 | 752.6653 | 0.00027136 | 752.4321 | 0.00055918 | 904.2455 | 0.00417 | 752.4321 | 0.024292 | 903.7187 | 0 | 904.2455 | 0.5048 | 743.0527 | 0.01323
| 752.9011 | -0.00058241 | 752.6681 | -0.00082346 | 605.1199 | 0.00125 | 752.9011 | -0.00048786 | 752.6681 | 0.0005533 | 744.3237 | -0.00013631 | 752.6681 | -0.0006347 | 752.9011 | 0 | 743.2827 | -0.00030031 | 605.1199 | 0.00496 | 752.9011 | 0 | 752.9011 | 0 | 747.44 | -0.0014521 | 752.9011 | 0 | 607.7006 | 0.18041 | 752.9011 | 0 | 752.9011 | 0 | 752.6681 | -0.00039892 | 904.4132 | 0.00371 | 752.6681 | 0.02384 | 903.8869 | 0 | 904.4132 | 0.50949 | 743.2827 | 0.01246
| 753.1368 | 0.00077413 | 752.9042 | 0.00088564 | 605.2387 | 0 | 753.1368 | 0.00013487 | 752.9042 | -0.0012264 | 744.5574 | 0.00013017 | 752.9042 | 0.00027432 | 753.1369 | 0.00031693 | 743.5128 | 0.000567 | 605.2387 | 0.003 | 753.1369 | 0.00053095 | 753.1368 | 0.00048132 | 747.68 | 0.0018314 | 753.1369 | 0.0007871 | 607.8201 | 0.18254 | 753.1369 | 0.00058936 | 753.1368 | 0.00042572 | 752.9042 | 0.00081388 | 904.581 | 0.00473 | 752.9042 | 0.025853 | 904.0552 | 0 | 904.581 | 0.51255 | 743.5128 | 0.01332
| 753.3727 | 0.00053322 | 753.1402 | -0.00092345 | 605.3576 | 0.00083232 | 753.3727 | -0.00050537 | 753.1402 | 0.00030786 | 744.791 | -0.00025179 | 753.1402 | -0.00068624 | 753.3727 | 0 | 743.7429 | -0.0003501 | 605.3576 | 0.00476 | 753.3727 | 0 | 753.3727 | 0 | 747.92 | -0.00041178 | 753.3727 | 0 | 607.9396 | 0.18588 | 753.3727 | 0 | 753.3727 | 0 | 753.1402 | -0.00075201 | 904.7488 | 0.00301 | 753.1402 | 0.023065 | 904.2235 | 1.0001e-05 | 904.7488 | 0.51606 | 743.7429 | 0.01345
| 753.6085 | 0.00037775 | 753.3762 | 0.00060498 | 605.4764 | 0 | 753.6085 | 0.00056356 | 753.3762 | -0.0010786 | 745.0247 | 8.8372e-06 | 753.3762 | 0.00039265 | 753.6085 | 0.00059056 | 743.9729 | 0.00034063 | 605.4764 | 0.00382 | 753.6085 | 0.00042355 | 753.6085 | 0.00037393 | 748.15 | -0.00021673 | 753.6085 | 0.00054482 | 608.0591 | 0.18812 | 753.6085 | 0.00051345 | 753.6085 | 0.00030146 | 753.3762 | 0.00067111 | 904.9166 | 0.00547 | 753.3762 | 0.028132 | 904.3918 | 6.6672e-06 | 904.9166 | 0.51733 | 743.9729 | 0.01278
| 753.8444 | 3.8463e-05 | 753.6122 | -0.0006619 | 605.5953 | 0.00149 | 753.8444 | -0.00056328 | 753.6122 | 2.5641e-05 | 745.2583 | -0.00036999 | 753.6122 | -0.00063879 | 753.8443 | 0 | 744.203 | -0.0010783 | 605.5953 | 0.00454 | 753.8443 | 0 | 753.8444 | 0 | 748.39 | 0.0015387 | 753.8443 | 0 | 608.1786 | 0.19202 | 753.8443 | 0 | 753.8444 | 0 | 753.6123 | -0.0003633 | 905.0844 | 0.00457 | 753.6122 | 0.026105 | 904.5601 | 0 | 905.0844 | 0.51841 | 744.203 | 0.01231
| 754.0802 | 0.001324 | 753.8483 | 0.00074144 | 605.7142 | 0 | 754.0802 | 0.00047954 | 753.8483 | -0.0013971 | 745.4919 | 0.00013126 | 753.8483 | 0.00031619 | 754.0802 | 0.00035017 | 744.4331 | 0.0024056 | 605.7142 | 0.0034 | 754.0802 | 0.0004271 | 754.0802 | 0.00032398 | 748.62 | 0.00082357 | 754.0802 | 0.00060576 | 608.298 | 0.1951 | 754.0802 | 0.00055728 | 754.0802 | 0.00044997 | 753.8483 | 0.0006228 | 905.2522 | 0.00519 | 753.8483 | 0.027478 | 904.7284 | 6.6672e-06 | 905.2522 | 0.5189 | 744.4331 | 0.01187
| 754.316 | 8.2383e-06 | 754.0844 | -0.0012213 | 605.8331 | 0.00168 | 754.316 | -0.00083406 | 754.0844 | 0.00033729 | 745.7256 | -0.00030518 | 754.0844 | -0.00069385 | 754.316 | 0 | 744.6631 | -0.00085734 | 605.8331 | 0.00488 | 754.316 | 0 | 754.316 | 0 | 748.86 | -0.0015496 | 754.316 | 0 | 608.4175 | 0.19921 | 754.316 | 0 | 754.316 | 0 | 754.0843 | -0.00070248 | 905.42 | 0.00345 | 754.0844 | 0.028756 | 904.8967 | 1.0001e-05 | 905.42 | 0.52098 | 744.6631 | 0.01058
| 754.5519 | 0.00035234 | 754.3204 | -0.0002367 | 605.952 | 0 | 754.5519 | 0.00031939 | 754.3204 | -0.00060964 | 745.9593 | 0.0001 | 754.3204 | 0.00038834 | 754.5519 | 0.00031158 | 744.8932 | 0.00090831 | 605.952 | 0.00516 | 754.5519 | 0.00025473 | 754.5519 | 0 | 749.1 | -0.00028175 | 754.5519 | 0.00041829 | 608.537 | 0.20174 | 754.5519 | 0.0006007 | 754.5519 | 0.00039033 | 754.3204 | 0.00014518 | 905.5878 | 0.00515 | 754.3204 | 0.030631 | 905.065 | 0 | 905.5878 | 0.52304 | 744.8932 | 0.01164
| 754.7878 | -0.0007535 | 754.5565 | 4.5092e-05 | 606.0708 | 0.00055488 | 754.7878 | -0.00052255 | 754.5565 | 0.00036339 | 746.1929 | -0.00016606 | 754.5565 | -0.00060489 | 754.7878 | 0 | 745.1234 | -0.0012992 | 606.0708 | 0.00346 | 754.7878 | 0 | 754.7878 | 0 | 749.33 | -0.00070437 | 754.7878 | 0 | 608.6565 | 0.20479 | 754.7878 | 0 | 754.7878 | 0 | 754.5565 | -0.00017532 | 905.7556 | 0.00413 | 754.5565 | 0.028657 | 905.2333 | 0 | 905.7556 | 0.52585 | 745.1234 | 0.01286
| 755.0236 | 0.00078896 | 754.7926 | -0.00090091 | 606.1898 | 0 | 755.0236 | -0.00018809 | 754.7926 | -0.0005773 | 746.4266 | -5.6311e-05 | 754.7926 | 0.00043876 | 755.0236 | 1.0236e-05 | 745.3535 | 0.0013455 | 606.1898 | 0.00328 | 755.0236 | 1.508e-05 | 755.0236 | 4.0422e-05 | 749.57 | 0.00020589 | 755.0236 | 7.6982e-05 | 608.776 | 0.20707 | 755.0236 | 0.00055448 | 755.0236 | 0.00019724 | 754.7926 | 0.0002732 | 905.9235 | 0.00638 | 754.7926 | 0.03178 | 905.4016 | 2.6669e-05 | 905.9235 | 0.52839 | 745.3535 | 0.01338
| 755.2595 | -8.4124e-05 | 755.0287 | -0.00025272 | 606.3087 | 0.00090168 | 755.2595 | -0.00079093 | 755.0287 | -0.0001853 | 746.6603 | -0.00017656 | 755.0287 | -0.00057213 | 755.2595 | 0 | 745.5836 | -0.00091002 | 606.3087 | 0.00405 | 755.2595 | 0 | 755.2595 | 0 | 749.8 | -0.00099695 | 755.2595 | 0 | 608.8955 | 0.21128 | 755.2595 | 0 | 755.2595 | 0 | 755.0287 | -0.00065961 | 906.0913 | 0.00501 | 755.0287 | 0.032418 | 905.5699 | 1.0001e-05 | 906.0913 | 0.53238 | 745.5836 | 0.01212
| 755.4954 | 0.00064562 | 755.2648 | -0.00043452 | 606.4276 | 0 | 755.4954 | -0.00011552 | 755.2648 | -0.00095395 | 746.894 | 0.00011964 | 755.2648 | 0.00023778 | 755.4954 | 0.0005395 | 745.8138 | 0.00074392 | 606.4276 | 0.00485 | 755.4954 | 0.00024383 | 755.4954 | 0.00024277 | 750.04 | -0.0016472 | 755.4954 | 0.00038157 | 609.015 | 0.2147 | 755.4954 | 0.00046349 | 755.4954 | 0.00018193 | 755.2648 | 0.00046754 | 906.2591 | 0.00533 | 755.2648 | 0.035231 | 905.7382 | 0 | 906.2591 | 0.53556 | 745.8138 | 0.01299
| 755.7313 | -0.00011271 | 755.5009 | -0.00046926 | 606.5465 | 0 | 755.7313 | -0.00051392 | 755.5009 | 0.00019057 | 747.1277 | -0.0002301 | 755.5009 | -0.00057589 | 755.7313 | 0 | 746.0439 | -0.00040389 | 606.5465 | 0.00471 | 755.7313 | 0 | 755.7313 | 0 | 750.28 | -0.00031426 | 755.7313 | 0 | 609.1345 | 0.21888 | 755.7313 | 0 | 755.7313 | 0 | 755.5009 | -0.00022549 | 906.4269 | 0.00542 | 755.5009 | 0.030915 | 905.9066 | 0 | 906.4269 | 0.53916 | 746.0439 | 0.01083
| 755.9673 | 0.00057106 | 755.737 | -0.00022316 | 606.6654 | 0 | 755.9673 | 0.00023691 | 755.737 | -0.00070201 | 747.3615 | 0.00014954 | 755.737 | 0.00040493 | 755.9673 | 0.0003242 | 746.274 | 0.00074899 | 606.6654 | 0.00479 | 755.9673 | 0.00033371 | 755.9673 | 0.00016103 | 750.51 | -0.0010945 | 755.9673 | 0.00044608 | 609.254 | 0.22177 | 755.9673 | 0.00011499 | 755.9673 | 0.00037824 | 755.737 | 0.00051827 | 906.5947 | 0.00462 | 755.737 | 0.035222 | 906.0749 | 0 | 906.5947 | 0.54033 | 746.274 | 0.01251
| 756.2032 | -0.00045288 | 755.9731 | 0.00035851 | 606.7844 | 0.00076297 | 756.2032 | -0.00022311 | 755.9731 | 0.00019881 | 747.5952 | -0.00014464 | 755.9731 | -0.0005308 | 756.2032 | 0 | 746.5042 | -0.00035378 | 606.7844 | 0.00638 | 756.2032 | 0 | 756.2032 | 0 | 750.75 | 0.00069354 | 756.2032 | 0 | 609.3735 | 0.22618 | 756.2032 | 0 | 756.2032 | 0 | 755.9731 | -8.7595e-05 | 906.7625 | 0.00317 | 755.9731 | 0.035133 | 906.2432 | 3.0002e-05 | 906.7625 | 0.54148 | 746.5042 | 0.01241
| 756.4391 | 0.00082187 | 756.2093 | -0.00055859 | 606.9033 | 0 | 756.4391 | -1.7772e-06 | 756.2093 | -0.0010677 | 747.829 | -2.4016e-05 | 756.2093 | 0.00036121 | 756.4391 | 0.00035692 | 746.7344 | 0.0010752 | 606.9033 | 0.00402 | 756.4391 | 0.00043284 | 756.4391 | 0.00026157 | 750.98 | -0.00018422 | 756.4391 | 0.00063391 | 609.493 | 0.2292 | 756.4391 | 0.00032542 | 756.4392 | 0.000256 | 756.2092 | 0.00043007 | 906.9304 | 0.00425 | 756.2093 | 0.035496 | 906.4115 | 6.6672e-06 | 906.9304 | 0.54114 | 746.7344 | 0.01211
| 756.675 | -2.6171e-05 | 756.4454 | -0.0010873 | 607.0223 | 0.00072829 | 756.675 | -0.00065447 | 756.4454 | 0.00044519 | 748.0627 | -0.00024471 | 756.4454 | -0.00063736 | 756.6751 | 0 | 746.9645 | -0.0014081 | 607.0223 | 0.0051 | 756.6751 | 0 | 756.675 | 0 | 751.22 | -0.00099695 | 756.6751 | 0 | 609.6125 | 0.23307 | 756.6751 | 0 | 756.6751 | 0 | 756.4454 | -0.00056602 | 907.0982 | 0.00443 | 756.4454 | 0.037788 | 906.5799 | 1.0001e-05 | 907.0982 | 0.54266 | 746.9645 | 0.01037
| 756.911 | 0.00091468 | 756.6816 | 0.00022215 | 607.1412 | 0 | 756.911 | 0.0005501 | 756.6816 | -0.0011017 | 748.2965 | 1.5625e-05 | 756.6816 | 0.00028312 | 756.911 | 0.00060952 | 747.1948 | -0.00028017 | 607.1412 | 0.00538 | 756.911 | 0.00017246 | 756.911 | 0.00026505 | 751.46 | -0.00034676 | 756.911 | 0.00028403 | 609.732 | 0.23536 | 756.911 | 0.00015185 | 756.911 | 0.00042288 | 756.6816 | 0.00054974 | 907.266 | 0.00578 | 756.6816 | 0.038323 | 906.7482 | 0 | 907.266 | 0.54426 | 747.1948 | 0.01177
| 757.147 | 0.000264 | 756.9177 | -0.00068704 | 607.2602 | 0.00079764 | 757.147 | -0.0013144 | 756.9177 | 0.0001859 | 748.5303 | -0.00029846 | 756.9177 | -0.00078125 | 757.147 | 0 | 747.4249 | -0.00038645 | 607.2602 | 0.00476 | 757.147 | 0 | 757.147 | 0 | 751.69 | -0.0021998 | 757.147 | 0 | 609.8515 | 0.23905 | 757.147 | 0 | 757.147 | 0 | 756.9177 | -0.00074302 | 907.4338 | 0.00505 | 756.9177 | 0.038863 | 906.9165 | 3.0002e-05 | 907.4338 | 0.54703 | 747.4249 | 0.0121
| 757.3829 | 0.00021355 | 757.1539 | -0.00096561 | 607.3792 | 0 | 757.3829 | 0.00024883 | 757.1539 | -0.00060348 | 748.764 | 5.1049e-05 | 757.1539 | 0.0002868 | 757.383 | 0.00043604 | 747.6552 | 0.00022777 | 607.3792 | 0.00317 | 757.383 | 2.706e-06 | 757.3829 | 3.3025e-05 | 751.93 | -0.00067186 | 757.383 | 0.00029795 | 609.971 | 0.2411 | 757.383 | 0.00043173 | 757.3829 | 0.00030164 | 757.1539 | 0.00038066 | 907.6017 | 0.00571 | 757.1539 | 0.039494 | 907.0849 | 0 | 907.6017 | 0.54901 | 747.6552 | 0.01246
| 757.619 | -0.00018542 | 757.3901 | -0.00051836 | 607.4982 | 0 | 757.619 | -0.00047192 | 757.3901 | 4.4505e-05 | 748.9978 | -0.00020428 | 757.3901 | -0.00057201 | 757.6189 | 0 | 747.8853 | 0.00029313 | 607.4982 | 0.00437 | 757.6189 | 0 | 757.619 | 0 | 752.16 | -0.0025575 | 757.6189 | 0 | 610.0906 | 0.24469 | 757.6189 | 0 | 757.619 | 0 | 757.3901 | -0.00059126 | 907.7695 | 0.0025 | 757.3901 | 0.041212 | 907.2532 | 3.0002e-05 | 907.7695 | 0.55281 | 747.8853 | 0.01179
| 757.8549 | 0.0011315 | 757.6263 | -0.00046569 | 607.6171 | 0 | 757.8549 | -0.00013343 | 757.6263 | -0.00093683 | 749.2316 | 0.0001104 | 757.6263 | 0.00014307 | 757.8549 | 0.00031673 | 748.1155 | 0.0021583 | 607.6171 | 0.00431 | 757.8549 | 0.00080687 | 757.8549 | 0.00023672 | 752.4 | -0.00080189 | 757.8549 | 0.00051612 | 610.2101 | 0.24736 | 757.8549 | 0.00035086 | 757.8549 | 0.00034267 | 757.6263 | 0.00019074 | 907.9373 | 0.00492 | 757.6263 | 0.042707 | 907.4216 | 0 | 907.9373 | 0.55765 | 748.1155 | 0.01181
| 758.0909 | -0.00059913 | 757.8624 | -0.00045908 | 607.7361 | 0.00132 | 758.0909 | -0.00063079 | 757.8624 | 0.00024722 | 749.4654 | -0.00022425 | 757.8624 | -0.0005822 | 758.0909 | 0 | 748.3458 | -0.0010205 | 607.7361 | 0.00505 | 758.0909 | 0 | 758.0909 | 0 | 752.64 | -0.00080189 | 758.0909 | 0 | 610.3296 | 0.25237 | 758.0909 | 0 | 758.0909 | 0 | 757.8624 | -0.00051067 | 908.1052 | 0.00406 | 757.8624 | 0.042948 | 907.5899 | 3.0002e-05 | 908.1052 | 0.56348 | 748.3458 | 0.01084
| 758.327 | 0.0010478 | 758.0987 | 0.00026144 | 607.8551 | 0 | 758.327 | -7.5592e-05 | 758.0987 | -0.00070342 | 749.6992 | 0.00014953 | 758.0987 | 0.00039999 | 758.3269 | 0.00023104 | 748.576 | 0.00012775 | 607.8551 | 0.0032 | 758.3269 | 0.00036278 | 758.327 | 0.00028211 | 752.87 | 0.0016363 | 758.3269 | 0.00038665 | 610.4491 | 0.25645 | 758.3269 | 0.00060078 | 758.327 | 0.00045988 | 758.0987 | 0.00046188 | 908.273 | 0.00577 | 758.0987 | 0.043918 | 907.7583 | 0 | 908.273 | 0.56748 | 748.576 | 0.01141
| 758.563 | -0.00096071 | 758.3349 | -0.0011 | 607.9742 | 0 | 758.563 | -0.00039681 | 758.3349 | 0.00025108 | 749.933 | -0.0001696 | 758.3349 | -0.00068605 | 758.563 | 0 | 748.8063 | -0.00057755 | 607.9742 | 0.00275 | 758.563 | 0 | 758.563 | 0 | 753.11 | -2.1673e-05 | 758.563 | 0 | 610.5687 | 0.26163 | 758.563 | 0 | 758.563 | 0 | 758.3349 | -0.00083527 | 908.4409 | 0.00535 | 758.3349 | 0.045989 | 907.9266 | 1.0001e-05 | 908.4409 | 0.57175 | 748.8063 | 0.01143
| 758.799 | -7.1026e-05 | 758.5711 | -0.0010996 | 608.0932 | 0 | 758.799 | -0.00043239 | 758.5711 | -0.00090388 | 750.1669 | -0.00013422 | 758.5711 | -0.00062893 | 758.799 | 0 | 749.0365 | -0.0011588 | 608.0932 | 0.00317 | 758.799 | 0 | 758.799 | 0 | 753.34 | 0.0011487 | 758.799 | 0 | 610.6882 | 0.2662 | 758.799 | 0 | 758.799 | 0 | 758.5711 | -9.4567e-05 | 908.6087 | 0.00545 | 758.5711 | 0.046041 | 908.095 | 0 | 908.6087 | 0.57653 | 749.0365 | 0.01011
| 759.035 | 0.0011517 | 758.8073 | 0.00022009 | 608.2122 | 0.00076297 | 759.035 | 9.0177e-05 | 758.8073 | -0.00073317 | 750.4008 | -5.0578e-05 | 758.8073 | 0.00039585 | 759.035 | 0.00032507 | 749.2668 | 0.0010851 | 608.2122 | 0.0051 | 759.035 | 0.00057897 | 759.035 | 0.00031749 | 753.58 | 0.0011812 | 759.035 | 0.00069171 | 610.8077 | 0.27033 | 759.035 | 0.00074242 | 759.035 | 0.00040552 | 758.8073 | 0.00018614 | 908.7766 | 0.00484 | 758.8073 | 0.048448 | 908.2633 | 3.0002e-05 | 908.7766 | 0.58141 | 749.2668 | 0.00996
| 759.2711 | -0.00047515 | 759.0436 | -0.00055986 | 608.3312 | 0 | 759.2711 | -2.5292e-05 | 759.0436 | 0.00063969 | 750.6346 | -0.00022283 | 759.0436 | -0.00079885 | 759.2711 | 0 | 749.497 | 0.00047558 | 608.3312 | 0.00357 | 759.2711 | 0 | 759.2711 | 0 | 753.82 | -0.001322 | 759.2711 | 0 | 610.9273 | 0.27412 | 759.2711 | 0 | 759.2711 | 0 | 759.0436 | -0.00055137 | 908.9444 | 0.00422 | 759.0436 | 0.047186 | 908.4317 | 0 | 908.9444 | 0.58551 | 749.497 | 0.01228
| 759.5071 | 0.0010183 | 759.2798 | 0.00065691 | 608.4503 | 0.00118 | 759.5071 | 0.00048906 | 759.2798 | -0.0010842 | 750.8684 | 1.5924e-05 | 759.2798 | 0.000348 | 759.5071 | 0.00068199 | 749.7273 | 0.0022511 | 608.4503 | 0.00405 | 759.5071 | 0.00060659 | 759.5071 | 0.00046248 | 754.05 | 0.002124 | 759.5071 | 0.00024266 | 611.0468 | 0.27681 | 759.5071 | 0.00051401 | 759.5071 | 0.00045286 | 759.2798 | 0.00089693 | 909.1122 | 0.00506 | 759.2798 | 0.050647 | 908.6001 | 3.0002e-05 | 909.1122 | 0.58872 | 749.7273 | 0.01106
| 759.7432 | -0.00022282 | 759.5161 | -0.00028445 | 608.5693 | 0 | 759.7432 | -0.0010429 | 759.5161 | 0.00012408 | 751.1023 | -0.00028032 | 759.5161 | -0.00062988 | 759.7432 | 0 | 749.9576 | -0.0012527 | 608.5693 | 0.00229 | 759.7432 | 0 | 759.7432 | 0 | 754.29 | -0.0022323 | 759.7432 | 0 | 611.1663 | 0.28102 | 759.7432 | 0 | 759.7432 | 0 | 759.5161 | -0.00027861 | 909.2801 | 0.00503 | 759.5161 | 0.051517 | 908.7684 | 0 | 909.2801 | 0.59288 | 749.9576 | 0.01063
| 759.9792 | 0.00023053 | 759.7523 | 0.00034142 | 608.6884 | 0 | 759.9792 | 0.00015973 | 759.7523 | -0.00031298 | 751.3362 | -2.1056e-05 | 759.7523 | 0.0002627 | 759.9793 | 0.00031805 | 750.1879 | 0.0012992 | 608.6884 | 0.00374 | 759.9793 | 0.00019339 | 759.9792 | 0.00021046 | 754.53 | 0.00069354 | 759.9793 | 0 | 611.2859 | 0.28491 | 759.9793 | 0.00057165 | 759.9792 | 0.00038795 | 759.7523 | 0.00047205 | 909.4479 | 0.00542 | 759.7523 | 0.05337 | 908.9368 | 5.0004e-05 | 909.4479 | 0.59416 | 750.1879 | 0.01095
| 760.2153 | -0.00037428 | 759.9886 | -0.00085999 | 608.8075 | 0 | 760.2153 | -0.00015676 | 759.9886 | -0.00027998 | 751.5701 | -0.00027718 | 759.9886 | -0.00056653 | 760.2154 | 0 | 750.4182 | 5.1367e-05 | 608.8075 | 0.00212 | 760.2154 | 0 | 760.2153 | 0 | 754.76 | -0.00054182 | 760.2154 | 0 | 611.4054 | 0.2901 | 760.2154 | 0 | 760.2153 | 0 | 759.9886 | -0.00049021 | 909.6158 | 0.0042 | 759.9886 | 0.05346 | 909.1052 | 0 | 909.6158 | 0.59503 | 750.4181 | 0.01094
| 760.4515 | 0.0005166 | 760.2249 | 0.00033972 | 608.9265 | 0.00142 | 760.4515 | -6.8403e-05 | 760.2249 | -0.0012161 | 751.804 | 0.0002739 | 760.2249 | 0.00031771 | 760.4514 | 0.00039375 | 750.6485 | 0.00062204 | 608.9265 | 0.003 | 760.4514 | 0.00063484 | 760.4515 | 0.00017236 | 755 | 0.0012787 | 760.4514 | 0.00040989 | 611.525 | 0.29421 | 760.4514 | 0.0004712 | 760.4515 | 0.00032891 | 760.2249 | 0.00064937 | 909.7837 | 0.00524 | 760.2249 | 0.056406 | 909.2736 | 3.0002e-05 | 909.7837 | 0.59378 | 750.6485 | 0.011
| 760.6876 | -0.00015304 | 760.4612 | -0.00019986 | 609.0456 | 0 | 760.6876 | -0.00021498 | 760.4612 | -0.00039721 | 752.0378 | -0.00029875 | 760.4612 | -0.00055346 | 760.6876 | 0 | 750.8788 | 0.00082413 | 609.0456 | 0.00414 | 760.6876 | 0 | 760.6876 | 0 | 755.23 | -0.00034676 | 760.6876 | 0 | 611.6445 | 0.29944 | 760.6876 | 0 | 760.6876 | 0 | 760.4612 | -0.00031469 | 909.9515 | 0.00598 | 760.4612 | 0.055055 | 909.442 | 0 | 909.9515 | 0.59498 | 750.8788 | 0.00998
| 760.9236 | 0.00052112 | 760.6975 | 0.00024105 | 609.1647 | 0.00246 | 760.9236 | -0.00037184 | 760.6975 | -0.00088058 | 752.2718 | 0.00013603 | 760.6975 | 0.00035731 | 760.9237 | 0.00087208 | 751.1091 | 0.0002255 | 609.1647 | 0.00349 | 760.9237 | 0.0007361 | 760.9236 | 0.00042466 | 755.47 | 0.0011487 | 760.9237 | 0.00055373 | 611.7641 | 0.30309 | 760.9237 | 0.0010616 | 760.9236 | 0.00041499 | 760.6975 | 0.00046653 | 910.1194 | 0.00434 | 760.6975 | 0.056073 | 909.6103 | 6.9993e-05 | 910.1194 | 0.59619 | 751.1091 | 0.0103
| 761.1598 | -0.0006077 | 760.9338 | -0.00086964 | 609.2838 | 0 | 761.1598 | -0.00019416 | 760.9338 | 0.00056923 | 752.5057 | -0.00013985 | 760.9338 | -0.00074921 | 761.1598 | 0 | 751.3395 | 0.00099005 | 609.2838 | 0.00394 | 761.1598 | 0 | 761.1598 | 0 | 755.71 | 0.0017988 | 761.1598 | 0 | 611.8836 | 0.30806 | 761.1598 | 0 | 761.1598 | 0 | 760.9338 | -0.00019205 | 910.2872 | 0.0039 | 760.9338 | 0.056531 | 909.7787 | 0 | 910.2872 | 0.6001 | 751.3395 | 0.00912
| 761.3959 | 0.00029073 | 761.1701 | 0.00046125 | 609.4029 | 0.00151 | 761.3959 | 0.00025643 | 761.1701 | -0.00046707 | 752.7396 | 0.00016037 | 761.1701 | 0.00047187 | 761.3959 | 0.00022976 | 751.5698 | -0.00045103 | 609.4029 | 0.00502 | 761.3959 | 8.3597e-05 | 761.3959 | 0.00046309 | 755.94 | 0.00043346 | 761.3959 | 0.00041098 | 612.0032 | 0.31206 | 761.3959 | 0.0007869 | 761.3959 | 0.00035668 | 761.1701 | 0.0005026 | 910.4551 | 0.00566 | 761.1701 | 0.062947 | 909.9471 | 5.0004e-05 | 910.4551 | 0.60427 | 751.5698 | 0.00983
| 761.6321 | -0.0002229 | 761.4064 | -0.00035389 | 609.522 | 0 | 761.6321 | -0.00064248 | 761.4064 | 0.00011336 | 752.9736 | -0.00021673 | 761.4064 | -0.00060905 | 761.6321 | 0 | 751.8001 | -0.00025328 | 609.522 | 0.00439 | 761.6321 | 0 | 761.6321 | 0 | 756.18 | -0.0013546 | 761.6321 | 0 | 612.1227 | 0.3178 | 761.6321 | 0 | 761.6321 | 0 | 761.4064 | -0.00046321 | 910.623 | 0.00506 | 761.4064 | 0.060179 | 910.1155 | 0 | 910.623 | 0.60956 | 751.8001 | 0.00993
| 761.8682 | -0.00011124 | 761.6428 | -0.00038328 | 609.6411 | 0.00186 | 761.8682 | 0.0003193 | 761.6428 | -0.00049527 | 753.2075 | 0.00012933 | 761.6428 | 0.00026923 | 761.8682 | 0.00040227 | 752.0305 | 0.00038331 | 609.6411 | 0.00488 | 761.8682 | 0.00040207 | 761.8682 | 0.00031538 | 756.41 | -0.00024923 | 761.8682 | 0.0002337 | 612.2423 | 0.3219 | 761.8682 | 0.00068322 | 761.8682 | 0.00042237 | 761.6428 | 0.00068324 | 910.7908 | 0.00267 | 761.6428 | 0.062516 | 910.2839 | 6.9993e-05 | 910.7908 | 0.61262 | 752.0305 | 0.01021
| 762.1044 | 0.00020122 | 761.8791 | -0.00062985 | 609.7602 | 0 | 762.1044 | -0.00070715 | 761.8791 | 0.0004909 | 753.4415 | -0.00043421 | 761.8791 | -0.00069743 | 762.1044 | 0 | 752.2609 | -0.00039232 | 609.7602 | 0.00297 | 762.1044 | 0 | 762.1044 | 0 | 756.65 | 0.00082357 | 762.1044 | 0 | 612.3619 | 0.32647 | 762.1044 | 0 | 762.1044 | 0 | 761.8791 | -0.0004194 | 910.9587 | 0.00443 | 761.8791 | 0.062268 | 910.4523 | 0 | 910.9587 | 0.61501 | 752.2609 | 0.00922
| 762.3405 | 0.00076201 | 762.1155 | 0.00010752 | 609.8794 | 0.00053755 | 762.3405 | -0.00043166 | 762.1155 | -0.00072164 | 753.6754 | -2.9203e-05 | 762.1155 | 0.00026914 | 762.3405 | 0.00053677 | 752.4912 | 0.00038779 | 609.8794 | 0.00278 | 762.3405 | 0.00015818 | 762.3405 | 0.0003541 | 756.89 | 0.00030341 | 762.3405 | 0.00028494 | 612.4814 | 0.33041 | 762.3405 | 0.00057548 | 762.3405 | 0.00026717 | 762.1155 | 0.00050266 | 911.1266 | 0.00579 | 762.1155 | 0.064495 | 910.6207 | 3.0002e-05 | 911.1266 | 0.6162 | 752.4912 | 0.01116
| 762.5767 | 0.00023194 | 762.3518 | -0.00032559 | 609.9985 | 0 | 762.5767 | -0.00068533 | 762.3518 | 0.00037829 | 753.9094 | -0.00028043 | 762.3518 | -0.0006706 | 762.5767 | 0 | 752.7216 | -0.0019667 | 609.9985 | 0.00266 | 762.5767 | 0 | 762.5767 | 0 | 757.12 | -0.0018422 | 762.5767 | 0 | 612.601 | 0.33644 | 762.5767 | 0 | 762.5767 | 0 | 762.3518 | -0.00052499 | 911.2945 | 0.00339 | 762.3518 | 0.06507 | 910.7891 | 0 | 911.2945 | 0.61936 | 752.7216 | 0.00869
| 762.8129 | -0.00010906 | 762.5882 | -0.00038072 | 610.1177 | 0.00179 | 762.8129 | 0.00043084 | 762.5882 | -0.00056751 | 754.1434 | 0.00028349 | 762.5882 | 0.00034139 | 762.8129 | 0.00034585 | 752.952 | 0.00074828 | 610.1177 | 0.00465 | 762.8129 | 0.00055193 | 762.8129 | 0.00011193 | 757.36 | -0.00021673 | 762.8129 | 0.00024647 | 612.7206 | 0.34248 | 762.8129 | 0.00038286 | 762.8129 | 0.00024915 | 762.5882 | 0.00025483 | 911.4624 | 0.00378 | 762.5882 | 0.067241 | 910.9575 | 5.0004e-05 | 911.4624 | 0.62288 | 752.952 | 0.00969
| 763.0491 | -0.00077217 | 762.8246 | -8.8976e-05 | 610.2368 | 0 | 763.0491 | -4.9543e-06 | 762.8246 | 0.00057153 | 754.3774 | -9.3841e-05 | 762.8246 | -0.00060535 | 763.0491 | 0 | 753.1824 | 8.2395e-06 | 610.2368 | 0.00226 | 763.0491 | 0 | 763.0491 | 0 | 757.6 | -0.00041178 | 763.0491 | 0 | 612.8401 | 0.34894 | 763.0491 | 0 | 763.0491 | 0 | 762.8246 | -0.0003243 | 911.6302 | 0.00318 | 762.8246 | 0.066049 | 911.1259 | 0 | 911.6302 | 0.62718 | 753.1824 | 0.00999
| 763.2853 | 0.00031923 | 763.061 | 0.00020468 | 610.356 | 0.00052021 | 763.2853 | 0.00043766 | 763.061 | -0.0011793 | 754.6114 | -3.6008e-05 | 763.061 | 0.0003841 | 763.2853 | 0.00063831 | 753.4128 | 3.8705e-05 | 610.356 | 0.00533 | 763.2853 | 0.00048201 | 763.2853 | 0.00014351 | 757.83 | -0.00096444 | 763.2853 | 0.00045935 | 612.9597 | 0.35454 | 763.2853 | 0.00067654 | 763.2853 | 0.00038376 | 763.061 | 0.00067457 | 911.7981 | 0.00459 | 763.061 | 0.067919 | 911.2944 | 6.9993e-05 | 911.7981 | 0.63011 | 753.4128 | 0.01024
| 763.5215 | 0.00012922 | 763.2974 | -0.00053419 | 610.4751 | 0 | 763.5215 | -0.0014096 | 763.2974 | 0.00032826 | 754.8454 | -0.00021558 | 763.2974 | -0.00075402 | 763.5215 | 0 | 753.6432 | 1.5802e-05 | 610.4751 | 0.00328 | 763.5215 | 0 | 763.5215 | 0 | 758.07 | -5.4182e-05 | 763.5215 | 0 | 613.0793 | 0.36139 | 763.5215 | 0 | 763.5215 | 0 | 763.2974 | -0.00081996 | 911.966 | 0.00431 | 763.2974 | 0.069486 | 911.4628 | 0 | 911.966 | 0.63345 | 753.6432 | 0.00855
| 763.7577 | 0.00019988 | 763.5338 | -5.4626e-06 | 610.5943 | 0.00101 | 763.7577 | -0.00018531 | 763.5338 | -0.0014697 | 755.0794 | 0.00012621 | 763.5338 | 0.00035677 | 763.7577 | 0.00072104 | 753.8736 | 0.00065752 | 610.5943 | 0.003 | 763.7577 | 0.00015254 | 763.7577 | 0.00011325 | 758.3 | 0.0017988 | 763.7577 | 0.00052725 | 613.1989 | 0.36731 | 763.7577 | 0.0005148 | 763.7577 | 0.00045239 | 763.5338 | 0.0004266 | 912.1339 | 0.00672 | 763.5338 | 0.074728 | 911.6312 | 6.9993e-05 | 912.1339 | 0.63536 | 753.8736 | 0.011
| 763.994 | -0.00077168 | 763.7702 | 0.00012595 | 610.7135 | 0 | 763.994 | -0.00069311 | 763.7702 | 0.00024733 | 755.3134 | -0.00023873 | 763.7702 | -0.00069134 | 763.9939 | 0 | 754.1041 | -0.0012727 | 610.7135 | 0.00115 | 763.9939 | 0.00013236 | 763.994 | 0 | 758.54 | -0.00070437 | 763.9939 | 0 | 613.3184 | 0.37412 | 763.9939 | 0 | 763.994 | 0 | 763.7702 | -0.00070014 | 912.3018 | 0.00487 | 763.7702 | 0.074768 | 911.7996 | 0 | 912.3018 | 0.63838 | 754.1041 | 0.00994
| 764.2302 | 0.00095129 | 764.0066 | 0.00017568 | 610.8327 | 0.00146 | 764.2302 | -0.00061244 | 764.0066 | -0.0014071 | 755.5474 | 2.451e-05 | 764.0066 | 0.0004009 | 764.2302 | 0.00033988 | 754.3345 | 0.00047328 | 610.8327 | 0.00369 | 764.2302 | 0.00045752 | 764.2302 | 0.00050054 | 758.78 | 0.00069354 | 764.2302 | 0.00022007 | 613.438 | 0.37947 | 764.2302 | 0.00055453 | 764.2302 | 0.00034643 | 764.0066 | 0.00079615 | 912.4697 | 0.00656 | 764.0066 | 0.07654 | 911.968 | 6.9993e-05 | 912.4697 | 0.6404 | 754.3345 | 0.01054
| 764.4664 | -0.0002261 | 764.243 | -0.0010666 | 610.9519 | 0 | 764.4664 | -0.00036036 | 764.243 | 3.4684e-05 | 755.7815 | -0.00030942 | 764.243 | -0.00060053 | 764.4664 | 0 | 754.5649 | -0.00076782 | 610.9519 | 0.00195 | 764.4664 | 0 | 764.4664 | 0 | 759.01 | 0.00036844 | 764.4664 | 0 | 613.5576 | 0.38597 | 764.4664 | 0 | 764.4664 | 0 | 764.243 | -0.0005465 | 912.6376 | 0.0048 | 764.243 | 0.076473 | 912.1365 | 0 | 912.6376 | 0.64427 | 754.5649 | 0.00917
| 764.7027 | 0.00063433 | 764.4795 | 7.46e-06 | 611.0711 | 0.00175 | 764.7027 | 0.00041735 | 764.4795 | -0.0011996 | 756.0156 | 0.00012969 | 764.4795 | 0.00050515 | 764.7027 | 0.00034749 | 754.7954 | -0.00060065 | 611.0711 | 0.0032 | 764.7027 | 0.00064529 | 764.7027 | 0.00031491 | 759.25 | -0.001127 | 764.7027 | 0.00072385 | 613.6772 | 0.39041 | 764.7027 | 0.00064364 | 764.7027 | 0.00041425 | 764.4795 | 0.00064339 | 912.8054 | 0.00594 | 764.4795 | 0.07999 | 912.3049 | 6.9993e-05 | 912.8054 | 0.64665 | 754.7954 | 0.00915
| 764.939 | 0.00020495 | 764.7159 | -0.00035983 | 611.1903 | 0 | 764.939 | -0.00049109 | 764.7159 | 2.2023e-05 | 756.2496 | -0.00018122 | 764.7159 | -0.00073228 | 764.939 | 0 | 755.0258 | 0.0012484 | 611.1903 | 0.00158 | 764.939 | 0 | 764.939 | 0 | 759.49 | 0.00033593 | 764.939 | 0 | 613.7968 | 0.39558 | 764.939 | 0 | 764.939 | 0 | 764.7159 | -0.00032109 | 912.9733 | 0.00469 | 764.7159 | 0.078595 | 912.4733 | 0 | 912.9733 | 0.64982 | 755.0258 | 0.00989
| 765.1752 | 0.0011665 | 764.9524 | 0.00019135 | 611.3095 | 0.00147 | 765.1752 | -0.00019119 | 764.9524 | -0.00097867 | 756.4837 | 9.4165e-05 | 764.9524 | 0.00041833 | 765.1752 | 0.00054944 | 755.2563 | 0.0017919 | 611.3095 | 0.00369 | 765.1752 | 0.0009552 | 765.1752 | 0.00051064 | 759.72 | 0.0029691 | 765.1752 | 0.00040919 | 613.9164 | 0.40088 | 765.1752 | 0.00071595 | 765.1752 | 0.00045927 | 764.9524 | 0.0004292 | 913.1412 | 0.00513 | 764.9524 | 0.081461 | 912.6418 | 5.0004e-05 | 913.1412 | 0.65172 | 755.2563 | 0.01026
| 765.4115 | -0.00024729 | 765.1888 | -0.0011325 | 611.4288 | 0 | 765.4115 | -0.0013301 | 765.1888 | 0.00053543 | 756.7178 | -0.00026485 | 765.1888 | -0.00069681 | 765.4115 | 0 | 755.4868 | -0.00060476 | 611.4288 | 0.00226 | 765.4115 | 0 | 765.4115 | 0 | 759.96 | -0.001192 | 765.4115 | 0 | 614.036 | 0.40844 | 765.4115 | 0 | 765.4115 | 0 | 765.1889 | -0.00052691 | 913.3091 | 0.00596 | 765.1888 | 0.082749 | 912.8102 | 0 | 913.3091 | 0.6552 | 755.4868 | 0.00917
| 765.6478 | 0.00084496 | 765.4253 | -0.00029288 | 611.548 | 0.00128 | 765.6478 | 0.00028837 | 765.4253 | -0.0011918 | 756.9518 | 0.0001763 | 765.4253 | 0.0002486 | 765.6478 | 0.00028054 | 755.7173 | 4.1385e-05 | 611.548 | 0.00261 | 765.6478 | 0.00059913 | 765.6478 | 0.00014116 | 760.2 | 0.0022214 | 765.6478 | 0.00039977 | 614.1556 | 0.41522 | 765.6478 | 0.00071982 | 765.6478 | 0.00024703 | 765.4253 | 0.00040791 | 913.477 | 0.00424 | 765.4253 | 0.083754 | 912.9787 | 6.9993e-05 | 913.477 | 0.65801 | 755.7173 | 0.01213
| 765.8842 | -0.00046883 | 765.6618 | -0.0017702 | 611.6672 | 0 | 765.8842 | -0.00023995 | 765.6618 | 5.7508e-05 | 757.1859 | -7.5658e-05 | 765.6618 | -0.00074031 | 765.8841 | 0 | 755.9478 | -0.00045192 | 611.6672 | 0.00419 | 765.8841 | 0 | 765.8842 | 0 | 760.43 | -0.00080189 | 765.8841 | 0 | 614.2752 | 0.42218 | 765.8841 | 0 | 765.8842 | 0 | 765.6618 | -0.00056281 | 913.6449 | 0.00427 | 765.6618 | 0.08624 | 913.1471 | 0 | 913.6449 | 0.66149 | 755.9478 | 0.0098
| 766.1204 | 4.8348e-05 | 765.8983 | -0.00018326 | 611.7865 | 0.0021 | 766.1204 | 0.00026401 | 765.8983 | -0.00057884 | 757.42 | 9.1667e-05 | 765.8983 | 0.00035748 | 766.1204 | 0.00020085 | 756.1783 | 0.00035905 | 611.7865 | 0.00408 | 766.1204 | 0.00056286 | 766.1204 | 0.00019412 | 760.67 | 0.00040094 | 766.1204 | 0.00051735 | 614.3948 | 0.42729 | 766.1204 | 0.0002822 | 766.1204 | 0.0002666 | 765.8983 | 0.00046173 | 913.8129 | 0.00397 | 765.8983 | 0.086747 | 913.3156 | 6.9993e-05 | 913.8129 | 0.66346 | 756.1783 | 0.00884
| 766.3568 | -3.8537e-05 | 766.1348 | -0.00031493 | 611.9058 | 0 | 766.3568 | -0.00060411 | 766.1348 | 0.00023169 | 757.6542 | -0.00029687 | 766.1348 | -0.00069913 | 766.3568 | 0 | 756.4088 | -0.0011361 | 611.9058 | 0.00397 | 766.3568 | 0 | 766.3568 | 0 | 760.9 | -0.00031426 | 766.3568 | 0 | 614.5144 | 0.4332 | 766.3568 | 0 | 766.3568 | 0 | 766.1348 | -0.00060435 | 913.9808 | 0.00322 | 766.1348 | 0.090669 | 913.484 | 0 | 913.9808 | 0.6661 | 756.4088 | 0.00823
| 766.5931 | 0.00080806 | 766.3713 | -0.00036806 | 612.025 | 0.00139 | 766.5931 | -3.4693e-05 | 766.3713 | -0.0010933 | 757.8883 | 8.273e-06 | 766.3713 | 0.00022808 | 766.5931 | 0.00019737 | 756.6393 | 0.0018457 | 612.025 | 0.00295 | 766.5931 | 3.8961e-05 | 766.5931 | 0.00025383 | 761.14 | 0.00036844 | 766.5931 | 0.00060564 | 614.634 | 0.4381 | 766.5931 | 0.00073716 | 766.5931 | 0.00017954 | 766.3713 | 0.00040601 | 914.1487 | 0.00415 | 766.3713 | 0.09123 | 913.6525 | 5.0004e-05 | 914.1487 | 0.6681 | 756.6393 | 0.00864
| 766.8294 | -0.0010773 | 766.6078 | -0.00039682 | 612.1443 | 0 | 766.8294 | -0.0014001 | 766.6078 | 0.0002531 | 758.1224 | -0.00012745 | 766.6078 | -0.000728 | 766.8294 | 0 | 756.8698 | -0.00011109 | 612.1443 | 0.00283 | 766.8294 | 0 | 766.8294 | 0 | 761.38 | -0.00080189 | 766.8294 | 0 | 614.7536 | 0.44407 | 766.8294 | 0 | 766.8294 | 0 | 766.6078 | -0.00020049 | 914.3166 | 0.00452 | 766.6078 | 0.091356 | 913.8209 | 0 | 914.3166 | 0.67155 | 756.8698 | 0.00844
| 767.0658 | 0.0011455 | 766.8443 | -0.00018566 | 612.2636 | 0.00076297 | 767.0658 | 0.00033611 | 766.8443 | -0.00072914 | 758.3566 | 9.4127e-05 | 766.8443 | 0.00044218 | 767.0658 | 0.00062649 | 757.1003 | 0.0020551 | 612.2636 | 0.00363 | 767.0658 | 0.0002316 | 767.0658 | 8.9872e-05 | 761.61 | 0.0027091 | 767.0658 | 0.00062917 | 614.8732 | 0.4493 | 767.0658 | 0.00081046 | 767.0658 | 0.00039859 | 766.8443 | 0.0004589 | 914.4845 | 0.00441 | 766.8443 | 0.094328 | 913.9894 | 5.0004e-05 | 914.4845 | 0.67345 | 757.1003 | 0.00901
| 767.3021 | -0.00018454 | 767.0809 | -0.00050451 | 612.3829 | 0 | 767.3021 | -0.00042493 | 767.0809 | -0.0001549 | 758.5907 | -0.0003334 | 767.0809 | -0.00063855 | 767.3021 | 0 | 757.3309 | 0.0010123 | 612.3829 | 0.00365 | 767.3021 | 0 | 767.3021 | 0 | 761.85 | -0.00018422 | 767.3021 | 0 | 614.9928 | 0.45664 | 767.3021 | 0 | 767.3021 | 0 | 767.0809 | -0.0005072 | 914.6524 | 0.00455 | 767.0809 | 0.095036 | 914.1579 | 0 | 914.6524 | 0.67649 | 757.3309 | 0.00969
| 767.5385 | 0.00052487 | 767.3174 | 0.00010617 | 612.5022 | 0.00111 | 767.5385 | -9.4257e-05 | 767.3174 | -0.001132 | 758.8248 | 7.3898e-05 | 767.3174 | 0.00031026 | 767.5385 | 0.00037042 | 757.5615 | -0.00063353 | 612.5022 | 0.00351 | 767.5385 | 0.00072167 | 767.5385 | 0.00042482 | 762.09 | 0.0019614 | 767.5385 | 0.00083337 | 615.1124 | 0.46318 | 767.5385 | 0.0004537 | 767.5385 | 0.00043985 | 767.3174 | 0.00049486 | 914.8203 | 0.0035 | 767.3174 | 0.1001 | 914.3263 | 5.0004e-05 | 914.8203 | 0.67781 | 757.5615 | 0.00817
| 767.7749 | -0.00092566 | 767.554 | -0.0001873 | 612.6215 | 0 | 767.7749 | -0.00088504 | 767.554 | 0.00011918 | 759.059 | -0.00020496 | 767.554 | -0.00071259 | 767.7749 | 0 | 757.792 | 0.00051123 | 612.6215 | 0.00289 | 767.7749 | 0 | 767.7749 | 0 | 762.32 | -5.4182e-05 | 767.7749 | 0 | 615.2321 | 0.47054 | 767.7749 | 0 | 767.7749 | 0 | 767.554 | -0.00041872 | 914.9882 | 0.00436 | 767.554 | 0.098535 | 914.4948 | 0 | 914.9882 | 0.68096 | 757.792 | 0.00791
| 768.0113 | 0.00020111 | 767.7905 | -0.00015859 | 612.7408 | 0.00101 | 768.0113 | -0.00011966 | 767.7905 | -0.00047879 | 759.2932 | 0.00010406 | 767.7905 | 0.00047768 | 768.0113 | 0.00028129 | 758.0226 | 0.00093337 | 612.7408 | 0.00499 | 768.0113 | 0.00057683 | 768.0113 | 0 | 762.56 | -0.0014196 | 768.0113 | 0.00022757 | 615.3517 | 0.47575 | 768.0113 | 0.00057014 | 768.0113 | 0.00018206 | 767.7905 | 0.00043806 | 915.1562 | 0.00529 | 767.7905 | 0.1027 | 914.6633 | 5.0004e-05 | 915.1562 | 0.68269 | 758.0226 | 0.00785
| 768.2477 | 5.328e-05 | 768.0271 | -0.0011215 | 612.8601 | 0 | 768.2477 | -0.00076496 | 768.0271 | 0.00048609 | 759.5274 | -0.00020039 | 768.0271 | -0.0007843 | 768.2477 | 0 | 758.2532 | -0.0003327 | 612.8601 | 0.00294 | 768.2477 | 0 | 768.2477 | 0 | 762.8 | 1.0836e-05 | 768.2477 | 0 | 615.4713 | 0.48176 | 768.2477 | 0 | 768.2477 | 0 | 768.0271 | -0.00023074 | 915.3241 | 0.00432 | 768.0271 | 0.1034 | 914.8318 | 0 | 915.3241 | 0.68623 | 758.2532 | 0.00717
| 768.4841 | 0.0010253 | 768.2637 | 0.00061665 | 612.9794 | 0.00151 | 768.4841 | -0.00036828 | 768.2637 | -0.0015988 | 759.7616 | 9.7225e-05 | 768.2637 | 0.00045857 | 768.4841 | 0.00034198 | 758.4837 | -0.0011001 | 612.9794 | 0.00459 | 768.4841 | 0.00091799 | 768.4841 | 0.00049482 | 763.03 | 0.0027091 | 768.4841 | 0.00066153 | 615.5909 | 0.48627 | 768.4841 | 0.0010032 | 768.4841 | 0.00021161 | 768.2637 | 0.00061146 | 915.492 | 0.00957 | 768.2637 | 0.10801 | 915.0002 | 1.0001e-05 | 915.492 | 0.68842 | 758.4837 | 0.00885
| 768.7205 | 0.00050955 | 768.5003 | -0.00088112 | 613.0988 | 0 | 768.7205 | -0.0012055 | 768.5003 | 0.00041526 | 759.9958 | -0.00020831 | 768.5003 | -0.00078898 | 768.7205 | 0 | 758.7143 | 0.00027167 | 613.0988 | 0.00203 | 768.7205 | 0 | 768.7205 | 0 | 763.27 | -0.00034676 | 768.7205 | 0 | 615.7106 | 0.49113 | 768.7205 | 0 | 768.7205 | 0 | 768.5003 | -0.00063209 | 915.6599 | 0.00392 | 768.5003 | 0.10484 | 915.1687 | 0 | 915.6599 | 0.69205 | 758.7143 | 0.00786
| 768.9569 | 0.00063916 | 768.7369 | 0.00039754 | 613.2181 | 0.00146 | 768.9569 | -0.00022801 | 768.7369 | -0.0011406 | 760.23 | 0.00017359 | 768.7369 | 0.00063255 | 768.9569 | 0.00029722 | 758.9449 | 0.00059472 | 613.2181 | 0.00445 | 768.9569 | 0.0003862 | 768.9569 | 0.00045171 | 763.5 | 0.00088859 | 768.9569 | 0.0006881 | 615.8302 | 0.49626 | 768.9569 | 0.00077189 | 768.9569 | 0.00058677 | 768.7369 | 0.00085928 | 915.8279 | 0.00471 | 768.7369 | 0.11046 | 915.3372 | 6.9993e-05 | 915.8279 | 0.69412 | 758.9449 | 0.00851
| 769.1934 | -0.00025433 | 768.9735 | -0.00088375 | 613.3375 | 0 | 769.1934 | -0.0011993 | 768.9735 | -0.00042104 | 760.4642 | -0.00021458 | 768.9735 | -0.00086723 | 769.1933 | 0 | 759.1755 | 0.00091776 | 613.3375 | 0.00113 | 769.1933 | 0 | 769.1934 | 0 | 763.74 | -0.001127 | 769.1933 | 0 | 615.9498 | 0.50318 | 769.1933 | 0 | 769.1934 | 0 | 768.9735 | -0.00057585 | 915.9958 | 0.00445 | 768.9735 | 0.10758 | 915.5057 | 0 | 915.9958 | 0.69658 | 759.1755 | 0.00928
| 769.4298 | 0.0009001 | 769.2101 | 0.0008132 | 613.4568 | 0.00116 | 769.4298 | 0.00020528 | 769.2101 | -0.0004212 | 760.6984 | 0.00021922 | 769.2101 | 0.000437 | 769.4298 | 0.00040424 | 759.4061 | 0.00050902 | 613.4568 | 0.00445 | 769.4298 | 0.0008639 | 769.4298 | 0.00042196 | 763.98 | -0.0017771 | 769.4298 | 0.00074824 | 616.0694 | 0.50977 | 769.4298 | 0.00035044 | 769.4298 | 0.00038256 | 769.2101 | 0.0012 | 916.1637 | 0.00577 | 769.2101 | 0.11298 | 915.6742 | 5.0004e-05 | 916.1637 | 0.6982 | 759.4061 | 0.01078
| 769.6663 | -0.00055681 | 769.4467 | -0.00014509 | 613.5762 | 0 | 769.6663 | -0.00084151 | 769.4467 | 0.00076863 | 760.9327 | -0.00022526 | 769.4467 | -0.00077912 | 769.6662 | 0 | 759.6368 | 0.0002674 | 613.5762 | 0.00212 | 769.6662 | 0 | 769.6663 | 0 | 764.21 | -0.0026549 | 769.6662 | 0 | 616.1891 | 0.51649 | 769.6662 | 0 | 769.6663 | 0 | 769.4467 | -0.00053351 | 916.3317 | 0.00438 | 769.4467 | 0.11278 | 915.8427 | 0 | 916.3317 | 0.70146 | 759.6368 | 0.00814
| 769.9027 | 0.001344 | 769.6833 | -4.7279e-05 | 613.6956 | 0.00184 | 769.9027 | -0.00058326 | 769.6833 | -0.00046952 | 761.1669 | 0.00016833 | 769.6833 | 0.00049605 | 769.9027 | 0.00038124 | 759.8674 | -0.00039723 | 613.6956 | 0.00431 | 769.9027 | 0.00073205 | 769.9027 | 0.00020283 | 764.45 | 0.00040094 | 769.9027 | 0.00017062 | 616.3087 | 0.52275 | 769.9027 | 0.00045686 | 769.9027 | 0.00013752 | 769.6833 | 0.00038694 | 916.4996 | 0.00501 | 769.6833 | 0.11661 | 916.0112 | 1.0001e-05 | 916.4996 | 0.70388 | 759.8674 | 0.00961
| 770.1392 | -0.00046276 | 769.9199 | -0.00062736 | 613.8149 | 0 | 770.1392 | -0.00026594 | 769.9199 | 0.0002614 | 761.4012 | -0.00011491 | 769.9199 | -0.00078103 | 770.1392 | 0 | 760.098 | -0.0020862 | 613.8149 | 0.00198 | 770.1392 | 0 | 770.1392 | 0 | 764.69 | -0.0022973 | 770.1392 | 0 | 616.4284 | 0.53041 | 770.1392 | 0 | 770.1392 | 0 | 769.9199 | -0.00041535 | 916.6676 | 0.00445 | 769.9199 | 0.11702 | 916.1797 | 0 | 916.6676 | 0.70686 | 760.098 | 0.00749
| 770.3757 | -1.6507e-05 | 770.1566 | 7.495e-05 | 613.9343 | 0.00236 | 770.3757 | 0.00050729 | 770.1566 | -0.00044205 | 761.6354 | 0.00016801 | 770.1566 | 0.00044516 | 770.3756 | 0.00013964 | 760.3287 | 0.00073891 | 613.9343 | 0.00428 | 770.3756 | 0.00096122 | 770.3757 | 0.0002951 | 764.92 | -0.0022648 | 770.3756 | 0.00078897 | 616.548 | 0.53705 | 770.3756 | 0.00060014 | 770.3757 | 0.00042332 | 770.1566 | 0.00079967 | 916.8355 | 0.00522 | 770.1566 | 0.12055 | 916.3482 | 5.0004e-05 | 916.8355 | 0.7079 | 760.3287 | 0.00793
| 770.6121 | -0.00098897 | 770.3932 | -0.00049297 | 614.0537 | 0 | 770.6121 | -0.0001973 | 770.3932 | -5.3671e-05 | 761.8697 | -0.00033158 | 770.3932 | -0.00081061 | 770.6121 | 0 | 760.5593 | 0.00014362 | 614.0537 | 0.00078546 | 770.6121 | 0 | 770.6121 | 0 | 765.16 | -0.0033052 | 770.6121 | 0 | 616.6677 | 0.54383 | 770.6121 | 0 | 770.6121 | 0 | 770.3932 | -0.00042792 | 917.0034 | 0.00422 | 770.3932 | 0.12103 | 916.5167 | 0 | 917.0034 | 0.7103 | 760.5593 | 0.00853
| 770.8486 | 0.00045326 | 770.6299 | -0.00012088 | 614.1731 | 0.00135 | 770.8486 | 9.8833e-05 | 770.6299 | -0.0019698 | 762.104 | 0.00012566 | 770.6299 | 0.00037409 | 770.8486 | 0.00046825 | 760.79 | -0.00037094 | 614.1731 | 0.00408 | 770.8486 | 0.00057353 | 770.8486 | 0.00018872 | 765.4 | 0.0015712 | 770.8486 | 0.00063975 | 616.7873 | 0.54972 | 770.8486 | 0.00050444 | 770.8486 | 0.00020484 | 770.6299 | 0.00044442 | 917.1714 | 0.00596 | 770.6299 | 0.12275 | 916.6852 | 6.9993e-05 | 917.1714 | 0.71107 | 760.79 | 0.00848
| 771.0851 | 7.5489e-05 | 770.8666 | -0.0015612 | 614.2926 | 0 | 771.0851 | -6.0679e-05 | 770.8666 | -6.1205e-05 | 762.3383 | -0.00015902 | 770.8666 | -0.00079418 | 771.0851 | 0 | 761.0206 | -0.0014226 | 614.2926 | 0.00198 | 771.0851 | 0 | 771.0851 | 0 | 765.63 | -0.00018422 | 771.0851 | 0 | 616.907 | 0.55779 | 771.0851 | 0 | 771.0851 | 0 | 770.8666 | -0.00085575 | 917.3393 | 0.00434 | 770.8666 | 0.12655 | 916.8537 | 0 | 917.3393 | 0.71339 | 761.0206 | 0.00909
| 771.3217 | 0.00068149 | 771.1033 | -0.00042793 | 614.412 | 0.00053755 | 771.3217 | -0.00041845 | 771.1033 | -0.00112 | 762.5726 | 8.9545e-05 | 771.1033 | 0.00036291 | 771.3216 | 0.00031038 | 761.2513 | 0.0011324 | 614.412 | 0.00397 | 771.3216 | 0.00030919 | 771.3217 | 0.0002642 | 765.87 | 0.00040094 | 771.3216 | 5.5797e-05 | 617.0266 | 0.56524 | 771.3216 | 0.00073207 | 771.3217 | 0.00032305 | 771.1033 | 0.00038121 | 917.5073 | 0.00345 | 771.1033 | 0.12814 | 917.0222 | 5.0004e-05 | 917.5073 | 0.7153 | 761.2513 | 0.00912
| 771.5582 | 0.00011816 | 771.3399 | 0.00060768 | 614.5314 | 0 | 771.5582 | -0.00058617 | 771.3399 | 8.0084e-05 | 762.8069 | -0.00010504 | 771.3399 | -0.00075709 | 771.5582 | 0 | 761.482 | -0.00050933 | 614.5314 | 0.00232 | 771.5582 | 0 | 771.5582 | 0 | 766.11 | -0.0026224 | 771.5582 | 0 | 617.1463 | 0.5738 | 771.5582 | 0 | 771.5582 | 0 | 771.34 | -0.00053709 | 917.6752 | 0.00559 | 771.3399 | 0.13342 | 917.1907 | 0 | 917.6752 | 0.71975 | 761.482 | 0.00807
| 771.7947 | -0.00063364 | 771.5766 | -0.00026823 | 614.6508 | 0.00064159 | 771.7947 | -2.1642e-05 | 771.5766 | -0.00077028 | 763.0412 | 0.00026245 | 771.5766 | 0.00025526 | 771.7947 | 0.00059063 | 761.7127 | 0.0011821 | 614.6508 | 0.00315 | 771.7947 | 0.0003502 | 771.7947 | 0.00039466 | 766.34 | 0.00072604 | 771.7947 | 0.00057817 | 617.2659 | 0.58055 | 771.7947 | 0.00062267 | 771.7947 | 0.00020967 | 771.5766 | 0.0004738 | 917.8432 | 0.00464 | 771.5766 | 0.13342 | 917.3593 | 6.9993e-05 | 917.8432 | 0.72407 | 761.7127 | 0.00787
| 772.0312 | -5.4803e-05 | 771.8133 | -8.7704e-05 | 614.7703 | 0 | 772.0312 | -0.00043978 | 771.8133 | 0.00012073 | 763.2755 | -0.00023739 | 771.8133 | -0.00062959 | 772.0312 | 0 | 761.9434 | -0.0010755 | 614.7703 | 0.00303 | 772.0312 | 0 | 772.0312 | 0 | 766.58 | -0.0016472 | 772.0312 | 0 | 617.3856 | 0.58901 | 772.0312 | 0 | 772.0312 | 0 | 771.8134 | -0.00038124 | 918.0111 | 0.0042 | 771.8133 | 0.13075 | 917.5278 | 0 | 918.0111 | 0.72905 | 761.9434 | 0.00732
| 772.2678 | 0.00044992 | 772.0501 | -0.0012716 | 614.8897 | 0.00147 | 772.2678 | -1.8644e-05 | 772.0501 | -0.00082334 | 763.5098 | 1.9751e-05 | 772.0501 | 0.00037628 | 772.2678 | 0.00015475 | 762.1741 | -0.00059102 | 614.8897 | 0.00337 | 772.2678 | 0.00066064 | 772.2678 | 0.00054849 | 766.82 | 0.00033593 | 772.2678 | 0.0005703 | 617.5052 | 0.59576 | 772.2678 | 0.00064537 | 772.2678 | 0.00041987 | 772.0501 | 0.00056244 | 918.1791 | 0.00682 | 772.0501 | 0.13939 | 917.6963 | 5.0004e-05 | 918.1791 | 0.7316 | 762.1741 | 0.00741
| 772.5043 | -0.00070344 | 772.2868 | -0.0001004 | 615.0092 | 0 | 772.5043 | -0.00016976 | 772.2868 | 0.00021983 | 763.7442 | -0.00017874 | 772.2868 | -0.00084884 | 772.5044 | 0 | 762.4048 | -0.00043545 | 615.0092 | 0.00405 | 772.5044 | 0 | 772.5043 | 0 | 767.05 | 0.0011812 | 772.5044 | 0 | 617.6249 | 0.60347 | 772.5044 | 0 | 772.5043 | 0 | 772.2868 | -0.00085625 | 918.347 | 0.00457 | 772.2868 | 0.13992 | 917.8648 | 0 | 918.347 | 0.73358 | 762.4049 | 0.00699
| 772.7409 | 0.00060339 | 772.5235 | -0.00016037 | 615.1287 | 0.00062425 | 772.7409 | -0.00010338 | 772.5235 | -0.00096568 | 763.9785 | 7.6517e-05 | 772.5235 | 0.00029851 | 772.7409 | 0.00012582 | 762.6356 | 0.0012709 | 615.1287 | 0.00286 | 772.7409 | 0.00038631 | 772.7409 | 7.7447e-05 | 767.29 | 0.0009211 | 772.7409 | 0.00015208 | 617.7446 | 0.6095 | 772.7409 | 0.00053724 | 772.7409 | 0.00016644 | 772.5235 | 0.00036996 | 918.515 | 0.00406 | 772.5235 | 0.14629 | 918.0334 | 6.9993e-05 | 918.515 | 0.7338 | 762.6356 | 0.00859
| 772.9775 | -0.00013814 | 772.7602 | -0.00075842 | 615.2481 | 0 | 772.9775 | -0.00074371 | 772.7602 | -5.9872e-05 | 764.2129 | -0.00016263 | 772.7602 | -0.00070248 | 772.9775 | 0 | 762.8663 | -0.0011015 | 615.2481 | 0.00337 | 772.9775 | 0 | 772.9775 | 0 | 767.53 | -0.00063934 | 772.9775 | 0 | 617.8642 | 0.61761 | 772.9775 | 0 | 772.9775 | 0 | 772.7603 | -0.00056058 | 918.683 | 0.00436 | 772.7602 | 0.14577 | 918.2019 | 0 | 918.683 | 0.73524 | 762.8663 | 0.00657
| 773.2141 | 0.00058255 | 772.997 | 0.00069081 | 615.3676 | 0.00149 | 773.2141 | 0.00077228 | 772.997 | -0.0015018 | 764.4473 | 0.00018328 | 772.997 | 0.00057014 | 773.2141 | 0.00058044 | 763.097 | 0.00055862 | 615.3676 | 0.00241 | 773.2141 | 0.0014174 | 773.2141 | 0.00047195 | 767.76 | -0.0015171 | 773.2141 | 0.00051039 | 617.9839 | 0.62502 | 773.2141 | 0.00091732 | 773.2141 | 0.00064206 | 772.997 | 0.00071514 | 918.8509 | 0.00545 | 772.997 | 0.14691 | 918.3705 | 5.0004e-05 | 918.8509 | 0.73523 | 763.097 | 0.0085
| 773.4507 | -0.00084222 | 773.2338 | -0.00025028 | 615.4871 | 0 | 773.4507 | -0.0010027 | 773.2338 | -0.00020169 | 764.6816 | -0.00032842 | 773.2338 | -0.0007632 | 773.4507 | 0 | 763.3278 | -0.00014675 | 615.4871 | 0.00243 | 773.4507 | 0 | 773.4507 | 0 | 768 | 0.00082357 | 773.4507 | 0 | 618.1036 | 0.63442 | 773.4507 | 0 | 773.4507 | 0 | 773.2337 | -0.00070693 | 919.0189 | 0.00547 | 773.2338 | 0.15346 | 918.539 | 0 | 919.0189 | 0.73673 | 763.3278 | 0.00773
| 773.6873 | 0.00069038 | 773.4705 | 0.00067414 | 615.6066 | 0.00165 | 773.6873 | 0.0001461 | 773.4705 | -0.00096729 | 764.916 | 0.00020029 | 773.4705 | 0.00045554 | 773.6873 | 0.00088856 | 763.5585 | -0.00018394 | 615.6066 | 0.00255 | 773.6873 | 0.0006951 | 773.6873 | 0.00035053 | 768.24 | -0.00089942 | 773.6873 | 0.00045104 | 618.2233 | 0.64232 | 773.6873 | 0.00042049 | 773.6873 | 0.00036099 | 773.4705 | 0.00074689 | 919.1869 | 0.00496 | 773.4705 | 0.15226 | 918.7075 | 6.9993e-05 | 919.1869 | 0.73613 | 763.5585 | 0.00904
| 773.9239 | -0.00021658 | 773.7073 | -0.0015804 | 615.7261 | 0 | 773.9239 | -0.00049377 | 773.7073 | -0.0001158 | 765.1504 | -0.00041589 | 773.7073 | -0.00074791 | 773.9239 | 0 | 763.7893 | -0.00015092 | 615.7261 | 0.00087064 | 773.9239 | 0 | 773.9239 | 0 | 768.47 | -0.001127 | 773.9239 | 0 | 618.3429 | 0.65213 | 773.9239 | 0 | 773.9239 | 0 | 773.7073 | -0.00074513 | 919.3548 | 0.00438 | 773.7073 | 0.155 | 918.8761 | 0 | 919.3548 | 0.73665 | 763.7893 | 0.00752
| 774.1605 | 7.1296e-05 | 773.9441 | 0.00047636 | 615.8456 | 0.00079764 | 774.1605 | 0.00036781 | 773.9441 | -0.00080698 | 765.3848 | -2.2048e-05 | 773.9441 | 0.00045852 | 774.1605 | 0.00054682 | 764.0201 | 0.0019432 | 615.8456 | 0.00397 | 774.1605 | 0.00064636 | 774.1605 | 0.00040924 | 768.71 | 0.00072604 | 774.1605 | 0.00036253 | 618.4626 | 0.66072 | 774.1605 | 0.00080573 | 774.1605 | 0.00039326 | 773.9441 | 0.00077406 | 919.5228 | 0.006 | 773.9441 | 0.1566 | 919.0446 | 6.9993e-05 | 919.5228 | 0.7353 | 764.0201 | 0.00745
| 774.3972 | 0.00022812 | 774.1809 | -0.0008034 | 615.9651 | 0 | 774.3972 | -0.00095677 | 774.1809 | -0.00032054 | 765.6192 | -0.00012189 | 774.1809 | -0.00076355 | 774.3972 | 0 | 764.2509 | -0.0011539 | 615.9651 | 0.00323 | 774.3972 | 0 | 774.3972 | 0 | 768.95 | 0.0015387 | 774.3972 | 0 | 618.5823 | 0.67142 | 774.3972 | 0 | 774.3972 | 0 | 774.1809 | -0.00053658 | 919.6908 | 0.00387 | 774.1809 | 0.15617 | 919.2132 | 0 | 919.6908 | 0.7366 | 764.2509 | 0.00658
| 774.6338 | -0.00035969 | 774.4177 | -0.00069411 | 616.0847 | 0.0018 | 774.6338 | -0.00019714 | 774.4177 | -0.0019704 | 765.8536 | 0.00014627 | 774.4177 | 0.00046569 | 774.6338 | 0.00024632 | 764.4817 | -0.00035563 | 616.0847 | 0.00315 | 774.6338 | 0.00035951 | 774.6338 | 7.1991e-05 | 769.18 | -0.00089942 | 774.6338 | 3.8165e-06 | 618.702 | 0.67959 | 774.6338 | 0.00038831 | 774.6338 | 0.00043012 | 774.4176 | 0.00074279 | 919.8587 | 0.00538 | 774.4177 | 0.16324 | 919.3818 | 5.0004e-05 | 919.8587 | 0.73781 | 764.4817 | 0.00843
| 774.8704 | 4.7348e-05 | 774.6545 | -0.0002094 | 616.2042 | 0 | 774.8704 | -2.6736e-05 | 774.6545 | 0.00068184 | 766.0881 | -0.00031783 | 774.6545 | -0.0005899 | 774.8704 | 0 | 764.7125 | -0.00016826 | 616.2042 | 0.00206 | 774.8704 | 0 | 774.8704 | 0 | 769.42 | -0.0024598 | 774.8704 | 0 | 618.8217 | 0.68865 | 774.8704 | 0 | 774.8704 | 0 | 774.6545 | -0.00117 | 920.0267 | 0.00594 | 774.6545 | 0.16632 | 919.5503 | 0 | 920.0267 | 0.74073 | 764.7125 | 0.00817
| 775.1071 | 3.5589e-05 | 774.8913 | 0.00049365 | 616.3238 | 0.00101 | 775.1071 | -2.1878e-05 | 774.8913 | -0.00076591 | 766.3225 | 0.00026901 | 774.8913 | 0.00061134 | 775.1071 | 0.000237 | 764.9433 | -0.00055796 | 616.3238 | 0.00221 | 775.1071 | 0.00065877 | 775.1071 | 0.00057942 | 769.66 | 0.0013763 | 775.1071 | 0.00010453 | 618.9414 | 0.69416 | 775.1071 | 0.00065077 | 775.1071 | 0.00026789 | 774.8913 | 0.00078661 | 920.1947 | 0.0048 | 774.8913 | 0.16752 | 919.7189 | 5.0004e-05 | 920.1947 | 0.74125 | 764.9433 | 0.00746
| 775.3438 | -0.00080222 | 775.1281 | -0.00091385 | 616.4433 | 0 | 775.3438 | -0.00067536 | 775.1281 | 0.00049286 | 766.5569 | -0.00040731 | 775.1281 | -0.0008781 | 775.3438 | 0 | 765.1741 | -0.0013389 | 616.4433 | 0.00266 | 775.3438 | 0 | 775.3438 | 0 | 769.89 | -0.00080189 | 775.3438 | 0 | 619.061 | 0.70006 | 775.3438 | 0 | 775.3438 | 0 | 775.1281 | -0.00036414 | 920.3627 | 0.00445 | 775.1281 | 0.16936 | 919.8874 | 0 | 920.3627 | 0.74171 | 765.1741 | 0.00703
| 775.5804 | -3.969e-06 | 775.3649 | 0.00047869 | 616.5629 | 0.0013 | 775.5804 | -0.00022829 | 775.3649 | -0.0011668 | 766.7914 | 4.0007e-05 | 775.3649 | 0.00044989 | 775.5804 | 0.00062127 | 765.4049 | -0.00014781 | 616.5629 | 0.00249 | 775.5804 | 0.00082888 | 775.5804 | 0.0004156 | 770.13 | 0.00075855 | 775.5804 | 0.00076923 | 619.1807 | 0.70323 | 775.5804 | 0.0011251 | 775.5804 | 0.00049366 | 775.3649 | 0.0006127 | 920.5307 | 0.00526 | 775.3649 | 0.17206 | 920.056 | 5.0004e-05 | 920.5307 | 0.74121 | 765.4049 | 0.00817
| 775.8171 | 0.00012982 | 775.6018 | -0.00083593 | 616.6824 | 0 | 775.8171 | -0.00068037 | 775.6018 | 0.00016401 | 767.0259 | -0.00031466 | 775.6018 | -0.00072036 | 775.8171 | 0 | 765.6357 | -0.0014882 | 616.6824 | 0.00297 | 775.8171 | 0 | 775.8171 | 0 | 770.37 | -0.0011595 | 775.8171 | 0 | 619.3004 | 0.70902 | 775.8171 | 0 | 775.8171 | 0 | 775.6018 | -0.00016809 | 920.6987 | 0.00608 | 775.6018 | 0.17379 | 920.2246 | 0 | 920.6987 | 0.74147 | 765.6357 | 0.00848
| 776.0538 | 0.0010096 | 775.8386 | -0.00094513 | 616.802 | 0.00088435 | 776.0538 | -0.00018358 | 775.8386 | -0.0012954 | 767.2603 | 0.0001051 | 775.8386 | 0.00040296 | 776.0538 | 0.00046039 | 765.8666 | -0.00026038 | 616.802 | 0.00354 | 776.0538 | 0.00081203 | 776.0538 | 0.00013575 | 770.6 | -0.00073687 | 776.0538 | 3.2499e-05 | 619.4201 | 0.71434 | 776.0538 | 0.00079993 | 776.0538 | 0.00031717 | 775.8386 | 0.00035252 | 920.8666 | 0.00401 | 775.8386 | 0.17829 | 920.3931 | 8.9995e-05 | 920.8666 | 0.74079 | 765.8666 | 0.00832
| 776.2905 | -0.0001261 | 776.0755 | -0.00088976 | 616.9216 | 0 | 776.2905 | 0.00052897 | 776.0755 | -0.00024978 | 767.4948 | -0.00019674 | 776.0755 | -0.00076554 | 776.2905 | 0 | 766.0974 | -0.0010437 | 616.9216 | 0.00306 | 776.2905 | 0 | 776.2905 | 0 | 770.84 | 0.00027091 | 776.2905 | 0 | 619.5398 | 0.72175 | 776.2905 | 0 | 776.2905 | 0 | 776.0755 | -0.00045182 | 921.0346 | 0.00482 | 776.0755 | 0.18639 | 920.5617 | 0 | 921.0346 | 0.74141 | 766.0974 | 0.00724
| 776.5272 | -0.00059095 | 776.3123 | 2.5614e-05 | 617.0412 | 0.00189 | 776.5272 | 0.00010895 | 776.3123 | -0.00084825 | 767.7293 | 0.00017705 | 776.3123 | 0.00054268 | 776.5272 | 0.00063537 | 766.3283 | -0.0010505 | 617.0412 | 0.00451 | 776.5272 | 0.00017618 | 776.5272 | 0.00026182 | 771.08 | -0.0013546 | 776.5272 | 0.0001899 | 619.6595 | 0.72927 | 776.5272 | 0.00088557 | 776.5272 | 0.00042709 | 776.3123 | 0.00095011 | 921.2026 | 0.00461 | 776.3123 | 0.18448 | 920.7303 | 6.9993e-05 | 921.2026 | 0.74285 | 766.3283 | 0.00735
| 776.764 | -0.00033732 | 776.5492 | -0.0013974 | 617.1608 | 0 | 776.764 | -0.00057318 | 776.5492 | 0.00011505 | 767.9638 | -0.00048604 | 776.5492 | -0.00086876 | 776.764 | 0 | 766.5591 | -0.00048242 | 617.1608 | 0.00195 | 776.764 | 0 | 776.764 | 0 | 771.31 | -0.00044429 | 776.764 | 0 | 619.7792 | 0.73933 | 776.764 | 0 | 776.764 | 0 | 776.5492 | -0.00046778 | 921.3706 | 0.00464 | 776.5492 | 0.1882 | 920.8989 | 0 | 921.3706 | 0.74689 | 766.5591 | 0.00721
| 777.0007 | 0.00059174 | 776.7861 | -9.2887e-05 | 617.2804 | 0.00149 | 777.0007 | 5.8997e-05 | 776.7861 | -0.001247 | 768.1983 | 9.3895e-05 | 776.7861 | 0.00040228 | 777.0007 | 0.00083727 | 766.79 | 0.00010634 | 617.2804 | 0.00369 | 777.0007 | 0.00058117 | 777.0007 | 0.0006422 | 771.55 | -0.00086692 | 777.0007 | 0.00021642 | 619.8989 | 0.74861 | 777.0007 | 0.0013693 | 777.0007 | 0.00033602 | 776.7861 | 0.00106 | 921.5386 | 0.00336 | 776.7861 | 0.19081 | 921.0675 | 3.0002e-05 | 921.5386 | 0.75008 | 766.79 | 0.00799
| 777.2374 | -0.00025259 | 777.023 | -8.2665e-05 | 617.4 | 0 | 777.2374 | -0.00082985 | 777.023 | 0.00034533 | 768.4329 | -0.00016496 | 777.023 | -0.0008347 | 777.2374 | 0 | 767.0209 | -0.00032515 | 617.4 | 0.00078546 | 777.2374 | 0 | 777.2374 | 0 | 771.79 | -0.0027849 | 777.2374 | 0 | 620.0186 | 0.75742 | 777.2374 | 0 | 777.2374 | 0 | 777.023 | -0.00045531 | 921.7066 | 0.00397 | 777.023 | 0.19385 | 921.2361 | 0 | 921.7066 | 0.75323 | 767.0209 | 0.00807
| 777.4742 | 0.00086403 | 777.2599 | 0.00012445 | 617.5196 | 0.00113 | 777.4742 | 0.00010289 | 777.2599 | -0.00092539 | 768.6674 | 2.1297e-05 | 777.2599 | 0.00039348 | 777.4742 | 0.000301 | 767.2518 | 0.0020805 | 617.5196 | 0.00227 | 777.4742 | 0.00059094 | 777.4742 | 0.00042464 | 772.02 | -0.00018422 | 777.4742 | 0.00012675 | 620.1383 | 0.76416 | 777.4742 | 0.00028457 | 777.4742 | 0.00031266 | 777.2599 | 0.00030977 | 921.8746 | 0.00545 | 777.2599 | 0.2011 | 921.4046 | 0.00011 | 921.8746 | 0.75431 | 767.2518 | 0.00708
| 777.7109 | 0.00044818 | 777.4968 | -0.00082171 | 617.6392 | 0 | 777.7109 | -0.00058781 | 777.4968 | 0.00071265 | 768.9019 | -0.00011401 | 777.4968 | -0.0007813 | 777.7109 | 0 | 767.4827 | -0.0011438 | 617.6392 | 0.00345 | 777.7109 | 0 | 777.7109 | 0 | 772.26 | -0.0018422 | 777.7109 | 0 | 620.2581 | 0.77133 | 777.7109 | 0 | 777.7109 | 0 | 777.4968 | -0.00010683 | 922.0426 | 0.00543 | 777.4968 | 0.19697 | 921.5733 | 0 | 922.0426 | 0.7565 | 767.4827 | 0.00619
| 777.9477 | 0.0001848 | 777.7337 | 0.00025849 | 617.7589 | 0.00084967 | 777.9477 | -0.00013585 | 777.7337 | -0.00098189 | 769.1364 | 9.1225e-05 | 777.7337 | 0.00043384 | 777.9477 | 0.0002765 | 767.7136 | -0.001078 | 617.7589 | 0.00309 | 777.9477 | 0.00096565 | 777.9477 | 0.00059334 | 772.5 | 0.0029042 | 777.9477 | 0.0010317 | 620.3778 | 0.77659 | 777.9477 | 0.0011202 | 777.9477 | 0.00049934 | 777.7337 | 0.00108 | 922.2106 | 0.00665 | 777.7337 | 0.20516 | 921.7418 | 3.0002e-05 | 922.2106 | 0.75842 | 767.7136 | 0.0079
| 778.1845 | -0.00022756 | 777.9706 | -0.00054362 | 617.8785 | 0 | 778.1845 | -0.00043614 | 777.9706 | -0.00024881 | 769.371 | -0.00029544 | 777.9706 | -0.00077442 | 778.1845 | 0 | 767.9445 | -0.001225 | 617.8785 | 0.0015 | 778.1845 | 0 | 778.1845 | 0 | 772.73 | -0.0017121 | 778.1845 | 0 | 620.4975 | 0.78276 | 778.1845 | 0 | 778.1845 | 0 | 777.9706 | -0.0002416 | 922.3786 | 0.00448 | 777.9706 | 0.20475 | 921.9104 | 0 | 922.3786 | 0.7622 | 767.9445 | 0.00756
| 778.4213 | 0.00032343 | 778.2076 | 0.00079388 | 617.9982 | 0.00084967 | 778.4213 | 0.00038397 | 778.2076 | -0.00052847 | 769.6055 | 0.00019163 | 778.2076 | 0.00055811 | 778.4213 | 0.00019761 | 768.1754 | 0.00013664 | 617.9982 | 0.00397 | 778.4213 | 0.0010966 | 778.4213 | 0.00064022 | 772.97 | -0.00031426 | 778.4213 | 0.00078015 | 620.6172 | 0.78807 | 778.4213 | 0.00071053 | 778.4213 | 0.00038441 | 778.2076 | 0.00051764 | 922.5466 | 0.00531 | 778.2076 | 0.21594 | 922.0791 | 1.0001e-05 | 922.5466 | 0.76579 | 768.1754 | 0.00721
| 778.6581 | -0.00041821 | 778.4445 | -0.00078895 | 618.1178 | 0 | 778.6581 | -0.00097983 | 778.4445 | 0.00033819 | 769.8401 | -0.0003328 | 778.4445 | -0.00082191 | 778.6581 | 0 | 768.4063 | -0.0014613 | 618.1178 | 0.00314 | 778.6581 | 0 | 778.6581 | 0 | 773.21 | -0.00096444 | 778.6581 | 0 | 620.7369 | 0.79664 | 778.6581 | 0 | 778.6581 | 0 | 778.4445 | -0.0006474 | 922.7146 | 0.00464 | 778.4445 | 0.21405 | 922.2477 | 0 | 922.7146 | 0.7707 | 768.4063 | 0.00635
| 778.8948 | 0.00015596 | 778.6815 | -0.00024955 | 618.2375 | 0.00091902 | 778.8948 | -0.00035046 | 778.6815 | -0.00057682 | 770.0747 | 0.00035654 | 778.6815 | 0.00057184 | 778.8949 | 0.00035086 | 768.6373 | -0.0002326 | 618.2375 | 0.00363 | 778.8949 | 0 | 778.8948 | 8.9527e-05 | 773.44 | -0.00021673 | 778.8949 | 0.00063448 | 620.8567 | 0.80437 | 778.8949 | 0.00030913 | 778.8948 | 0.00043013 | 778.6815 | 0.00047342 | 922.8826 | 0.0058 | 778.6815 | 0.21987 | 922.4163 | 8.9995e-05 | 922.8826 | 0.7742 | 768.6373 | 0.00636
| 779.1317 | 0.0002176 | 778.9184 | -0.0013294 | 618.3572 | 0 | 779.1317 | -0.00055599 | 778.9184 | 0.00016035 | 770.3093 | -0.00023225 | 778.9184 | -0.00079391 | 779.1317 | 0 | 768.8682 | -0.00021193 | 618.3572 | 0.00198 | 779.1317 | 0 | 779.1317 | 0 | 773.68 | -0.0013871 | 779.1317 | 0 | 620.9764 | 0.81287 | 779.1317 | 0 | 779.1317 | 0 | 778.9184 | -0.00060535 | 923.0506 | 0.00464 | 778.9184 | 0.2179 | 922.5849 | 0 | 923.0506 | 0.77735 | 768.8682 | 0.0063
| 779.3685 | 0.0002707 | 779.1554 | 0.00020812 | 618.4769 | 0.0012 | 779.3685 | 0.00010155 | 779.1554 | -0.00076481 | 770.5439 | 0.00019259 | 779.1554 | 0.00055174 | 779.3685 | 0.00023547 | 769.0992 | 0.00080036 | 618.4769 | 0.00244 | 779.3685 | 0.0010403 | 779.3685 | 0.00049028 | 773.92 | -0.00037928 | 779.3685 | 0.00059815 | 621.0961 | 0.81884 | 779.3685 | 0.00091383 | 779.3685 | 0.00029263 | 779.1554 | 0.00078448 | 923.2186 | 0.00443 | 779.1554 | 0.21992 | 922.7535 | 5.0004e-05 | 923.2186 | 0.77912 | 769.0992 | 0.00722
| 779.6053 | -0.00056916 | 779.3923 | -0.0004809 | 618.5965 | 0 | 779.6053 | -0.00046417 | 779.3923 | 0.00020613 | 770.7784 | -0.00018134 | 779.3923 | -0.00083711 | 779.6053 | 0 | 769.3301 | -0.0012413 | 618.5965 | 0.0011 | 779.6053 | 0 | 779.6053 | 0 | 774.15 | 0.00020589 | 779.6053 | 0 | 621.2158 | 0.82732 | 779.6053 | 0 | 779.6054 | 0 | 779.3923 | -0.00078134 | 923.3867 | 0.00352 | 779.3923 | 0.225 | 922.9221 | 0 | 923.3867 | 0.78132 | 769.3301 | 0.00661
| 779.8422 | 0.0001944 | 779.6293 | -0.00039502 | 618.7162 | 0.00076297 | 779.8422 | -0.00013939 | 779.6293 | -0.0011842 | 771.0131 | -6.3068e-05 | 779.6293 | 0.00041235 | 779.8422 | 0.00089416 | 769.5611 | 0.0011115 | 618.7162 | 0.00428 | 779.8422 | 0 | 779.8422 | 0.00014052 | 774.39 | -0.00067186 | 779.8422 | 0.00036985 | 621.3356 | 0.83581 | 779.8422 | 0.00062233 | 779.8422 | 0.00019532 | 779.6293 | 0.00078143 | 923.5547 | 0.00681 | 779.6293 | 0.2325 | 923.0907 | 5.0004e-05 | 923.5547 | 0.78224 | 769.5611 | 0.00871
| 780.079 | -0.0003861 | 779.8663 | -0.00093346 | 618.836 | 0 | 780.079 | -0.00044699 | 779.8663 | 0.00047548 | 771.2477 | -0.00036082 | 779.8663 | -0.0008875 | 780.079 | 0 | 769.7921 | -7.4348e-05 | 618.836 | 0.00238 | 780.079 | 0 | 780.079 | 0 | 774.63 | -0.0010295 | 780.079 | 0 | 621.4553 | 0.84532 | 780.079 | 0 | 780.079 | 0 | 779.8663 | -0.00103 | 923.7227 | 0.00403 | 779.8663 | 0.23889 | 923.2593 | 0 | 923.7227 | 0.78366 | 769.7921 | 0.00579
| 780.3159 | 0.00010857 | 780.1033 | 0.0013327 | 618.9557 | 0.00095371 | 780.3159 | 0.00022017 | 780.1033 | -0.00099517 | 771.4823 | 0.00014279 | 780.1033 | 0.00069433 | 780.3159 | 0.00086931 | 770.023 | 0.00012232 | 618.9557 | 0.00346 | 780.3159 | 0.0017126 | 780.3159 | 0.00091078 | 774.86 | 0.0019939 | 780.3159 | 0.0006736 | 621.5751 | 0.85164 | 780.3159 | 0.0009234 | 780.3159 | 0.00048817 | 780.1033 | 0.00068103 | 923.8907 | 0.00492 | 780.1033 | 0.23766 | 923.428 | 5.0004e-05 | 923.8907 | 0.78385 | 770.023 | 0.00695
| 780.5527 | -0.00055367 | 780.3403 | -0.00045008 | 619.0754 | 0 | 780.5527 | -0.0010634 | 780.3403 | 0.00035939 | 771.717 | -0.00030504 | 780.3403 | -0.0008918 | 780.5527 | 0 | 770.254 | -0.00053766 | 619.0754 | 0.00089903 | 780.5527 | 0 | 780.5527 | 0 | 775.1 | 0.00017338 | 780.5527 | 0 | 621.6948 | 0.85832 | 780.5527 | 0 | 780.5527 | 0 | 780.3403 | -0.00022127 | 924.0587 | 0.00338 | 780.3403 | 0.24103 | 923.5966 | 0 | 924.0587 | 0.78553 | 770.254 | 0.00619
| 780.7896 | 6.617e-05 | 780.5773 | -0.0011014 | 619.1951 | 0.00137 | 780.7896 | 0.00014157 | 780.5773 | -0.0005233 | 771.9516 | 0.00017088 | 780.5773 | 0.00051605 | 780.7896 | 0.00016287 | 770.485 | 0.0011151 | 619.1951 | 0.00544 | 780.7896 | 0 | 780.7896 | 0.00028805 | 775.34 | -0.0010945 | 780.7896 | 0.00027129 | 621.8145 | 0.8631 | 780.7896 | 0.00061769 | 780.7896 | 0.00034461 | 780.5773 | 0.00041701 | 924.2267 | 0.00443 | 780.5773 | 0.24452 | 923.7652 | 6.9993e-05 | 924.2267 | 0.78625 | 770.4851 | 0.00811
| 781.0265 | -0.0001297 | 780.8144 | -0.00078012 | 619.3149 | 0 | 781.0265 | -0.00026766 | 780.8144 | -0.00012105 | 772.1863 | -0.00030419 | 780.8144 | -0.0010468 | 781.0265 | 0 | 770.716 | -0.00090649 | 619.3149 | 0.00385 | 781.0265 | 0 | 781.0265 | 0 | 775.57 | -0.0010945 | 781.0265 | 0 | 621.9343 | 0.86915 | 781.0265 | 0 | 781.0265 | 0 | 780.8144 | -0.00071707 | 924.3948 | 0.0036 | 780.8144 | 0.24572 | 923.9339 | 0 | 924.3948 | 0.78858 | 770.716 | 0.00657
| 781.2634 | -0.00028204 | 781.0514 | -0.00092021 | 619.4346 | 0.00123 | 781.2634 | -0.00012244 | 781.0514 | -0.00083956 | 772.4209 | -9.4784e-05 | 781.0514 | 0.00052951 | 781.2634 | 0.00051978 | 770.947 | 0.00074325 | 619.4346 | 0.00323 | 781.2634 | 0.001137 | 781.2634 | 0.00071386 | 775.81 | 0.0038145 | 781.2634 | 0.00077773 | 622.054 | 0.87467 | 781.2634 | 0.00066006 | 781.2634 | 0.00029473 | 781.0514 | 0.00036628 | 924.5628 | 0.00594 | 781.0514 | 0.25501 | 924.1025 | 5.0004e-05 | 924.5628 | 0.79068 | 770.947 | 0.00821
| 781.5003 | -0.00072719 | 781.2884 | 0.00025914 | 619.5544 | 0 | 781.5003 | -0.0010007 | 781.2884 | 0.00017698 | 772.6556 | -0.00031565 | 781.2884 | -0.00075136 | 781.5003 | 0 | 771.178 | -0.00039631 | 619.5544 | 0.00209 | 781.5003 | 0 | 781.5003 | 0 | 776.05 | -0.0019397 | 781.5003 | 0 | 622.1738 | 0.88258 | 781.5003 | 0 | 781.5003 | 0 | 781.2884 | -0.0001988 | 924.7308 | 0.00418 | 781.2884 | 0.25674 | 924.2711 | 0 | 924.7308 | 0.79444 | 771.178 | 0.00452
| 781.7372 | 0.00017879 | 781.5255 | 0.00061003 | 619.6741 | 0.00116 | 781.7372 | 0.00028401 | 781.5255 | -0.00092348 | 772.8903 | 0.00025742 | 781.5255 | 0.00061864 | 781.7372 | 0.00086004 | 771.4091 | 0.002015 | 619.6741 | 0.00354 | 781.7372 | 0.0012901 | 781.7372 | 0.00064997 | 776.29 | 0.0012137 | 781.7372 | 0.00082883 | 622.2935 | 0.88894 | 781.7372 | 0.00064247 | 781.7372 | 0.00055507 | 781.5255 | 0.00052298 | 924.8989 | 0.00545 | 781.5255 | 0.26238 | 924.4398 | 5.0004e-05 | 924.8989 | 0.79857 | 771.4091 | 0.00906
| 781.9741 | -0.00097421 | 781.7625 | -0.00091783 | 619.7939 | 0 | 781.9741 | -0.00018211 | 781.7625 | 0.00050873 | 773.1249 | -0.00036989 | 781.7625 | -0.00089602 | 781.9741 | 0 | 771.6401 | -0.0012818 | 619.7939 | 0.00144 | 781.9741 | 0 | 781.9741 | 0 | 776.52 | -0.00070437 | 781.9741 | 0 | 622.4133 | 0.89645 | 781.9741 | 0 | 781.9741 | 0 | 781.7626 | -0.0006097 | 925.0669 | 0.00443 | 781.7625 | 0.26621 | 924.6084 | 0 | 925.0669 | 0.8036 | 771.6401 | 0.00626
| 782.2111 | 0.00030143 | 781.9996 | -0.00033929 | 619.9137 | 0.00137 | 782.2111 | 0.00070132 | 781.9996 | -0.00081614 | 773.3596 | 0.00021303 | 781.9996 | 0.00052711 | 782.211 | 0.00073571 | 771.8712 | 0.001397 | 619.9137 | 0.00351 | 782.211 | 0.00030066 | 782.2111 | 0.00030633 | 776.76 | 0.00085607 | 782.211 | 0.00058448 | 622.533 | 0.904 | 782.211 | 0.00057397 | 782.2111 | 0.00050691 | 781.9996 | 0.00094617 | 925.2349 | 0.00385 | 781.9996 | 0.26946 | 924.7771 | 8.9995e-05 | 925.2349 | 0.80815 | 771.8711 | 0.00744
| 782.448 | -0.00011808 | 782.2367 | -0.00059488 | 620.0335 | 0 | 782.448 | -0.00090548 | 782.2367 | 0.00038794 | 773.5944 | -0.00026089 | 782.2367 | -0.00095577 | 782.448 | 0 | 772.1022 | -0.00064381 | 620.0335 | 0.00297 | 782.448 | 0 | 782.448 | 0 | 777 | 0.00059601 | 782.448 | 0 | 622.6528 | 0.91558 | 782.448 | 0 | 782.448 | 0 | 782.2367 | -0.00070259 | 925.403 | 0.00522 | 782.2367 | 0.26992 | 924.9457 | 0 | 925.403 | 0.81308 | 772.1022 | 0.0056
| 782.6849 | 0.00079251 | 782.4738 | 0.00022416 | 620.1532 | 0.00146 | 782.6849 | -0.00014958 | 782.4738 | -0.00055833 | 773.829 | 0.00022427 | 782.4738 | 0.00040438 | 782.6849 | 0.00073882 | 772.3333 | -0.00058174 | 620.1532 | 0.0017 | 782.6849 | 0.00012102 | 782.6849 | 0.00052475 | 777.23 | -0.00054182 | 782.6849 | 0.00059764 | 622.7725 | 0.92657 | 782.6849 | 0.00046256 | 782.6849 | 0.00039958 | 782.4738 | 0.00074693 | 925.571 | 0.00561 | 782.4738 | 0.27685 | 925.1144 | 6.9993e-05 | 925.571 | 0.81526 | 772.3333 | 0.00757
| 782.9219 | -0.00037164 | 782.7109 | -0.00056699 | 620.2731 | 0 | 782.9219 | -5.4966e-05 | 782.7109 | 0.00037308 | 774.0638 | -0.00044185 | 782.7109 | -0.00085799 | 782.9219 | 0 | 772.5643 | -0.0019925 | 620.2731 | 0.00266 | 782.9219 | 0 | 782.9219 | 0 | 777.47 | 0.0010186 | 782.9219 | 0 | 622.8923 | 0.93659 | 782.9219 | 0 | 782.9219 | 0 | 782.7109 | -0.00088448 | 925.739 | 0.0042 | 782.7109 | 0.28357 | 925.283 | 0 | 925.739 | 0.81704 | 772.5643 | 0.00693
| 783.1589 | 0.00045615 | 782.948 | 0.00029218 | 620.3929 | 0.00113 | 783.1589 | -0.00036493 | 782.948 | -0.0009213 | 774.2985 | 5.5389e-05 | 782.948 | 0.00056402 | 783.1588 | 0.00092161 | 772.7954 | 0.00093624 | 620.3929 | 0.00266 | 783.1588 | 0.00045566 | 783.1589 | 0.00060803 | 777.71 | 0.004172 | 783.1588 | 0.00042468 | 623.0121 | 0.94309 | 783.1588 | 0.0010189 | 783.1589 | 0.00050751 | 782.948 | 0.00079152 | 925.9071 | 0.00462 | 782.948 | 0.27979 | 925.4517 | 8.9995e-05 | 925.9071 | 0.81549 | 772.7954 | 0.00796
| 783.3958 | 0.00038483 | 783.1851 | -3.6391e-05 | 620.5127 | 0 | 783.3958 | -0.00058264 | 783.1851 | 6.9054e-05 | 774.5333 | -0.00046822 | 783.1851 | -0.001022 | 783.3958 | 0 | 773.0266 | -0.0018046 | 620.5127 | 0.00155 | 783.3958 | 0 | 783.3958 | 0 | 777.94 | -0.00067186 | 783.3958 | 0 | 623.1318 | 0.94714 | 783.3958 | 0 | 783.3958 | 0 | 783.1851 | -0.00067771 | 926.0751 | 0.00489 | 783.1851 | 0.28735 | 925.6204 | 0 | 926.0751 | 0.81481 | 773.0266 | 0.00617
| 783.6328 | 0.0002856 | 783.4222 | 0.00013502 | 620.6325 | 0.00106 | 783.6328 | -0.0003036 | 783.4222 | -0.001503 | 774.768 | 0.00017037 | 783.4222 | 0.0003628 | 783.6328 | 0.00083759 | 773.2576 | -0.00061979 | 620.6325 | 0.00198 | 783.6328 | 0.00068392 | 783.6328 | 7.5393e-05 | 778.18 | 0.0016688 | 783.6328 | 8.5843e-05 | 623.2516 | 0.95019 | 783.6328 | 0.0003913 | 783.6328 | 0.00035297 | 783.4222 | 0.00027052 | 926.2432 | 0.00459 | 783.4222 | 0.29728 | 925.789 | 6.9993e-05 | 926.2432 | 0.81231 | 773.2576 | 0.0061
| 783.8698 | 0.00011607 | 783.6593 | -0.00014284 | 620.7523 | 0 | 783.8698 | -0.00083911 | 783.6593 | 0.00027205 | 775.0027 | -7.9654e-05 | 783.6593 | -0.00093424 | 783.8698 | 0 | 773.4887 | 0.00028159 | 620.7523 | 0.0013 | 783.8698 | 0 | 783.8698 | 0 | 778.42 | -0.00060684 | 783.8698 | 0 | 623.3714 | 0.95301 | 783.8698 | 0 | 783.8698 | 0 | 783.6593 | -0.00052139 | 926.4112 | 0.00459 | 783.6593 | 0.29878 | 925.9577 | 0 | 926.4112 | 0.81196 | 773.4887 | 0.00613
| 784.1068 | 0.0002535 | 783.8964 | -0.00014884 | 620.8722 | 1.7342e-05 | 784.1068 | 0.00027194 | 783.8964 | -0.0012676 | 775.2375 | 0.00012299 | 783.8964 | 0.00054156 | 784.1068 | 0.00063195 | 773.7198 | 0.00061268 | 620.8722 | 0.00235 | 784.1068 | 0.00053358 | 784.1068 | 0.00052229 | 778.65 | 0.0017013 | 784.1068 | 0.00054429 | 623.4911 | 0.95692 | 784.1068 | 0.00082081 | 784.1068 | 0.00022221 | 783.8964 | 0.00082729 | 926.5792 | 0.00637 | 783.8964 | 0.30782 | 926.1264 | 6.9993e-05 | 926.5792 | 0.81166 | 773.7198 | 0.00557
| 784.3438 | -0.00031483 | 784.1336 | -0.0014857 | 620.992 | 0 | 784.3438 | -0.0011951 | 784.1336 | 2.7707e-05 | 775.4723 | -0.0003743 | 784.1336 | -0.00091739 | 784.3438 | 0 | 773.9509 | 0.00012712 | 620.992 | 0.00238 | 784.3438 | 0 | 784.3438 | 0 | 778.89 | 0.00079106 | 784.3438 | 0 | 623.6109 | 0.96234 | 784.3438 | 0 | 784.3438 | 0 | 784.1336 | -0.0016 | 926.7473 | 0.00513 | 784.1336 | 0.30383 | 926.295 | 0 | 926.7473 | 0.81289 | 773.9509 | 0.00555
| 784.5808 | 0.00038577 | 784.3707 | -0.00021232 | 621.1119 | 0.00168 | 784.5808 | -0.00040343 | 784.3707 | -0.00097045 | 775.7071 | 0.00014213 | 784.3707 | 0.00042304 | 784.5808 | 0.0006862 | 774.1821 | -0.00048011 | 621.1119 | 0.00178 | 784.5808 | 0.00089759 | 784.5808 | 0.00031793 | 779.13 | -0.0026224 | 784.5808 | 0.00088907 | 623.7307 | 0.96845 | 784.5808 | 0.0009472 | 784.5808 | 0.00027671 | 784.3707 | 0.00053858 | 926.9153 | 0.00413 | 784.3707 | 0.31242 | 926.4637 | 5.0004e-05 | 926.9153 | 0.81363 | 774.1821 | 0.00606
| 784.8179 | 0.00037357 | 784.6079 | -0.00036206 | 621.2318 | 0 | 784.8179 | -0.000318 | 784.6079 | -0.000148 | 775.9419 | -0.00042792 | 784.6079 | -0.00091675 | 784.8178 | 0 | 774.4132 | 0.0007205 | 621.2318 | 0.00215 | 784.8178 | 0 | 784.8179 | 0 | 779.37 | -0.0012895 | 784.8178 | 0 | 623.8505 | 0.97567 | 784.8178 | 0 | 784.8179 | 0 | 784.6079 | -0.00075228 | 927.0834 | 0.0052 | 784.6079 | 0.31569 | 926.6324 | 0 | 927.0834 | 0.81517 | 774.4132 | 0.00683
| 785.0549 | -0.00020991 | 784.845 | 0.00018681 | 621.3516 | 0.00031212 | 785.0549 | -0.00021151 | 784.845 | -0.0012137 | 776.1767 | 4.7737e-05 | 784.845 | 0.00040091 | 785.0549 | 0.00019362 | 774.6443 | -0.0004673 | 621.3516 | 0.00238 | 785.0549 | 0.00084988 | 785.0549 | 0.00038372 | 779.6 | -0.0014521 | 785.0549 | 0.0004938 | 623.9702 | 0.98255 | 785.0549 | 0.0010372 | 785.0549 | 0.00051944 | 784.8451 | 0.00072803 | 927.2514 | 0.00473 | 784.845 | 0.32167 | 926.8011 | 5.0004e-05 | 927.2514 | 0.81604 | 774.6444 | 0.0062
| 785.2919 | -0.00042037 | 785.0822 | -0.00096899 | 621.4715 | 0 | 785.2919 | -0.00020834 | 785.0822 | 4.3434e-06 | 776.4115 | -0.00041108 | 785.0822 | -0.00078945 | 785.2919 | 0 | 774.8755 | 0.00022901 | 621.4715 | 0.00272 | 785.2919 | 0 | 785.2919 | 0 | 779.84 | 0.00033593 | 785.2919 | 0 | 624.09 | 0.99045 | 785.2919 | 0 | 785.2919 | 0 | 785.0822 | -0.00054608 | 927.4195 | 0.00468 | 785.0822 | 0.32173 | 926.9698 | 0 | 927.4195 | 0.81888 | 774.8755 | 0.00548
| 785.529 | 0.00014236 | 785.3194 | 9.2178e-05 | 621.5914 | 0.00123 | 785.529 | -0.0005971 | 785.3194 | -0.001533 | 776.6463 | 0.00011094 | 785.3194 | 0.00047696 | 785.529 | 0.00013943 | 775.1066 | 0.0012779 | 621.5914 | 0.00332 | 785.529 | 0.00062725 | 785.529 | 0.00025411 | 780.08 | -0.0013871 | 785.529 | 0.00060804 | 624.2098 | 0.99683 | 785.529 | 0.00055553 | 785.529 | 0.00023081 | 785.3194 | 0.00084226 | 927.5876 | 0.00536 | 785.3194 | 0.32914 | 927.1385 | 6.9993e-05 | 927.5876 | 0.82199 | 775.1066 | 0.00562
| 785.7661 | -0.00035878 | 785.5566 | 9.431e-06 | 621.7113 | 0 | 785.7661 | -0.00051181 | 785.5566 | 0.00048577 | 776.8812 | -0.00048929 | 785.5566 | -0.00085481 | 785.766 | 0 | 775.3378 | -0.0017971 | 621.7113 | 0.00167 | 785.766 | 0 | 785.7661 | 0 | 780.31 | -0.0012895 | 785.766 | 0 | 624.3296 | 1 | 785.766 | 0 | 785.766 | 0 | 785.5566 | -0.00080175 | 927.7556 | 0.00524 | 785.5566 | 0.33091 | 927.3071 | 0 | 927.7556 | 0.82658 | 775.3378 | 0.00515
| 786.0031 | 0.00078519 | 785.7938 | 0.00029189 | 621.8312 | 0.0018 | 786.0031 | 0.00066497 | 785.7938 | -0.00053216 | 777.116 | 0.00041371 | 785.7938 | 0.00053762 | 786.0031 | 7.8697e-05 | 775.569 | 0.00085418 | 621.8312 | 0.00119 | 786.0031 | 0.00095389 | 786.0031 | 0.00040021 | 780.55 | 0.002449 | 786.0031 | 0.00062784 | 624.4494 | 0.999 | 786.0031 | 0.00077992 | 786.0031 | 0.00023634 | 785.7938 | 0.00083162 | 927.9237 | 0.00478 | 785.7938 | 0.33983 | 927.4758 | 5.0004e-05 | 927.9237 | 0.82981 | 775.569 | 0.00775
| 786.2402 | -5.32e-05 | 786.031 | -0.00072626 | 621.9511 | 0 | 786.2402 | -0.00099575 | 786.031 | 0.00028667 | 777.3508 | -0.00041999 | 786.031 | -0.00095995 | 786.2402 | 0 | 775.8002 | -0.0011354 | 621.9511 | 0.00249 | 786.2402 | 0 | 786.2402 | 0 | 780.79 | -0.00031426 | 786.2402 | 0 | 624.5692 | 0.99788 | 786.2402 | 0 | 786.2402 | 0 | 786.031 | -0.00114 | 928.0917 | 0.0048 | 786.031 | 0.34388 | 927.6445 | 0 | 928.0917 | 0.83413 | 775.8002 | 0.00393
| 786.4773 | 0.00021306 | 786.2682 | 0.00052667 | 622.071 | 0.00038148 | 786.4773 | -0.00028512 | 786.2682 | -0.0017196 | 777.5857 | 2.7632e-06 | 786.2682 | 0.00044812 | 786.4773 | 0.00049451 | 776.0314 | 0.0002377 | 622.071 | 0.00354 | 786.4773 | 0.0010872 | 786.4773 | 0.00081543 | 781.02 | -0.0017121 | 786.4773 | 0.0006964 | 624.689 | 0.99644 | 786.4773 | 0.0010357 | 786.4773 | 0.00047793 | 786.2682 | 0.00024646 | 928.2598 | 0.00501 | 786.2682 | 0.34946 | 927.8132 | 5.0004e-05 | 928.2598 | 0.83618 | 776.0314 | 0.00605
| 786.7144 | -0.00061082 | 786.5054 | -0.0018132 | 622.191 | 0 | 786.7144 | -0.00078138 | 786.5054 | 0.000636 | 777.8205 | -0.00055157 | 786.5054 | -0.00096185 | 786.7144 | 0 | 776.2625 | 0.000618 | 622.191 | 0.00144 | 786.7144 | 0 | 786.7144 | 0 | 781.26 | 0.00062851 | 786.7144 | 0 | 624.8088 | 0.99634 | 786.7144 | 0 | 786.7144 | 0 | 786.5054 | -0.00076479 | 928.4279 | 0.00418 | 786.5054 | 0.35114 | 927.9819 | 0 | 928.4279 | 0.83869 | 776.2625 | 0.00432
| 786.9515 | 4.7122e-05 | 786.7427 | 0.00026362 | 622.3109 | 0.0016 | 786.9515 | -0.00017862 | 786.7427 | -0.00080241 | 778.0554 | 0.00047328 | 786.7427 | 0.00032003 | 786.9515 | 0.00073762 | 776.4937 | 0.00075324 | 622.3109 | 0.00283 | 786.9515 | 0.00070748 | 786.9515 | 0.00048887 | 781.5 | 0.0010836 | 786.9515 | 0.00078742 | 624.9286 | 0.99481 | 786.9515 | 0.0010466 | 786.9515 | 0.00042309 | 786.7427 | 0.00087134 | 928.5959 | 0.00415 | 786.7427 | 0.35767 | 928.1506 | 3.0002e-05 | 928.5959 | 0.83855 | 776.4937 | 0.0058
| 787.1886 | 0.0003253 | 786.9799 | -0.00071395 | 622.4308 | 0 | 787.1886 | -0.00042678 | 786.9799 | -0.00025815 | 778.2903 | -0.00034906 | 786.9799 | -0.00098517 | 787.1886 | 0 | 776.725 | 0.00208 | 622.4308 | 0.00328 | 787.1886 | 0 | 787.1886 | 0 | 781.74 | -0.0014196 | 787.1886 | 0 | 625.0484 | 0.99554 | 787.1886 | 0 | 787.1886 | 0 | 786.9799 | -0.00040554 | 928.764 | 0.00408 | 786.9799 | 0.35726 | 928.3193 | 0 | 928.764 | 0.84105 | 776.725 | 0.00517
| 787.4257 | 0.00016997 | 787.2172 | 0.00013831 | 622.5508 | 0.00093636 | 787.4257 | -9.1283e-05 | 787.2172 | -0.00099418 | 778.5251 | -6.054e-05 | 787.2172 | 0.00067117 | 787.4257 | 0.00093265 | 776.9562 | 0.00056702 | 622.5508 | 0.00437 | 787.4257 | 0.00083965 | 787.4257 | 0.00025866 | 781.97 | -0.0015496 | 787.4257 | 0.00064641 | 625.1682 | 0.99624 | 787.4257 | 0.00082688 | 787.4257 | 0.0003906 | 787.2172 | 0.00066123 | 928.9321 | 0.00408 | 787.2172 | 0.36653 | 928.4881 | 8.9995e-05 | 928.9321 | 0.84257 | 776.9562 | 0.00594
| 787.6628 | -0.00032669 | 787.4544 | -0.00082344 | 622.6707 | 0 | 787.6628 | -0.00061823 | 787.4544 | 0.00034083 | 778.7601 | -0.00037683 | 787.4544 | -0.001062 | 787.6629 | 0 | 777.1874 | -0.00052362 | 622.6707 | 0.00215 | 787.6629 | 0 | 787.6628 | 0 | 782.21 | 0.00043346 | 787.6629 | 0 | 625.288 | 0.99798 | 787.6629 | 0 | 787.6628 | 0 | 787.4544 | -0.000705 | 929.1001 | 0.00621 | 787.4544 | 0.36686 | 928.6568 | 0 | 929.1001 | 0.8462 | 777.1874 | 0.00579
| 787.9 | 0.00027786 | 787.6917 | 0.00012645 | 622.7907 | 0.0007803 | 787.9 | -0.00048202 | 787.6917 | -0.0019143 | 778.9949 | 0.00017509 | 787.6917 | 0.00058556 | 787.9 | 0.00048892 | 777.4186 | 0.00089803 | 622.7907 | 0.00323 | 787.9 | 0.0015752 | 787.9 | 0.00053544 | 782.45 | -0.00041178 | 787.9 | 0.00053737 | 625.4078 | 0.99783 | 787.9 | 0.0012411 | 787.9 | 0.00042046 | 787.6917 | 0.00109 | 929.2682 | 0.00584 | 787.6917 | 0.37505 | 928.8255 | 5.0004e-05 | 929.2682 | 0.84777 | 777.4186 | 0.00701
| 788.1371 | -0.00063388 | 787.9289 | -0.00087234 | 622.9107 | 0 | 788.1371 | -0.00062312 | 787.9289 | 0.00032541 | 779.2299 | -0.00045954 | 787.9289 | -0.00088392 | 788.1371 | 0 | 777.6499 | -0.00018496 | 622.9107 | 0.00294 | 788.1371 | 0 | 788.1371 | 0 | 782.68 | -0.0017121 | 788.1371 | 0 | 625.5276 | 0.99727 | 788.1371 | 0 | 788.1372 | 0 | 787.9289 | -0.00074306 | 929.4363 | 0.00526 | 787.9289 | 0.37819 | 928.9942 | 0 | 929.4363 | 0.84911 | 777.6499 | 0.00642
| 788.3743 | 0.00064621 | 788.1662 | 0.00088576 | 623.0307 | 0.00084967 | 788.3743 | 0.00028386 | 788.1662 | -0.0005613 | 779.4648 | 0.00010312 | 788.1662 | 0.00048865 | 788.3743 | 0.00045564 | 777.8811 | 0.0019719 | 623.0307 | 0.0021 | 788.3743 | 0.00074768 | 788.3743 | 0.00050926 | 782.92 | 0.00098612 | 788.3743 | 0.00078565 | 625.6474 | 0.99476 | 788.3743 | 0.00070816 | 788.3743 | 0.00027947 | 788.1662 | 0.00028059 | 929.6044 | 0.00394 | 788.1662 | 0.38897 | 929.1629 | 6.9993e-05 | 929.6044 | 0.8484 | 777.8811 | 0.00647
| 788.6115 | 7.2629e-05 | 788.4035 | -0.00040336 | 623.1507 | 0 | 788.6115 | -5.517e-05 | 788.4035 | 0.00093624 | 779.6997 | -0.0002761 | 788.4035 | -0.00090039 | 788.6115 | 0 | 778.1124 | 0.0014398 | 623.1507 | 0.00132 | 788.6115 | 0 | 788.6115 | 0 | 783.16 | -0.0012245 | 788.6115 | 0 | 625.7672 | 0.99217 | 788.6115 | 0 | 788.6114 | 0 | 788.4035 | -0.0008142 | 929.7725 | 0.00693 | 788.4035 | 0.39333 | 929.3317 | 0 | 929.7725 | 0.84952 | 778.1124 | 0.00626
| 788.8486 | 0.00087639 | 788.6408 | 0.00020659 | 623.2707 | 0.00123 | 788.8486 | 0.00057389 | 788.6408 | -0.0010071 | 779.9346 | 0.00017262 | 788.6408 | 0.00063228 | 788.8487 | 0.00020012 | 778.3436 | 0.0012294 | 623.2707 | 0.00164 | 788.8487 | 0.0011042 | 788.8486 | 0.00041699 | 783.4 | 0.0012137 | 788.8487 | 0.0010054 | 625.887 | 0.98726 | 788.8487 | 0.0006472 | 788.8486 | 0.00030459 | 788.6408 | 0.00080861 | 929.9405 | 0.00633 | 788.6408 | 0.39592 | 929.5004 | 6.9993e-05 | 929.9405 | 0.85157 | 778.3436 | 0.00639
| 789.0858 | 0.000177 | 788.8781 | -0.0013054 | 623.3907 | 0 | 789.0858 | -0.00046861 | 788.8781 | 1.0003e-05 | 780.1696 | -0.00073611 | 788.8781 | -0.0011324 | 789.0858 | 0 | 778.5749 | 1.6705e-05 | 623.3907 | 0.00158 | 789.0858 | 0 | 789.0858 | 0 | 783.63 | -0.00099695 | 789.0858 | 0 | 626.0068 | 0.98294 | 789.0858 | 0 | 789.0858 | 0 | 788.8781 | -9.3576e-05 | 930.1086 | 0.00469 | 788.8781 | 0.40205 | 929.6691 | 0 | 930.1086 | 0.85584 | 778.5749 | 0.00339
| 789.3231 | 8.1508e-05 | 789.1154 | -0.00024825 | 623.5107 | 0.00065893 | 789.3231 | -0.00032833 | 789.1154 | -0.0014191 | 780.4045 | 0.0004566 | 789.1154 | 0.00045147 | 789.323 | 0.00069575 | 778.8062 | -0.00042112 | 623.5107 | 0.00351 | 789.323 | 0.00099789 | 789.3231 | 0.00028579 | 783.87 | 0.0015712 | 789.323 | 0.00049072 | 626.1267 | 0.97778 | 789.323 | 0.0012244 | 789.3231 | 0.00022078 | 789.1154 | 0.00041769 | 930.2767 | 0.00528 | 789.1154 | 0.41201 | 929.8379 | 6.9993e-05 | 930.2767 | 0.85887 | 778.8062 | 0.00664
| 789.5602 | -0.00041433 | 789.3528 | 0.00023836 | 623.6307 | 0 | 789.5602 | -0.00063535 | 789.3528 | 0.00028333 | 780.6395 | -0.00016922 | 789.3528 | -0.00085923 | 789.5602 | 0 | 779.0375 | 0.00095143 | 623.6307 | 0.0026 | 789.5602 | 0 | 789.5602 | 0 | 784.11 | 0.0028717 | 789.5602 | 0 | 626.2465 | 0.97589 | 789.5602 | 0 | 789.5602 | 0 | 789.3528 | -0.00067177 | 930.4448 | 0.0068 | 789.3528 | 0.41175 | 930.0066 | 0 | 930.4448 | 0.86254 | 779.0375 | 0.00563
| 789.7974 | 0.00090622 | 789.5901 | -1.7768e-05 | 623.7508 | 0.0014 | 789.7974 | 0.00021788 | 789.5901 | -0.000854 | 780.8745 | 0.00013719 | 789.5901 | 0.00038701 | 789.7975 | 0.00086584 | 779.2688 | 0.00090047 | 623.7508 | 0.00139 | 789.7975 | 0.00034105 | 789.7974 | 0.00046367 | 784.34 | -5.4182e-05 | 789.7975 | 0.00111 | 626.3663 | 0.97427 | 789.7975 | 0.00077766 | 789.7974 | 0.00033036 | 789.5901 | 0.00074328 | 930.6129 | 0.00545 | 789.5901 | 0.41747 | 930.1753 | 3.0002e-05 | 930.6129 | 0.86511 | 779.2688 | 0.00608
| 790.0347 | 1.6734e-05 | 789.8274 | -0.0007029 | 623.8708 | 0 | 790.0347 | -0.00026641 | 789.8274 | 0.00033722 | 781.1095 | -0.00046944 | 789.8274 | -0.00098772 | 790.0347 | 0 | 779.5001 | -0.00083151 | 623.8708 | 0.00314 | 790.0347 | 0 | 790.0347 | 0 | 784.58 | -0.00037928 | 790.0347 | 0 | 626.4861 | 0.97514 | 790.0347 | 0 | 790.0347 | 0 | 789.8274 | -0.00111 | 930.781 | 0.00415 | 789.8274 | 0.4238 | 930.3441 | 0 | 930.781 | 0.8695 | 779.5001 | 0.00598
| 790.2719 | 0.00056158 | 790.0648 | -0.00012641 | 623.9908 | 0.00031212 | 790.2719 | -0.0002576 | 790.0648 | -0.00020271 | 781.3445 | 0.00013568 | 790.0648 | 0.00057056 | 790.2719 | 0.0005216 | 779.7314 | 0.001853 | 623.9908 | 0.00261 | 790.2719 | 0.00039141 | 790.2719 | 0.00042303 | 784.82 | -0.00015171 | 790.2719 | 0.00088481 | 626.606 | 0.97313 | 790.2719 | 0.00094586 | 790.2719 | 0.00024443 | 790.0648 | 0.00067377 | 930.9491 | 0.00515 | 790.0648 | 0.42908 | 930.5128 | 6.9993e-05 | 930.9491 | 0.8727 | 779.7314 | 0.00505
| 790.5092 | 0.00018114 | 790.3021 | -0.0006502 | 624.1109 | 0 | 790.5092 | -0.0011097 | 790.3021 | -0.00050832 | 781.5795 | -0.00068316 | 790.3021 | -0.00096604 | 790.5091 | 0 | 779.9627 | 0.00026786 | 624.1109 | 0.00263 | 790.5091 | 0 | 790.5092 | 0 | 785.06 | -0.00063934 | 790.5091 | 0 | 626.7258 | 0.96927 | 790.5091 | 0 | 790.5092 | 0 | 790.3021 | -0.00129 | 931.1172 | 0.00475 | 790.3021 | 0.43412 | 930.6816 | 0 | 931.1172 | 0.87623 | 779.9627 | 0.00564
| 790.7464 | 0.0005293 | 790.5395 | 0.00011209 | 624.231 | 0.00189 | 790.7464 | 5.2648e-05 | 790.5395 | -0.00099374 | 781.8145 | 0.00045549 | 790.5395 | 0.00052061 | 790.7464 | 0.00053898 | 780.194 | -9.3856e-05 | 624.231 | 0.00173 | 790.7464 | 0.0012582 | 790.7464 | 0.00063685 | 785.29 | 0.0009211 | 790.7464 | 0.00050496 | 626.8456 | 0.96136 | 790.7464 | 0.00066825 | 790.7464 | 0.00035554 | 790.5395 | 0.00056354 | 931.2853 | 0.0052 | 790.5395 | 0.44797 | 930.8503 | 6.9993e-05 | 931.2853 | 0.87841 | 780.194 | 0.0077
| 790.9836 | -0.00099464 | 790.7769 | -0.00087963 | 624.351 | 0 | 790.9836 | -0.0005738 | 790.7769 | 0.00068095 | 782.0495 | -0.00024555 | 790.7769 | -0.0010035 | 790.9836 | 0 | 780.4254 | -0.00050933 | 624.351 | 0.00016089 | 790.9836 | 0 | 790.9836 | 0 | 785.53 | -0.00086692 | 790.9836 | 0 | 626.9655 | 0.95471 | 790.9836 | 0 | 790.9836 | 0 | 790.7769 | -0.00112 | 931.4534 | 0.00438 | 790.7769 | 0.44266 | 931.0191 | 0 | 931.4534 | 0.88181 | 780.4254 | 0.00549
| 791.2209 | 0.0011841 | 791.0142 | -0.00024963 | 624.4711 | 0.00147 | 791.2209 | -4.345e-05 | 791.0142 | -0.0016086 | 782.2845 | -5.7229e-05 | 791.0142 | 0.00048959 | 791.2209 | 0.0010017 | 780.6567 | 0.0013328 | 624.4711 | 0.00107 | 791.2209 | 0.00021176 | 791.2209 | 0.00018082 | 785.77 | -0.00041178 | 791.2209 | 0.00018458 | 627.0853 | 0.94735 | 791.2209 | 0.0010891 | 791.2209 | 0.00034348 | 791.0142 | 0.00081019 | 931.6214 | 0.00408 | 791.0142 | 0.45325 | 931.1878 | 5.0004e-05 | 931.6214 | 0.88471 | 780.6567 | 0.00549
| 791.4582 | -0.00041874 | 791.2516 | -0.00068003 | 624.5912 | 0 | 791.4582 | -0.0011747 | 791.2516 | 0.00035173 | 782.5195 | -0.00025716 | 791.2516 | -0.0011354 | 791.4582 | 0 | 780.8881 | -0.00090202 | 624.5912 | 0.00132 | 791.4582 | 0 | 791.4582 | 0 | 786 | -0.0027199 | 791.4582 | 0 | 627.2051 | 0.94096 | 791.4582 | 0 | 791.4582 | 0 | 791.2516 | -0.00078653 | 931.7895 | 0.00606 | 791.2516 | 0.45643 | 931.3566 | 0 | 931.7895 | 0.88833 | 780.8881 | 0.00593
| 791.6955 | 0.00073718 | 791.489 | 0.00016531 | 624.7113 | 0.00118 | 791.6955 | -0.00045602 | 791.489 | -0.0015928 | 782.7546 | 6.7089e-05 | 791.489 | 0.00035696 | 791.6955 | 0 | 781.1194 | 0.00040924 | 624.7113 | 0.00238 | 791.6955 | 0.0002052 | 791.6955 | 0.00030575 | 786.24 | -0.0008344 | 791.6955 | 0.00068296 | 627.325 | 0.9325 | 791.6955 | 0.00026616 | 791.6955 | 0.000307 | 791.489 | 0.00073863 | 931.9576 | 0.00651 | 791.489 | 0.46797 | 931.5253 | 3.0002e-05 | 931.9576 | 0.88947 | 781.1195 | 0.00626
| 791.9327 | 0.00012005 | 791.7264 | -0.0001797 | 624.8314 | 0 | 791.9327 | -0.00057136 | 791.7264 | -0.00038103 | 782.9896 | -0.00033817 | 791.7264 | -0.00092001 | 791.9328 | 0 | 781.3508 | 0.0013731 | 624.8314 | 0.00184 | 791.9328 | 0 | 791.9327 | 0 | 786.48 | -0.0015496 | 791.9328 | 0 | 627.4448 | 0.92583 | 791.9328 | 0 | 791.9327 | 0 | 791.7264 | -0.00033506 | 932.1258 | 0.00441 | 791.7264 | 0.4757 | 931.6941 | 0 | 932.1258 | 0.89099 | 781.3508 | 0.00513
| 792.17 | 2.0968e-05 | 791.9638 | 4.6702e-05 | 624.9515 | 0.00095371 | 792.17 | -8.1718e-05 | 791.9638 | -0.00072352 | 783.2247 | 0.00026883 | 791.9638 | 0.00050899 | 792.1701 | 0.0003523 | 781.5822 | 0.0022769 | 624.9515 | 0.00158 | 792.1701 | 0.00050224 | 792.17 | 0.00074344 | 786.72 | 0.0016688 | 792.1701 | 0.0012231 | 627.5647 | 0.91873 | 792.1701 | 0.00067678 | 792.17 | 0.00029157 | 791.9638 | 0.00103 | 932.2939 | 0.00433 | 791.9638 | 0.47455 | 931.8629 | 6.9993e-05 | 932.2939 | 0.89037 | 781.5822 | 0.00636
| 792.4073 | 0.00012981 | 792.2013 | -0.00096329 | 625.0716 | 0 | 792.4073 | -0.00076774 | 792.2013 | 0.00033102 | 783.4598 | -0.00035742 | 792.2013 | -0.0011389 | 792.4074 | 0 | 781.8136 | 0.00089658 | 625.0716 | 0.0013 | 792.4074 | 0 | 792.4073 | 0 | 786.95 | 0.00027091 | 792.4074 | 0 | 627.6845 | 0.91286 | 792.4074 | 0 | 792.4073 | 0 | 792.2012 | -0.00075379 | 932.462 | 0.00508 | 792.2013 | 0.47775 | 932.0316 | 0 | 932.462 | 0.89114 | 781.8136 | 0.00385
| 792.6447 | 0.00096368 | 792.4387 | -0.00021792 | 625.1918 | 0.00156 | 792.6447 | 0.00018262 | 792.4387 | -0.0014893 | 783.6948 | 0.00020451 | 792.4387 | 0.00043181 | 792.6447 | 0.00019298 | 782.045 | 0.0015993 | 625.1918 | 0.00306 | 792.6447 | 0 | 792.6447 | 0.00019302 | 787.19 | 0.00020589 | 792.6447 | 0.00098114 | 627.8044 | 0.90454 | 792.6447 | 0.00061668 | 792.6447 | 0.00024056 | 792.4387 | 0.00091277 | 932.6301 | 0.00612 | 792.4387 | 0.49452 | 932.2004 | 0.00011 | 932.6301 | 0.89018 | 782.045 | 0.00542
| 792.882 | -0.000762 | 792.6761 | -0.0012345 | 625.3119 | 0 | 792.882 | -0.00062434 | 792.6761 | 0.00088677 | 783.9299 | -0.00014931 | 792.6761 | -0.0011541 | 792.882 | 0 | 782.2764 | -0.0013862 | 625.3119 | 0.00044478 | 792.882 | 0 | 792.882 | 0 | 787.43 | -0.0014846 | 792.882 | 0 | 627.9242 | 0.89772 | 792.882 | 0 | 792.882 | 0 | 792.6761 | -0.00111 | 932.7982 | 0.0039 | 792.6761 | 0.49324 | 932.3692 | 0 | 932.7982 | 0.89085 | 782.2764 | 0.0045
| 793.1193 | -0.00014171 | 792.9136 | -0.00065172 | 625.4321 | 0.00156 | 793.1193 | 0.00043542 | 792.9136 | -0.0017077 | 784.165 | 9.8803e-05 | 792.9136 | 0.00032795 | 793.1194 | 0.00076152 | 782.5078 | -0.0012984 | 625.4321 | 0.00215 | 793.1194 | 0.00062289 | 793.1193 | 6.1564e-05 | 787.67 | 0.00027091 | 793.1194 | 0.00080015 | 628.0441 | 0.88849 | 793.1194 | 0.00045099 | 793.1193 | 0.00027245 | 792.9136 | 0.00087898 | 932.9663 | 0.00503 | 792.9136 | 0.49579 | 932.538 | 6.9993e-05 | 932.9663 | 0.89028 | 782.5077 | 0.00483
| 793.3567 | -0.00050148 | 793.151 | -3.8458e-05 | 625.5522 | 0 | 793.3567 | 3.7483e-05 | 793.151 | -0.0004872 | 784.4001 | -5.3451e-05 | 793.151 | -0.00090396 | 793.3567 | 0 | 782.7392 | -0.00050929 | 625.5522 | 0.00132 | 793.3567 | 0 | 793.3567 | 0 | 787.9 | 0.0002384 | 793.3567 | 0 | 628.1639 | 0.87977 | 793.3567 | 0 | 793.3567 | 0 | 793.151 | -0.00080255 | 933.1344 | 0.00529 | 793.151 | 0.50797 | 932.7067 | 0 | 933.1344 | 0.89194 | 782.7392 | 0.00336
| 793.5941 | 0.00094701 | 793.3885 | -2.0992e-05 | 625.6724 | 0.00106 | 793.5941 | -0.00018137 | 793.3885 | -0.00098859 | 784.6352 | 0.00029595 | 793.3885 | 0.00062873 | 793.5941 | 0.00090359 | 782.9706 | 0.0020106 | 625.6724 | 0.00278 | 793.5941 | 0.00093594 | 793.5941 | 0.00022041 | 788.14 | -0.0001192 | 793.5941 | 0.00045071 | 628.2838 | 0.8681 | 793.5941 | 0.00091403 | 793.5941 | 0.00013869 | 793.3885 | 0.00076278 | 933.3025 | 0.00448 | 793.3885 | 0.51788 | 932.8755 | 5.0004e-05 | 933.3025 | 0.89219 | 782.9706 | 0.00619
| 793.8314 | -0.00079687 | 793.6259 | -0.00089912 | 625.7925 | 0 | 793.8314 | -0.00087343 | 793.6259 | 0.00075219 | 784.8703 | -0.00031805 | 793.6259 | -0.00090423 | 793.8314 | 0 | 783.202 | 0.00045235 | 625.7925 | 0.00186 | 793.8314 | 0 | 793.8314 | 0 | 788.38 | -0.00044429 | 793.8314 | 0 | 628.4036 | 0.85864 | 793.8314 | 0 | 793.8314 | 0 | 793.6259 | -0.00080463 | 933.4706 | 0.00483 | 793.6259 | 0.52084 | 933.0443 | 0 | 933.4706 | 0.89385 | 783.202 | 0.00488
| 794.0688 | 0.00070358 | 793.8634 | -0.00035489 | 625.9127 | 0.00196 | 794.0688 | -0.000256 | 793.8634 | -0.0010633 | 785.1055 | 0.00020503 | 793.8634 | 0.00053283 | 794.0688 | 0.00026408 | 783.4335 | 0.00028739 | 625.9127 | 0.00289 | 794.0688 | 0.00074048 | 794.0688 | 0.00053351 | 788.61 | -0.00057433 | 794.0688 | 0.0010179 | 628.5235 | 0.84853 | 794.0688 | 0.00044636 | 794.0688 | 0.00030002 | 793.8634 | 0.00088615 | 933.6388 | 0.00431 | 793.8634 | 0.5216 | 933.2131 | 5.0004e-05 | 933.6388 | 0.89418 | 783.4335 | 0.00408
| 794.3062 | 0.00016772 | 794.1009 | -0.00080307 | 626.0329 | 0 | 794.3062 | -0.00047015 | 794.1009 | -0.00020202 | 785.3406 | -0.00023027 | 794.1009 | -0.00081375 | 794.3062 | 0 | 783.6649 | -0.00042029 | 626.0329 | 0.00255 | 794.3062 | 0 | 794.3062 | 0 | 788.85 | -0.0008344 | 794.3062 | 0 | 628.6434 | 0.84034 | 794.3062 | 0 | 794.3062 | 0 | 794.1009 | -0.00078748 | 933.8069 | 0.00455 | 794.1009 | 0.53264 | 933.3819 | 0 | 933.8069 | 0.89573 | 783.6649 | 0.0037
| 794.5436 | 0.00015574 | 794.3384 | -4.8602e-05 | 626.1531 | 0.00142 | 794.5436 | 0.00017254 | 794.3384 | -0.00093684 | 785.5757 | -1.6961e-05 | 794.3384 | 0.00034555 | 794.5436 | 0.001216 | 783.8964 | 0.0019405 | 626.1531 | 0.00261 | 794.5436 | 0.00051517 | 794.5436 | 0.00040292 | 789.09 | 0.00020589 | 794.5436 | 8.56e-05 | 628.7632 | 0.82924 | 794.5436 | 0.00051805 | 794.5436 | 0.00032703 | 794.3384 | 0.00093193 | 933.975 | 0.00848 | 794.3384 | 0.54152 | 933.5507 | 6.9993e-05 | 933.975 | 0.89689 | 783.8964 | 0.00434
| 794.7809 | -0.00014483 | 794.5759 | -0.00016037 | 626.2733 | 0 | 794.7809 | -0.00092075 | 794.5759 | -0.00027211 | 785.8109 | -0.00030826 | 794.5759 | -0.0010796 | 794.781 | 0 | 784.1278 | -0.0018667 | 626.2733 | 0.00189 | 794.781 | 0 | 794.7809 | 0 | 789.33 | -0.0010945 | 794.781 | 0 | 628.8831 | 0.81867 | 794.781 | 0 | 794.7809 | 0 | 794.5759 | -0.0005134 | 934.1431 | 0.00577 | 794.5759 | 0.54313 | 933.7195 | 0 | 934.1431 | 0.89878 | 784.1278 | 0.00304
| 795.0184 | -0.00023348 | 794.8134 | -0.00049565 | 626.3935 | 0.00153 | 795.0184 | 0.00078389 | 794.8134 | -0.0011898 | 786.046 | -2.087e-05 | 794.8134 | 0.00061931 | 795.0184 | 0.00033917 | 784.3593 | 0.0026124 | 626.3935 | 0.00351 | 795.0184 | 0.00022476 | 795.0184 | 7.9912e-05 | 789.56 | -0.00050931 | 795.0184 | 0.00093682 | 629.003 | 0.80519 | 795.0184 | 0.0007281 | 795.0184 | 0.00043827 | 794.8134 | 0.00045034 | 934.3112 | 0.00691 | 794.8134 | 0.55557 | 933.8883 | 6.9993e-05 | 934.3112 | 0.89938 | 784.3593 | 0.00477
| 795.2558 | 0.00028819 | 795.0509 | -0.00093196 | 626.5137 | 0 | 795.2558 | -0.00060932 | 795.0509 | 0.00018414 | 786.2812 | -0.00053528 | 795.0509 | -0.00080498 | 795.2558 | 0 | 784.5908 | -0.0021019 | 626.5137 | 0.0009558 | 795.2558 | 0 | 795.2558 | 0 | 789.8 | -0.001127 | 795.2558 | 0 | 629.1228 | 0.79263 | 795.2558 | 0 | 795.2558 | 0 | 795.0509 | -0.00062245 | 934.4794 | 0.00594 | 795.0509 | 0.56191 | 934.0571 | 0 | 934.4794 | 0.90061 | 784.5908 | 0.00612
| 795.4932 | 0.000267 | 795.2884 | 0.00040369 | 626.6339 | 0.00192 | 795.4932 | 0.00027252 | 795.2884 | -0.00070584 | 786.5164 | 0.00026857 | 795.2884 | 0.0006306 | 795.4932 | 0.00064325 | 784.8223 | 0.00083453 | 626.6339 | 0.00306 | 795.4932 | 0.00040571 | 795.4932 | 0.00030843 | 790.04 | -0.0018096 | 795.4932 | 0.0010155 | 629.2427 | 0.77837 | 795.4932 | 0.0012898 | 795.4932 | 0.00032082 | 795.2885 | 0.00080162 | 934.6475 | 0.00468 | 795.2884 | 0.56995 | 934.2259 | 3.0002e-05 | 934.6475 | 0.90136 | 784.8223 | 0.00477
| 795.7307 | -0.00060115 | 795.526 | -0.00022323 | 626.7542 | 0 | 795.7307 | -0.00070462 | 795.526 | 0.00056271 | 786.7516 | -0.0002462 | 795.526 | -0.00084385 | 795.7306 | 0 | 785.0538 | -0.00056191 | 626.7542 | 0.00118 | 795.7306 | 0 | 795.7307 | 0 | 790.28 | -0.00067186 | 795.7306 | 0 | 629.3626 | 0.76555 | 795.7306 | 0 | 795.7306 | 0 | 795.526 | -0.00056924 | 934.8156 | 0.00497 | 795.526 | 0.57198 | 934.3947 | 0 | 934.8156 | 0.90416 | 785.0538 | 0.00324
| 795.9681 | -0.00024093 | 795.7635 | -0.00033919 | 626.8744 | 0.00106 | 795.9681 | 0.00034706 | 795.7635 | -0.00052239 | 786.9868 | 0.00029295 | 795.7635 | 0.00038994 | 795.9681 | 0.00020942 | 785.2853 | 0.001546 | 626.8744 | 0.00317 | 795.9681 | 0.00041259 | 795.9681 | 0.00025573 | 790.51 | -8.6692e-05 | 795.9681 | 0.00043372 | 629.4825 | 0.75166 | 795.9681 | 0.00053933 | 795.9681 | 0.00011236 | 795.7635 | 0.00019024 | 934.9838 | 0.00424 | 795.7635 | 0.57942 | 934.5635 | 6.9993e-05 | 934.9838 | 0.90595 | 785.2853 | 0.00656
| 796.2055 | -0.00013459 | 796.0011 | -0.00017908 | 626.9947 | 0 | 796.2055 | -0.00068744 | 796.0011 | 0.0013752 | 787.222 | -0.00036631 | 796.0011 | -0.00093033 | 796.2055 | 0 | 785.5168 | -0.0017557 | 626.9947 | 0.00152 | 796.2055 | 0 | 796.2055 | 0 | 790.75 | 0.0002384 | 796.2055 | 0 | 629.6024 | 0.73927 | 796.2055 | 0 | 796.2055 | 0 | 796.0011 | -0.00075251 | 935.1519 | 0.00564 | 796.0011 | 0.59826 | 934.7323 | 0 | 935.1519 | 0.90787 | 785.5168 | 0.00526
| 796.443 | 0.00030827 | 796.2386 | 0.00056614 | 627.1149 | 0.00158 | 796.443 | -0.00028253 | 796.2386 | -0.0012899 | 787.4572 | 0.00022429 | 796.2386 | 0.00054416 | 796.443 | 0.00064122 | 785.7483 | 0.0014809 | 627.1149 | 0.00204 | 796.443 | 0.00057276 | 796.443 | 0.0006377 | 790.99 | -0.0015496 | 796.443 | 0.00071679 | 629.7222 | 0.72478 | 796.443 | 0.00070094 | 796.443 | 0.00028693 | 796.2386 | 0.00139 | 935.32 | 0.00466 | 796.2386 | 0.59927 | 934.9011 | 6.9993e-05 | 935.32 | 0.90746 | 785.7483 | 0.00536
| 796.6804 | -0.00022478 | 796.4762 | -0.00084641 | 627.2352 | 0 | 796.6804 | -0.00046484 | 796.4762 | 0.00066014 | 787.6924 | -0.00045854 | 796.4762 | -0.0010551 | 796.6804 | 0 | 785.9798 | 0.0010173 | 627.2352 | 0.00382 | 796.6804 | 0 | 796.6804 | 0 | 791.23 | -0.00089942 | 796.6804 | 0 | 629.8421 | 0.71116 | 796.6804 | 0 | 796.6804 | 0 | 796.4762 | -0.0004563 | 935.4882 | 0.00533 | 796.4762 | 0.60645 | 935.0699 | 0 | 935.4882 | 0.9069 | 785.9798 | 0.00399
| 796.9179 | 0.00035919 | 796.7138 | -0.00019275 | 627.3555 | 0.00102 | 796.9179 | 0.00048734 | 796.7138 | -0.00089367 | 787.9276 | 8.374e-05 | 796.7138 | 0.00057151 | 796.9179 | 0.0011437 | 786.2113 | 0.0013308 | 627.3555 | 0.00332 | 796.9179 | 0.00066409 | 796.9179 | 0.00050482 | 791.46 | -2.1673e-05 | 796.9179 | 0.0008769 | 629.962 | 0.69574 | 796.9179 | 0.00098277 | 796.9179 | 0.00046342 | 796.7138 | 0.00151 | 935.6563 | 0.00575 | 796.7138 | 0.61504 | 935.2388 | 6.9993e-05 | 935.6563 | 0.90579 | 786.2113 | 0.00511
| 797.1554 | -0.00021273 | 796.9514 | -0.00021078 | 627.4757 | 0 | 797.1554 | -0.0011624 | 796.9514 | 0.0003399 | 788.1628 | -0.00027655 | 796.9514 | -0.00086249 | 797.1554 | 0 | 786.4429 | -0.00067636 | 627.4757 | 0.00172 | 797.1554 | 0 | 797.1554 | 0 | 791.7 | 0.00017338 | 797.1554 | 0 | 630.0819 | 0.68168 | 797.1554 | 0 | 797.1554 | 0 | 796.9514 | -0.0014 | 935.8244 | 0.00443 | 796.9514 | 0.6172 | 935.4076 | 0 | 935.8244 | 0.907 | 786.4429 | 0.00479
| 797.3929 | -0.00038757 | 797.1889 | 0.00041995 | 627.596 | 0.00137 | 797.3929 | -2.7379e-05 | 797.1889 | -0.00082844 | 788.3981 | 0.00020269 | 797.1889 | 0.00072096 | 797.3929 | 0.00070729 | 786.6744 | 0.0019149 | 627.596 | 0.00090353 | 797.3929 | 0.0010454 | 797.3929 | 0.00045134 | 791.94 | 0.00036844 | 797.3929 | 0.0011109 | 630.2018 | 0.66615 | 797.3929 | 0.00077813 | 797.3929 | 0.00027226 | 797.1889 | 0.0007988 | 935.9926 | 0.00417 | 797.1889 | 0.62462 | 935.5764 | 6.9993e-05 | 935.9926 | 0.90781 | 786.6744 | 0.0058
| 797.6304 | -0.00091415 | 797.4265 | -0.0014821 | 627.7163 | 0 | 797.6304 | 3.6705e-05 | 797.4265 | 0.00021477 | 788.6334 | -0.00030598 | 797.4265 | -0.0010756 | 797.6304 | 0 | 786.9059 | -0.0001125 | 627.7163 | 0.00121 | 797.6304 | 0 | 797.6304 | 0 | 792.17 | -0.00054182 | 797.6304 | 0 | 630.3217 | 0.65082 | 797.6304 | 0 | 797.6304 | 0 | 797.4265 | -0.00109 | 936.1607 | 0.00381 | 797.4265 | 0.63234 | 935.7453 | 0 | 936.1607 | 0.90984 | 786.9059 | 0.00442
| 797.8679 | 0.00085406 | 797.6641 | -0.0010847 | 627.8366 | 0.00189 | 797.8679 | -0.00029357 | 797.6641 | -0.0014679 | 788.8686 | 0.00020677 | 797.6641 | 0.00038754 | 797.8679 | 0.00062898 | 787.1375 | -0.00022241 | 627.8366 | 0.00093192 | 797.8679 | 0.00067478 | 797.8679 | 0.00011281 | 792.41 | 0.002189 | 797.8679 | 0.00037281 | 630.4416 | 0.63384 | 797.8679 | 0.00098693 | 797.8679 | 0.00027152 | 797.6641 | 0.00038599 | 936.3289 | 0.00605 | 797.6641 | 0.6465 | 935.9141 | 5.0004e-05 | 936.3289 | 0.91064 | 787.1375 | 0.0067
| 798.1054 | -0.00033653 | 797.9018 | -0.00059238 | 627.957 | 0 | 798.1054 | -0.00044812 | 797.9018 | 0.0002436 | 789.1039 | -0.00072227 | 797.9018 | -0.00094043 | 798.1054 | 0 | 787.3691 | -0.00053673 | 627.957 | 0.00016089 | 798.1054 | 0 | 798.1054 | 0 | 792.65 | -0.0024923 | 798.1054 | 0 | 630.5615 | 0.61826 | 798.1054 | 0 | 798.1054 | 0 | 797.9018 | -0.00095043 | 936.497 | 0.00285 | 797.9018 | 0.65333 | 936.0829 | 0 | 936.497 | 0.91322 | 787.3691 | 0.00467
| 798.343 | 0.0013352 | 798.1394 | -0.00027868 | 628.0773 | 0.00189 | 798.343 | -0.00030908 | 798.1394 | -0.0012497 | 789.3392 | 0.00019878 | 798.1394 | 0.00036794 | 798.343 | 0.00064494 | 787.6007 | -0.00027471 | 628.0773 | 0.00227 | 798.343 | 0.00095975 | 798.343 | 0 | 792.89 | -0.0019722 | 798.343 | 0.0006361 | 630.6814 | 0.60216 | 798.343 | 0.00068842 | 798.343 | 0.00037184 | 798.1394 | 0.00070518 | 936.6652 | 0.00466 | 798.1394 | 0.65883 | 936.2518 | 5.0004e-05 | 936.6652 | 0.91636 | 787.6007 | 0.00601
| 798.5805 | -0.00029878 | 798.377 | -0.001074 | 628.1976 | 0 | 798.5805 | -0.00040364 | 798.377 | 0.00023124 | 789.5745 | -0.00035544 | 798.377 | -0.0012354 | 798.5805 | 0 | 787.8323 | -0.003167 | 628.1976 | 0.00092742 | 798.5805 | 0 | 798.5805 | 0 | 793.12 | 0.00059601 | 798.5805 | 0 | 630.8013 | 0.5879 | 798.5805 | 0 | 798.5805 | 0 | 798.377 | -0.00133 | 936.8333 | 0.00469 | 798.377 | 0.66853 | 936.4206 | 0 | 936.8333 | 0.92122 | 787.8323 | 0.00503
| 798.8181 | 0.000755 | 798.6147 | 0.00054144 | 628.318 | 0.00175 | 798.8181 | 3.9769e-05 | 798.6147 | -0.0010492 | 789.8098 | 0.00033572 | 798.6147 | 0.00064295 | 798.818 | 0.0014478 | 788.0638 | 0.0019986 | 628.318 | 0.00093192 | 798.818 | 0.00081702 | 798.8181 | 0.00073058 | 793.36 | 0.0020264 | 798.818 | 0.00030797 | 630.9212 | 0.57265 | 798.818 | 0.00072707 | 798.818 | 0.00045039 | 798.6146 | 0.00105 | 937.0015 | 0.00343 | 798.6147 | 0.6833 | 936.5894 | 5.0004e-05 | 937.0015 | 0.92447 | 788.0638 | 0.0029
| 799.0556 | -0.00049486 | 798.8523 | -0.00050099 | 628.4383 | 0 | 799.0556 | -7.0331e-05 | 798.8523 | 0.00027558 | 790.045 | -0.00013393 | 798.8523 | -0.00099285 | 799.0556 | 0 | 788.2955 | -0.00048857 | 628.4383 | 0.00164 | 799.0556 | 0 | 799.0556 | 0 | 793.6 | -0.001127 | 799.0556 | 0 | 631.0411 | 0.5589 | 799.0556 | 0 | 799.0556 | 0 | 798.8523 | -0.00141 | 937.1696 | 0.00429 | 798.8523 | 0.67998 | 936.7583 | 0 | 937.1696 | 0.92612 | 788.2955 | 0.00409
| 799.2932 | -1.5631e-05 | 799.09 | 0.00065063 | 628.5587 | 0.00191 | 799.2932 | 0.00016285 | 799.09 | -0.0020059 | 790.2804 | 0.00024712 | 799.09 | 0.00054578 | 799.2932 | 0.00044571 | 788.5271 | -3.4041e-05 | 628.5587 | 0.00124 | 799.2932 | 0.0012828 | 799.2932 | 0.00061774 | 793.84 | 0.0014413 | 799.2932 | 0.00046607 | 631.161 | 0.54437 | 799.2932 | 0.0012071 | 799.2931 | 0.00023907 | 799.09 | 0.00045332 | 937.3378 | 0.00571 | 799.09 | 0.69918 | 936.9271 | 6.9993e-05 | 937.3378 | 0.92475 | 788.5271 | 0.00443
| 799.5308 | -0.00095272 | 799.3276 | -0.0015082 | 628.679 | 0 | 799.5308 | -0.00066627 | 799.3276 | 0.00063361 | 790.5157 | -0.00063255 | 799.3276 | -0.001078 | 799.5307 | 0 | 788.7587 | 0.0013502 | 628.679 | 0.00186 | 799.5307 | 0 | 799.5308 | 0 | 794.07 | -0.00015171 | 799.5307 | 0 | 631.2809 | 0.53093 | 799.5307 | 0 | 799.5308 | 0 | 799.3276 | -0.00105 | 937.5059 | 0.00397 | 799.3276 | 0.70218 | 937.096 | 0 | 937.5059 | 0.92393 | 788.7587 | 0.005
| 799.7683 | 0.0012854 | 799.5653 | 0.00029528 | 628.7994 | 0.00173 | 799.7683 | -0.00092562 | 799.5653 | -0.00056241 | 790.751 | 0.00031284 | 799.5653 | 0.00058751 | 799.7683 | 0.00081112 | 788.9903 | -0.0010463 | 628.7994 | 0.00295 | 799.7683 | 0.00077095 | 799.7683 | 0.0001863 | 794.31 | 0.0012137 | 799.7683 | 0.00015326 | 631.4008 | 0.51671 | 799.7683 | 0.0007973 | 799.7683 | 0.00043239 | 799.5653 | 0.0004948 | 937.6741 | 0.00536 | 799.5653 | 0.71376 | 937.2648 | 6.9993e-05 | 937.6741 | 0.92319 | 788.9903 | 0.00536
| 800.0059 | 0.00032291 | 799.803 | -0.00052489 | 628.9198 | 0 | 800.0059 | -0.00088119 | 799.803 | -0.00027826 | 790.9864 | -0.00041227 | 799.803 | -0.00083676 | 800.0059 | 0 | 789.2219 | 3.309e-05 | 628.9198 | 0.00115 | 800.0059 | 0 | 800.0059 | 0 | 794.55 | -0.0012245 | 800.0059 | 0 | 631.5207 | 0.50402 | 800.0059 | 0 | 800.0059 | 0 | 799.803 | -0.00084369 | 937.8422 | 0.00388 | 799.803 | 0.71619 | 937.4337 | 0 | 937.8422 | 0.92451 | 789.2219 | 0.0047
| 800.2435 | 0.00093427 | 800.0406 | 0.00046713 | 629.0402 | 0.00212 | 800.2435 | 0.00070752 | 800.0406 | -0.0010359 | 791.2217 | 0 | 800.0406 | 0.0004228 | 800.2435 | 0.00053527 | 789.4536 | -0.00015947 | 629.0402 | 0.00093192 | 800.2435 | 0.00033995 | 800.2435 | 0.00030054 | 794.79 | 0.00056349 | 800.2435 | 0.00032529 | 631.6407 | 0.49111 | 800.2435 | 0.0004901 | 800.2435 | 0.00039844 | 800.0407 | 0.00075212 | 938.0104 | 0.00426 | 800.0406 | 0.72938 | 937.6026 | 3.0002e-05 | 938.0104 | 0.92504 | 789.4536 | 0.00447
| 800.4811 | -0.00022626 | 800.2783 | -0.0012321 | 629.1606 | 0 | 800.4811 | -0.00056579 | 800.2783 | 0.00053929 | 791.4571 | 0 | 800.2783 | -0.0011651 | 800.4811 | 0 | 789.6852 | -0.0006715 | 629.1606 | 0.00167 | 800.4811 | 0 | 800.4811 | 0 | 795.02 | 0.00069354 | 800.4811 | 0 | 631.7606 | 0.48076 | 800.4811 | 0 | 800.4811 | 0 | 800.2783 | -0.00062139 | 938.1786 | 0.00485 | 800.2783 | 0.74144 | 937.7714 | 0 | 938.1786 | 0.9267 | 789.6852 | 0.00239
| 800.7188 | 0.00039128 | 800.516 | -0.00020044 | 629.281 | 0.00137 | 800.7188 | 0.00050987 | 800.516 | -0.00058757 | 791.6924 | 0 | 800.516 | 0.00053494 | 800.7187 | 0.00082042 | 789.9169 | 0.00063056 | 629.281 | 0.0021 | 800.7187 | 0.001269 | 800.7188 | 0.0005028 | 795.26 | 0.00072604 | 800.7187 | 0.0007567 | 631.8805 | 0.46969 | 800.7187 | 0.0011905 | 800.7188 | 0.00039722 | 800.516 | 0.00146 | 938.3467 | 0.0045 | 800.516 | 0.73823 | 937.9403 | 6.9993e-05 | 938.3467 | 0.92753 | 789.9169 | 0.0049
| 800.9564 | -0.00015556 | 800.7538 | -0.0011809 | 629.4014 | 0 | 800.9564 | -0.00079139 | 800.7538 | 0.00037693 | 791.9278 | 0 | 800.7538 | -0.0010301 | 800.9564 | 0 | 790.1486 | -0.00034166 | 629.4014 | 0.00084224 | 800.9564 | 0 | 800.9564 | 0 | 795.5 | -0.0027524 | 800.9564 | 0 | 632.0004 | 0.45969 | 800.9564 | 0 | 800.9564 | 0 | 800.7538 | -0.00056146 | 938.5149 | 0.0049 | 800.7538 | 0.7456 | 938.1092 | 0 | 938.5149 | 0.93043 | 790.1486 | 0.00318
| 801.194 | 0.00014196 | 800.9915 | 0.00024693 | 629.5218 | 0.00213 | 801.194 | -0.00037727 | 800.9915 | -0.0020376 | 792.1632 | 0 | 800.9915 | 0.00042485 | 801.194 | 0.00073269 | 790.3802 | 0.0013266 | 629.5218 | 0.00351 | 801.194 | 0.00044465 | 801.194 | 0.00047784 | 795.74 | 0.0012462 | 801.194 | 0.00064365 | 632.1203 | 0.44868 | 801.194 | 0.00094697 | 801.194 | 0.00039669 | 800.9915 | 0.00062357 | 938.683 | 0.00571 | 800.9915 | 0.76613 | 938.278 | 6.9993e-05 | 938.683 | 0.93186 | 790.3802 | 0.00459
| 801.4316 | 4.7071e-05 | 801.2292 | -0.00020831 | 629.6422 | 0 | 801.4316 | -0.0001956 | 801.2292 | 0.00013686 | 792.3986 | 0 | 801.2292 | -0.00079719 | 801.4316 | 0 | 790.6119 | -0.0013995 | 629.6422 | 0.00072869 | 801.4316 | 0 | 801.4316 | 0 | 795.97 | -0.00031426 | 801.4316 | 0 | 632.2403 | 0.43915 | 801.4316 | 0 | 801.4316 | 0 | 801.2292 | -0.00050354 | 938.8512 | 0.00434 | 801.2292 | 0.77538 | 938.4469 | 0 | 938.8512 | 0.93421 | 790.6119 | 0.00329
| 801.6693 | 0.00070997 | 801.4669 | -0.00064015 | 629.7627 | 0.00101 | 801.6693 | -8.1544e-05 | 801.4669 | -0.0015735 | 792.634 | 0 | 801.4669 | 0.00051128 | 801.6693 | 0.0011869 | 790.8436 | -0.00025852 | 629.7627 | 0.00079001 | 801.6693 | 0.00085607 | 801.6693 | 0.00010661 | 796.21 | -0.00076939 | 801.6693 | 0.00013435 | 632.3602 | 0.42838 | 801.6693 | 0.00072592 | 801.6693 | 0.00049799 | 801.4669 | 0.00014575 | 939.0194 | 0.00651 | 801.4669 | 0.77632 | 938.6158 | 8.9995e-05 | 939.0194 | 0.93494 | 790.8436 | 0.00372
| 801.9069 | -0.00085773 | 801.7047 | -0.00045045 | 629.8831 | 0 | 801.9069 | -9.6552e-05 | 801.7047 | 0.00014965 | 792.8694 | 0 | 801.7047 | -0.0012404 | 801.9069 | 0 | 791.0753 | -0.0013107 | 629.8831 | 0.00127 | 801.9069 | 0 | 801.9069 | 0 | 796.45 | -0.00070437 | 801.9069 | 0 | 632.4801 | 0.41801 | 801.9069 | 0 | 801.9069 | 0 | 801.7047 | -0.00082323 | 939.1876 | 0.00399 | 801.7047 | 0.79133 | 938.7847 | 0 | 939.1876 | 0.93618 | 791.0753 | 0.00394
| 802.1446 | 0.00021065 | 801.9424 | -0.00026914 | 630.0036 | 0.00175 | 802.1446 | -1.9319e-05 | 801.9424 | -0.0010778 | 793.1048 | 0 | 801.9424 | 0.00054556 | 802.1446 | 0.00091722 | 791.307 | 0.0015945 | 630.0036 | 0.00079001 | 802.1446 | 0.00064322 | 802.1446 | 0.00032341 | 796.69 | 0.0010836 | 802.1446 | 0 | 632.6001 | 0.40601 | 802.1446 | 0.00074588 | 802.1446 | 0.000339 | 801.9424 | 0.00016175 | 939.3557 | 0.0051 | 801.9424 | 0.79936 | 938.9535 | 6.9993e-05 | 939.3557 | 0.93619 | 791.307 | 0.0056
| 802.3823 | -0.00035346 | 802.1802 | -0.00077602 | 630.1241 | 0 | 802.3823 | -0.00047099 | 802.1802 | 0.00016066 | 793.3402 | 0 | 802.1802 | -0.00093549 | 802.3823 | 0 | 791.5387 | -0.00015903 | 630.1241 | 0.00132 | 802.3823 | 0 | 802.3823 | 0 | 796.92 | -0.0022323 | 802.3823 | 0 | 632.72 | 0.39576 | 802.3823 | 0 | 802.3823 | 0 | 802.1802 | -0.00039931 | 939.5239 | 0.00388 | 802.1802 | 0.80224 | 939.1224 | 0 | 939.5239 | 0.93687 | 791.5387 | 0.00385
| 802.62 | -5.1683e-05 | 802.418 | -0.00043016 | 630.2445 | 0.00168 | 802.62 | -0.00026957 | 802.418 | -0.00084831 | 793.5756 | 0 | 802.418 | 0.00043345 | 802.62 | 0.00074326 | 791.7704 | -0.00033347 | 630.2445 | 0.00153 | 802.62 | 0.00052518 | 802.62 | 0.00040698 | 797.16 | 0.0011487 | 802.62 | 0.00065 | 632.8399 | 0.38477 | 802.62 | 0.00069906 | 802.62 | 0.00019028 | 802.418 | 0.00124 | 939.6921 | 0.00543 | 802.418 | 0.8111 | 939.2913 | 6.9993e-05 | 939.6921 | 0.93745 | 791.7704 | 0.00446
| 802.8577 | -0.00087919 | 802.6557 | -5.1287e-05 | 630.365 | 0 | 802.8577 | -0.00087989 | 802.6557 | 0.00028318 | 793.8111 | 0 | 802.6557 | -0.00093931 | 802.8577 | 0 | 792.0021 | -0.00040378 | 630.365 | 0.00192 | 802.8577 | 0 | 802.8577 | 0 | 797.4 | -0.0016472 | 802.8577 | 0 | 632.9599 | 0.37599 | 802.8577 | 0 | 802.8577 | 0 | 802.6557 | -0.00044067 | 939.8602 | 0.00601 | 802.6557 | 0.81174 | 939.4602 | 0 | 939.8602 | 0.93883 | 792.0021 | 0.00402
| 803.0953 | 0.00066656 | 802.8935 | 0.00049705 | 630.4855 | 0.00071094 | 803.0953 | 0.00012208 | 802.8935 | -0.00063857 | 794.0465 | 0 | 802.8935 | 0.00057697 | 803.0954 | 0.00055697 | 792.2339 | -0.0006784 | 630.4855 | 0.00124 | 803.0954 | 0.00035751 | 803.0953 | 0.00069832 | 797.64 | 0.0002384 | 803.0954 | 0.00041176 | 633.0798 | 0.36637 | 803.0954 | 0.00087495 | 803.0953 | 0.00026109 | 802.8935 | 0.00021942 | 940.0284 | 0.00557 | 802.8935 | 0.82916 | 939.6291 | 5.0004e-05 | 940.0284 | 0.93957 | 792.2339 | 0.00454
| 803.3331 | 0.0004335 | 803.1313 | -0.00084924 | 630.606 | 3.4765e-05 | 803.3331 | -0.00031603 | 803.1313 | 0.00021932 | 794.282 | 0 | 803.1313 | -0.00099993 | 803.3331 | 0 | 792.4656 | -0.0015808 | 630.606 | 0.0022 | 803.3331 | 0 | 803.3331 | 0 | 797.88 | -0.001322 | 803.3331 | 0 | 633.1998 | 0.3586 | 803.3331 | 0 | 803.3331 | 0 | 803.1313 | -0.00104 | 940.1966 | 0.0049 | 803.1313 | 0.84084 | 939.798 | 0 | 940.1966 | 0.94169 | 792.4656 | 0.0055
| 803.5708 | 0.00037621 | 803.3691 | 0.00086726 | 630.7265 | 0.0013 | 803.5708 | 0.00071349 | 803.3691 | -0.0019928 | 794.5175 | 0 | 803.3691 | 0.0004678 | 803.5708 | 0.00072539 | 792.6973 | 0.00076045 | 630.7265 | 0.00050617 | 803.5708 | 0.00098109 | 803.5708 | 0.00058153 | 798.11 | -0.00050931 | 803.5708 | 0.00043272 | 633.3197 | 0.34969 | 803.5708 | 0.00092337 | 803.5708 | 0.00042502 | 803.3691 | 0.00104 | 940.3648 | 0.00468 | 803.3691 | 0.85057 | 939.9669 | 6.9993e-05 | 940.3648 | 0.94321 | 792.6973 | 0.00446
| 803.8085 | -0.00060583 | 803.6069 | -0.00048853 | 630.847 | 0 | 803.8085 | -0.00022796 | 803.6069 | 0.00070712 | 794.7529 | 0 | 803.6069 | -0.0010366 | 803.8085 | 0 | 792.9291 | -0.00042528 | 630.847 | 0.00107 | 803.8085 | 0 | 803.8085 | 0 | 798.35 | 0.00014088 | 803.8085 | 0 | 633.4397 | 0.34225 | 803.8085 | 0 | 803.8085 | 0 | 803.6069 | -0.0007756 | 940.533 | 0.00638 | 803.6069 | 0.85865 | 940.1358 | 0 | 940.533 | 0.9456 | 792.9291 | 0.00387
| 804.0463 | 0.00056999 | 803.8447 | 8.6339e-05 | 630.9675 | 0.00093636 | 804.0463 | -0.00016351 | 803.8447 | -0.001301 | 794.9884 | 0 | 803.8447 | 0.00047304 | 804.0463 | 0.00061412 | 793.1609 | -0.00056913 | 630.9675 | 0.00238 | 804.0463 | 0.0011453 | 804.0463 | 0.00063724 | 798.59 | 0.00020589 | 804.0463 | 0.00080487 | 633.5596 | 0.33338 | 804.0463 | 0.0010588 | 804.0463 | 0.00042643 | 803.8447 | 0.0008333 | 940.7012 | 0.00359 | 803.8447 | 0.85767 | 940.3047 | 5.0004e-05 | 940.7012 | 0.94685 | 793.1609 | 0.00497
| 804.284 | -0.00060619 | 804.0825 | -0.00051664 | 631.088 | 0 | 804.284 | -0.0012096 | 804.0825 | 3.9845e-05 | 795.2239 | 0 | 804.0825 | -0.00088351 | 804.284 | 0 | 793.3926 | -0.0015419 | 631.088 | 0.00092742 | 804.284 | 0 | 804.284 | 0 | 798.83 | -0.0017771 | 804.284 | 0 | 633.6795 | 0.3257 | 804.284 | 0 | 804.284 | 0 | 804.0825 | -0.00073166 | 940.8693 | 0.00563 | 804.0825 | 0.86077 | 940.4736 | 0 | 940.8693 | 0.94839 | 793.3926 | 0.00367
| 804.5218 | 0.0005514 | 804.3204 | -0.00017149 | 631.2086 | 0.00118 | 804.5218 | -7.3685e-05 | 804.3204 | -0.0017986 | 795.4594 | 0 | 804.3204 | 0.00046949 | 804.5218 | 0.00084185 | 793.6244 | 3.8762e-05 | 631.2086 | 0.00193 | 804.5218 | 0.00039218 | 804.5218 | 0.0002276 | 799.06 | 0.00079106 | 804.5218 | 0.00031372 | 633.7995 | 0.31654 | 804.5218 | 0.00070171 | 804.5218 | 0.00026523 | 804.3204 | 0.00081931 | 941.0375 | 0.00709 | 804.3204 | 0.87349 | 940.6425 | 8.9995e-05 | 941.0375 | 0.94925 | 793.6244 | 0.00352
| 804.7595 | -0.00087038 | 804.5582 | -0.00077223 | 631.3291 | 0 | 804.7595 | -0.0012075 | 804.5582 | 0.00081535 | 795.6949 | 0 | 804.5582 | -0.00093009 | 804.7595 | 0 | 793.8562 | -0.0016516 | 631.3291 | 0.00169 | 804.7595 | 0 | 804.7595 | 0 | 799.3 | -0.0019397 | 804.7595 | 0 | 633.9195 | 0.30893 | 804.7595 | 0 | 804.7595 | 0 | 804.5582 | -0.00115 | 941.2057 | 0.00649 | 804.5582 | 0.88177 | 940.8114 | 0 | 941.2057 | 0.94973 | 793.8562 | 0.00498
| 804.9973 | 0.00076311 | 804.7961 | 0.00037887 | 631.4497 | 0.00134 | 804.9973 | -0.00020997 | 804.7961 | -0.0013532 | 795.9304 | 0 | 804.7961 | 0.00066903 | 804.9973 | 0.00056398 | 794.088 | 0.0020309 | 631.4497 | 0.00113 | 804.9973 | 0.0011725 | 804.9973 | 0.00039646 | 799.54 | -0.00037928 | 804.9973 | 0.00071672 | 634.0394 | 0.29997 | 804.9973 | 0.00041624 | 804.9973 | 0.00033695 | 804.7961 | 0.00049243 | 941.3739 | 0.00598 | 804.7961 | 0.88197 | 940.9803 | 5.0004e-05 | 941.3739 | 0.94958 | 794.088 | 0.00449
| 805.235 | -0.00024521 | 805.0339 | -0.00047311 | 631.5702 | 0 | 805.235 | -0.0010125 | 805.0339 | 0.00057106 | 796.166 | 0 | 805.0339 | -0.00094699 | 805.2351 | 0 | 794.3198 | -0.00068838 | 631.5702 | 0.00206 | 805.2351 | 0 | 805.235 | 0 | 799.78 | -0.0010295 | 805.2351 | 0 | 634.1594 | 0.29257 | 805.2351 | 0 | 805.2351 | 0 | 805.0339 | -0.00084981 | 941.5421 | 0.00496 | 805.0339 | 0.89969 | 941.1492 | 0 | 941.5421 | 0.94994 | 794.3198 | 0.00277
| 805.4728 | 0.0010457 | 805.2718 | 0.00049977 | 631.6908 | 0.00184 | 805.4728 | 0.00034089 | 805.2718 | -0.0016056 | 796.4015 | 0 | 805.2718 | 0.00061932 | 805.4729 | 0.00062758 | 794.5516 | -0.0011868 | 631.6908 | 0.00136 | 805.4729 | 0.000946 | 805.4728 | 0.00099686 | 800.01 | -0.001322 | 805.4729 | 0.00090281 | 634.2793 | 0.2844 | 805.4729 | 0.0012468 | 805.4728 | 0.00044285 | 805.2718 | 0.00056708 | 941.7103 | 0.00487 | 805.2718 | 0.90076 | 941.3181 | 5.0004e-05 | 941.7103 | 0.95006 | 794.5516 | 0.00492
| 805.7106 | 0.000258 | 805.5096 | -0.00019692 | 631.8114 | 0 | 805.7106 | -0.00043622 | 805.5096 | 0.00039763 | 796.637 | 0 | 805.5096 | -0.00093322 | 805.7107 | 0 | 794.7834 | -0.001002 | 631.8114 | 0.00252 | 805.7107 | 0 | 805.7106 | 0 | 800.25 | -0.00096444 | 805.7107 | 0 | 634.3993 | 0.2781 | 805.7107 | 0 | 805.7106 | 0 | 805.5096 | -0.00041161 | 941.8785 | 0.00582 | 805.5096 | 0.89677 | 941.4871 | 0 | 941.8785 | 0.95155 | 794.7835 | 0.00279
| 805.9485 | 0.00045066 | 805.7475 | -0.00030635 | 631.932 | 0.00168 | 805.9485 | 0.00079557 | 805.7475 | -0.00083684 | 796.8726 | 0 | 805.7475 | 0.00045619 | 805.9485 | 0.00035359 | 795.0153 | 0.0012535 | 631.932 | 0.00249 | 805.9485 | 0.0008056 | 805.9485 | 0.00038072 | 800.49 | 0.00056349 | 805.9485 | 0.00047799 | 634.5193 | 0.27093 | 805.9485 | 0.00060668 | 805.9485 | 0.00034948 | 805.7475 | 0.00102 | 942.0467 | 0.00452 | 805.7475 | 0.91138 | 941.656 | 8.9995e-05 | 942.0467 | 0.95307 | 795.0153 | 0.00421
| 806.1863 | 0.00045818 | 805.9854 | 8.8419e-05 | 632.0526 | 0 | 806.1863 | -0.00020172 | 805.9854 | -0.00022937 | 797.1082 | 0 | 805.9854 | -0.00083135 | 806.1863 | 0 | 795.2471 | 0.00023829 | 632.0526 | 0.00016089 | 806.1863 | 0 | 806.1863 | 0 | 800.73 | -0.00060684 | 806.1863 | 0 | 634.6392 | 0.26454 | 806.1863 | 0 | 806.1863 | 0 | 805.9854 | -0.00029061 | 942.2149 | 0.00359 | 805.9854 | 0.9223 | 941.8249 | 0 | 942.2149 | 0.95633 | 795.2471 | 0.00077459
| 806.4241 | 0.00056966 | 806.2233 | 0.00057821 | 632.1732 | 0.00114 | 806.4241 | 0.00033157 | 806.2233 | -0.0015744 | 797.3437 | 0 | 806.2233 | 0.00048357 | 806.4241 | 0.00069456 | 795.4789 | -0.00031834 | 632.1732 | 0.00281 | 806.4241 | 0.0010049 | 806.4241 | 0.00061 | 800.96 | -0.00060684 | 806.4241 | 0.00092932 | 634.7592 | 0.25673 | 806.4241 | 0.00041172 | 806.4241 | 0.00026589 | 806.2233 | 0.00079725 | 942.3831 | 0.00542 | 806.2233 | 0.91881 | 941.9939 | 6.9993e-05 | 942.3831 | 0.95894 | 795.4789 | 0.00487
| 806.6619 | 0.00049034 | 806.4612 | -0.00055445 | 632.2938 | 0 | 806.6619 | -0.00063749 | 806.4612 | 0.00054295 | 797.5793 | 0 | 806.4612 | -0.0012077 | 806.6619 | 0 | 795.7108 | -0.00083929 | 632.2938 | 0.00052996 | 806.6619 | 0 | 806.6619 | 0 | 801.2 | -0.0018096 | 806.6619 | 0 | 634.8792 | 0.2502 | 806.6619 | 0 | 806.6619 | 0 | 806.4612 | -0.00123 | 942.5513 | 0.00596 | 806.4612 | 0.92977 | 942.1628 | 0 | 942.5513 | 0.9625 | 795.7107 | 0.0032
| 806.8998 | 0.00041455 | 806.6991 | -0.00027833 | 632.4144 | 0.00151 | 806.8998 | 0.0003361 | 806.6991 | -0.0014448 | 797.8149 | 0 | 806.6991 | 0.00039582 | 806.8998 | 0.0009052 | 795.9426 | 0.0011673 | 632.4144 | 0.00334 | 806.8998 | 0.00057917 | 806.8998 | 0.00058557 | 801.44 | -0.0023949 | 806.8998 | 0.00076942 | 634.9991 | 0.24292 | 806.8998 | 0.0011127 | 806.8998 | 0.00038952 | 806.6991 | 0.00049585 | 942.7195 | 0.00478 | 806.6991 | 0.93723 | 942.3317 | 5.0004e-05 | 942.7195 | 0.96507 | 795.9426 | 0.00427
| 807.1376 | -0.00060259 | 806.937 | -0.00028332 | 632.535 | 0 | 807.1376 | -0.00040806 | 806.937 | 0.00048589 | 798.0505 | 0 | 806.937 | -0.00075011 | 807.1376 | 0 | 796.1745 | -0.001319 | 632.535 | 0.00291 | 807.1376 | 0 | 807.1376 | 0 | 801.68 | -0.00047681 | 807.1376 | 0 | 635.1191 | 0.2372 | 807.1376 | 0 | 807.1376 | 0 | 806.937 | -0.00048212 | 942.8877 | 0.00494 | 806.937 | 0.94 | 942.5007 | 0 | 942.8877 | 0.96828 | 796.1745 | 0.00323
| 807.3755 | 0.00078462 | 807.1749 | -0.00019966 | 632.6557 | 0.00071094 | 807.3755 | 0.00042858 | 807.1749 | -0.00089388 | 798.2861 | 0 | 807.1749 | 0.00043979 | 807.3755 | 0.00052119 | 796.4064 | 0.0018435 | 632.6557 | 0.00227 | 807.3755 | 0 | 807.3755 | 0.00016308 | 801.92 | 0.00017338 | 807.3755 | 0.00060144 | 635.2391 | 0.22999 | 807.3755 | 0.00073673 | 807.3755 | 0.00027738 | 807.1749 | 0.00058153 | 943.0559 | 0.0063 | 807.1749 | 0.95342 | 942.6696 | 5.0004e-05 | 943.0559 | 0.97101 | 796.4064 | 0.00263
| 807.6133 | -0.00028377 | 807.4129 | -0.001085 | 632.7763 | 0 | 807.6133 | -5.0636e-05 | 807.4129 | 0.000122 | 798.5217 | 0 | 807.4129 | -0.0010033 | 807.6134 | 0 | 796.6382 | -0.00077723 | 632.7763 | 0.00038799 | 807.6134 | 0 | 807.6133 | 0 | 802.15 | 0.0016688 | 807.6134 | 0 | 635.3591 | 0.22398 | 807.6134 | 0 | 807.6133 | 0 | 807.4129 | -0.00113 | 943.2241 | 0.00388 | 807.4129 | 0.94958 | 942.8385 | 0 | 943.2241 | 0.97381 | 796.6382 | 0.00463
| 807.8512 | 0.00046304 | 807.6508 | -0.00012353 | 632.897 | 0.00108 | 807.8512 | -0.00025189 | 807.6508 | -0.00090756 | 798.7573 | 0 | 807.6508 | 0.0003984 | 807.8512 | 0.00083042 | 796.8701 | 0.0009148 | 632.897 | 0.00369 | 807.8512 | 0 | 807.8512 | 0.00011887 | 802.39 | -0.0014846 | 807.8512 | 0.00049282 | 635.4791 | 0.21671 | 807.8512 | 0.0010353 | 807.8512 | 0.00034058 | 807.6508 | -9.5945e-05 | 943.3923 | 0.00658 | 807.6508 | 0.96651 | 943.0075 | 6.9993e-05 | 943.3923 | 0.97544 | 796.8701 | 0.00552
| 808.0891 | -0.00058289 | 807.8888 | -0.00020297 | 633.0177 | 0 | 808.0891 | -0.00042712 | 807.8888 | 0.00016267 | 798.9929 | 0 | 807.8888 | -0.00088836 | 808.0891 | 0 | 797.102 | -0.00031009 | 633.0177 | 0.00164 | 808.0891 | 0 | 808.0891 | 0 | 802.63 | -0.001127 | 808.0891 | 0 | 635.5991 | 0.21088 | 808.0891 | 0 | 808.0891 | 0 | 807.8888 | -0.00118 | 943.5605 | 0.00708 | 807.8888 | 0.95764 | 943.1764 | 0 | 943.5605 | 0.97703 | 797.102 | 0.00364
| 808.327 | -0.00019261 | 808.1267 | -0.00017572 | 633.1383 | 0.00116 | 808.327 | 6.2953e-05 | 808.1267 | -0.0014475 | 799.2285 | 0 | 808.1267 | 0.00045601 | 808.327 | 0.00038909 | 797.3339 | -0.00021629 | 633.1383 | 0.0013 | 808.327 | 0.0002034 | 808.327 | 0.00015434 | 802.87 | 0.00079106 | 808.327 | 0.00043771 | 635.719 | 0.20387 | 808.327 | 0.00047626 | 808.327 | 0.00016975 | 808.1267 | 0.00044667 | 943.7287 | 0.00389 | 808.1267 | 0.96037 | 943.3454 | 5.0004e-05 | 943.7287 | 0.97758 | 797.3339 | 0.00489
| 808.5649 | -0.00057759 | 808.3647 | -0.00066688 | 633.259 | 0 | 808.5649 | -0.00026371 | 808.3647 | 0.00019281 | 799.4642 | 0 | 808.3647 | -0.00084126 | 808.5649 | 0 | 797.5658 | -0.00044392 | 633.259 | 0.00238 | 808.5649 | 0 | 808.5649 | 0 | 803.1 | 0.00066102 | 808.5649 | 0 | 635.839 | 0.19829 | 808.5649 | 0 | 808.5649 | 0 | 808.3647 | -0.0009482 | 943.8969 | 0.00441 | 808.3647 | 0.97138 | 943.5143 | 0 | 943.8969 | 0.97826 | 797.5658 | 0.00342
| 808.8028 | 0.00047798 | 808.6027 | -0.00012386 | 633.3797 | 0.00020808 | 808.8028 | -0.0001319 | 808.6027 | -0.0006858 | 799.6998 | 0 | 808.6027 | 0.00057642 | 808.8028 | 0.00088258 | 797.7977 | 0.00097402 | 633.3797 | 0.00022234 | 808.8028 | 0 | 808.8028 | 0.00048426 | 803.34 | -0.00080189 | 808.8028 | 0.00067732 | 635.959 | 0.19212 | 808.8028 | 0.00064349 | 808.8028 | 0.00042468 | 808.6027 | 0.00071228 | 944.0652 | 0.00559 | 808.6027 | 0.97195 | 943.6833 | 6.9993e-05 | 944.0652 | 0.97806 | 797.7977 | 0.00448
| 809.0407 | -0.00080165 | 808.8406 | -0.0018189 | 633.5004 | 0 | 809.0407 | -0.00061058 | 808.8406 | -0.0006453 | 799.9355 | 0 | 808.8406 | -0.00098331 | 809.0407 | 0 | 798.0297 | -0.0016063 | 633.5004 | 0.00078546 | 809.0407 | 0 | 809.0407 | 0 | 803.58 | -0.0008344 | 809.0407 | 0 | 636.079 | 0.18687 | 809.0407 | 0 | 809.0407 | 0 | 808.8406 | -0.00165 | 944.2334 | 0.00585 | 808.8406 | 0.97947 | 943.8523 | 0 | 944.2334 | 0.97839 | 798.0297 | 0.00375
| 809.2787 | -2.0449e-06 | 809.0786 | -0.00056549 | 633.6211 | 0 | 809.2787 | -0.00034466 | 809.0786 | -0.0017622 | 800.1711 | 0 | 809.0786 | 0.00044576 | 809.2787 | 0.00050796 | 798.2616 | 0.001895 | 633.6211 | 0.00278 | 809.2787 | 0.00029786 | 809.2787 | 6.1555e-05 | 803.82 | -0.00086692 | 809.2787 | 0.00036783 | 636.199 | 0.18073 | 809.2787 | 0.00077721 | 809.2787 | 0.00019186 | 809.0786 | 0.00063306 | 944.4016 | 0.00295 | 809.0786 | 0.97566 | 944.0212 | 0.00011 | 944.4016 | 0.97822 | 798.2616 | 0.00644
| 809.5166 | -2.2934e-05 | 809.3166 | -0.00097766 | 633.7418 | 0 | 809.5166 | -0.00081662 | 809.3166 | 0.00049695 | 800.4068 | 0 | 809.3166 | -0.00096423 | 809.5166 | 0 | 798.4935 | 0.00083966 | 633.7418 | 0.00309 | 809.5166 | 0 | 809.5166 | 0 | 804.06 | -0.0008344 | 809.5166 | 0 | 636.319 | 0.17615 | 809.5166 | 0 | 809.5166 | 0 | 809.3166 | -0.00042598 | 944.5698 | 0.00483 | 809.3166 | 0.98386 | 944.1902 | 0 | 944.5698 | 0.97888 | 798.4935 | 0.00385
| 809.7545 | 0.00035642 | 809.5546 | 0.0008047 | 633.8625 | 0.00134 | 809.7545 | 0.00010765 | 809.5546 | -0.0010264 | 800.6425 | 0 | 809.5546 | 0.0006705 | 809.7545 | 0.00077076 | 798.7255 | 0.0013284 | 633.8625 | 0.00193 | 809.7545 | 0.00081534 | 809.7545 | 0.00058579 | 804.29 | -0.0008344 | 809.7545 | 0.00076944 | 636.439 | 0.17079 | 809.7545 | 0.00088436 | 809.7545 | 0.00053652 | 809.5546 | 0.00079252 | 944.738 | 0.00633 | 809.5546 | 0.98659 | 944.3591 | 8.9995e-05 | 944.738 | 0.98032 | 798.7255 | 0.00297
| 809.9925 | -0.00037181 | 809.7926 | -0.0007525 | 633.9833 | 0 | 809.9925 | -0.00040495 | 809.7926 | 0.00071237 | 800.8782 | 0 | 809.7926 | -0.00093641 | 809.9925 | 0 | 798.9574 | -0.00034229 | 633.9833 | 0.00181 | 809.9925 | 0 | 809.9925 | 0 | 804.53 | 0.00040094 | 809.9925 | 0 | 636.559 | 0.16671 | 809.9925 | 0 | 809.9925 | 0 | 809.7926 | -0.00115 | 944.9062 | 0.00413 | 809.7926 | 0.98874 | 944.5281 | 0 | 944.9062 | 0.98361 | 798.9574 | 0.00337
| 810.2305 | 0.0013592 | 810.0307 | 0.0013118 | 634.104 | 0.00060691 | 810.2305 | 0.0001839 | 810.0307 | -0.0016062 | 801.1139 | 0 | 810.0307 | 0.00071284 | 810.2304 | 0.00078611 | 799.1894 | -0.00073879 | 634.104 | 0.00317 | 810.2304 | 0.001563 | 810.2305 | 0.00084963 | 804.77 | 0.0009536 | 810.2304 | 0.00067765 | 636.679 | 0.16098 | 810.2304 | 0.001207 | 810.2305 | 0.00051367 | 810.0307 | 0.00096941 | 945.0745 | 0.00529 | 810.0307 | 0.98771 | 944.6971 | 5.0004e-05 | 945.0745 | 0.98654 | 799.1894 | 0.00435
| 810.4684 | 0.00027932 | 810.2687 | -0.00052789 | 634.2247 | 0 | 810.4684 | -0.00045395 | 810.2687 | 0.0005059 | 801.3496 | 0 | 810.2687 | -0.0009351 | 810.4684 | 0 | 799.4213 | -0.0013256 | 634.2247 | 0.00255 | 810.4684 | 0 | 810.4684 | 0 | 805.01 | -0.00021673 | 810.4684 | 0 | 636.799 | 0.15718 | 810.4684 | 0 | 810.4684 | 0 | 810.2687 | -0.00086428 | 945.2427 | 0.0061 | 810.2687 | 0.98936 | 944.8661 | 0 | 945.2427 | 0.9899 | 799.4213 | 0.00196
| 810.7064 | 0.00050006 | 810.5067 | 8.3865e-05 | 634.3455 | 0.00038148 | 810.7064 | -7.345e-05 | 810.5067 | -0.0011654 | 801.5853 | 0 | 810.5067 | 0.00046152 | 810.7064 | 0.00079626 | 799.6533 | 0.00030802 | 634.3455 | 0.00056294 | 810.7064 | 0.00038617 | 810.7064 | 6.7438e-05 | 805.24 | 0.00046596 | 810.7064 | 0.0011074 | 636.919 | 0.15228 | 810.7064 | 0.0013436 | 810.7064 | 0.00030859 | 810.5067 | 0.00057583 | 945.4109 | 0.00466 | 810.5067 | 0.98538 | 945.035 | 5.0004e-05 | 945.4109 | 0.99199 | 799.6533 | 0.00487
| 810.9444 | 6.2709e-05 | 810.7448 | -0.00035297 | 634.4663 | 0 | 810.9444 | -0.0010173 | 810.7448 | -0.00014942 | 801.821 | 0 | 810.7448 | -0.0009464 | 810.9444 | 0 | 799.8853 | 0.00048287 | 634.4663 | 0.00186 | 810.9444 | 0 | 810.9444 | 0 | 805.48 | -0.00067186 | 810.9444 | 0 | 637.039 | 0.14825 | 810.9444 | 0 | 810.9444 | 0 | 810.7448 | -0.00094189 | 945.5791 | 0.00606 | 810.7448 | 0.99329 | 945.204 | 0 | 945.5791 | 0.99425 | 799.8853 | 0.00363
| 811.1824 | 0.00050313 | 810.9828 | -0.00038888 | 634.587 | 0.00106 | 811.1824 | -3.9145e-05 | 810.9828 | -0.0013684 | 802.0568 | 0 | 810.9828 | 0.00044984 | 811.1824 | 0.00091456 | 800.1173 | -0.0014592 | 634.587 | 0.0019 | 811.1824 | 0.0002017 | 811.1824 | 8.5307e-05 | 805.72 | 0.00098612 | 811.1824 | 0 | 637.159 | 0.14262 | 811.1824 | 0.00060958 | 811.1824 | 0.00052256 | 810.9828 | 0.0004423 | 945.7474 | 0.00505 | 810.9828 | 0.99144 | 945.373 | 6.9993e-05 | 945.7474 | 0.99463 | 800.1173 | 0.00432
| 811.4204 | -0.00051618 | 811.2209 | -0.00043312 | 634.7078 | 0 | 811.4204 | -0.0012557 | 811.2209 | 0.00028521 | 802.2925 | 0 | 811.2209 | -0.0011341 | 811.4204 | 0 | 800.3493 | 0.00087548 | 634.7078 | 0.00113 | 811.4204 | 0 | 811.4204 | 0 | 805.96 | 0.0011162 | 811.4204 | 0 | 637.279 | 0.13836 | 811.4204 | 0 | 811.4204 | 0 | 811.2209 | -0.00063247 | 945.9156 | 0.00381 | 811.2209 | 1 | 945.542 | 0 | 945.9156 | 0.99509 | 800.3493 | 0.00268
| 811.6584 | 0.00052099 | 811.4589 | -0.00040865 | 634.8286 | 0.00196 | 811.6584 | -0.00063921 | 811.4589 | -0.0010543 | 802.5283 | 0 | 811.4589 | 0.00034264 | 811.6584 | 0.00033428 | 800.5813 | 0.0013065 | 634.8286 | 0.00158 | 811.6584 | 0.00064462 | 811.6584 | 0.00025015 | 806.2 | -0.0001192 | 811.6584 | 5.8783e-05 | 637.399 | 0.13362 | 811.6584 | 0.0013257 | 811.6584 | 0.00029066 | 811.4589 | 0.00014759 | 946.0838 | 0.00524 | 811.4589 | 0.99208 | 945.711 | 8.9995e-05 | 946.0838 | 0.9939 | 800.5813 | 0.00327
| 811.8964 | -0.00032679 | 811.697 | -0.00069186 | 634.9494 | 0 | 811.8964 | 1.5495e-05 | 811.697 | -0.00049305 | 802.764 | 0 | 811.697 | -0.00080241 | 811.8964 | 0 | 800.8134 | -0.0027018 | 634.9494 | 0.00164 | 811.8964 | 0 | 811.8964 | 0 | 806.43 | -0.0010945 | 811.8964 | 0 | 637.5191 | 0.13023 | 811.8964 | 0 | 811.8964 | 0 | 811.697 | -0.00016447 | 946.2521 | 0.00417 | 811.697 | 0.9979 | 945.88 | 0 | 946.2521 | 0.99312 | 800.8134 | 0.0042
| 812.1345 | 0.0005916 | 811.9351 | -0.00044487 | 635.0702 | 0.00196 | 812.1345 | -0.00018368 | 811.9351 | -0.00091638 | 802.9998 | 0 | 811.9351 | 0.00044699 | 812.1344 | 0.00089275 | 801.0453 | 0.0020493 | 635.0702 | 0.00227 | 812.1344 | 0.00040274 | 812.1345 | 0.00010084 | 806.67 | -0.00063934 | 812.1344 | 5.9779e-05 | 637.6391 | 0.12627 | 812.1344 | 0.00090222 | 812.1345 | 0.00018185 | 811.9351 | 0.00020588 | 946.4203 | 0.00492 | 811.9351 | 0.99573 | 946.049 | 5.0004e-05 | 946.4203 | 0.99098 | 801.0453 | 0.00368
| 812.3725 | -0.00047023 | 812.1732 | -0.00067396 | 635.191 | 0 | 812.3725 | -0.0011387 | 812.1732 | 0.00020736 | 803.2356 | 0 | 812.1732 | -0.00091535 | 812.3725 | 0 | 801.2774 | -0.0010125 | 635.191 | 0.0022 | 812.3725 | 0 | 812.3725 | 0 | 806.91 | -0.001322 | 812.3725 | 0 | 637.7591 | 0.12324 | 812.3725 | 0 | 812.3725 | 0 | 812.1732 | -0.00036734 | 946.5885 | 0.00492 | 812.1732 | 0.99805 | 946.2179 | 0 | 946.5885 | 0.9898 | 801.2774 | 0.0041
| 812.6105 | 0.00037808 | 812.4113 | -0.00036685 | 635.3118 | 0.00151 | 812.6105 | 0.00013252 | 812.4113 | -0.0014242 | 803.4714 | 0 | 812.4113 | 0.00045596 | 812.6105 | 0.00011165 | 801.5094 | 0.00071072 | 635.3118 | 0.00181 | 812.6105 | 0.00076833 | 812.6105 | 0.00043567 | 807.15 | 0.0019289 | 812.6105 | 0.00065715 | 637.8791 | 0.11933 | 812.6105 | 0.00057174 | 812.6105 | 0.00035118 | 812.4113 | 0.00023195 | 946.7568 | 0.00471 | 812.4113 | 0.998 | 946.3869 | 6.9993e-05 | 946.7568 | 0.98828 | 801.5094 | 0.00334
| 812.8486 | 7.7131e-05 | 812.6494 | 2.5177e-05 | 635.4327 | 0 | 812.8486 | -0.00018807 | 812.6494 | 0.00022248 | 803.7072 | 0 | 812.6494 | -0.00085244 | 812.8486 | 0 | 801.7415 | -0.0013547 | 635.4327 | 0.00257 | 812.8486 | 0 | 812.8486 | 0 | 807.39 | -0.00073687 | 812.8486 | 0 | 637.9991 | 0.11597 | 812.8486 | 0 | 812.8486 | 0 | 812.6494 | -0.00085349 | 946.925 | 0.00471 | 812.6494 | 0.98994 | 946.556 | 0 | 946.925 | 0.98811 | 801.7415 | 0.00262
| 813.0867 | -0.00021837 | 812.8875 | 0.00079095 | 635.5535 | 0.00114 | 813.0867 | -0.0001266 | 812.8875 | -0.001244 | 803.943 | 0 | 812.8875 | 0.00058879 | 813.0866 | 0.0010014 | 801.9735 | 0.00081133 | 635.5535 | 0.00252 | 813.0866 | 0.0011849 | 813.0867 | 0.00086765 | 807.62 | -0.00015171 | 813.0866 | 0.00079103 | 638.1192 | 0.11161 | 813.0866 | 0.00069695 | 813.0867 | 0.00031033 | 812.8875 | 0.0004661 | 947.0932 | 0.00461 | 812.8875 | 0.99059 | 946.725 | 6.9993e-05 | 947.0932 | 0.98708 | 801.9735 | 0.00261
| 813.3247 | -0.00042814 | 813.1256 | -7.2443e-05 | 635.6744 | 0 | 813.3247 | -0.00061994 | 813.1256 | 0.00057356 | 804.1788 | 0 | 813.1256 | -0.0010838 | 813.3247 | 0 | 802.2056 | -0.00088652 | 635.6744 | 0.0006719 | 813.3247 | 0 | 813.3247 | 0 | 807.86 | 0.00043346 | 813.3247 | 0 | 638.2392 | 0.10848 | 813.3247 | 0 | 813.3247 | 0 | 813.1256 | -0.00127 | 947.2615 | 0.00473 | 813.1256 | 0.99582 | 946.894 | 0 | 947.2615 | 0.98667 | 802.2056 | 0.00225
| 813.5628 | 0.00047007 | 813.3638 | 0.00070654 | 635.7952 | 0.00137 | 813.5628 | 0.00087599 | 813.3638 | -0.0011614 | 804.4146 | 0 | 813.3638 | 0.00061197 | 813.5628 | 0.00081881 | 802.4376 | 0.0019019 | 635.7952 | 0.00084678 | 813.5628 | 0.00078599 | 813.5628 | 0.00054422 | 808.1 | -0.0014846 | 813.5628 | 0.0012084 | 638.3592 | 0.10448 | 813.5628 | 0.00098949 | 813.5628 | 0.00033878 | 813.3638 | 0.00055912 | 947.4297 | 0.00549 | 813.3638 | 0.99462 | 947.063 | 6.9993e-05 | 947.4297 | 0.98537 | 802.4376 | 0.00305
| 813.8009 | 0.00037714 | 813.6019 | -0.00088556 | 635.9161 | 0 | 813.8009 | -0.00080646 | 813.6019 | 1.7935e-05 | 804.6505 | 0 | 813.6019 | -0.00087875 | 813.8009 | 0 | 802.6697 | -0.00025118 | 635.9161 | 0.00055835 | 813.8009 | 0 | 813.8009 | 0 | 808.34 | -0.0013871 | 813.8009 | 0 | 638.4793 | 0.10191 | 813.8009 | 0 | 813.8009 | 0 | 813.6019 | -0.00060331 | 947.598 | 0.0058 | 813.6019 | 0.98948 | 947.232 | 0 | 947.598 | 0.98538 | 802.6697 | 0.00229
| 814.039 | 0.00040187 | 813.84 | 7.5688e-05 | 636.037 | 0.00074563 | 814.039 | -0.00017057 | 813.84 | -0.0013702 | 804.8862 | 0 | 813.84 | 0.0005163 | 814.039 | 0.00072196 | 802.9018 | 0.0015307 | 636.037 | 0.00079001 | 814.039 | 0.00057607 | 814.039 | 0.00061424 | 808.58 | -0.0016147 | 814.039 | 0 | 638.5993 | 0.09822 | 814.039 | 0.00045773 | 814.039 | 0.00025531 | 813.84 | 0.00084932 | 947.7662 | 0.00666 | 813.84 | 0.98093 | 947.401 | 6.9993e-05 | 947.7662 | 0.98533 | 802.9018 | 0.00332
| 814.2771 | -0.0010147 | 814.0782 | -0.00067209 | 636.1578 | 0 | 814.2771 | 9.0878e-05 | 814.0782 | 0.00026757 | 805.1221 | 0 | 814.0782 | -0.0010583 | 814.2771 | 0 | 803.1339 | -0.00072275 | 636.1578 | 0 | 814.2771 | 0 | 814.2771 | 0 | 808.81 | -0.001127 | 814.2771 | 0 | 638.7193 | 0.0958 | 814.2771 | 0 | 814.2771 | 0 | 814.0782 | -0.00064194 | 947.9345 | 0.00592 | 814.0782 | 0.98893 | 947.57 | 0 | 947.9345 | 0.98658 | 803.1339 | 0.00361
| 814.5152 | 0.0009464 | 814.3164 | 0.0010147 | 636.2787 | 0.00182 | 814.5152 | -0.00018101 | 814.3164 | -0.0013269 | 805.358 | 0 | 814.3164 | 0.00073992 | 814.5152 | 0.00075017 | 803.366 | 0.00074428 | 636.2787 | 0.00181 | 814.5152 | 0.00077566 | 814.5152 | 0.00068763 | 809.05 | 0.00053099 | 814.5152 | 0.00089185 | 638.8394 | 0.09292 | 814.5152 | 0.00097627 | 814.5152 | 0.00042637 | 814.3164 | 0.00090307 | 948.1027 | 0.00746 | 814.3164 | 0.97267 | 947.739 | 6.9993e-05 | 948.1027 | 0.98747 | 803.366 | 0.00341
| 814.7534 | -0.00042392 | 814.5545 | -0.00096455 | 636.3996 | 0 | 814.7534 | -0.00099355 | 814.5545 | 0.00065896 | 805.5938 | 0 | 814.5545 | -0.00090763 | 814.7533 | 0 | 803.5981 | -0.0020463 | 636.3996 | 0.00104 | 814.7533 | 0 | 814.7534 | 0 | 809.29 | -0.0012245 | 814.7533 | 0 | 638.9594 | 0.09094 | 814.7533 | 0 | 814.7534 | 0 | 814.5545 | -0.00125 | 948.271 | 0.00603 | 814.5545 | 0.97625 | 947.9081 | 0 | 948.271 | 0.98894 | 803.5981 | 0.00361
| 814.9915 | 0.00025054 | 814.7927 | 0.0016216 | 636.5205 | 0.00208 | 814.9915 | 0.0010054 | 814.7927 | -0.001368 | 805.8297 | 0 | 814.7927 | 0.00064903 | 814.9915 | 0.00096604 | 803.8302 | 0.00015895 | 636.5205 | 0.00181 | 814.9915 | 0.001721 | 814.9915 | 0.00087648 | 809.53 | 0.00079106 | 814.9915 | 0.00083862 | 639.0795 | 0.08814 | 814.9915 | 0.0012489 | 814.9915 | 0.00037674 | 814.7927 | 0.00084651 | 948.4392 | 0.00471 | 814.7927 | 0.97038 | 948.0771 | 5.0004e-05 | 948.4392 | 0.9896 | 803.8302 | 0.00203
| 815.2296 | 0.00047703 | 815.0309 | -0.00046976 | 636.6414 | 0 | 815.2296 | -0.00056853 | 815.0309 | 0.00033201 | 806.0656 | 0 | 815.0309 | -0.00096724 | 815.2296 | 0 | 804.0623 | -0.000973 | 636.6414 | 0 | 815.2296 | 0 | 815.2296 | 0 | 809.76 | -0.0023624 | 815.2296 | 0 | 639.1995 | 0.08593 | 815.2296 | 0 | 815.2296 | 0 | 815.0309 | -0.00069747 | 948.6075 | 0.00466 | 815.0309 | 0.96784 | 948.2461 | 0 | 948.6075 | 0.99044 | 804.0623 | 0.00575
| 815.4678 | 0.00067532 | 815.2691 | 0.00013086 | 636.7624 | 0.00062425 | 815.4678 | 0.0001048 | 815.2691 | -0.0010456 | 806.3015 | 0 | 815.2691 | 0.00062167 | 815.4678 | 0.00081903 | 804.2945 | 0.0013091 | 636.7624 | 0.00204 | 815.4678 | 0.0012379 | 815.4678 | 0.00037671 | 810 | 0.0011487 | 815.4678 | 0.00057278 | 639.3196 | 0.08325 | 815.4678 | 0.0012055 | 815.4678 | 0.00048862 | 815.2691 | 0.00099345 | 948.7757 | 0.00635 | 815.2691 | 0.95894 | 948.4151 | 6.9993e-05 | 948.7757 | 0.98983 | 804.2945 | 0.00385
| 815.7059 | -0.00042978 | 815.5073 | -0.00031423 | 636.8833 | 0 | 815.7059 | -0.00041045 | 815.5073 | 0.0011589 | 806.5374 | 0 | 815.5073 | -0.00087785 | 815.7059 | 0 | 804.5266 | 0.0024088 | 636.8833 | 0.00223 | 815.7059 | 0 | 815.7059 | 0 | 810.24 | -0.0013871 | 815.7059 | 0 | 639.4396 | 0.08125 | 815.7059 | 0 | 815.7059 | 0 | 815.5073 | -0.00079924 | 948.944 | 0.00475 | 815.5073 | 0.95338 | 948.5842 | 0 | 948.944 | 0.99028 | 804.5266 | 0.0032
| 815.9441 | 0.0010218 | 815.7455 | 0.00027099 | 637.0042 | 0.00192 | 815.9441 | 0.00031233 | 815.7455 | -0.0019367 | 806.7733 | 0 | 815.7455 | 0.00047263 | 815.9441 | 0.00024766 | 804.7587 | 0.0011366 | 637.0042 | 0.00227 | 815.9441 | 0.00080064 | 815.9441 | 0.00044398 | 810.48 | 0.0013112 | 815.9441 | 0.0012021 | 639.5597 | 0.07844 | 815.9441 | 0.00098495 | 815.9441 | 0.00033836 | 815.7455 | 0.0013 | 949.1122 | 0.00498 | 815.7455 | 0.95284 | 948.7532 | 6.9993e-05 | 949.1122 | 0.99035 | 804.7587 | 0.00564
| 816.1823 | -4.7915e-05 | 815.9837 | -0.00067362 | 637.1252 | 0 | 816.1823 | -0.0010654 | 815.9837 | 0.0002775 | 807.0092 | 0 | 815.9837 | -0.00087927 | 816.1822 | 0 | 804.9909 | -0.0019286 | 637.1252 | 0.00172 | 816.1822 | 0 | 816.1823 | 0 | 810.72 | -0.0018422 | 816.1822 | 0 | 639.6797 | 0.07634 | 816.1822 | 0 | 816.1822 | 0 | 815.9837 | -0.00072506 | 949.2805 | 0.00647 | 815.9837 | 0.94791 | 948.9222 | 0 | 949.2805 | 0.9913 | 804.9909 | 0.00237
| 816.4204 | 0.00049399 | 816.2219 | -0.00014449 | 637.2461 | 0.00147 | 816.4204 | 2.7147e-05 | 816.2219 | -0.00063435 | 807.2451 | 0 | 816.2219 | 0.00038935 | 816.4204 | 0.00059032 | 805.2231 | 0.0021296 | 637.2461 | 0.00244 | 816.4204 | 0.00049902 | 816.4204 | 0.00037278 | 810.95 | 0.00017338 | 816.4204 | 0.00064581 | 639.7998 | 0.07358 | 816.4204 | 0.00030709 | 816.4204 | 0.00040301 | 816.2219 | 0.00072236 | 949.4487 | 0.00533 | 816.2219 | 0.93917 | 949.0913 | 6.9993e-05 | 949.4487 | 0.99119 | 805.2231 | 0.00612
| 816.6586 | -0.00062299 | 816.4601 | -0.00062748 | 637.3671 | 0 | 816.6586 | -0.00051824 | 816.4601 | -9.4309e-05 | 807.481 | 0 | 816.4601 | -0.00081617 | 816.6586 | 0 | 805.4552 | 8.3629e-06 | 637.3671 | 0.00027444 | 816.6586 | 0 | 816.6586 | 0 | 811.19 | 0.0009536 | 816.6586 | 0 | 639.9198 | 0.07143 | 816.6586 | 0 | 816.6586 | 0 | 816.4601 | -0.00070251 | 949.617 | 0.00508 | 816.4601 | 0.92909 | 949.2603 | 0 | 949.617 | 0.99218 | 805.4552 | 0.00497
| 816.8969 | 0.0003015 | 816.6984 | -0.00082753 | 637.4881 | 0.00064159 | 816.8969 | -0.00024885 | 816.6984 | -0.00085008 | 807.7169 | 0 | 816.6984 | 0.00030498 | 816.8968 | 0.00028672 | 805.6874 | 0.0028664 | 637.4881 | 0.00204 | 816.8968 | 0 | 816.8969 | 6.0763e-05 | 811.43 | 0.0009536 | 816.8968 | 0.00083718 | 640.0399 | 0.06867 | 816.8968 | 0.00073669 | 816.8968 | 0.0003054 | 816.6984 | 0.00056101 | 949.7853 | 0.00466 | 816.6984 | 0.92525 | 949.4294 | 6.9993e-05 | 949.7853 | 0.9935 | 805.6874 | 0.00386
| 817.135 | -0.00060665 | 816.9366 | 0.0003906 | 637.6091 | 0 | 817.135 | -0.0015527 | 816.9366 | 8.9405e-05 | 807.9529 | 0 | 816.9366 | -0.00089753 | 817.135 | 0 | 805.9196 | -0.0008331 | 637.6091 | 0.00050157 | 817.135 | 0 | 817.135 | 0 | 811.67 | -0.00031426 | 817.135 | 0 | 640.1599 | 0.06669 | 817.135 | 0 | 817.135 | 0 | 816.9366 | -0.00079487 | 949.9535 | 0.00343 | 816.9366 | 0.91649 | 949.5984 | 0 | 949.9535 | 0.99613 | 805.9196 | 0.00359
| 817.3732 | 0.00094157 | 817.1749 | 0.00025675 | 637.7301 | 0.00151 | 817.3732 | 0.00018521 | 817.1749 | -0.0015159 | 808.1888 | 0 | 817.1749 | 0.0004256 | 817.3732 | 0.00089332 | 806.1518 | -0.00049512 | 637.7301 | 0.00119 | 817.3732 | 0.00045046 | 817.3732 | 0.00057017 | 811.91 | -0.0014521 | 817.3732 | 0.00086416 | 640.28 | 0.06402 | 817.3732 | 0.00071852 | 817.3732 | 0.00022439 | 817.1749 | 0.00105 | 950.1218 | 0.00524 | 817.1749 | 0.90478 | 949.7675 | 5.0004e-05 | 950.1218 | 0.99798 | 806.1518 | 0.00403
| 817.6115 | 0.00014053 | 817.4131 | -0.001499 | 637.8511 | 0 | 817.6115 | -0.00045879 | 817.4131 | 0.00030846 | 808.4248 | 0 | 817.4131 | -0.00083806 | 817.6115 | 0 | 806.384 | -0.0019295 | 637.8511 | 0.00252 | 817.6115 | 0 | 817.6115 | 0 | 812.15 | 4.3346e-05 | 817.6115 | 0 | 640.4 | 0.06168 | 817.6115 | 0 | 817.6114 | 0 | 817.4131 | -0.0011 | 950.2901 | 0.00387 | 817.4131 | 0.8927 | 949.9365 | 0 | 950.2901 | 1 | 806.384 | 0.00248
| 817.8497 | 0.0004669 | 817.6514 | 0.00041084 | 637.9721 | 0.0006936 | 817.8497 | -0.00059071 | 817.6514 | -0.00099871 | 808.6608 | 0 | 817.6514 | 0.00063327 | 817.8497 | 0.0012624 | 806.6161 | 0.0024468 | 637.9721 | 0.00147 | 817.8497 | 0.0011006 | 817.8497 | 0.00092092 | 812.38 | 0.0010836 | 817.8497 | 0.00042762 | 640.5201 | 0.05815 | 817.8497 | 0.00078424 | 817.8497 | 0.00036674 | 817.6514 | 0.00105 | 950.4583 | 0.00515 | 817.6514 | 0.88733 | 950.1056 | 3.0002e-05 | 950.4583 | 0.99993 | 806.6161 | 0.00218
| 818.088 | -0.00034929 | 817.8897 | -0.00070889 | 638.0931 | 0 | 818.088 | -0.00079987 | 817.8897 | 0.00050257 | 808.8967 | 0 | 817.8897 | -0.00093202 | 818.0879 | 0 | 806.8484 | -6.9767e-05 | 638.0931 | 0.00147 | 818.0879 | 0 | 818.088 | 0 | 812.62 | 7.5855e-05 | 818.0879 | 0 | 640.6402 | 0.05582 | 818.0879 | 0 | 818.0879 | 0 | 817.8897 | -0.00085574 | 950.6266 | 0.00563 | 817.8897 | 0.87697 | 950.2746 | 0 | 950.6266 | 0.99981 | 806.8484 | 0.00396
| 818.3262 | 0.00094878 | 818.128 | 0.00033166 | 638.2141 | 0.00084967 | 818.3262 | 0.00030913 | 818.128 | -0.00097288 | 809.1327 | 0 | 818.128 | 0.00065395 | 818.3262 | 0.00018184 | 807.0806 | 0.0019281 | 638.2141 | 0.00229 | 818.3262 | 0.00062328 | 818.3262 | 0.00052312 | 812.86 | -0.00076939 | 818.3262 | 0.00086435 | 640.7603 | 0.05262 | 818.3262 | 0.001052 | 818.3262 | 0.00020795 | 818.128 | 0.00115 | 950.7949 | 0.00528 | 818.128 | 0.86512 | 950.4437 | 6.9993e-05 | 950.7949 | 0.99822 | 807.0806 | 0.00418
| 818.5645 | -0.0009403 | 818.3663 | -0.00064429 | 638.3352 | 0 | 818.5645 | -0.00059166 | 818.3663 | 2.6354e-05 | 809.3687 | 0 | 818.3663 | -0.00075207 | 818.5645 | 0 | 807.3128 | -0.0021173 | 638.3352 | 0 | 818.5645 | 0 | 818.5645 | 0 | 813.1 | -0.0022648 | 818.5645 | 0 | 640.8803 | 0.05141 | 818.5645 | 0 | 818.5644 | 0 | 818.3663 | -0.0007928 | 950.9631 | 0.00547 | 818.3663 | 0.86557 | 950.6128 | 0 | 950.9631 | 0.99695 | 807.3128 | 0.00181
| 818.8027 | 0.00045719 | 818.6046 | -6.3956e-05 | 638.4562 | 0.00161 | 818.8027 | -0.00057959 | 818.6046 | -0.0018064 | 809.6047 | 0 | 818.6046 | 0.00058628 | 818.8027 | 0.00057211 | 807.545 | 3.1559e-05 | 638.4562 | 0.00289 | 818.8027 | 0.00097517 | 818.8027 | 0.00012648 | 813.34 | 0.0011812 | 818.8027 | 0.00022665 | 641.0004 | 0.04903 | 818.8027 | 0.00054934 | 818.8027 | 0.00023752 | 818.6046 | 0.00083864 | 951.1314 | 0.00454 | 818.6046 | 0.85665 | 950.7818 | 6.9993e-05 | 951.1314 | 0.99425 | 807.545 | 0.00356
| 819.041 | 2.7587e-05 | 818.8429 | -0.00099088 | 638.5773 | 0 | 819.041 | -0.00049763 | 818.8429 | 0.00011542 | 809.8407 | 0 | 818.8429 | -0.00093673 | 819.041 | 0 | 807.7773 | -0.0031369 | 638.5773 | 0.00158 | 819.041 | 0 | 819.041 | 0 | 813.57 | 0.00014088 | 819.041 | 0 | 641.1205 | 0.04844 | 819.041 | 0 | 819.041 | 0 | 818.8429 | -0.00109 | 951.2997 | 0.00594 | 818.8429 | 0.83975 | 950.9509 | 0 | 951.2997 | 0.99185 | 807.7773 | 0.00388
| 819.2793 | -0.00023219 | 819.0812 | 0.00029892 | 638.6983 | 0.00090168 | 819.2793 | -0.00052181 | 819.0812 | -0.0019735 | 810.0767 | 0 | 819.0812 | 0.00072379 | 819.2793 | 0.0007982 | 808.0096 | 0.0014685 | 638.6983 | 0.0019 | 819.2793 | 0.00073562 | 819.2793 | 0.00020967 | 813.81 | 0.00030341 | 819.2793 | 0.00060424 | 641.2405 | 0.04788 | 819.2793 | 0.0013884 | 819.2793 | 0.00025092 | 819.0812 | -2.2764e-05 | 951.4679 | 0.00549 | 819.0812 | 0.82759 | 951.12 | 6.9993e-05 | 951.4679 | 0.98934 | 808.0096 | 0.00318
| 819.5176 | 0.00085541 | 819.3195 | 6.5615e-05 | 638.8194 | 0 | 819.5176 | 0.00041994 | 819.3195 | 0.00043302 | 810.3127 | 0 | 819.3195 | 0.00064563 | 819.5176 | 0.00033761 | 808.2418 | 0.00011671 | 638.8194 | 0.00181 | 819.5176 | 0.00083044 | 819.5176 | 0.00025559 | 814.05 | -0.00028175 | 819.5176 | 0.00089298 | 641.3606 | 0.04782 | 819.5176 | 0.00068635 | 819.5176 | 0.00023407 | 819.3195 | 0.0011 | 951.6362 | 0.00629 | 819.3195 | 0.80429 | 951.289 | 2.6669e-05 | 951.6362 | 0.98777 | 808.2418 | 0.0036
| 819.7559 | -0.00037913 | 819.5578 | -0.00044162 | 638.9405 | 0.00118 | 819.7559 | -0.00047307 | 819.5578 | 0.00034797 | 810.5488 | 0 | 819.5578 | -0.00085742 | 819.7559 | 0 | 808.4741 | -0.0002345 | 638.9405 | 0.00019395 | 819.7559 | 0 | 819.7559 | 0 | 814.29 | -0.00099695 | 819.7559 | 0 | 641.4807 | 0.04568 | 819.7559 | 0 | 819.7559 | 0 | 819.5578 | -0.00080372 | 951.8045 | 0.00438 | 819.5578 | 0.79645 | 951.4581 | 0 | 951.8045 | 0.98669 | 808.4741 | 0.00179
| 819.9942 | 0.00039527 | 819.7962 | 0.00031063 | 639.0616 | 0 | 819.9942 | 0.00032995 | 819.7962 | -0.0012138 | 810.7849 | 0 | 819.7962 | 0.00058941 | 819.9942 | 0.00019083 | 808.7064 | -0.0018477 | 639.0616 | 0.00107 | 819.9942 | 0.00022601 | 819.9942 | 0.0003602 | 814.53 | 0.00036844 | 819.9942 | 0.0006875 | 641.6008 | 0.04198 | 819.9942 | 0.00068073 | 819.9942 | 0.00035246 | 819.7962 | 0.00069937 | 951.9728 | 0.00573 | 819.7962 | 0.77089 | 951.6272 | 2.6669e-05 | 951.9728 | 0.9856 | 808.7064 | 0.00506
| 820.2325 | -0.0002849 | 820.0345 | -0.0010455 | 639.1826 | 0.00102 | 820.2325 | -0.00077869 | 820.0345 | 0.00094151 | 811.0209 | 0 | 820.0345 | -0.00091338 | 820.2325 | 0 | 808.9387 | -1.3539e-05 | 639.1826 | 0.0017 | 820.2325 | 0 | 820.2325 | 0 | 814.76 | -0.00099695 | 820.2325 | 0 | 641.7209 | 0.03952 | 820.2325 | 0 | 820.2325 | 0 | 820.0345 | -0.00091043 | 952.1411 | 0.00397 | 820.0345 | 0.76224 | 951.7963 | 1.0001e-05 | 952.1411 | 0.98467 | 808.9387 | 0.00333
| 820.4708 | 0.00050435 | 820.2729 | -0.00016504 | 639.3038 | 0 | 820.4708 | 0.00042289 | 820.2729 | -0.0010104 | 811.257 | 0 | 820.2729 | 0.00055162 | 820.4708 | 0.00034535 | 809.1709 | -0.00021683 | 639.3038 | 0.00124 | 820.4708 | 0.00040078 | 820.4708 | 0.00024747 | 815 | -0.00024923 | 820.4708 | 0.00014841 | 641.841 | 0.03673 | 820.4708 | 0.00047666 | 820.4708 | 0.0003706 | 820.2729 | 7.3482e-05 | 952.3093 | 0.00443 | 820.2729 | 0.74626 | 951.9653 | 6.6672e-06 | 952.3093 | 0.98255 | 809.1709 | 0.00423
| 820.7092 | -0.00017375 | 820.5112 | -0.0011225 | 639.4249 | 0.00146 | 820.7092 | -0.0012306 | 820.5112 | 0.00025291 | 811.493 | 0 | 820.5112 | -0.0010218 | 820.7092 | 0 | 809.4032 | -0.00077145 | 639.4249 | 0.00173 | 820.7092 | 0 | 820.7092 | 0 | 815.24 | 0.0028067 | 820.7092 | 0 | 641.9611 | 0.03606 | 820.7092 | 0 | 820.7092 | 0 | 820.5112 | -0.00112 | 952.4776 | 0.00478 | 820.5112 | 0.73308 | 952.1344 | 1.0001e-05 | 952.4776 | 0.98057 | 809.4032 | 0.00111
| 820.9475 | 0.00021784 | 820.7496 | 0.00085649 | 639.546 | 0 | 820.9475 | -4.2344e-05 | 820.7496 | -0.0015604 | 811.7291 | 0 | 820.7496 | 0.0004985 | 820.9475 | 0.00066751 | 809.6355 | 0.0024476 | 639.546 | 0 | 820.9475 | 0.00088691 | 820.9475 | 0.00076548 | 815.48 | -0.00096444 | 820.9475 | 0.00013403 | 642.0811 | 0.0317 | 820.9475 | 0.0011516 | 820.9475 | 0.00043587 | 820.7496 | 0.00115 | 952.6459 | 0.00584 | 820.7496 | 0.71798 | 952.3035 | 2.6669e-05 | 952.6459 | 0.97768 | 809.6355 | 0.00434
| 821.1859 | 0.00037754 | 820.988 | -0.0012305 | 639.6671 | 0.0018 | 821.1859 | -0.00038539 | 820.988 | 0.00043718 | 811.9651 | 0 | 820.988 | -0.00093327 | 821.1859 | 0 | 809.8678 | -0.0002816 | 639.6671 | 0.00224 | 821.1859 | 0 | 821.1859 | 0 | 815.72 | -0.0001192 | 821.1859 | 0 | 642.2012 | 0.02961 | 821.1859 | 0 | 821.1858 | 0 | 820.988 | -0.00111 | 952.8142 | 0.00547 | 820.988 | 0.70962 | 952.4726 | 3.0002e-05 | 952.8142 | 0.97572 | 809.8678 | 0.00331
| 821.4242 | 7.9859e-05 | 821.2264 | 0.00017325 | 639.7882 | 0 | 821.4242 | 0.00010631 | 821.2264 | -0.0018399 | 812.2013 | 0 | 821.2264 | 0.00055502 | 821.4242 | 0.0006863 | 810.1002 | 0.0022814 | 639.7882 | 0.00064351 | 821.4242 | 0.0010231 | 821.4242 | 0.0002174 | 815.95 | -2.1673e-05 | 821.4242 | 0.00026847 | 642.3213 | 0.02508 | 821.4242 | 0.0010224 | 821.4242 | 0.0003222 | 821.2264 | 0.00040522 | 952.9825 | 0.00626 | 821.2264 | 0.6863 | 952.6417 | 6.6672e-06 | 952.9825 | 0.97342 | 810.1002 | 0.00229
| 821.6626 | -0.00037373 | 821.4647 | -0.0011752 | 639.9094 | 0.00091902 | 821.6626 | -0.00057051 | 821.4647 | 0.00071984 | 812.4374 | 0 | 821.4647 | -0.00085986 | 821.6626 | 0 | 810.3325 | -0.00064091 | 639.9094 | 0.00295 | 821.6626 | 0 | 821.6626 | 0 | 816.19 | 0.00046596 | 821.6626 | 0 | 642.4414 | 0.02508 | 821.6626 | 0 | 821.6626 | 0 | 821.4647 | -0.00096427 | 953.1508 | 0.00371 | 821.4647 | 0.67706 | 952.8108 | 3.0002e-05 | 953.1508 | 0.9721 | 810.3325 | 0.00293
| 821.9009 | 4.1702e-06 | 821.7031 | -0.00011184 | 640.0305 | 0 | 821.9009 | 3.6257e-05 | 821.7031 | -0.0016195 | 812.6735 | 0 | 821.7031 | 0.00074643 | 821.901 | 0.00037177 | 810.5648 | 0.0014711 | 640.0305 | 0.0009558 | 821.901 | 0.00030978 | 821.9009 | 0.00021759 | 816.43 | 0.00075855 | 821.901 | 0.00035251 | 642.5615 | 0.02497 | 821.901 | 0.00054252 | 821.9009 | 0.00044727 | 821.7032 | 0.00052463 | 953.3191 | 0.00485 | 821.7031 | 0.65488 | 952.9799 | 0 | 953.3191 | 0.97089 | 810.5648 | 0.0031
| 822.1393 | 0.0002101 | 821.9416 | -0.00088313 | 640.1517 | 0.00074563 | 822.1393 | -0.0005686 | 821.9416 | 0.00053431 | 812.9096 | 0 | 821.9416 | -0.0010089 | 822.1394 | 0 | 810.7971 | 0.00015791 | 640.1517 | 0.00027911 | 822.1394 | 0 | 822.1393 | 0 | 816.67 | 0.0016688 | 822.1394 | 0 | 642.6816 | 0.02601 | 822.1394 | 0 | 822.1393 | 0 | 821.9416 | -0.0008653 | 953.4873 | 0.00251 | 821.9416 | 0.63669 | 953.149 | 1.0001e-05 | 953.4873 | 0.97084 | 810.7971 | 0.00148
| 822.3777 | 0.00080905 | 822.18 | 0.0007721 | 640.2729 | 0 | 822.3777 | -0.00029368 | 822.18 | -0.0013861 | 813.1458 | 0 | 822.18 | 0.00056769 | 822.3777 | 0.00076738 | 811.0295 | 0.0010004 | 640.2729 | 0 | 822.3777 | 0.0011733 | 822.3777 | 0.00053562 | 816.91 | 0.00010836 | 822.3777 | 0.00077932 | 642.8017 | 0.02625 | 822.3777 | 0.0010985 | 822.3777 | 0.00040305 | 822.18 | 0.00087481 | 953.6557 | 0.00503 | 822.18 | 0.62058 | 953.3181 | 4.667e-05 | 953.6557 | 0.96963 | 811.0295 | 0.00391
| 822.6161 | -0.0003075 | 822.4184 | -0.001114 | 640.3941 | 0.00106 | 822.6161 | -0.0011212 | 822.4184 | 0.0010593 | 813.3818 | 0 | 822.4184 | -0.00081624 | 822.6161 | 0 | 811.2618 | -0.00021074 | 640.3941 | 0.00198 | 822.6161 | 0 | 822.6161 | 0 | 817.15 | -0.0019397 | 822.6161 | 0 | 642.9218 | 0.02497 | 822.6161 | 0 | 822.6161 | 0 | 822.4184 | -0.00044335 | 953.8239 | 0.00557 | 822.4184 | 0.61512 | 953.4872 | 3.0002e-05 | 953.8239 | 0.96859 | 811.2618 | 0.00331
| 822.8546 | 0.00033959 | 822.6568 | 0.00058789 | 640.5153 | 0 | 822.8546 | 0.00016449 | 822.6568 | -0.00090708 | 813.618 | 0 | 822.6568 | 0.00054129 | 822.8546 | 0.00045175 | 811.4942 | -0.00019269 | 640.5153 | 0.00351 | 822.8546 | 0.0007099 | 822.8546 | 0.00053114 | 817.38 | -0.0021673 | 822.8546 | 0.00077131 | 643.0419 | 0.02515 | 822.8546 | 0.0010043 | 822.8546 | 0.00036178 | 822.6568 | 0.00070767 | 953.9922 | 0.0052 | 822.6568 | 0.59511 | 953.6563 | 0 | 953.9922 | 0.96648 | 811.4942 | 0.00606
| 823.093 | -0.00015795 | 822.8953 | -0.00098092 | 640.6364 | 0.00134 | 823.093 | -0.00055783 | 822.8953 | -0.00025962 | 813.8541 | 0 | 822.8953 | -0.000971 | 823.093 | 0 | 811.7266 | -0.0027661 | 640.6364 | 0.00181 | 823.093 | 0 | 823.093 | 0 | 817.62 | 0.0011487 | 823.093 | 0 | 643.1621 | 0.02373 | 823.093 | 0 | 823.093 | 0 | 822.8953 | -0.00014301 | 954.1605 | 0.00513 | 822.8953 | 0.58244 | 953.8254 | 1.0001e-05 | 954.1605 | 0.96515 | 811.7266 | 0.00324
| 823.3314 | 0.00040537 | 823.1337 | -1.4866e-05 | 640.7577 | 0 | 823.3314 | 0.00080369 | 823.1337 | -0.0011421 | 814.0903 | 0 | 823.1337 | 0.00060764 | 823.3314 | 0.00086476 | 811.9589 | 0.00096132 | 640.7577 | 0.00118 | 823.3314 | 0.00075566 | 823.3314 | 0.00059145 | 817.86 | -0.001127 | 823.3314 | 0.0014271 | 643.2822 | 0.02452 | 823.3314 | 0.0012758 | 823.3314 | 0.00029272 | 823.1337 | 0.00091454 | 954.3288 | 0.00501 | 823.1337 | 0.56754 | 953.9945 | 6.6672e-06 | 954.3288 | 0.96257 | 811.9589 | 0.00459
| 823.5698 | -0.00054194 | 823.3722 | -0.00096045 | 640.8789 | 0.00010404 | 823.5698 | -0.00059745 | 823.3722 | 0.000553 | 814.3265 | 0 | 823.3722 | -0.00098461 | 823.5698 | 0 | 812.1913 | -0.00085547 | 640.8789 | 0.00229 | 823.5698 | 0 | 823.5698 | 0 | 818.1 | -0.0023624 | 823.5698 | 0 | 643.4023 | 0.0239 | 823.5698 | 0 | 823.5698 | 0 | 823.3722 | -0.00112 | 954.4971 | 0.00441 | 823.3722 | 0.55203 | 954.1637 | 3.0002e-05 | 954.4971 | 0.96014 | 812.1914 | 0.00285
| 823.8083 | 0.00040983 | 823.6106 | -7.8232e-05 | 641.0001 | 0 | 823.8083 | 0.00051043 | 823.6106 | -0.0008153 | 814.5627 | 0 | 823.6106 | 0.0005851 | 823.8083 | 0.00079658 | 812.4237 | 0.0010823 | 641.0001 | 0.00135 | 823.8083 | 0.0007139 | 823.8083 | 0.00029533 | 818.34 | 0.0013438 | 823.8083 | 0.0004042 | 643.5224 | 0.02357 | 823.8083 | 0.0010741 | 823.8083 | 0.00033997 | 823.6106 | 0.00098364 | 954.6654 | 0.00726 | 823.6106 | 0.54314 | 954.3328 | 0 | 954.6654 | 0.95719 | 812.4237 | 0.00476
| 824.0468 | -5.4114e-05 | 823.8491 | -0.001097 | 641.1213 | 0.00093636 | 824.0468 | -0.0011609 | 823.8491 | -0.00013217 | 814.7988 | 0 | 823.8491 | -0.0010624 | 824.0467 | 0 | 812.6561 | 0.0005426 | 641.1213 | 0.00158 | 824.0467 | 0 | 824.0468 | 0 | 818.58 | -0.00021673 | 824.0467 | 0 | 643.6425 | 0.02265 | 824.0467 | 0 | 824.0467 | 0 | 823.8491 | -0.00165 | 954.8337 | 0.00364 | 823.8491 | 0.52277 | 954.5019 | 1.0001e-05 | 954.8337 | 0.95504 | 812.6561 | 0.00237
| 824.2852 | 0.0017619 | 824.0876 | 0.00091862 | 641.2426 | 0 | 824.2852 | 8.1391e-05 | 824.0876 | -0.0014502 | 815.035 | 0 | 824.0876 | 0.00074212 | 824.2852 | 0.00052393 | 812.8885 | -0.00078032 | 641.2426 | 0.00184 | 824.2852 | 0.0012035 | 824.2852 | 0.0010465 | 818.81 | -0.00086692 | 824.2852 | 0.0013055 | 643.7626 | 0.02126 | 824.2852 | 0.0014348 | 824.2852 | 0.00051051 | 824.0876 | 0.000684 | 955.002 | 0.00587 | 824.0876 | 0.50001 | 954.671 | 6.6672e-06 | 955.002 | 0.95251 | 812.8886 | 0.00259
| 824.5237 | -0.00055609 | 824.326 | -0.00017864 | 641.3638 | 0.00104 | 824.5237 | -0.00068936 | 824.326 | -0.0002775 | 815.2712 | 0 | 824.326 | -0.00095586 | 824.5237 | 0 | 813.121 | -0.0026821 | 641.3638 | 0.00127 | 824.5237 | 0 | 824.5237 | 0 | 819.05 | -0.0021998 | 824.5237 | 0 | 643.8827 | 0.02018 | 824.5237 | 0 | 824.5237 | 0 | 824.326 | -0.00071572 | 955.1703 | 0.0045 | 824.326 | 0.48759 | 954.8401 | 3.0002e-05 | 955.1703 | 0.95007 | 813.121 | 0.00321
| 824.7621 | 0.00019693 | 824.5645 | 0.00045062 | 641.4851 | 0 | 824.7621 | 0.00022032 | 824.5645 | -0.00066687 | 815.5074 | 0 | 824.5645 | 0.00057126 | 824.7621 | 0.00086597 | 813.3534 | 0.00031954 | 641.4851 | 0.00184 | 824.7621 | 0.00094439 | 824.7621 | 0.00053035 | 819.29 | 0.0014737 | 824.7621 | 0.00060855 | 644.0029 | 0.01773 | 824.7621 | 0.00069176 | 824.7622 | 0.00038486 | 824.5645 | 0.00104 | 955.3386 | 0.00582 | 824.5645 | 0.4712 | 955.0093 | 0 | 955.3386 | 0.94647 | 813.3534 | 0.003
| 825.0006 | 4.1693e-05 | 824.803 | -0.00061365 | 641.6064 | 0.00067626 | 825.0006 | -0.00060545 | 824.803 | 0.0013009 | 815.7437 | 0 | 824.803 | -0.00088623 | 825.0006 | 0 | 813.5858 | -0.0016888 | 641.6064 | 0.0009603 | 825.0006 | 0 | 825.0006 | 0 | 819.53 | 0.0002384 | 825.0006 | 0 | 644.123 | 0.01612 | 825.0006 | 0 | 825.0006 | 0 | 824.803 | -0.00088129 | 955.5069 | 0.00438 | 824.803 | 0.46379 | 955.1784 | 1.0001e-05 | 955.5069 | 0.94347 | 813.5858 | 0.00040114
| 825.2391 | 0.0010349 | 825.0415 | 0.00010926 | 641.7276 | 0 | 825.2391 | 5.8695e-05 | 825.0415 | -0.0011369 | 815.9799 | 0 | 825.0415 | 0.00058618 | 825.2391 | 0.00040297 | 813.8182 | 0.00015484 | 641.7276 | 0.00047317 | 825.2391 | 0.00054267 | 825.2391 | 0.00034662 | 819.77 | 0.0009211 | 825.2391 | 0.00079068 | 644.2431 | 0.01401 | 825.2391 | 0.00081117 | 825.2391 | 0.00022521 | 825.0415 | 8.7628e-05 | 955.6753 | 0.00476 | 825.0415 | 0.44288 | 955.3475 | 6.6672e-06 | 955.6753 | 0.9404 | 813.8182 | 0.00347
| 825.4776 | -0.00051974 | 825.2801 | -0.0010164 | 641.8489 | 0.00125 | 825.4776 | -0.00014838 | 825.2801 | 0.00060417 | 816.2161 | 0 | 825.2801 | -0.0010329 | 825.4776 | 0 | 814.0507 | -0.001794 | 641.8489 | 0.00272 | 825.4776 | 0 | 825.4776 | 0 | 820 | -0.0010295 | 825.4776 | 0 | 644.3632 | 0.01366 | 825.4776 | 0 | 825.4776 | 0 | 825.28 | -0.00061561 | 955.8436 | 0.0036 | 825.2801 | 0.42915 | 955.5167 | 3.0002e-05 | 955.8436 | 0.93858 | 814.0507 | 0.00183
| 825.7161 | 0.00095666 | 825.5186 | -0.00032175 | 641.9702 | 0 | 825.7161 | -0.00030137 | 825.5186 | -0.0016494 | 816.4523 | 0 | 825.5186 | 0.00068653 | 825.7161 | 0.00063417 | 814.2831 | 0.0046188 | 641.9702 | 0.00175 | 825.7161 | 0.00094495 | 825.7161 | 0.00012983 | 820.24 | -0.00057433 | 825.7161 | 0.00037267 | 644.4834 | 0.01197 | 825.7161 | 0.00094717 | 825.7161 | 0.0002658 | 825.5186 | 0.00041791 | 956.0119 | 0.00629 | 825.5186 | 0.41594 | 955.6858 | 0 | 956.0119 | 0.93731 | 814.2831 | 0.00304
| 825.9547 | -7.0577e-05 | 825.7571 | -0.0004763 | 642.0915 | 0.00147 | 825.9547 | -0.00071603 | 825.7571 | 0.00068276 | 816.6886 | 0 | 825.7571 | -0.00094986 | 825.9547 | 0 | 814.5156 | -0.00053326 | 642.0915 | 0.00266 | 825.9547 | 0 | 825.9547 | 0 | 820.48 | -0.00089942 | 825.9547 | 0 | 644.6035 | 0.01163 | 825.9547 | 0 | 825.9547 | 0 | 825.7571 | -0.00080156 | 956.1802 | 0.00448 | 825.7571 | 0.40587 | 955.855 | 1.0001e-05 | 956.1802 | 0.9369 | 814.5156 | 0.00414
| 826.1932 | 0.00062753 | 825.9956 | 0.00014143 | 642.2128 | 0 | 826.1932 | -0.00040596 | 825.9956 | -0.00065505 | 816.9249 | 0 | 825.9956 | 0.00071982 | 826.1932 | 0.00011753 | 814.748 | 0.0029646 | 642.2128 | 0.00257 | 826.1932 | 0.00083772 | 826.1932 | 0.00040689 | 820.72 | 0.0011162 | 826.1932 | 0.00064378 | 644.7236 | 0.01005 | 826.1932 | 0.001476 | 826.1932 | 0.00042801 | 825.9956 | 0.00057229 | 956.3485 | 0.00559 | 825.9956 | 0.3941 | 956.0241 | 6.6672e-06 | 956.3485 | 0.93672 | 814.7481 | 0.00433
| 826.4317 | 0.00048005 | 826.2342 | -0.00093617 | 642.3341 | 0.00137 | 826.4317 | -0.00059995 | 826.2342 | 0.00075452 | 817.1611 | 0 | 826.2342 | -0.0011151 | 826.4317 | 0 | 814.9805 | -0.0014216 | 642.3341 | 0.00215 | 826.4317 | 0 | 826.4317 | 0 | 820.96 | 0.00020589 | 826.4317 | 0 | 644.8438 | 0.00984 | 826.4317 | 0 | 826.4317 | 0 | 826.2342 | -0.0006496 | 956.5168 | 0.00478 | 826.2342 | 0.3839 | 956.1933 | 0 | 956.5168 | 0.93617 | 814.9805 | 0.00284
| 826.6703 | 0.00029559 | 826.4727 | -0.00016983 | 642.4555 | 0 | 826.6703 | 0.00029546 | 826.4727 | -0.001927 | 817.3974 | 0 | 826.4727 | 0.00055766 | 826.6703 | 0.00015219 | 815.213 | 0.0013435 | 642.4555 | 0.00178 | 826.6703 | 0.00081174 | 826.6703 | 9.0819e-05 | 821.2 | -0.00054182 | 826.6703 | 0.00016386 | 644.9639 | 0.00842 | 826.6703 | 0.0005658 | 826.6703 | 0.00025294 | 826.4727 | 0.00109 | 956.6851 | 0.00527 | 826.4727 | 0.36968 | 956.3624 | 0 | 956.6851 | 0.93348 | 815.213 | 0.00487
| 826.9088 | -0.00045735 | 826.7113 | -0.0015016 | 642.5768 | 0.00123 | 826.9088 | -0.00035777 | 826.7113 | -6.7124e-05 | 817.6337 | 0 | 826.7113 | -0.00097069 | 826.9088 | 0 | 815.4455 | -0.0019736 | 642.5768 | 0.00102 | 826.9088 | 0 | 826.9088 | 0 | 821.43 | 0.0020915 | 826.9088 | 0 | 645.084 | 0.00821 | 826.9088 | 0 | 826.9088 | 0 | 826.7113 | -0.0004873 | 956.8534 | 0.00475 | 826.7113 | 0.36229 | 956.5316 | 3.0002e-05 | 956.8534 | 0.92954 | 815.4455 | 0.00257
| 827.1474 | -4.8261e-05 | 826.9499 | 0.00052322 | 642.6982 | 0 | 827.1474 | -0.00033661 | 826.9499 | -0.001226 | 817.87 | 0 | 826.9499 | 0.0006391 | 827.1474 | 0.00041815 | 815.678 | 0.0022045 | 642.6982 | 0.00027444 | 827.1474 | 0.00083702 | 827.1474 | 0.00052384 | 821.67 | 0.0019289 | 827.1474 | 0.0006529 | 645.2042 | 0.00669 | 827.1474 | 0.00047739 | 827.1474 | 0.00041873 | 826.9499 | 0.00031678 | 957.0217 | 0.0042 | 826.9499 | 0.33888 | 956.7007 | 2.6669e-05 | 957.0217 | 0.92414 | 815.678 | 0.00362
| 827.3859 | -7.8946e-05 | 827.1884 | -0.00022598 | 642.8195 | 0.00088435 | 827.3859 | -0.00034444 | 827.1884 | -8.9623e-05 | 818.1063 | 0 | 827.1884 | -0.00084049 | 827.386 | 0 | 815.9105 | -0.00096937 | 642.8195 | 0.00136 | 827.386 | 0 | 827.3859 | 0 | 821.91 | 0.0016363 | 827.386 | 0 | 645.3243 | 0.0067 | 827.386 | 0 | 827.3859 | 0 | 827.1884 | -0.00044362 | 957.1901 | 0.00733 | 827.1884 | 0.33269 | 956.8699 | 0 | 957.1901 | 0.91931 | 815.9105 | 0.00291
| 827.6245 | 0.00015608 | 827.427 | 0.00050371 | 642.9409 | 0 | 827.6245 | -3.7603e-05 | 827.427 | -0.0012727 | 818.3426 | 0 | 827.427 | 0.000458 | 827.6245 | 0.00040907 | 816.143 | 0.0057746 | 642.9409 | 0.00141 | 827.6245 | 0.00081714 | 827.6245 | 0.00047582 | 822.15 | -0.00050931 | 827.6245 | 0.00014914 | 645.4445 | 0.00533 | 827.6245 | 0.00068095 | 827.6245 | 0.00029143 | 827.427 | 0.00030507 | 957.3584 | 0.00524 | 827.427 | 0.32439 | 957.039 | 2.6669e-05 | 957.3584 | 0.91432 | 816.143 | 0.00416
| 827.8631 | -0.0011088 | 827.6656 | -0.00078341 | 643.0622 | 0.00227 | 827.8631 | -0.00073269 | 827.6656 | 8.0677e-05 | 818.5789 | 0 | 827.6656 | -0.00091702 | 827.8631 | 0 | 816.3755 | -0.00020624 | 643.0622 | 0.00141 | 827.8631 | 0 | 827.8631 | 0 | 822.39 | -0.0019722 | 827.8631 | 0 | 645.5646 | 0.00537 | 827.8631 | 0 | 827.8631 | 0 | 827.6656 | -0.00058421 | 957.5267 | 0.00389 | 827.6656 | 0.31118 | 957.2082 | 1.0001e-05 | 957.5267 | 0.91011 | 816.3755 | 0.00345
| 828.1017 | 0.00069725 | 827.9042 | -0.001405 | 643.1836 | 0 | 828.1017 | 0.00060272 | 827.9042 | -0.00036329 | 818.8152 | 0 | 827.9042 | 0.00062465 | 828.1017 | 0.00084126 | 816.608 | 0.00079643 | 643.1836 | 0.00152 | 828.1017 | 0 | 828.1017 | 0 | 822.63 | -0.001257 | 828.1017 | 0.00061175 | 645.6848 | 0.00391 | 828.1017 | 0.00083019 | 828.1017 | 0.00024221 | 827.9042 | -8.1646e-05 | 957.695 | 0.00538 | 827.9042 | 0.3015 | 957.3773 | 6.6672e-06 | 957.695 | 0.90566 | 816.608 | 0.00558
| 828.3403 | -0.00050542 | 828.1428 | -0.00019644 | 643.305 | 0.00097105 | 828.3403 | -0.000587 | 828.1428 | 0.00013795 | 819.0516 | 0 | 828.1428 | -0.0009179 | 828.3403 | 0 | 816.8406 | 0.00022853 | 643.305 | 0.00081839 | 828.3403 | 0 | 828.3403 | 0 | 822.86 | 0.0015062 | 828.3403 | 0 | 645.8049 | 0.00372 | 828.3403 | 0 | 828.3403 | 0 | 828.1428 | -0.00033436 | 957.8634 | 0.00478 | 828.1428 | 0.29068 | 957.5465 | 0 | 957.8634 | 0.90182 | 816.8406 | 0.0005002
| 828.5789 | -8.2622e-05 | 828.3814 | -1.0645e-05 | 643.4264 | 0 | 828.5789 | 0.0001777 | 828.3814 | -0.00062396 | 819.2879 | 0 | 828.3814 | 0.00044626 | 828.5789 | 0.00034489 | 817.0731 | -0.00046559 | 643.4264 | 0.00135 | 828.5789 | 0.0007815 | 828.5789 | 0.00012873 | 823.1 | -8.6692e-05 | 828.5789 | 0.00053542 | 645.9251 | 0.0025 | 828.5789 | 0.00098985 | 828.5789 | 0.00027083 | 828.3814 | 0.000346 | 958.0317 | 0.00578 | 828.3814 | 0.28176 | 957.7157 | 0 | 958.0317 | 0.89683 | 817.0731 | 0.0052
| 828.8176 | -0.00054118 | 828.62 | -0.0007045 | 643.5478 | 0.00095371 | 828.8176 | -0.00112 | 828.62 | 0.00016209 | 819.5242 | 0 | 828.62 | -0.00096467 | 828.8175 | 0 | 817.3057 | 0.00047654 | 643.5478 | 0.00133 | 828.8175 | 0 | 828.8176 | 0 | 823.34 | -0.00021673 | 828.8175 | 0 | 646.0452 | 0.00247 | 828.8175 | 0 | 828.8176 | 0 | 828.62 | -0.00048296 | 958.2 | 0.00434 | 828.62 | 0.2702 | 957.8849 | 0 | 958.2 | 0.89285 | 817.3057 | 0.0031
| 829.0562 | 0.00093822 | 828.8587 | 1.5491e-05 | 643.6692 | 0 | 829.0562 | 0.00018609 | 828.8587 | -0.00063986 | 819.7606 | 0 | 828.8587 | 0.00058029 | 829.0562 | 0.00022405 | 817.5383 | 0.0021296 | 643.6692 | 0.00021766 | 829.0562 | 0.00048102 | 829.0562 | 0.00045874 | 823.58 | -0.00044429 | 829.0562 | 0.00013229 | 646.1654 | 0.00143 | 829.0562 | 0.00062451 | 829.0562 | 0.00012908 | 828.8587 | 0.00022981 | 958.3683 | 0.00512 | 828.8587 | 0.26178 | 958.054 | 0 | 958.3683 | 0.88839 | 817.5383 | 0.00192
| 829.2948 | -0.00046645 | 829.0973 | 0.00016545 | 643.7907 | 0.00019074 | 829.2948 | -0.00088735 | 829.0973 | 0.00013656 | 819.9969 | 0 | 829.0973 | -0.00092074 | 829.2948 | 0 | 817.7708 | -0.0012496 | 643.7907 | 0 | 829.2948 | 0 | 829.2948 | 0 | 823.82 | -2.1673e-05 | 829.2948 | 0 | 646.2855 | 0.00174 | 829.2948 | 0 | 829.2948 | 0 | 829.0973 | -0.00049989 | 958.5367 | 0.0054 | 829.0973 | 0.25213 | 958.2232 | 1.0001e-05 | 958.5367 | 0.88452 | 817.7708 | 0.00377
| 829.5334 | 0.00053655 | 829.3359 | -0.00018709 | 643.9121 | 0 | 829.5334 | 0.00050454 | 829.3359 | -0.0012139 | 820.2333 | 0 | 829.3359 | 0.00044492 | 829.5335 | 0.0010344 | 818.0034 | 0.0026552 | 643.9121 | 0 | 829.5335 | 0.00016974 | 829.5334 | 0.00010657 | 824.06 | -0.00067186 | 829.5335 | 0.00036378 | 646.4057 | 0.00092255 | 829.5335 | 0.00093161 | 829.5335 | 0.000288 | 829.3359 | 0.00026133 | 958.705 | 0.00626 | 829.3359 | 0.2406 | 958.3924 | 0 | 958.705 | 0.87997 | 818.0034 | 0.00254
| 829.7721 | -0.00028392 | 829.5746 | -0.0012565 | 644.0335 | 0.00098839 | 829.7721 | -0.00038134 | 829.5746 | 0.00096551 | 820.4697 | 0 | 829.5746 | -0.001029 | 829.7721 | 0 | 818.236 | -0.00078076 | 644.0335 | 0.00184 | 829.7721 | 0 | 829.7721 | 0 | 824.3 | 0.0018639 | 829.7721 | 0 | 646.5259 | 0.00101 | 829.7721 | 0 | 829.7721 | 0 | 829.5746 | -0.00040218 | 958.8733 | 0.00373 | 829.5746 | 0.22822 | 958.5616 | 3.0002e-05 | 958.8733 | 0.8765 | 818.236 | 0.00333
| 830.0107 | 0.0004672 | 829.8132 | -0.00018926 | 644.155 | 0 | 830.0107 | -2.9353e-05 | 829.8132 | -0.00098262 | 820.7061 | 0 | 829.8132 | 0.00073406 | 830.0108 | 0.00065023 | 818.4686 | 0.00066184 | 644.155 | 0.0001041 | 830.0108 | 0.0006568 | 830.0107 | 0.0001449 | 824.53 | -0.0001192 | 830.0108 | 0.00044102 | 646.646 | 0.00022947 | 830.0108 | 0.00054669 | 830.0107 | 7.2092e-05 | 829.8132 | 0.00046993 | 959.0417 | 0.00554 | 829.8132 | 0.22173 | 958.7307 | 6.6672e-06 | 959.0417 | 0.87285 | 818.4686 | 0.00444
| 830.2495 | -0.00054806 | 830.0519 | -0.00050993 | 644.2764 | 0.00079764 | 830.2495 | -0.00041603 | 830.0519 | 0.00072211 | 820.9425 | 0 | 830.0519 | -0.00078545 | 830.2494 | 0 | 818.7011 | -0.0011158 | 644.2764 | 0.0009603 | 830.2494 | 0 | 830.2495 | 0 | 824.77 | -0.00060684 | 830.2494 | 0 | 646.7662 | 0.00022582 | 830.2494 | 0 | 830.2495 | 0 | 830.0519 | -0.00137 | 959.21 | 0.0035 | 830.0519 | 0.21667 | 958.8999 | 3.0002e-05 | 959.21 | 0.87025 | 818.7011 | 0.00241
| 830.4881 | 0.00062726 | 830.2906 | -0.00043661 | 644.3979 | 0 | 830.4881 | 0.00049035 | 830.2906 | -0.0010232 | 821.1789 | 0 | 830.2906 | 0.00063112 | 830.4881 | 0.00057824 | 818.9337 | 0.0019047 | 644.3979 | 0.0026 | 830.4881 | 0.0010703 | 830.4881 | 0.00020746 | 825.01 | -0.00024923 | 830.4881 | 0.0006463 | 646.8863 | 1.369e-05 | 830.4881 | 0.0011059 | 830.4881 | 0.00017216 | 830.2906 | 0.00063101 | 959.3783 | 0.00533 | 830.2906 | 0.21391 | 959.0691 | 2.6669e-05 | 959.3783 | 0.86633 | 818.9337 | 0.0028
| 830.7268 | -0.00078662 | 830.5293 | -0.00093348 | 644.5194 | 0.00090168 | 830.7268 | -0.00057802 | 830.5293 | 0.0010201 | 821.4153 | 0 | 830.5293 | -0.00094963 | 830.7268 | 0 | 819.1663 | 0.0026895 | 644.5194 | 0.00136 | 830.7268 | 0 | 830.7268 | 0 | 825.25 | -0.00099695 | 830.7268 | 0 | 647.0065 | 1.41e-05 | 830.7268 | 0 | 830.7268 | 0 | 830.5293 | -0.00116 | 959.5466 | 0.00501 | 830.5293 | 0.19968 | 959.2383 | 1.0001e-05 | 959.5466 | 0.86292 | 819.1663 | 0.00237
| 830.9655 | -0.00017636 | 830.7679 | -0.00092056 | 644.6409 | 0 | 830.9655 | 0.00017667 | 830.7679 | -0.001006 | 821.6517 | 0 | 830.7679 | 0.00048621 | 830.9655 | 0.00063344 | 819.399 | 0.0017204 | 644.6409 | 0.0011 | 830.9655 | 0.000237 | 830.9655 | 0.00036157 | 825.49 | 0.00010836 | 830.9655 | 0.00086196 | 647.1267 | 4.0988e-07 | 830.9655 | 0.00095988 | 830.9655 | 0.00026866 | 830.768 | 0.00019717 | 959.715 | 0.00714 | 830.7679 | 0.19964 | 959.4075 | 6.6672e-06 | 959.715 | 0.85822 | 819.399 | 0.00537
| 831.2042 | -0.00061424 | 831.0066 | 0.00075319 | 644.7624 | 0.00123 | 831.2042 | -0.00080397 | 831.0066 | 0.00034851 | 821.8882 | 0 | 831.0066 | -0.00078871 | 831.2042 | 0 | 819.6316 | -0.00032724 | 644.7624 | 0.00317 | 831.2042 | 0 | 831.2042 | 0 | 825.73 | -0.0010945 | 831.2042 | 0 | 647.2469 | 5.387e-07 | 831.2042 | 0 | 831.2042 | 0 | 831.0066 | -0.00036836 | 959.8833 | 0.00621 | 831.0066 | 0.19113 | 959.5767 | 1.0001e-05 | 959.8833 | 0.85545 | 819.6316 | 0.00144
| 831.4429 | 0.00099855 | 831.2453 | 0.00038225 | 644.8839 | 0 | 831.4429 | -0.00024087 | 831.2453 | -0.0011091 | 822.1246 | 0 | 831.2453 | 0.00046553 | 831.4429 | 0.00055547 | 819.8642 | 0.00022685 | 644.8839 | 0.00092742 | 831.4429 | 0.00095798 | 831.4429 | 0.00015748 | 825.96 | 0.00072604 | 831.4429 | 0.0005533 | 647.367 | 1.2882e-07 | 831.4429 | 0.0010468 | 831.4429 | 0.00031574 | 831.2453 | 0.00077109 | 960.0517 | 0.00691 | 831.2453 | 0.18381 | 959.7459 | 6.6672e-06 | 960.0517 | 0.85235 | 819.8642 | 0.00506
| 831.6816 | 0.00022798 | 831.4841 | -0.00088968 | 645.0054 | 0.00109 | 831.6816 | -0.00026988 | 831.4841 | 0.0007525 | 822.3611 | 0 | 831.4841 | -0.0010712 | 831.6816 | 0 | 820.0969 | -0.0010035 | 645.0054 | 0.00084678 | 831.6816 | 0 | 831.6816 | 0 | 826.2 | -0.00086692 | 831.6816 | 0 | 647.4872 | 4.333e-07 | 831.6816 | 0 | 831.6816 | 0 | 831.4841 | -0.00122 | 960.22 | 0.00584 | 831.4841 | 0.17796 | 959.9151 | 1.0001e-05 | 960.22 | 0.84961 | 820.0969 | 0.00053608
| 831.9203 | 0.00097985 | 831.7228 | 0.00062835 | 645.1269 | 0 | 831.9203 | -2.3653e-05 | 831.7228 | -0.0014632 | 822.5975 | 0 | 831.7228 | 0.00047401 | 831.9204 | 0.0010895 | 820.3295 | -0.0020063 | 645.1269 | 0.00186 | 831.9204 | 0.00074915 | 831.9203 | 0.00051827 | 826.44 | 0.0009536 | 831.9204 | 0.00026829 | 647.6074 | 3.0448e-07 | 831.9204 | 0.0014572 | 831.9203 | 0.00035099 | 831.7228 | 0.00054 | 960.3883 | 0.00594 | 831.7228 | 0.17158 | 960.0843 | 6.6672e-06 | 960.3883 | 0.84395 | 820.3295 | 0.00334
| 832.1591 | 0.00045606 | 831.9615 | -0.00034423 | 645.2484 | 0.00038148 | 832.1591 | -0.00058574 | 831.9615 | 0.0001126 | 822.834 | 0 | 831.9615 | -0.00096233 | 832.1591 | 0 | 820.5621 | -0.002492 | 645.2484 | 0.00164 | 832.1591 | 0 | 832.1591 | 0 | 826.68 | 0.0011487 | 832.1591 | 0 | 647.7276 | 3.0448e-07 | 832.1591 | 0 | 832.1591 | 0 | 831.9615 | -0.00037362 | 960.5567 | 0.00615 | 831.9615 | 0.16252 | 960.2535 | 0 | 960.5567 | 0.83801 | 820.5621 | 0.0038
| 832.3978 | 0.00031958 | 832.2002 | 7.4528e-05 | 645.37 | 0 | 832.3978 | -0.00021373 | 832.2002 | -0.0012058 | 823.0705 | 0 | 832.2002 | 0.00043644 | 832.3978 | 0.001007 | 820.7948 | 0.001814 | 645.37 | 0.00055835 | 832.3978 | 0.00059151 | 832.3978 | 0.00058862 | 826.92 | -0.00034676 | 832.3978 | 0.00064182 | 647.8478 | 0 | 832.3978 | 0.00070134 | 832.3978 | 0.00028822 | 832.2002 | 0.00124 | 960.725 | 0.00555 | 832.2002 | 0.16122 | 960.4227 | 2.6669e-05 | 960.725 | 0.83177 | 820.7948 | 0.00457
| 832.6366 | -6.818e-05 | 832.439 | -0.0011024 | 645.4915 | 0.00101 | 832.6366 | -0.00027285 | 832.439 | -0.00073939 | 823.3069 | 0 | 832.439 | -0.00089269 | 832.6366 | 0 | 821.0275 | -0.00035271 | 645.4915 | 0.00073324 | 832.6366 | 0 | 832.6366 | 0 | 827.16 | -0.0016797 | 832.6366 | 0 | 647.9679 | 0 | 832.6366 | 0 | 832.6366 | 0 | 832.439 | -0.00058737 | 960.8934 | 0.00557 | 832.439 | 0.1543 | 960.5919 | 3.0002e-05 | 960.8934 | 0.82699 | 821.0275 | 0.00275
| 832.8754 | 0.00027353 | 832.6777 | -2.7828e-05 | 645.6131 | 0 | 832.8754 | -5.2902e-05 | 832.6777 | -0.0017978 | 823.5435 | 0 | 832.6777 | 0.00042902 | 832.8753 | 0.00070102 | 821.2601 | 0.001717 | 645.6131 | 0.00215 | 832.8753 | 0.00050347 | 832.8754 | 0.0003695 | 827.4 | 0.00014088 | 832.8753 | 0.00059435 | 648.0881 | 2.3422e-08 | 832.8753 | 0.00094202 | 832.8754 | 0.00036303 | 832.6777 | 0.00051214 | 961.0617 | 0.00772 | 832.6777 | 0.15059 | 960.7612 | 0 | 961.0617 | 0.82185 | 821.2601 | 0.00509
| 833.1141 | -0.0007142 | 832.9165 | -0.00081291 | 645.7346 | 0.00198 | 833.1141 | -0.00064161 | 832.9165 | 0.00043246 | 823.7799 | 0 | 832.9165 | -0.0010892 | 833.1141 | 0 | 821.4928 | 0.00017796 | 645.7346 | 0.00306 | 833.1141 | 0 | 833.1141 | 0 | 827.63 | 0.00040094 | 833.1141 | 0 | 648.2083 | 1.4053e-07 | 833.1141 | 0 | 833.1141 | 0 | 832.9165 | -0.0006415 | 961.2301 | 0.00375 | 832.9165 | 0.14288 | 960.9304 | 1.0001e-05 | 961.2301 | 0.81695 | 821.4928 | 0.00257
| 833.3529 | 0.00011048 | 833.1552 | 0.00053358 | 645.8562 | 0 | 833.3529 | -0.00010381 | 833.1552 | -0.0010959 | 824.0164 | 0 | 833.1552 | 0.00060075 | 833.3529 | 0.0009948 | 821.7255 | 4.5219e-05 | 645.8562 | 0.00192 | 833.3529 | 0.00063976 | 833.3529 | 0.00019268 | 827.87 | -0.0014521 | 833.3529 | 0.0011046 | 648.3285 | 1.4053e-07 | 833.3529 | 0.0010201 | 833.3529 | 0.00024644 | 833.1552 | 0.00062332 | 961.3984 | 0.0064 | 833.1552 | 0.13991 | 961.0996 | 6.6672e-06 | 961.3984 | 0.81121 | 821.7255 | -0.00077072
| 833.5917 | -0.0014331 | 833.394 | -0.00047906 | 645.9778 | 0.00196 | 833.5917 | 0.00041916 | 833.394 | 0.00032107 | 824.2529 | 0 | 833.394 | -0.00089507 | 833.5917 | 0 | 821.9582 | -0.0020392 | 645.9778 | 0.0004494 | 833.5917 | 0 | 833.5917 | 0 | 828.11 | 0.00027091 | 833.5917 | 0 | 648.4487 | 1.2882e-07 | 833.5917 | 0 | 833.5917 | 0 | 833.394 | -0.00107 | 961.5668 | 0.00426 | 833.394 | 0.13118 | 961.2688 | 1.0001e-05 | 961.5668 | 0.80543 | 821.9582 | 0.00288
| 833.8304 | 0.00075266 | 833.6328 | 0.00029375 | 646.0994 | 6.9519e-05 | 833.8304 | 0.00031267 | 833.6328 | -0.0012253 | 824.4894 | 0 | 833.6328 | 0.00067608 | 833.8305 | 0.00042419 | 822.1909 | -8.118e-06 | 646.0994 | 0.00118 | 833.8305 | 0.00085244 | 833.8304 | 0.00024423 | 828.35 | 0.0016038 | 833.8305 | 0.00042246 | 648.5689 | 0 | 833.8305 | 0.00075899 | 833.8304 | 0.00026701 | 833.6328 | 0.00064087 | 961.7351 | 0.00614 | 833.6328 | 0.13046 | 961.438 | 6.6672e-06 | 961.7351 | 0.79808 | 822.1909 | 0.00239
| 834.0693 | -3.5046e-05 | 833.8716 | -0.0018244 | 646.221 | 0.00153 | 834.0693 | -0.00032674 | 833.8716 | -7.2705e-05 | 824.726 | 0 | 833.8716 | -0.00082909 | 834.0693 | 0 | 822.4236 | -0.0019464 | 646.221 | 0.00059133 | 834.0693 | 0 | 834.0693 | 0 | 828.59 | -0.00018422 | 834.0693 | 0 | 648.6891 | 1.4053e-07 | 834.0693 | 0 | 834.0693 | 0 | 833.8716 | -0.00078503 | 961.9035 | 0.00596 | 833.8716 | 0.12565 | 961.6073 | 1.0001e-05 | 961.9035 | 0.79091 | 822.4236 | 0.00195
| 834.3081 | 0.00074276 | 834.1103 | 5.6487e-05 | 646.3426 | 0 | 834.3081 | 8.4313e-06 | 834.1103 | -0.0010031 | 824.9625 | 0 | 834.1103 | 0.00054796 | 834.3081 | 0.00069258 | 822.6564 | 0.00030046 | 646.3426 | 0.00087064 | 834.3081 | 0.00085631 | 834.3081 | 0.00019065 | 828.83 | 0.00010836 | 834.3081 | 0 | 648.8093 | 1.4053e-07 | 834.3081 | 0.00083151 | 834.3081 | 0.00015299 | 834.1104 | 5.129e-05 | 962.0718 | 0.00601 | 834.1103 | 0.12129 | 961.7765 | 0 | 962.0718 | 0.78365 | 822.6564 | 0.00154
| 834.5469 | 0.0002263 | 834.3491 | -0.0010937 | 646.4642 | 0.00199 | 834.5469 | -0.00066155 | 834.3491 | 0.00045745 | 825.1991 | 0 | 834.3491 | -0.00097575 | 834.5469 | 0 | 822.8891 | -0.001218 | 646.4642 | 0.00249 | 834.5469 | 0 | 834.5469 | 0 | 829.07 | 0.00040094 | 834.5469 | 0 | 648.9295 | 1.8737e-07 | 834.5469 | 0 | 834.5469 | 0 | 834.3492 | -0.00029738 | 962.2402 | 0.00264 | 834.3491 | 0.11259 | 961.9457 | 0 | 962.2402 | 0.77767 | 822.8891 | 0.00341
| 834.7857 | 0.0013015 | 834.588 | 0.0004081 | 646.5858 | 0 | 834.7857 | 0.00023922 | 834.588 | -0.0010534 | 825.4356 | 0 | 834.588 | 0.00039724 | 834.7857 | 0.00013855 | 823.1218 | 0.0018804 | 646.5858 | 0.00164 | 834.7857 | 0.00058603 | 834.7857 | 0.00022353 | 829.3 | 0.00010836 | 834.7857 | 0.00036566 | 649.0497 | 1.4053e-07 | 834.7857 | 0.00089154 | 834.7857 | 0.0003738 | 834.588 | 0.00062968 | 962.4085 | 0.00631 | 834.588 | 0.11324 | 962.115 | 0 | 962.4085 | 0.77097 | 823.1218 | 0.0035
| 835.0245 | -0.00022878 | 834.8268 | -2.0975e-05 | 646.7075 | 0.00090168 | 835.0245 | -0.00090987 | 834.8268 | -0.00018924 | 825.6722 | 0 | 834.8268 | -0.00093095 | 835.0246 | 0 | 823.3546 | -0.0027216 | 646.7075 | 0.00064808 | 835.0246 | 0 | 835.0245 | 0 | 829.54 | 1.0836e-05 | 835.0246 | 0 | 649.1699 | 3.7475e-07 | 835.0246 | 0 | 835.0245 | 0 | 834.8268 | -0.00034138 | 962.5769 | 0.00422 | 834.8268 | 0.10484 | 962.2842 | 3.0002e-05 | 962.5769 | 0.76417 | 823.3546 | 0.00123
| 835.2634 | 0.00077567 | 835.0656 | -0.00015595 | 646.8291 | 0 | 835.2634 | -0.00050271 | 835.0656 | -0.0017242 | 825.9088 | 0 | 835.0656 | 0.00047177 | 835.2634 | 0.0010489 | 823.5873 | 0.0018056 | 646.8291 | 0.00249 | 835.2634 | 0.00094982 | 835.2634 | 0.00056494 | 829.78 | 0.0018314 | 835.2634 | 2.9992e-06 | 649.2901 | 3.5132e-07 | 835.2634 | 0.00048865 | 835.2634 | 0.00020052 | 835.0656 | 0.00107 | 962.7453 | 0.00526 | 835.0656 | 0.1053 | 962.4534 | 0 | 962.7453 | 0.75501 | 823.5873 | 0.00288
| 835.5023 | 0.00010253 | 835.3044 | -0.00074265 | 646.9508 | 0.00079764 | 835.5023 | -0.00062902 | 835.3044 | 0.00020898 | 826.1453 | 0 | 835.3044 | -0.0010766 | 835.5023 | 0 | 823.8201 | -0.0012181 | 646.9508 | 0.00156 | 835.5023 | 0 | 835.5023 | 0 | 830.02 | -0.0015822 | 835.5023 | 0 | 649.4103 | 3.5132e-07 | 835.5023 | 0 | 835.5023 | 0 | 835.3044 | -0.00041597 | 962.9136 | 0.00478 | 835.3044 | 0.10285 | 962.6227 | 0 | 962.9136 | 0.74597 | 823.8201 | 0.00165
| 835.7411 | 0.00083693 | 835.5433 | 5.3214e-05 | 647.0724 | 0 | 835.7411 | 0.00025411 | 835.5433 | -0.00061943 | 826.382 | 0 | 835.5433 | 0.00044446 | 835.7411 | 0.00089999 | 824.0528 | 0.0012266 | 647.0724 | 0.00078546 | 835.7411 | 0.00056702 | 835.7411 | 0.00040231 | 830.26 | -0.00034676 | 835.7411 | 0.0006249 | 649.5305 | 1.4053e-07 | 835.7411 | 0.00096606 | 835.7411 | 0.00029329 | 835.5433 | 0.00122 | 963.082 | 0.00587 | 835.5433 | 0.098217 | 962.7919 | 0 | 963.082 | 0.73633 | 824.0528 | 0.00462
| 835.98 | -0.00039383 | 835.7821 | 0.00015348 | 647.1941 | 0.00229 | 835.98 | -0.00064236 | 835.7821 | 0.0014726 | 826.6185 | 0 | 835.7821 | -0.00083172 | 835.98 | 0 | 824.2856 | 0.0010852 | 647.1941 | 0.00098869 | 835.98 | 0 | 835.98 | 0 | 830.5 | -0.0014521 | 835.98 | 0 | 649.6507 | 2.1079e-07 | 835.98 | 0 | 835.98 | 0 | 835.7821 | -0.0003866 | 963.2503 | 0.00454 | 835.7821 | 0.093783 | 962.9611 | 1.0001e-05 | 963.2503 | 0.72885 | 824.2856 | 0.00441
| 836.2189 | 0.00032078 | 836.021 | 0.00055007 | 647.3158 | 0 | 836.2189 | -0.00025529 | 836.021 | -0.0013744 | 826.8551 | 0 | 836.021 | 0.00057087 | 836.2189 | 0.00078082 | 824.5184 | 0.00090175 | 647.3158 | 0.00181 | 836.2189 | 0.00067933 | 836.2189 | 0.0006407 | 830.74 | -2.1673e-05 | 836.2189 | 0.00041632 | 649.7709 | 3.279e-07 | 836.2189 | 0.00079524 | 836.2189 | 0.00042224 | 836.0209 | 0.00118 | 963.4187 | 0.00533 | 836.021 | 0.093554 | 963.1304 | 0 | 963.4187 | 0.72158 | 824.5184 | 0.00344
| 836.4578 | -0.00030533 | 836.2598 | -0.00041284 | 647.4375 | 0.00123 | 836.4578 | -0.00041498 | 836.2598 | 0.00061141 | 827.0917 | 0 | 836.2598 | -0.00092338 | 836.4577 | 0 | 824.7512 | -0.0034625 | 647.4375 | 0.00346 | 836.4577 | 0 | 836.4578 | 0 | 830.97 | -0.00060684 | 836.4577 | 0 | 649.8911 | 5.9725e-07 | 836.4577 | 0 | 836.4578 | 0 | 836.2598 | -0.00067518 | 963.587 | 0.00719 | 836.2598 | 0.08646 | 963.2997 | 1.0001e-05 | 963.587 | 0.71621 | 824.7512 | 0.00164
| 836.6967 | 0.00037874 | 836.4987 | -0.00066099 | 647.5592 | 0 | 836.6967 | -2.4981e-05 | 836.4987 | -0.0010969 | 827.3284 | 0 | 836.4987 | 0.00058357 | 836.6966 | 0.00095024 | 824.9839 | 0.0019218 | 647.5592 | 0.0022 | 836.6966 | 0.00070742 | 836.6967 | 0.00013376 | 831.21 | 0.00062851 | 836.6966 | 0.00024235 | 650.0113 | 6.558e-07 | 836.6966 | 0.0013432 | 836.6967 | 0.00040472 | 836.4987 | 0.00034018 | 963.7554 | 0.00499 | 836.4987 | 0.085092 | 963.4689 | 6.6672e-06 | 963.7554 | 0.70977 | 824.984 | 0.00322
| 836.9355 | -0.00046845 | 836.7375 | -0.00068272 | 647.6809 | 0.00057222 | 836.9355 | -0.00048124 | 836.7375 | 0.00015562 | 827.565 | 0 | 836.7375 | -0.00090232 | 836.9355 | 0 | 825.2167 | -0.0011702 | 647.6809 | 0.00238 | 836.9355 | 0 | 836.9355 | 0 | 831.45 | -0.00028175 | 836.9355 | 0 | 650.1316 | 6.2067e-07 | 836.9355 | 0 | 836.9356 | 0 | 836.7376 | -0.00149 | 963.9238 | 0.00454 | 836.7375 | 0.080557 | 963.6382 | 3.0002e-05 | 963.9238 | 0.70328 | 825.2167 | 0.00334
| 837.1744 | 0.00083953 | 836.9764 | 0.00064038 | 647.8026 | 0 | 837.1744 | -0.00029018 | 836.9764 | -0.0013253 | 827.8016 | 0 | 836.9764 | 0.00079566 | 837.1745 | 0.00053014 | 825.4495 | 0.0013116 | 647.8026 | 0.00055835 | 837.1745 | 0.00078793 | 837.1744 | 0.00072082 | 831.69 | -0.00099695 | 837.1745 | 0.00096048 | 650.2518 | 3.5132e-07 | 837.1745 | 0.0012768 | 837.1744 | 0.00037179 | 836.9764 | 0.00085548 | 964.0921 | 0.00652 | 836.9764 | 0.081139 | 963.8074 | 0 | 964.0921 | 0.69516 | 825.4495 | 0.0042
| 837.4134 | 0.00092158 | 837.2153 | -0.0003904 | 647.9243 | 0.00158 | 837.4134 | -0.00010946 | 837.2153 | 0.00051144 | 828.0383 | 0 | 837.2153 | -0.00076538 | 837.4134 | 0 | 825.6824 | 6.6762e-05 | 647.9243 | 0.00116 | 837.4134 | 0 | 837.4134 | 0 | 831.93 | -0.0018747 | 837.4134 | 0 | 650.372 | 6.7923e-07 | 837.4134 | 0 | 837.4134 | 0 | 837.2153 | -0.00066439 | 964.2605 | 0.00531 | 837.2153 | 0.075932 | 963.9767 | 1.0001e-05 | 964.2605 | 0.68812 | 825.6824 | 0.00050211
| 837.6523 | 0.00011283 | 837.4542 | 3.0349e-05 | 648.0461 | 0 | 837.6523 | 0.00058571 | 837.4542 | -0.0014576 | 828.2749 | 0 | 837.4542 | 0.00062142 | 837.6523 | 0.00026836 | 825.9152 | 0.0013025 | 648.0461 | 0.00175 | 837.6523 | 0.00039859 | 837.6523 | 0.00026723 | 832.17 | 0.0017988 | 837.6523 | 0.00070451 | 650.4922 | 6.3238e-07 | 837.6523 | 0.00086048 | 837.6523 | 0.000211 | 837.4542 | 0.00041943 | 964.4289 | 0.00608 | 837.4542 | 0.07388 | 964.1459 | 0 | 964.4289 | 0.68043 | 825.9152 | 0.0026
| 837.8912 | 8.2032e-05 | 837.6931 | -0.0011795 | 648.1678 | 0.0006936 | 837.8912 | -0.00072829 | 837.6931 | 0.00057714 | 828.5116 | 0 | 837.6931 | -0.00091138 | 837.8912 | 0 | 826.148 | -0.0010945 | 648.1678 | 0.00153 | 837.8912 | 0 | 837.8912 | 0 | 832.41 | -0.00060684 | 837.8912 | 0 | 650.6125 | 1.335e-06 | 837.8912 | 0 | 837.8912 | 0 | 837.6931 | -0.00067946 | 964.5973 | 0.00543 | 837.6931 | 0.071816 | 964.3152 | 3.0002e-05 | 964.5973 | 0.67325 | 826.148 | 0.00057021
| 838.1302 | 0.00047507 | 837.932 | 0.00025749 | 648.2895 | 0 | 838.1302 | -0.00029464 | 837.932 | -0.0013506 | 828.7482 | 0 | 837.932 | 0.00061673 | 838.1302 | 0.0011052 | 826.3809 | 0.00067106 | 648.2895 | 0.00203 | 838.1302 | 0.00051925 | 838.1302 | 0.0004415 | 832.64 | -0.00060684 | 838.1302 | 0.00075566 | 650.7327 | 1.335e-06 | 838.1302 | 0.00076596 | 838.1302 | 0.00033984 | 837.932 | 0.00073494 | 964.7656 | 0.00694 | 837.932 | 0.070668 | 964.4845 | 0 | 964.7656 | 0.66483 | 826.3809 | 0.00659
| 838.3691 | -0.00014732 | 838.1709 | -4.2752e-05 | 648.4113 | 0.00132 | 838.3691 | 0.00031669 | 838.1709 | 0.00027766 | 828.9849 | 0 | 838.1709 | -0.00080861 | 838.3691 | 0 | 826.6137 | -0.0013807 | 648.4113 | 0.00286 | 838.3691 | 0 | 838.3691 | 0 | 832.88 | -0.00067186 | 838.3691 | 0 | 650.8529 | 1.6629e-06 | 838.3691 | 0 | 838.3691 | 0 | 838.1709 | -0.00126 | 964.934 | 0.00436 | 838.1709 | 0.06481 | 964.6537 | 1.0001e-05 | 964.934 | 0.65769 | 826.6137 | 0.00347
| 838.6081 | 0.0011919 | 838.4099 | 0.00045501 | 648.5331 | 0 | 838.6081 | 0.00019118 | 838.4099 | -0.00089888 | 829.2216 | 0 | 838.4099 | 0.00048262 | 838.6081 | 0.00097826 | 826.8466 | 0.0013745 | 648.5331 | 0.00155 | 838.6081 | 0.00045755 | 838.6081 | 0.00051275 | 833.12 | 0.00085607 | 838.6081 | 0.00067993 | 650.9731 | 1.2765e-06 | 838.6081 | 0.0011877 | 838.6081 | 0.00027305 | 838.4099 | 0.00057617 | 965.1024 | 0.00427 | 838.4099 | 0.06616 | 964.823 | 6.6672e-06 | 965.1024 | 0.65041 | 826.8466 | 0.00367
| 838.847 | -0.00070122 | 838.6488 | -0.0010855 | 648.6549 | 0.00065893 | 838.847 | -0.00010445 | 838.6488 | 0.00068217 | 829.4583 | 0 | 838.6488 | -0.0009405 | 838.847 | 0 | 827.0794 | -0.00039805 | 648.6549 | 0.00255 | 838.847 | 0 | 838.847 | 0 | 833.36 | -0.00021673 | 838.847 | 0 | 651.0934 | 1.5575e-06 | 838.847 | 0 | 838.847 | 0 | 838.6488 | -0.00088681 | 965.2707 | 0.0058 | 838.6488 | 0.062575 | 964.9923 | 1.0001e-05 | 965.2707 | 0.64484 | 827.0794 | 0.00363
| 839.086 | 0.00045141 | 838.8877 | 0.00057781 | 648.7766 | 0 | 839.086 | 0.00033342 | 838.8877 | -0.0012822 | 829.695 | 0 | 838.8877 | 0.00054158 | 839.086 | 0.00067813 | 827.3123 | 0.001101 | 648.7766 | 0.00147 | 839.086 | 0.00019084 | 839.086 | 0.00066999 | 833.6 | 0.00020589 | 839.086 | 0.0015294 | 651.2136 | 1.3936e-06 | 839.086 | 0.0012273 | 839.086 | 0.00051358 | 838.8877 | 0.00145 | 965.4391 | 0.00916 | 838.8877 | 0.059424 | 965.1616 | 6.6672e-06 | 965.4391 | 0.63866 | 827.3123 | 0.00508
| 839.325 | -0.00031183 | 839.1267 | -0.00089677 | 648.8984 | 0.00165 | 839.325 | -0.00049274 | 839.1267 | -0.00040816 | 829.9317 | 0 | 839.1267 | -0.0010866 | 839.325 | 0 | 827.5452 | -0.001921 | 648.8984 | 0.00278 | 839.325 | 0 | 839.325 | 0 | 833.84 | -0.001322 | 839.325 | 0 | 651.3338 | 1.499e-06 | 839.325 | 0 | 839.325 | 0 | 839.1267 | -0.000307 | 965.6075 | 0.00345 | 839.1267 | 0.061576 | 965.3308 | 1.0001e-05 | 965.6075 | 0.63257 | 827.5452 | 0.00312
| 839.564 | 0.0001173 | 839.3656 | 6.4228e-05 | 649.0202 | 0 | 839.564 | -0.00069414 | 839.3656 | -0.0016575 | 830.1684 | 0 | 839.3656 | 0.00046055 | 839.564 | 0.00047909 | 827.778 | 0.00075604 | 649.0202 | 0.00047317 | 839.564 | 0.00093121 | 839.564 | 0.00042936 | 834.08 | 0.0023191 | 839.564 | 0.00082339 | 651.4541 | 1.2882e-06 | 839.564 | 0.00091261 | 839.564 | 0.00034712 | 839.3656 | 0.00038392 | 965.7759 | 0.00606 | 839.3656 | 0.059412 | 965.5001 | 0 | 965.7759 | 0.62505 | 827.778 | 0.0022
| 839.803 | -0.00032261 | 839.6046 | -0.00088283 | 649.1421 | 0.00065893 | 839.803 | -0.00074583 | 839.6046 | 0.00050688 | 830.4052 | 0 | 839.6046 | -0.00097006 | 839.803 | 0 | 828.0109 | 0.0019308 | 649.1421 | 0.00073324 | 839.803 | 0 | 839.803 | 0 | 834.32 | -0.0017771 | 839.803 | 0 | 651.5743 | 1.7918e-06 | 839.803 | 0 | 839.803 | 0 | 839.6046 | -0.00093401 | 965.9443 | 0.0058 | 839.6046 | 0.056446 | 965.6694 | 1.0001e-05 | 965.9443 | 0.61698 | 828.0109 | 0.00548
| 840.042 | 0.00056748 | 839.8436 | -0.00015116 | 649.2639 | 0 | 840.042 | -0.00022478 | 839.8436 | -0.0015223 | 830.6419 | 0 | 839.8436 | 0.00030918 | 840.042 | 1.7958e-05 | 828.2438 | 0.00095151 | 649.2639 | 0.00092742 | 840.042 | 0.00027281 | 840.042 | 0.00037786 | 834.55 | -0.00024923 | 840.042 | 0.00021432 | 651.6946 | 1.9089e-06 | 840.042 | 0.00067106 | 840.042 | 0.00037259 | 839.8436 | 0.00072861 | 966.1126 | 0.00522 | 839.8436 | 0.05544 | 965.8387 | 0 | 966.1126 | 0.60671 | 828.2438 | 0.00281
| 840.281 | -0.00019765 | 840.0825 | -0.00077543 | 649.3857 | 0.00134 | 840.281 | -0.00037552 | 840.0825 | 0.00022173 | 830.8786 | 0 | 840.0825 | -0.0010816 | 840.281 | 0 | 828.4767 | -0.002168 | 649.3857 | 0.00022234 | 840.281 | 0 | 840.281 | 0 | 834.79 | 0.00010836 | 840.281 | 0 | 651.8148 | 2.5647e-06 | 840.281 | 0 | 840.281 | 0 | 840.0825 | -0.00107 | 966.281 | 0.00411 | 840.0825 | 0.048287 | 966.008 | 1.0001e-05 | 966.281 | 0.5961 | 828.4767 | 0.00037028
| 840.52 | -0.00038538 | 840.3215 | 0.00022148 | 649.5076 | 0 | 840.52 | 0.00019815 | 840.3215 | -0.00092229 | 831.1154 | 0 | 840.3215 | 0.00052382 | 840.52 | 0.00060935 | 828.7096 | 0.0014301 | 649.5076 | 0.00050157 | 840.52 | 0.00044568 | 840.52 | 0.00013314 | 835.03 | 0.00033593 | 840.52 | 0.00054553 | 651.9351 | 2.6701e-06 | 840.52 | 0.001171 | 840.52 | 0.00026478 | 840.3215 | 0.0005734 | 966.4494 | 0.00577 | 840.3215 | 0.052497 | 966.1773 | 6.6672e-06 | 966.4494 | 0.5847 | 828.7096 | 0.00443
| 840.7591 | -0.00087947 | 840.5605 | -0.0014242 | 649.6294 | 0.00139 | 840.7591 | -0.000642 | 840.5605 | -0.0005078 | 831.3521 | 0 | 840.5605 | -0.0011479 | 840.7591 | 0 | 828.9425 | -0.0013987 | 649.6294 | 0.00073324 | 840.7591 | 0 | 840.7591 | 0 | 835.27 | -0.00063934 | 840.7591 | 0 | 652.0553 | 2.8106e-06 | 840.7591 | 0 | 840.7591 | 0 | 840.5605 | -0.00096853 | 966.6178 | 0.00515 | 840.5605 | 0.048044 | 966.3466 | 3.0002e-05 | 966.6178 | 0.57556 | 828.9425 | 0.00303
| 840.9981 | 0.0002838 | 840.7995 | 0.00036575 | 649.7513 | 0 | 840.9981 | -4.4662e-05 | 840.7995 | -0.0015663 | 831.5889 | 0 | 840.7995 | 0.00051528 | 840.9981 | 0.00081553 | 829.1755 | 0.0028333 | 649.7513 | 0.00013249 | 840.9981 | 0.00072933 | 840.9981 | 0.00010162 | 835.51 | 0.0010836 | 840.9981 | 0.00087455 | 652.1756 | 2.2016e-06 | 840.9981 | 0.001202 | 840.9981 | 0.00028576 | 840.7995 | 0.00025361 | 966.7862 | 0.00612 | 840.7995 | 0.046329 | 966.5159 | 0 | 966.7862 | 0.56659 | 829.1755 | 0.00655
| 841.2372 | 0.00013551 | 841.0385 | -0.00049298 | 649.8731 | 0.00127 | 841.2372 | -0.000171 | 841.0385 | 0.00012919 | 831.8257 | 0 | 841.0385 | -0.00085439 | 841.2372 | 0 | 829.4084 | -0.002907 | 649.8731 | 0.0021 | 841.2372 | 0 | 841.2372 | 0 | 835.75 | -0.0013546 | 841.2372 | 0 | 652.2958 | 2.4593e-06 | 841.2372 | 0 | 841.2372 | 0 | 841.0385 | -0.00119 | 966.9546 | 0.00431 | 841.0385 | 0.045224 | 966.6852 | 0 | 966.9546 | 0.55908 | 829.4084 | 0.00376
| 841.4762 | 0.00056876 | 841.2775 | -0.00011651 | 649.995 | 0 | 841.4762 | -0.00038531 | 841.2775 | -0.0011089 | 832.0624 | 0 | 841.2775 | 0.00046044 | 841.4762 | 0.00043634 | 829.6413 | 0.0019808 | 649.995 | 0.00297 | 841.4762 | 0.00018431 | 841.4762 | 0.00035266 | 835.99 | -0.0025575 | 841.4762 | 0.00075606 | 652.4161 | 2.5295e-06 | 841.4762 | 0.00070035 | 841.4762 | 0.00033023 | 841.2775 | 0.00071311 | 967.1229 | 0.00506 | 841.2775 | 0.044986 | 966.8545 | 0 | 967.1229 | 0.5505 | 829.6413 | 0.00181
| 841.7153 | 0.00017079 | 841.5166 | -0.00063143 | 650.1169 | 0.00102 | 841.7153 | -0.00053993 | 841.5166 | 0.00073949 | 832.2993 | 0 | 841.5166 | -0.00088371 | 841.7153 | 0 | 829.8743 | -0.0012179 | 650.1169 | 0.00198 | 841.7153 | 0 | 841.7153 | 0 | 836.23 | -0.00080189 | 841.7153 | 0 | 652.5363 | 3.4078e-06 | 841.7153 | 0 | 841.7153 | 0 | 841.5166 | -0.0007515 | 967.2913 | 0.00484 | 841.5166 | 0.042768 | 967.0238 | 3.0002e-05 | 967.2913 | 0.54255 | 829.8743 | 0.00345
| 841.9543 | 0.00079555 | 841.7556 | 0.0006204 | 650.2388 | 0 | 841.9543 | -0.00080685 | 841.7556 | -0.001217 | 832.536 | 0 | 841.7556 | 0.00034692 | 841.9544 | 0.00014158 | 830.1072 | 0.00073512 | 650.2388 | 0.0013 | 841.9544 | 0.00079128 | 841.9543 | 0.00063945 | 836.46 | 0.0013438 | 841.9544 | 0.0006626 | 652.6566 | 3.8763e-06 | 841.9544 | 0.00075652 | 841.9543 | 0.00026849 | 841.7556 | 0.00102 | 967.4597 | 0.00434 | 841.7556 | 0.043795 | 967.1931 | 2.6669e-05 | 967.4597 | 0.53362 | 830.1072 | 0.00351
| 842.1934 | -0.00038287 | 841.9946 | -0.00017677 | 650.3607 | 0.00093636 | 842.1934 | -0.00019739 | 841.9946 | -0.00034538 | 832.7728 | 0 | 841.9946 | -0.00092966 | 842.1934 | 0 | 830.3402 | -0.0013336 | 650.3607 | 0.00207 | 842.1934 | 0 | 842.1934 | 0 | 836.7 | 0.00017338 | 842.1934 | 0 | 652.7768 | 4.4735e-06 | 842.1934 | 0 | 842.1934 | 0 | 841.9946 | -0.00101 | 967.6281 | 0.00626 | 841.9946 | 0.041664 | 967.3624 | 3.0002e-05 | 967.6281 | 0.52535 | 830.3402 | 0.00279
| 842.4325 | 0.00059265 | 842.2337 | 0.00035809 | 650.4826 | 0 | 842.4325 | -8.5345e-05 | 842.2337 | -0.00093462 | 833.0096 | 0 | 842.2337 | 0.0007113 | 842.4325 | 0.00077446 | 830.5732 | 0.00050164 | 650.4826 | 0.00124 | 842.4325 | 0.0010631 | 842.4325 | 0.00064583 | 836.94 | -0.0018747 | 842.4325 | 0.0010233 | 652.8971 | 3.7592e-06 | 842.4325 | 0.0010979 | 842.4325 | 0.00025286 | 842.2337 | 0.00135 | 967.7965 | 0.0055 | 842.2337 | 0.039913 | 967.5317 | 6.6672e-06 | 967.7965 | 0.51605 | 830.5732 | 0.00271
| 842.6716 | -0.0017484 | 842.4727 | -0.00058977 | 650.6045 | 0.00041617 | 842.6716 | -0.00048734 | 842.4727 | 0.00097299 | 833.2465 | 0 | 842.4727 | -0.00096332 | 842.6716 | 0 | 830.8062 | -0.00027285 | 650.6045 | 0.00158 | 842.6716 | 0 | 842.6716 | 0 | 837.18 | -0.00047681 | 842.6716 | 0 | 653.0173 | 3.7006e-06 | 842.6716 | 0 | 842.6716 | 0 | 842.4727 | -0.00065735 | 967.9649 | 0.0058 | 842.4727 | 0.040215 | 967.701 | 0 | 967.9649 | 0.50744 | 830.8062 | 0.00286
| 842.9107 | 0.00030667 | 842.7118 | -0.00034726 | 650.7264 | 0 | 842.9107 | -0.00031398 | 842.7118 | -0.0010873 | 833.4833 | 0 | 842.7118 | 0.00047791 | 842.9107 | 0.00086624 | 831.0391 | -0.00076344 | 650.7264 | 0.00104 | 842.9107 | 0.00057836 | 842.9107 | 0.00051266 | 837.42 | 0.00027091 | 842.9107 | 0.00086177 | 653.1376 | 3.0214e-06 | 842.9107 | 0.0011132 | 842.9107 | 0.00026725 | 842.7118 | 0.00055008 | 968.1333 | 0.00473 | 842.7118 | 0.039001 | 967.8703 | 0 | 968.1333 | 0.4982 | 831.0391 | 0.00618
| 843.1498 | -0.00068793 | 842.9508 | -0.00042944 | 650.8484 | 0.00041617 | 843.1498 | -0.00018143 | 842.9508 | 0.00092149 | 833.7202 | 0 | 842.9508 | -0.00072008 | 843.1498 | 0 | 831.2721 | -0.0017998 | 650.8484 | 0.00093192 | 843.1498 | 0 | 843.1498 | 0 | 837.66 | 0.00020589 | 843.1498 | 0 | 653.2579 | 3.9231e-06 | 843.1498 | 0 | 843.1498 | 0 | 842.9508 | -0.00094779 | 968.3017 | 0.00376 | 842.9508 | 0.036198 | 968.0396 | 3.0002e-05 | 968.3017 | 0.48991 | 831.2721 | 0.00226
| 843.389 | 0.00036633 | 843.1899 | -0.00059082 | 650.9703 | 0 | 843.389 | 0.00023329 | 843.1899 | -0.0013582 | 833.957 | 0 | 843.1899 | 0.00028997 | 843.389 | 0.00025721 | 831.5051 | 0.00096274 | 650.9703 | 0.00132 | 843.389 | 0.00050243 | 843.389 | 2.6262e-05 | 837.9 | -0.00086692 | 843.389 | 0.00037914 | 653.3781 | 3.7826e-06 | 843.389 | 0.00064004 | 843.389 | 0.00018676 | 843.1899 | 0.00077664 | 968.4701 | 0.00817 | 843.1899 | 0.035947 | 968.209 | 6.6672e-06 | 968.4701 | 0.48128 | 831.5051 | 0.00626
| 843.6281 | -0.00022645 | 843.429 | -0.00058386 | 651.0923 | 0.00086701 | 843.6281 | -0.00042294 | 843.429 | -0.00040637 | 834.1938 | 0 | 843.429 | -0.00097172 | 843.6281 | 0 | 831.7381 | -0.0047182 | 651.0923 | 0.00124 | 843.6281 | 0 | 843.6281 | 0 | 838.14 | 0.0017988 | 843.6281 | 0 | 653.4984 | 4.778e-06 | 843.6281 | 0 | 843.6281 | 0 | 843.429 | -0.00115 | 968.6385 | 0.00561 | 843.429 | 0.03531 | 968.3783 | 1.0001e-05 | 968.6385 | 0.47356 | 831.7381 | 0.00157
| 843.8672 | 0.0010753 | 843.6681 | 0.00037882 | 651.2143 | 0 | 843.8672 | 0.00020583 | 843.6681 | -0.001395 | 834.4307 | 0 | 843.6681 | 0.0005252 | 843.8672 | 0.0006946 | 831.9711 | 0.0015867 | 651.2143 | 0.00107 | 843.8672 | 0.00051395 | 843.8672 | 0.00062135 | 838.38 | -0.00060684 | 843.8672 | 0.00071494 | 653.6187 | 4.0051e-06 | 843.8672 | 0.00072534 | 843.8673 | 0.00033415 | 843.6681 | 0.00096407 | 968.8069 | 0.00717 | 843.6681 | 0.03394 | 968.5476 | 0 | 968.8069 | 0.46584 | 831.9711 | 0.00345
| 844.1064 | -0.00032846 | 843.9072 | 0.00046635 | 651.3362 | 0.00031212 | 844.1064 | -0.00066445 | 843.9072 | -9.8906e-05 | 834.6676 | 0 | 843.9072 | -0.00092051 | 844.1064 | 0 | 832.2042 | -0.0016639 | 651.3362 | 0.00087516 | 844.1064 | 0 | 844.1064 | 0 | 838.61 | -0.00063934 | 844.1064 | 0 | 653.7389 | 5.3167e-06 | 844.1064 | 0 | 844.1064 | 0 | 843.9072 | 0.0001731 | 968.9752 | 0.00557 | 843.9072 | 0.031708 | 968.7169 | 1.0001e-05 | 968.9752 | 0.45871 | 832.2042 | 0.00193
| 844.3455 | 0.00033906 | 844.1463 | -0.00062961 | 651.4582 | 0 | 844.3455 | 0.00023466 | 844.1463 | -0.00086261 | 834.9045 | 0 | 844.1463 | 0.00045146 | 844.3455 | 0.00018271 | 832.4371 | 0.0023343 | 651.4582 | 0.00132 | 844.3455 | 0.00039603 | 844.3455 | 0 | 838.85 | -0.00034676 | 844.3455 | 4.4523e-05 | 653.8592 | 5.4455e-06 | 844.3455 | 0.00094409 | 844.3455 | 8.5574e-05 | 844.1463 | 0.00077205 | 969.1436 | 0.00666 | 844.1463 | 0.031422 | 968.8863 | 0 | 969.1436 | 0.45095 | 832.4371 | 0.00371
| 844.5847 | -2.8285e-05 | 844.3854 | 0.00014809 | 651.5802 | 0.00055488 | 844.5847 | -3.6313e-06 | 844.3854 | 0.0002705 | 835.1414 | 0 | 844.3854 | -0.00089094 | 844.5847 | 0 | 832.6702 | -0.0020182 | 651.5802 | 0.00178 | 844.5847 | 0 | 844.5847 | 0 | 839.09 | -0.00060684 | 844.5847 | 0 | 653.9795 | 6.4292e-06 | 844.5847 | 0 | 844.5847 | 0 | 844.3854 | -0.00037687 | 969.312 | 0.00584 | 844.3854 | 0.031103 | 969.0556 | 3.0002e-05 | 969.312 | 0.44301 | 832.6702 | 0.00274
| 844.8239 | 0.00038575 | 844.6245 | 0.00039586 | 651.7022 | 0 | 844.8239 | -6.7004e-05 | 844.6245 | -0.0010679 | 835.3782 | 0 | 844.6245 | 0.00051965 | 844.8239 | 0.00069356 | 832.9033 | 0.0017666 | 651.7022 | 0.0022 | 844.8239 | 0.00077691 | 844.8239 | 0.0003583 | 839.33 | -0.00018422 | 844.8239 | 0.00048351 | 654.0998 | 5.3401e-06 | 844.8239 | 0.00079611 | 844.8238 | 0.00019599 | 844.6245 | 0.0008467 | 969.4805 | 0.00642 | 844.6245 | 0.031731 | 969.2249 | 2.6669e-05 | 969.4805 | 0.43449 | 832.9033 | 0.00167
| 845.063 | -0.0001861 | 844.8636 | -0.00011087 | 651.8242 | 0.00095371 | 845.063 | -0.00013642 | 844.8636 | 8.04e-05 | 835.6151 | 0 | 844.8636 | -0.00087897 | 845.063 | 0 | 833.1363 | -0.0012606 | 651.8242 | 0.00153 | 845.063 | 0 | 845.063 | 0 | 839.57 | 0.00059601 | 845.063 | 0 | 654.22 | 5.832e-06 | 845.063 | 0 | 845.063 | 0 | 844.8636 | -0.00091007 | 969.6489 | 0.00216 | 844.8636 | 0.029132 | 969.3943 | 1.0001e-05 | 969.6489 | 0.42735 | 833.1363 | 0.00188
| 845.3022 | -4.9219e-05 | 845.1027 | 5.392e-05 | 651.9462 | 0 | 845.3022 | 0.0002384 | 845.1027 | -0.0016556 | 835.8521 | 0 | 845.1027 | 0.00050315 | 845.3022 | 0.0010948 | 833.3693 | 0.0025961 | 651.9462 | 0.00101 | 845.3022 | 0.0004893 | 845.3022 | 0.0004384 | 839.81 | -8.6692e-05 | 845.3022 | 0.0010224 | 654.3403 | 5.3987e-06 | 845.3022 | 0.00070421 | 845.3022 | 0.00044526 | 845.1027 | 0.00029418 | 969.8172 | 0.00615 | 845.1027 | 0.028176 | 969.5636 | 6.6672e-06 | 969.8172 | 0.42027 | 833.3693 | 0.00621
| 845.5414 | -0.00032362 | 845.3419 | 0.00011842 | 652.0683 | 0.00060691 | 845.5414 | -0.0006189 | 845.3419 | 0.00015751 | 836.089 | 0 | 845.3419 | -0.00086369 | 845.5414 | 0 | 833.6024 | -0.003061 | 652.0683 | 0.00061971 | 845.5414 | 0 | 845.5414 | 0 | 840.05 | 0.0011487 | 845.5414 | 0 | 654.4606 | 6.113e-06 | 845.5414 | 0 | 845.5414 | 0 | 845.3419 | -0.00026766 | 969.9856 | 0.00466 | 845.3419 | 0.028443 | 969.7329 | 1.0001e-05 | 969.9856 | 0.41381 | 833.6024 | 0.00276
| 845.7806 | 0.00065286 | 845.581 | 0.00020853 | 652.1903 | 0 | 845.7806 | 9.6341e-06 | 845.581 | -0.0004136 | 836.3259 | 0 | 845.581 | 0.00033754 | 845.7806 | 0.00029466 | 833.8354 | 0.0010144 | 652.1903 | 0.00058673 | 845.7806 | 0.00079041 | 845.7806 | 0.00051878 | 840.29 | -0.00047681 | 845.7806 | 0.0011489 | 654.5809 | 5.1293e-06 | 845.7806 | 0.00056264 | 845.7806 | 0.00052286 | 845.581 | 0.00131 | 970.1541 | 0.00601 | 845.581 | 0.02801 | 969.9023 | 6.6672e-06 | 970.1541 | 0.40612 | 833.8355 | 0.00237
| 846.0198 | -0.00045136 | 845.8202 | -0.00073547 | 652.3124 | 0.00079764 | 846.0198 | -0.00062475 | 845.8202 | -0.00017813 | 836.5628 | 0 | 845.8202 | -0.00076668 | 846.0198 | 0 | 834.0685 | -0.00042713 | 652.3124 | 0.00113 | 846.0198 | 0 | 846.0198 | 0 | 840.52 | -0.0028825 | 846.0198 | 0 | 654.7012 | 5.1059e-06 | 846.0198 | 0 | 846.0198 | 0 | 845.8202 | -0.00067888 | 970.3225 | 0.00531 | 845.8202 | 0.025913 | 970.0716 | 1.0001e-05 | 970.3225 | 0.39844 | 834.0685 | 0.00452
| 846.259 | 0.0012582 | 846.0593 | -0.00051913 | 652.4344 | 0 | 846.259 | 0.0002463 | 846.0593 | -0.00092067 | 836.7998 | 0 | 846.0593 | 0.00052632 | 846.2591 | 0.00095595 | 834.3016 | 0.0018239 | 652.4344 | 0.00306 | 846.2591 | 0.00065755 | 846.259 | 0.00055644 | 840.76 | -0.00063934 | 846.2591 | 0.00073467 | 654.8215 | 4.333e-06 | 846.2591 | 0.0010225 | 846.259 | 0.00022643 | 846.0593 | 0.00044739 | 970.4909 | 0.00573 | 846.0593 | 0.025076 | 970.241 | 6.6672e-06 | 970.4909 | 0.39018 | 834.3016 | 0.00252
| 846.4983 | -0.00032219 | 846.2985 | 0.00087974 | 652.5565 | 0.00109 | 846.4983 | -0.0008177 | 846.2985 | 6.6965e-05 | 837.0367 | 0 | 846.2985 | -0.00084666 | 846.4983 | 0 | 834.5347 | 0.00053596 | 652.5565 | 0.00127 | 846.4983 | 0 | 846.4983 | 0 | 841 | 0.00082357 | 846.4983 | 0 | 654.9417 | 5.4455e-06 | 846.4983 | 0 | 846.4983 | 0 | 846.2985 | -0.00040534 | 970.6593 | 0.00547 | 846.2985 | 0.024572 | 970.4103 | 3.0002e-05 | 970.6593 | 0.383 | 834.5347 | 0.00141
| 846.7375 | 0.00069487 | 846.5377 | 0.00069077 | 652.6786 | 0 | 846.7375 | -0.00021069 | 846.5377 | -0.00079488 | 837.2737 | 0 | 846.5377 | 0.00052841 | 846.7375 | 0.00030005 | 834.7678 | 0.0023151 | 652.6786 | 0.00115 | 846.7375 | 0.0016992 | 846.7375 | 0.00073975 | 841.24 | 0.0017338 | 846.7375 | 0.00069123 | 655.062 | 5.586e-06 | 846.7375 | 0.0011449 | 846.7375 | 0.0003062 | 846.5377 | 0.00082535 | 970.8277 | 0.00512 | 846.5377 | 0.023014 | 970.5797 | 6.6672e-06 | 970.8277 | 0.37557 | 834.7678 | 0.00496
| 846.9767 | 0.00024322 | 846.7769 | -0.001178 | 652.8007 | 0.00172 | 846.9767 | -0.00061756 | 846.7769 | 0.00043784 | 837.5107 | 0 | 846.7769 | -0.00096836 | 846.9768 | 0 | 835.0009 | 0.0017101 | 652.8007 | 0.00201 | 846.9768 | 0 | 846.9767 | 0 | 841.48 | -0.0022648 | 846.9768 | 0 | 655.1823 | 6.5229e-06 | 846.9768 | 0 | 846.9768 | 0 | 846.7768 | -0.00128 | 970.9961 | 0.0077 | 846.7769 | 0.022628 | 970.7491 | 3.0002e-05 | 970.9961 | 0.36904 | 835.0009 | 0.00342
| 847.216 | 0.00088711 | 847.016 | 0.00049504 | 652.9227 | 0 | 847.216 | 0.00096572 | 847.016 | -0.0016298 | 837.7476 | 0 | 847.016 | 0.00055633 | 847.216 | 0.0014179 | 835.234 | 0.0032918 | 652.9227 | 0.00072869 | 847.216 | 0.0010007 | 847.216 | 0.00084588 | 841.72 | 0.00043346 | 847.216 | 0.0012911 | 655.3026 | 5.6914e-06 | 847.216 | 0.00052529 | 847.216 | 0.0003055 | 847.016 | 0.00081383 | 971.1645 | 0.00796 | 847.016 | 0.022127 | 970.9184 | 0 | 971.1645 | 0.36182 | 835.234 | 0.0049
| 847.4553 | -0.0006753 | 847.2552 | -0.0015097 | 653.0448 | 0.00128 | 847.4553 | -0.00094642 | 847.2552 | 0.00061571 | 837.9846 | 0 | 847.2552 | -0.0011707 | 847.4553 | 0 | 835.4672 | 0.0010157 | 653.0448 | 0.00113 | 847.4553 | 0 | 847.4553 | 0 | 841.96 | 0.00043346 | 847.4553 | 0 | 655.4229 | 6.4878e-06 | 847.4553 | 0 | 847.4553 | 0 | 847.2552 | -0.0005394 | 971.3329 | 0.00338 | 847.2552 | 0.019909 | 971.0878 | 3.0002e-05 | 971.3329 | 0.3558 | 835.4672 | -0.00021462
| 847.6945 | 0.00025082 | 847.4944 | -0.00037278 | 653.167 | 0 | 847.6945 | 0.00021797 | 847.4944 | -0.0010853 | 838.2216 | 0 | 847.4944 | 0.00052548 | 847.6945 | 0.00054831 | 835.7003 | -0.00036291 | 653.167 | 0.00078546 | 847.6945 | 0.00023632 | 847.6945 | 0.0003642 | 842.2 | -0.00057433 | 847.6945 | 0.00054791 | 655.5432 | 5.4572e-06 | 847.6945 | 0.0010119 | 847.6945 | 0.0003734 | 847.4944 | 0.00062165 | 971.5013 | 0.00721 | 847.4944 | 0.022159 | 971.2571 | 0 | 971.5013 | 0.34985 | 835.7003 | 0.00399
| 847.9338 | -0.00011161 | 847.7336 | -0.00041164 | 653.2891 | 0.00139 | 847.9338 | -0.00083568 | 847.7336 | 3.9747e-05 | 838.4586 | 0 | 847.7336 | -0.0010134 | 847.9338 | 0 | 835.9334 | -0.0018298 | 653.2891 | 0.00195 | 847.9338 | 0 | 847.9338 | 0 | 842.44 | -0.0016797 | 847.9338 | 0 | 655.6635 | 6.2653e-06 | 847.9338 | 0 | 847.9338 | 0 | 847.7337 | -0.00132 | 971.6698 | 0.00575 | 847.7336 | 0.020944 | 971.4265 | 5.0004e-05 | 971.6698 | 0.34475 | 835.9334 | 0.00204
| 848.1731 | 0.00067811 | 847.9729 | 9.9388e-05 | 653.4112 | 0 | 848.1731 | 0.00036222 | 847.9729 | -0.0011089 | 838.6956 | 0 | 847.9729 | 0.00045932 | 848.1731 | 0.00093588 | 836.1666 | -0.00016033 | 653.4112 | 0.00192 | 848.1731 | 0.001066 | 848.1731 | 0.00015621 | 842.68 | -2.1673e-05 | 848.1731 | 0.00078918 | 655.7838 | 4.9888e-06 | 848.1731 | 0.0011884 | 848.1731 | 0.00036181 | 847.9729 | 0.00047783 | 971.8382 | 0.00543 | 847.9729 | 0.019701 | 971.5959 | 6.6672e-06 | 971.8382 | 0.33917 | 836.1666 | 0.00382
| 848.4124 | -9.9806e-05 | 848.2121 | -0.00027868 | 653.5333 | 0.00132 | 848.4124 | -0.00050699 | 848.2121 | 0.00049408 | 838.9326 | 0 | 848.2121 | -0.00084037 | 848.4124 | 0 | 836.3997 | -0.0020028 | 653.5333 | 0.00113 | 848.4124 | 0 | 848.4124 | 0 | 842.91 | -5.4182e-05 | 848.4124 | 0 | 655.9041 | 5.9139e-06 | 848.4124 | 0 | 848.4124 | 0 | 848.2121 | -0.00051107 | 972.0066 | 0.00433 | 848.2121 | 0.021312 | 971.7652 | 1.0001e-05 | 972.0066 | 0.33399 | 836.3997 | 0.00329
| 848.6517 | 2.2802e-05 | 848.4513 | -9.5109e-05 | 653.6555 | 0 | 848.6517 | -0.00027265 | 848.4513 | -0.0014382 | 839.1697 | 0 | 848.4513 | 0.00051041 | 848.6517 | 0.00056502 | 836.6329 | 0.001056 | 653.6555 | 0.00061512 | 848.6517 | 0.00052302 | 848.6517 | 0.00044577 | 843.15 | -0.00070437 | 848.6517 | 0.00068303 | 656.0244 | 5.1527e-06 | 848.6517 | 0.0013086 | 848.6517 | 0.00027469 | 848.4513 | 0.0011 | 972.175 | 0.00698 | 848.4513 | 0.020318 | 971.9346 | 0 | 972.175 | 0.32797 | 836.6329 | 0.0051
| 848.891 | 3.848e-05 | 848.6906 | 0.00035555 | 653.7776 | 0.00109 | 848.891 | -0.00086334 | 848.6906 | 0.00051919 | 839.4067 | 0 | 848.6906 | -0.00083013 | 848.891 | 0 | 836.866 | -0.0015283 | 653.7776 | 0.00127 | 848.891 | 0 | 848.891 | 0 | 843.39 | -0.0031426 | 848.891 | 0 | 656.1447 | 5.668e-06 | 848.891 | 0 | 848.891 | 0 | 848.6906 | 0.00019031 | 972.3434 | 0.00441 | 848.6906 | 0.020495 | 972.104 | 1.0001e-05 | 972.3434 | 0.32271 | 836.866 | 0.00304
| 849.1303 | 0.0006982 | 848.9298 | -0.0004299 | 653.8998 | 0 | 849.1303 | 0.00029721 | 848.9298 | -0.0010085 | 839.6437 | 0 | 848.9298 | 0.00047265 | 849.1303 | 0.00062074 | 837.0992 | 0.0023587 | 653.8998 | 0.00101 | 849.1303 | 0.00071747 | 849.1303 | 0.00024928 | 843.63 | 1.0836e-05 | 849.1303 | 0.00031393 | 656.265 | 6.113e-06 | 849.1303 | 0.00031312 | 849.1303 | 0.00015497 | 848.9298 | 0.00098306 | 972.5118 | 0.00619 | 848.9298 | 0.01625 | 972.2734 | 6.6672e-06 | 972.5118 | 0.31699 | 837.0992 | 0.00367
| 849.3696 | 5.3198e-05 | 849.1691 | -0.00092674 | 654.022 | 0.00123 | 849.3696 | -0.00078556 | 849.1691 | 0.0012237 | 839.8808 | 0 | 849.1691 | -0.00086091 | 849.3696 | 0 | 837.3324 | -7.856e-05 | 654.022 | 0.00098869 | 849.3696 | 0 | 849.3696 | 0 | 843.87 | 0.0016688 | 849.3696 | 0 | 656.3854 | 6.3472e-06 | 849.3696 | 0 | 849.3696 | 0 | 849.1691 | -0.00032004 | 972.6803 | 0.00506 | 849.1691 | 0.014921 | 972.4427 | 3.0002e-05 | 972.6803 | 0.31217 | 837.3324 | 0.00415
| 849.6089 | 0.00090425 | 849.4083 | -8.7259e-06 | 654.1442 | 0 | 849.6089 | -7.8354e-05 | 849.4083 | -0.0012132 | 840.1179 | 0 | 849.4083 | 0.00068861 | 849.609 | 0.00093292 | 837.5656 | 0.0032973 | 654.1442 | 0.00021766 | 849.609 | 0.000788 | 849.6089 | 0.00053289 | 844.11 | 0.00046596 | 849.609 | 0.00097387 | 656.5057 | 7.5534e-06 | 849.609 | 0.00079899 | 849.609 | 0.0004636 | 849.4083 | 0.00057065 | 972.8487 | 0.00552 | 849.4083 | 0.018635 | 972.6121 | 0 | 972.8487 | 0.30644 | 837.5656 | 0.00472
| 849.8483 | -0.00049594 | 849.6476 | -0.00025348 | 654.2664 | 0.00088435 | 849.8483 | -0.0015942 | 849.6476 | -0.00054215 | 840.3549 | 0 | 849.6476 | -0.001002 | 849.8483 | 0 | 837.7988 | -0.00082788 | 654.2664 | 0.00198 | 849.8483 | 0 | 849.8483 | 0 | 844.35 | -0.0018422 | 849.8483 | 0 | 656.626 | 6.7337e-06 | 849.8483 | 0 | 849.8483 | 0 | 849.6476 | -0.00045798 | 973.0171 | 0.00469 | 849.6476 | 0.018452 | 972.7815 | 3.0002e-05 | 973.0171 | 0.30126 | 837.7988 | 0.00254
| 850.0876 | 0.00016086 | 849.8869 | -0.00028765 | 654.3886 | 0 | 850.0876 | 4.8484e-05 | 849.8869 | -0.0015592 | 840.592 | 0 | 849.8869 | 0.00042356 | 850.0877 | 0.00097076 | 838.032 | 0.001481 | 654.3886 | 0 | 850.0877 | 0.00043119 | 850.0876 | 0.00032462 | 844.59 | 0.00056349 | 850.0877 | 0.00088602 | 656.7463 | 7.0382e-06 | 850.0877 | 0.00070215 | 850.0877 | 0.00039311 | 849.8869 | 0.00068026 | 973.1855 | 0.00614 | 849.8869 | 0.016626 | 972.9509 | 0 | 973.1855 | 0.29582 | 838.032 | 0.00197
| 850.327 | -0.00060371 | 850.1261 | -0.00020479 | 654.5108 | 0.00113 | 850.327 | -0.00058939 | 850.1261 | 0.00083122 | 840.829 | 0 | 850.1261 | -0.0010097 | 850.327 | 0 | 838.2651 | 0.00012532 | 654.5108 | 0.00081839 | 850.327 | 0 | 850.327 | 0 | 844.83 | -0.0010295 | 850.327 | 0 | 656.8666 | 6.6283e-06 | 850.327 | 0 | 850.327 | 0 | 850.1261 | -0.00142 | 973.3539 | 0.00464 | 850.1261 | 0.013841 | 973.1203 | 3.0002e-05 | 973.3539 | 0.29125 | 838.2651 | 0.00499
| 850.5664 | 0.0001371 | 850.3654 | -1.0644e-05 | 654.633 | 0 | 850.5664 | 4.1204e-05 | 850.3654 | -0.0013477 | 841.0662 | 0 | 850.3654 | 0.00059241 | 850.5664 | 0.00062086 | 838.4984 | 0.0013528 | 654.633 | 0.00050157 | 850.5664 | 0.00071319 | 850.5664 | 0.00036312 | 845.07 | 0.00049847 | 850.5664 | 0.00081538 | 656.9869 | 6.4058e-06 | 850.5664 | 0.00097009 | 850.5664 | 0.00028171 | 850.3654 | 0.00057476 | 973.5224 | 0.00455 | 850.3654 | 0.013527 | 973.2897 | 6.6672e-06 | 973.5224 | 0.28626 | 838.4983 | 0.00371
| 850.8057 | -0.00027981 | 850.6047 | -3.0674e-05 | 654.7552 | 0.00123 | 850.8057 | 0.00024317 | 850.6047 | 0.00083493 | 841.3032 | 0 | 850.6047 | -0.0008924 | 850.8057 | 0 | 838.7316 | -0.002074 | 654.7552 | 0.00070485 | 850.8057 | 0 | 850.8057 | 0 | 845.3 | 0.00062851 | 850.8057 | 0 | 657.1073 | 6.9211e-06 | 850.8057 | 0 | 850.8057 | 0 | 850.6047 | -0.00061743 | 973.6908 | 0.00419 | 850.6047 | 0.014959 | 973.4591 | 3.0002e-05 | 973.6908 | 0.28171 | 838.7316 | 0.00118
| 851.0451 | -4.4302e-06 | 850.844 | 0.00010738 | 654.8775 | 0 | 851.0451 | -0.00040254 | 850.844 | -0.0015418 | 841.5403 | 0 | 850.844 | 0.00042855 | 851.0451 | 0.00055803 | 838.9648 | 0.0020284 | 654.8775 | 0.00113 | 851.0451 | 0.00085877 | 851.0451 | 0.0001688 | 845.54 | 0.00069354 | 851.0451 | 0.0010215 | 657.2276 | 6.5932e-06 | 851.0451 | 0.0014413 | 851.0451 | 0.00022427 | 850.844 | 0.00079037 | 973.8592 | 0.00619 | 850.844 | 0.013624 | 973.6285 | 0 | 973.8592 | 0.27655 | 838.9648 | 0.00379
| 851.2845 | 0.00036337 | 851.0833 | -0.00032409 | 654.9997 | 0.00149 | 851.2845 | -0.00047635 | 851.0833 | 0.0005409 | 841.7775 | 0 | 851.0833 | -0.001026 | 851.2845 | 0 | 839.1981 | -0.0010033 | 654.9997 | 0.00084678 | 851.2845 | 0 | 851.2845 | 0 | 845.78 | 0.00059601 | 851.2845 | 0 | 657.3479 | 7.003e-06 | 851.2845 | 0 | 851.2845 | 0 | 851.0833 | -0.00087789 | 974.0276 | 0.00535 | 851.0833 | 0.01227 | 973.7979 | 3.0002e-05 | 974.0276 | 0.27179 | 839.1981 | 0.00232
| 851.5239 | -0.00035092 | 851.3227 | -0.00073246 | 655.122 | 0 | 851.5239 | -4.4767e-06 | 851.3227 | -0.0012026 | 842.0146 | 0 | 851.3227 | 0.00047411 | 851.5239 | 0.00015968 | 839.4313 | -0.00040097 | 655.122 | 0 | 851.5239 | 0.00029023 | 851.5239 | 0.00020284 | 846.02 | -0.00031426 | 851.5239 | 0.00011945 | 657.4682 | 5.7266e-06 | 851.5239 | 0.00097035 | 851.5239 | 0.00010744 | 851.3226 | 0.00021946 | 974.1961 | 0.00629 | 851.3227 | 0.011847 | 973.9673 | 6.6672e-06 | 974.1961 | 0.26633 | 839.4313 | 0.0011
| 851.7633 | 0.00010658 | 851.562 | -0.00057652 | 655.2442 | 0.00125 | 851.7633 | -0.0010263 | 851.562 | -0.00020863 | 842.2517 | 0 | 851.562 | -0.0011245 | 851.7633 | 0 | 839.6646 | -0.0023036 | 655.2442 | 0.00079001 | 851.7633 | 0 | 851.7633 | 0 | 846.26 | -0.0020698 | 851.7633 | 0 | 657.5886 | 6.3472e-06 | 851.7633 | 0 | 851.7633 | 0 | 851.562 | -0.00081058 | 974.3645 | 0.00524 | 851.562 | 0.014367 | 974.1367 | 0 | 974.3645 | 0.26115 | 839.6645 | 0.00339
| 852.0027 | 0.00046507 | 851.8013 | 9.6875e-07 | 655.3665 | 0 | 852.0027 | -0.00013519 | 851.8013 | -0.001511 | 842.4888 | 0 | 851.8013 | 0.00060085 | 852.0027 | 0.00043238 | 839.8978 | 0.0030287 | 655.3665 | 0.00158 | 852.0027 | 0.00084479 | 852.0027 | 0.00027594 | 846.5 | 4.3346e-05 | 852.0027 | 0.00083608 | 657.7089 | 6.7688e-06 | 852.0027 | 0.00065302 | 852.0027 | 0.00042702 | 851.8013 | 0.00055775 | 974.5329 | 0.00761 | 851.8013 | 0.015945 | 974.3061 | 0 | 974.5329 | 0.2552 | 839.8978 | 0.00401
| 852.2421 | -0.00038214 | 852.0406 | -0.00070589 | 655.4888 | 0.00013872 | 852.2421 | -0.00084802 | 852.0406 | 0.0011537 | 842.726 | 0 | 852.0406 | -0.00084767 | 852.2422 | 0 | 840.1311 | -0.00043171 | 655.4888 | 0.00076162 | 852.2422 | 0 | 852.2421 | 0 | 846.74 | -0.00089942 | 852.2422 | 0 | 657.8292 | 9.6497e-06 | 852.2422 | 0 | 852.2421 | 0 | 852.0407 | -0.00113 | 974.7014 | 0.00619 | 852.0406 | 0.012409 | 974.4755 | 3.0002e-05 | 974.7014 | 0.24973 | 840.1311 | 0.00211
| 852.4816 | 0.00030458 | 852.28 | -0.00033591 | 655.6111 | 0 | 852.4816 | -0.00027442 | 852.28 | -0.0014045 | 842.9631 | 0 | 852.28 | 0.00042609 | 852.4816 | 0.0011576 | 840.3644 | 0.00059212 | 655.6111 | 0.00050157 | 852.4816 | 0 | 852.4816 | 0.00010302 | 846.98 | 0.00079106 | 852.4816 | 0.00014011 | 657.9496 | 8.7011e-06 | 852.4816 | 0.00072725 | 852.4816 | 0.00031108 | 852.28 | 0.00024452 | 974.8698 | 0.00619 | 852.28 | 0.014216 | 974.6449 | 6.6672e-06 | 974.8698 | 0.24452 | 840.3644 | 0.00623
| 852.721 | -0.00057972 | 852.5193 | -0.00085021 | 655.7334 | 0.00086701 | 852.721 | -0.00045879 | 852.5193 | 0.00026512 | 843.2003 | 0 | 852.5193 | -0.0010619 | 852.721 | 0 | 840.5977 | -0.0027263 | 655.7334 | 0.00090353 | 852.721 | 0 | 852.721 | 0 | 847.22 | 0.00053099 | 852.721 | 0 | 658.0699 | 7.776e-06 | 852.721 | 0 | 852.721 | 0 | 852.5194 | -0.00131 | 975.0382 | 0.00658 | 852.5193 | 0.009303 | 974.8143 | 3.0002e-05 | 975.0382 | 0.24025 | 840.5977 | 0.00062493
| 852.9604 | 0.00010361 | 852.7587 | 0.00011064 | 655.8557 | 0 | 852.9604 | -0.00010872 | 852.7587 | -0.0015432 | 843.4374 | 0 | 852.7587 | 0.00051912 | 852.9605 | 0.00050367 | 840.8309 | -0.00047331 | 655.8557 | 0.00203 | 852.9605 | 0.0006768 | 852.9604 | 0.00034879 | 847.46 | -0.00067186 | 852.9605 | 0.00071323 | 658.1902 | 6.5229e-06 | 852.9605 | 0.00078583 | 852.9605 | 0.00040772 | 852.7587 | 0.00062684 | 975.2066 | 0.00645 | 852.7587 | 0.011439 | 974.9837 | 6.6672e-06 | 975.2066 | 0.23615 | 840.8309 | 0.00269
| 853.1999 | -0.00057169 | 852.9981 | 0.00012371 | 655.978 | 0.00123 | 853.1999 | -0.00089125 | 852.9981 | 0.0006366 | 843.6746 | 0 | 852.9981 | -0.0011022 | 853.1999 | 0 | 841.0642 | 0.00024953 | 655.978 | 0.00158 | 853.1999 | 0 | 853.1999 | 0 | 847.7 | 0.00040094 | 853.1999 | 0 | 658.3106 | 8.1741e-06 | 853.1999 | 0 | 853.1999 | 0 | 852.9981 | -0.00056291 | 975.3751 | 0.00489 | 852.9981 | 0.014136 | 975.1531 | 3.0002e-05 | 975.3751 | 0.23236 | 841.0642 | 0.00336
| 853.4394 | 0.00082588 | 853.2374 | 0.0010496 | 656.1004 | 0 | 853.4394 | -4.077e-05 | 853.2374 | -0.0014198 | 843.9118 | 0 | 853.2374 | 0.00086162 | 853.4394 | 0.0012178 | 841.2975 | 0.00083394 | 656.1004 | 0.00263 | 853.4394 | 0.0016844 | 853.4394 | 0.00055779 | 847.93 | 0.00098612 | 853.4394 | 0.0011896 | 658.4309 | 9.0173e-06 | 853.4394 | 0.00077953 | 853.4394 | 0.00039579 | 853.2374 | 0.00090017 | 975.5435 | 0.00766 | 853.2374 | 0.013322 | 975.3225 | 2.6669e-05 | 975.5435 | 0.22821 | 841.2975 | 0.00256
| 853.6788 | -0.0002079 | 853.4768 | -0.00096779 | 656.2227 | 0.00022542 | 853.6788 | -0.00086543 | 853.4768 | 0.00038062 | 844.149 | 0 | 853.4768 | -0.0011841 | 853.6788 | 0 | 841.5308 | -0.0024497 | 656.2227 | 0.00139 | 853.6788 | 0 | 853.6788 | 0 | 848.17 | -0.00050931 | 853.6788 | 0 | 658.5512 | 9.3218e-06 | 853.6788 | 0 | 853.6788 | 0 | 853.4768 | -0.00128 | 975.712 | 0.00431 | 853.4768 | 0.010978 | 975.492 | 0 | 975.712 | 0.22433 | 841.5308 | 0.00145
| 853.9183 | -0.0001393 | 853.7162 | -0.00024597 | 656.3451 | 3.4765e-05 | 853.9183 | 0.00027128 | 853.7162 | -0.0013809 | 844.3862 | 0 | 853.7162 | 0.00063288 | 853.9183 | 0.0002098 | 841.7641 | 0.00017499 | 656.3451 | 0.00124 | 853.9183 | 0.00059299 | 853.9183 | 0.00055301 | 848.41 | 0.00010836 | 853.9183 | 0.00039784 | 658.6716 | 9.2632e-06 | 853.9183 | 0.0010264 | 853.9183 | 0.00031084 | 853.7162 | 0.00127 | 975.8804 | 0.00636 | 853.7162 | 0.011031 | 975.6614 | 6.6672e-06 | 975.8804 | 0.22029 | 841.7641 | 0.00487
| 854.1578 | -0.00044153 | 853.9556 | -0.0010724 | 656.4674 | 0.00121 | 854.1578 | -0.00018589 | 853.9556 | 0.0007424 | 844.6234 | 0 | 853.9556 | -0.0010904 | 854.1578 | 0 | 841.9974 | -0.0016131 | 656.4674 | 0.00156 | 854.1578 | 0 | 854.1578 | 0 | 848.65 | -0.001127 | 854.1578 | 0 | 658.7919 | 8.4552e-06 | 854.1578 | 0 | 854.1578 | 0 | 853.9556 | -0.00080077 | 976.0488 | 0.00522 | 853.9556 | 0.0085527 | 975.8308 | 1.0001e-05 | 976.0488 | 0.21637 | 841.9974 | 0.00089835
| 854.3973 | 0.00053524 | 854.195 | -2.946e-05 | 656.5898 | 0 | 854.3973 | 0.00086556 | 854.195 | -0.0015746 | 844.8607 | 0 | 854.195 | 0.00062845 | 854.3973 | 3.7273e-05 | 842.2308 | 0.0029014 | 656.5898 | 0.00186 | 854.3973 | 0.00075603 | 854.3973 | 0.00063751 | 848.89 | 0.00010836 | 854.3973 | 0.00084635 | 658.9123 | 7.5769e-06 | 854.3973 | 0.00071153 | 854.3973 | 0.00041165 | 854.195 | 0.00146 | 976.2173 | 0.00496 | 854.195 | 0.0099731 | 976.0002 | 0 | 976.2173 | 0.21183 | 842.2308 | 0.00414
| 854.6368 | -0.0003306 | 854.4344 | -0.00072055 | 656.7122 | 0.00079764 | 854.6368 | -0.001013 | 854.4344 | -0.00013057 | 845.0978 | 0 | 854.4344 | -0.00099846 | 854.6368 | 0 | 842.4641 | 0.0018508 | 656.7122 | 0.00176 | 854.6368 | 0 | 854.6368 | 0 | 849.13 | -0.00093193 | 854.6368 | 0 | 659.0326 | 7.5183e-06 | 854.6368 | 0 | 854.6368 | 0 | 854.4344 | -0.00086399 | 976.3857 | 0.00484 | 854.4344 | 0.0087878 | 976.1697 | 0 | 976.3857 | 0.2072 | 842.4641 | 0.00080986
| 854.8763 | 0.00069466 | 854.6738 | 9.7223e-05 | 656.8346 | 0 | 854.8763 | -0.0001011 | 854.6738 | -0.0012425 | 845.3351 | 0 | 854.6738 | 0.0004959 | 854.8763 | 0.00050475 | 842.6974 | 0.0012453 | 656.8346 | 0.00203 | 854.8763 | 0.0011707 | 854.8763 | 0.00057591 | 849.37 | 0.00075855 | 854.8763 | 0.00081667 | 659.153 | 7.9282e-06 | 854.8763 | 0.00066703 | 854.8763 | 0.00032017 | 854.6738 | 0.0009912 | 976.5542 | 0.00559 | 854.6738 | 0.010623 | 976.3391 | 2.6669e-05 | 976.5542 | 0.20235 | 842.6975 | 0.00453
| 855.1158 | -9.8245e-05 | 854.9133 | 3.2232e-05 | 656.9569 | 0.00090168 | 855.1158 | -0.00018313 | 854.9133 | 0.00024835 | 845.5723 | 0 | 854.9133 | -0.0013142 | 855.1158 | 0 | 842.9308 | -0.00073412 | 656.9569 | 0.00064808 | 855.1158 | 0 | 855.1158 | 0 | 849.61 | 0.0025465 | 855.1158 | 0 | 659.2733 | 8.9353e-06 | 855.1158 | 0 | 855.1158 | 0 | 854.9133 | -0.00040071 | 976.7226 | 0.00424 | 854.9133 | 0.0093289 | 976.5085 | 1.0001e-05 | 976.7226 | 0.19833 | 842.9308 | 0.00257
| 855.3553 | 0.00048523 | 855.1527 | 0.00032704 | 657.0793 | 0 | 855.3553 | 6.2119e-05 | 855.1527 | -0.0018944 | 845.8096 | 0 | 855.1527 | 0.00050982 | 855.3553 | 0.00050482 | 843.1642 | 8.4999e-05 | 657.0793 | 0.00195 | 855.3553 | 0.0011541 | 855.3553 | 0.00057141 | 849.85 | -0.001062 | 855.3553 | 0.0010213 | 659.3937 | 8.1507e-06 | 855.3553 | 0.0011856 | 855.3554 | 0.00036026 | 855.1527 | 0.00022421 | 976.891 | 0.00675 | 855.1527 | 0.010505 | 976.678 | 0 | 976.891 | 0.19409 | 843.1642 | 0.00381
| 855.5948 | -0.00048126 | 855.3921 | -0.00086159 | 657.2018 | 0.00027745 | 855.5948 | -0.00040683 | 855.3921 | 0.00082365 | 846.0468 | 0 | 855.3921 | -0.0010608 | 855.5949 | 0 | 843.3975 | -0.0011697 | 657.2018 | 0.00292 | 855.5949 | 0 | 855.5948 | 0 | 850.09 | -0.0019397 | 855.5949 | 0 | 659.514 | 9.0173e-06 | 855.5949 | 0 | 855.5948 | 0 | 855.3921 | -0.00099808 | 977.0595 | 0.00545 | 855.3921 | 0.008404 | 976.8474 | 0 | 977.0595 | 0.19039 | 843.3975 | 0.00141
| 855.8344 | 0.00021759 | 855.6316 | 0.00048682 | 657.3242 | 0 | 855.8344 | -0.00011954 | 855.6316 | -0.0013878 | 846.2841 | 0 | 855.6316 | 0.00081632 | 855.8344 | 0.0011429 | 843.6309 | 0.00020311 | 657.3242 | 0.00107 | 855.8344 | 0.0011424 | 855.8344 | 0.00052329 | 850.33 | -0.00080189 | 855.8344 | 0.00056134 | 659.6344 | 8.7245e-06 | 855.8344 | 0.0011689 | 855.8344 | 0.00039951 | 855.6316 | 0.00089101 | 977.2279 | 0.00529 | 855.6316 | 0.010199 | 977.0168 | 0 | 977.2279 | 0.18616 | 843.6309 | 0.00497
| 856.074 | -0.00029236 | 855.871 | -5.017e-05 | 657.4466 | 0.00109 | 856.074 | -0.00054289 | 855.871 | 0.00057782 | 846.5214 | 0 | 855.871 | -0.0011335 | 856.074 | 0 | 843.8643 | 5.6476e-05 | 657.4466 | 0.00022234 | 856.074 | 0 | 856.074 | 0 | 850.57 | -8.6692e-05 | 856.074 | 0 | 659.7548 | 9.7902e-06 | 856.074 | 0 | 856.074 | 0 | 855.871 | -0.00101 | 977.3964 | 0.00528 | 855.871 | 0.0087602 | 977.1863 | 3.0002e-05 | 977.3964 | 0.1826 | 843.8643 | 0.00167
| 856.3135 | 0.00053314 | 856.1105 | 9.1654e-05 | 657.5691 | 0 | 856.3135 | 0.00015965 | 856.1105 | -0.00066059 | 846.7587 | 0 | 856.1105 | 0.00051605 | 856.3135 | 0.0013222 | 844.0977 | -0.0018918 | 657.5691 | 0.00101 | 856.3135 | 0.0012345 | 856.3135 | 0.00047832 | 850.8 | 0.002384 | 856.3135 | 0.0010573 | 659.8751 | 9.2632e-06 | 856.3135 | 0.00059421 | 856.3135 | 0.00011584 | 856.1105 | 0.00158 | 977.5648 | 0.0064 | 856.1105 | 0.0082937 | 977.3557 | 0 | 977.5648 | 0.17895 | 844.0977 | 0.00517
| 856.5531 | -0.00025484 | 856.35 | -0.00025876 | 657.6915 | 0.00151 | 856.5531 | -0.00092436 | 856.35 | -6.1507e-05 | 846.996 | 0 | 856.35 | -0.00082274 | 856.5531 | 0 | 844.3311 | -0.00044799 | 657.6915 | 0.00036425 | 856.5531 | 0 | 856.5531 | 0 | 851.04 | -0.00070437 | 856.5531 | 0 | 659.9955 | 8.5137e-06 | 856.5531 | 0 | 856.5531 | 0 | 856.35 | -0.00064621 | 977.7333 | 0.00496 | 856.35 | 0.0074468 | 977.5252 | 1.0001e-05 | 977.7333 | 0.1756 | 844.3311 | 0.00197
| 856.7927 | 0.00055532 | 856.5894 | -0.0009979 | 657.814 | 0 | 856.7927 | 0.00042369 | 856.5894 | -0.0018423 | 847.2333 | 0 | 856.5894 | 0.00058298 | 856.7927 | 0.00048558 | 844.5645 | -0.0012073 | 657.814 | 0.00024605 | 856.7927 | 0.00098105 | 856.7927 | 0.00013266 | 851.28 | -0.0010295 | 856.7927 | 0.00041223 | 660.1159 | 6.9211e-06 | 856.7927 | 0.00085364 | 856.7927 | 0.0003958 | 856.5894 | 0.00059176 | 977.9017 | 0.00582 | 856.5894 | 0.005206 | 977.6946 | 2.6669e-05 | 977.9017 | 0.17235 | 844.5644 | 0.00313
| 857.0322 | -0.00025712 | 856.8289 | -0.0011043 | 657.9364 | 0.00118 | 857.0322 | -0.00075339 | 856.8289 | 0.00060937 | 847.4706 | 0 | 856.8289 | -0.0012134 | 857.0322 | 0 | 844.7979 | -0.0016673 | 657.9364 | 0.00033588 | 857.0322 | 0 | 857.0322 | 0 | 851.52 | 0.00027091 | 857.0322 | 0 | 660.2362 | 7.2021e-06 | 857.0322 | 0 | 857.0322 | 0 | 856.8289 | -0.00097681 | 978.0702 | 0.00614 | 856.8289 | 0.0059621 | 977.8641 | 1.0001e-05 | 978.0702 | 0.1697 | 844.7979 | 0.00171
| 857.2719 | 0.00059708 | 857.0684 | -0.00061885 | 658.0589 | 0 | 857.2719 | -0.00028205 | 857.0684 | -0.0011212 | 847.7079 | 0 | 857.0684 | 0.00065987 | 857.2718 | 0.00056083 | 845.0313 | -0.00021416 | 658.0589 | 0.00147 | 857.2718 | 0.00089881 | 857.2719 | 0.00049481 | 851.76 | 0.0011812 | 857.2718 | 0.00075591 | 660.3566 | 7.7642e-06 | 857.2718 | 0.0012933 | 857.2718 | 0.00033372 | 857.0684 | 0.00051541 | 978.2386 | 0.0068 | 857.0684 | 0.0055162 | 978.0335 | 6.6672e-06 | 978.2386 | 0.16724 | 845.0313 | 0.00546
| 857.5114 | -0.00017213 | 857.3079 | -0.00065857 | 658.1814 | 0.0017 | 857.5114 | -0.00021846 | 857.3079 | 0.00045171 | 847.9452 | 0 | 857.3079 | -0.001101 | 857.5114 | 0 | 845.2647 | 0.00029928 | 658.1814 | 0.0004494 | 857.5114 | 0 | 857.5114 | 0 | 852 | 0.00040094 | 857.5114 | 0 | 660.477 | 8.1858e-06 | 857.5114 | 0 | 857.5114 | 0 | 857.3079 | -0.00056744 | 978.4071 | 0.0035 | 857.3079 | 0.0060894 | 978.203 | 3.0002e-05 | 978.4071 | 0.16518 | 845.2647 | 0.0018
| 857.751 | 0.00057583 | 857.5474 | 0.00034709 | 658.3039 | 0 | 857.751 | 0.00066739 | 857.5474 | -0.00081094 | 848.1825 | 0 | 857.5474 | 0.00051697 | 857.751 | 0.00075065 | 845.4981 | 0.0012896 | 658.3039 | 0.00203 | 857.751 | 0.00087429 | 857.751 | 0.00047648 | 852.24 | 0.00043346 | 857.751 | 0.00057363 | 660.5973 | 8.0687e-06 | 857.751 | 0.0010278 | 857.751 | 0.00031453 | 857.5474 | 0.00113 | 978.5755 | 0.00585 | 857.5474 | 0.008687 | 978.3725 | 0 | 978.5755 | 0.16245 | 845.4981 | 0.00183
| 857.9907 | -0.00094512 | 857.7869 | 8.8006e-06 | 658.4264 | 0.0003468 | 857.9907 | -0.00067362 | 857.7869 | 0.00050249 | 848.4199 | 0 | 857.7869 | -0.0011042 | 857.9906 | 0 | 845.7316 | -0.0007215 | 658.4264 | 0.00238 | 857.9906 | 0 | 857.9907 | 0 | 852.48 | -0.0012245 | 857.9906 | 0 | 660.7177 | 7.167e-06 | 857.9906 | 0 | 857.9907 | 0 | 857.7869 | -0.00107 | 978.744 | 0.00491 | 857.7869 | 0.0067495 | 978.5419 | 1.0001e-05 | 978.744 | 0.15983 | 845.7316 | 0.00416
| 858.2303 | 0.00069714 | 858.0264 | 0.00067981 | 658.5489 | 0 | 858.2303 | 0.00011577 | 858.0264 | -0.0016286 | 848.6572 | 0 | 858.0264 | 0.00076105 | 858.2303 | 0.0014066 | 845.965 | 0.0024526 | 658.5489 | 0.00072869 | 858.2303 | 0.0011312 | 858.2303 | 0.00088438 | 852.72 | -0.00060684 | 858.2303 | 0.00097634 | 660.8381 | 8.2327e-06 | 858.2303 | 0.0011655 | 858.2303 | 0.00033424 | 858.0264 | 0.00157 | 978.9124 | 0.00524 | 858.0264 | 0.0094465 | 978.7114 | 0 | 978.9124 | 0.15665 | 845.965 | 0.00353
| 858.4699 | 6.4395e-06 | 858.2659 | -0.00056277 | 658.6715 | 0.00121 | 858.4699 | 8.3309e-05 | 858.2659 | 0.0010712 | 848.8945 | 0 | 858.2659 | -0.001263 | 858.4699 | 0 | 846.1985 | 0.0010528 | 658.6715 | 0.00181 | 858.4699 | 0 | 858.4699 | 0 | 852.96 | 0.0013438 | 858.4699 | 0 | 660.9584 | 7.8462e-06 | 858.4699 | 0 | 858.4699 | 0 | 858.2659 | 0.00021649 | 979.0809 | 0.00452 | 858.2659 | 0.0052721 | 978.8809 | 1.0001e-05 | 979.0809 | 0.15382 | 846.1985 | 0.00381
| 858.7095 | 0.00016736 | 858.5055 | 3.8529e-05 | 658.794 | 0 | 858.7095 | -0.00062514 | 858.5055 | -0.002335 | 849.1319 | 0 | 858.5055 | 0.00063423 | 858.7095 | 0.00080956 | 846.4319 | 0.003565 | 658.794 | 0.00035962 | 858.7095 | 0.000893 | 858.7095 | 0.00026271 | 853.2 | 0.0010836 | 858.7095 | 0.00074738 | 661.0788 | 7.7408e-06 | 858.7095 | 0.0011824 | 858.7095 | 0.00038423 | 858.5055 | 0.00056726 | 979.2493 | 0.00582 | 858.5055 | 0.0080389 | 979.0503 | 0 | 979.2493 | 0.15059 | 846.432 | 0.00267
| 858.9492 | -0.00052334 | 858.745 | -0.00039825 | 658.9165 | 0.00149 | 858.9492 | -0.00071276 | 858.745 | 0.00064698 | 849.3693 | 0 | 858.745 | -0.0012536 | 858.9492 | 0 | 846.6654 | -0.0022527 | 658.9165 | 0.00158 | 858.9492 | 0 | 858.9492 | 0 | 853.44 | -0.00067186 | 858.9492 | 0 | 661.1992 | 7.694e-06 | 858.9492 | 0 | 858.9492 | 0 | 858.745 | -0.00094964 | 979.4178 | 0.00503 | 858.745 | 0.005454 | 979.2198 | 3.0002e-05 | 979.4178 | 0.14752 | 846.6654 | 0.0036
| 859.1888 | 0.0011522 | 858.9846 | 2.012e-06 | 659.0391 | 0 | 859.1888 | 0.00054566 | 858.9846 | -0.0015014 | 849.6066 | 0 | 858.9846 | 0.00060312 | 859.1888 | 0.0010544 | 846.8989 | 0.0018354 | 659.0391 | 0.00203 | 859.1888 | 0.0010277 | 859.1888 | 0.00080769 | 853.68 | 0.0013112 | 859.1888 | 0.001159 | 661.3196 | 7.8228e-06 | 859.1888 | 0.00094627 | 859.1888 | 0.00037111 | 858.9846 | 0.00062027 | 979.5862 | 0.00777 | 858.9846 | 0.0066066 | 979.3893 | 0 | 979.5862 | 0.1441 | 846.8989 | 0.00258
| 859.4285 | -0.00067829 | 859.2241 | -0.0011444 | 659.1617 | 0.00091902 | 859.4285 | -0.00090993 | 859.2241 | -0.00036429 | 849.8441 | 0 | 859.2241 | -0.0011393 | 859.4285 | 0 | 847.1323 | 0.00052975 | 659.1617 | 0.00059133 | 859.4285 | 0 | 859.4285 | 0 | 853.91 | -0.0025248 | 859.4285 | 0 | 661.44 | 8.9353e-06 | 859.4285 | 0 | 859.4285 | 0 | 859.2241 | -0.00144 | 979.7547 | 0.00549 | 859.2241 | 0.0067732 | 979.5587 | 0 | 979.7547 | 0.14134 | 847.1323 | 0.00112
| 859.6682 | 0.0012584 | 859.4637 | -0.00034094 | 659.2842 | 0 | 859.6682 | -0.00012446 | 859.4637 | -0.0015493 | 850.0814 | 0 | 859.4637 | 0.00066851 | 859.6681 | 0.001036 | 847.3658 | -0.00052362 | 659.2842 | 0 | 859.6681 | 0.00080518 | 859.6682 | 0.00028503 | 854.15 | -0.00067186 | 859.6681 | 0.00064407 | 661.5604 | 7.8579e-06 | 859.6681 | 0.0012382 | 859.6681 | 0.00032621 | 859.4637 | 0.00149 | 979.9232 | 0.0057 | 859.4637 | 0.0063149 | 979.7282 | 0 | 979.9232 | 0.13819 | 847.3658 | 0.00129
| 859.9078 | 0.00051984 | 859.7032 | -0.00057528 | 659.4068 | 0.00095371 | 859.9078 | -0.00055819 | 859.7032 | 0.00012839 | 850.3188 | 0 | 859.7032 | -0.0012811 | 859.9078 | 0 | 847.5993 | -0.00030238 | 659.4068 | 0.00059133 | 859.9078 | 0 | 859.9078 | 0 | 854.39 | -0.00060684 | 859.9078 | 0 | 661.6807 | 8.6777e-06 | 859.9078 | 0 | 859.9078 | 0 | 859.7032 | -0.00040568 | 980.0916 | 0.00513 | 859.7032 | 0.0067998 | 979.8977 | 1.0001e-05 | 980.0916 | 0.13586 | 847.5993 | 0.00054937
| 860.1475 | 0.0006526 | 859.9428 | -0.00010612 | 659.5294 | 0 | 860.1475 | 0.00059752 | 859.9428 | -0.0021295 | 850.5562 | 0 | 859.9428 | 0.00072647 | 860.1475 | 0.00075582 | 847.8328 | 0.0018246 | 659.5294 | 0.00089903 | 860.1475 | 0.00067912 | 860.1475 | 0.00063333 | 854.63 | 0.00088859 | 860.1475 | 0.00013263 | 661.8011 | 8.9939e-06 | 860.1475 | 0.0011207 | 860.1475 | 0.00038138 | 859.9428 | 0.00138 | 980.2601 | 0.00455 | 859.9428 | 0.0074769 | 980.0672 | 0 | 980.2601 | 0.13305 | 847.8328 | 0.00297
| 860.3872 | -2.1094e-05 | 860.1824 | 5.9422e-05 | 659.652 | 0.0018 | 860.3872 | -0.00083423 | 860.1824 | 0.00068114 | 850.7936 | 0 | 860.1824 | -0.00095218 | 860.3872 | 0 | 848.0663 | -0.00025134 | 659.652 | 0 | 860.3872 | 0 | 860.3872 | 0 | 854.87 | 0.0010511 | 860.3872 | 0 | 661.9215 | 9.8956e-06 | 860.3872 | 0 | 860.3872 | 0 | 860.1824 | -0.00067015 | 980.4285 | 0.00547 | 860.1824 | 0.005668 | 980.2367 | 3.0002e-05 | 980.4285 | 0.13074 | 848.0664 | 0.00314
| 860.6269 | 0.00042283 | 860.422 | 0.00063231 | 659.7746 | 0 | 860.6269 | -0.000203 | 860.422 | -0.0013442 | 851.0311 | 0 | 860.422 | 0.00062486 | 860.6269 | 0.0011114 | 848.2999 | -0.00018451 | 659.7746 | 0.00181 | 860.6269 | 0.00078528 | 860.6269 | 0.0007929 | 855.11 | 0.0022214 | 860.6269 | 0.0013966 | 662.0419 | 9.5677e-06 | 860.6269 | 0.0013588 | 860.6269 | 0.00036658 | 860.422 | 0.00053015 | 980.597 | 0.00619 | 860.422 | 0.0085003 | 980.4062 | 0 | 980.597 | 0.12785 | 848.2999 | 0.00242
| 860.8666 | 2.5032e-05 | 860.6616 | -9.076e-05 | 659.8972 | 0.00123 | 860.8666 | -0.0003207 | 860.6616 | 0.00022434 | 851.2685 | 0 | 860.6616 | -0.0011147 | 860.8666 | 0 | 848.5334 | -0.0023069 | 659.8972 | 0.00093192 | 860.8666 | 0 | 860.8666 | 0 | 855.35 | -0.00034676 | 860.8666 | 0 | 662.1623 | 8.7479e-06 | 860.8666 | 0 | 860.8666 | 0 | 860.6616 | -0.00041508 | 980.7655 | 0.00466 | 860.6616 | 0.0035464 | 980.5756 | 1.0001e-05 | 980.7655 | 0.12559 | 848.5334 | 0.00118
| 861.1063 | 0.00094033 | 860.9012 | 2.5016e-05 | 660.0198 | 0 | 861.1063 | 0.00017767 | 860.9012 | -0.0011025 | 851.5059 | 0 | 860.9012 | 0.0006281 | 861.1063 | 0.00091966 | 848.7669 | 0.0019307 | 660.0198 | 0.00186 | 861.1063 | 0.001278 | 861.1063 | 0.00082453 | 855.59 | 0.00040094 | 861.1063 | 0.00066037 | 662.2827 | 9.4623e-06 | 861.1063 | 0.0011277 | 861.1063 | 0.00013824 | 860.9012 | 0.00032734 | 980.9339 | 0.0065 | 860.9012 | 0.0093368 | 980.7451 | 6.6672e-06 | 980.9339 | 0.12302 | 848.7669 | 0.0038
| 861.3461 | 0.00022498 | 861.1408 | -0.00047251 | 660.1425 | 0.00158 | 861.3461 | -8.6861e-05 | 861.1408 | -0.00011099 | 851.7434 | 0 | 861.1408 | -0.0010762 | 861.346 | 0 | 849.0004 | -0.0024722 | 660.1425 | 0.00036425 | 861.346 | 0 | 861.3461 | 0 | 855.83 | -0.00018422 | 861.346 | 0 | 662.4031 | 9.7668e-06 | 861.346 | 0 | 861.3461 | 0 | 861.1408 | -0.0006722 | 981.1024 | 0.00389 | 861.1408 | 0.0067436 | 980.9146 | 1.0001e-05 | 981.1024 | 0.12075 | 849.0004 | 0.00378
| 861.5858 | 0.00057586 | 861.3804 | 0.00034677 | 660.2651 | 0 | 861.5858 | 0.00021977 | 861.3804 | -0.0013157 | 851.9808 | 0 | 861.3804 | 0.00069669 | 861.5858 | 0.0010391 | 849.2339 | 0.0018528 | 660.2651 | 0.00167 | 861.5858 | 0.00084183 | 861.5858 | 0.00044105 | 856.07 | 0.0015387 | 861.5858 | 0.00079931 | 662.5235 | 1.1008e-05 | 861.5858 | 0.00076565 | 861.5857 | 0.00036319 | 861.3804 | 0.00115 | 981.2709 | 0.00636 | 861.3804 | 0.0076555 | 981.0841 | 2.6669e-05 | 981.2709 | 0.11798 | 849.234 | 0.00304
| 861.8255 | -0.00054284 | 861.62 | -0.00053139 | 660.3878 | 0.00062425 | 861.8255 | -0.0001019 | 861.62 | 0.00054381 | 852.2183 | 0 | 861.62 | -0.00098892 | 861.8255 | 0 | 849.4675 | -0.0023354 | 660.3878 | 0.00102 | 861.8255 | 0 | 861.8255 | 0 | 856.31 | -0.00028175 | 861.8255 | 0 | 662.6439 | 1.0223e-05 | 861.8255 | 0 | 861.8255 | 0 | 861.62 | -0.00107 | 981.4393 | 0.0039 | 861.62 | 0.0028408 | 981.2536 | 3.0002e-05 | 981.4393 | 0.11557 | 849.4675 | 0.00056165
| 862.0652 | 0.00053508 | 861.8596 | -0.00015901 | 660.5104 | 0 | 862.0652 | -3.1583e-05 | 861.8596 | -0.0013658 | 852.4558 | 0 | 861.8596 | 0.00048688 | 862.0653 | 0.001178 | 849.701 | 0.00076478 | 660.5104 | 0.00104 | 862.0653 | 0.00069999 | 862.0652 | 0.00027974 | 856.55 | 0.0018314 | 862.0653 | 0.0009217 | 662.7643 | 1.0505e-05 | 862.0653 | 0.00079658 | 862.0652 | 0.00030719 | 861.8596 | 0.00048698 | 981.6078 | 0.00626 | 861.8596 | 0.0066938 | 981.4231 | 6.6672e-06 | 981.6078 | 0.11318 | 849.7011 | 0.0065
| 862.305 | 4.591e-05 | 862.0993 | -0.00027066 | 660.6331 | 0.00041617 | 862.305 | -0.00037867 | 862.0993 | 0.001078 | 852.6932 | 0 | 862.0993 | -0.0011552 | 862.305 | 0 | 849.9346 | -0.0029382 | 660.6331 | 0.00227 | 862.305 | 0 | 862.305 | 0 | 856.79 | -0.00073687 | 862.305 | 0 | 662.8847 | 9.2984e-06 | 862.305 | 0 | 862.305 | 0 | 862.0993 | -0.00047771 | 981.7763 | 0.00484 | 862.0993 | 0.0045396 | 981.5926 | 5.0004e-05 | 981.7763 | 0.11112 | 849.9346 | 0.00264
| 862.5448 | 0.00078542 | 862.3389 | 0.00025783 | 660.7558 | 0 | 862.5448 | -0.00030375 | 862.3389 | -0.0019265 | 852.9307 | 0 | 862.3389 | 0.00077634 | 862.5448 | 0.00033404 | 850.1682 | 0.002097 | 660.7558 | 0 | 862.5448 | 0.00058517 | 862.5448 | 0.00073874 | 857.03 | 0.00079106 | 862.5448 | 0.0016909 | 663.0051 | 9.7668e-06 | 862.5448 | 0.0012872 | 862.5448 | 0.0001588 | 862.3389 | 0.00088946 | 981.9447 | 0.00587 | 862.3389 | 0.0081206 | 981.7621 | 6.6672e-06 | 981.9447 | 0.10876 | 850.1682 | 0.00182
| 862.7845 | 4.9984e-05 | 862.5786 | -0.0016655 | 660.8785 | 0.00097105 | 862.7845 | -0.00083004 | 862.5786 | 0.00062762 | 853.1683 | 0 | 862.5786 | -0.0013845 | 862.7845 | 0 | 850.4018 | -0.0035068 | 660.8785 | 0.00102 | 862.7845 | 0 | 862.7845 | 0 | 857.27 | -0.001322 | 862.7845 | 0 | 663.1255 | 8.8885e-06 | 862.7845 | 0 | 862.7845 | 0 | 862.5786 | -0.00099607 | 982.1132 | 0.00492 | 862.5786 | 0.00080273 | 981.9316 | 1.0001e-05 | 982.1132 | 0.10666 | 850.4018 | 0.00186
| 863.0243 | 0.00081244 | 862.8182 | 0.00053528 | 661.0012 | 0 | 863.0243 | 0.00042332 | 862.8182 | -0.0013689 | 853.4058 | 0 | 862.8182 | 0.00054864 | 863.0243 | 0.00087689 | 850.6354 | -0.00040491 | 661.0012 | 0.00121 | 863.0243 | 0.00097495 | 863.0243 | 0.00071052 | 857.5 | 0.0017338 | 863.0243 | 0.0012244 | 663.2459 | 9.5677e-06 | 863.0243 | 0.00066441 | 863.0243 | 0.00034568 | 862.8182 | 0.00104 | 982.2817 | 0.00585 | 862.8182 | 0.0073244 | 982.1011 | 0 | 982.2817 | 0.10423 | 850.6354 | 0.00296
| 863.2641 | -0.00055788 | 863.0579 | -0.00059314 | 661.1239 | 0.0014 | 863.2641 | -0.00067818 | 863.0579 | -0.00074228 | 853.6432 | 0 | 863.0579 | -0.0013562 | 863.2641 | 0 | 850.869 | -0.0024852 | 661.1239 | 0.00113 | 863.2641 | 0 | 863.2641 | 0 | 857.74 | -0.0013871 | 863.2641 | 0 | 663.3663 | 9.029e-06 | 863.2641 | 0 | 863.2641 | 0 | 863.0579 | -0.00139 | 982.4501 | 0.006 | 863.0579 | 0.0026999 | 982.2707 | 1.0001e-05 | 982.4501 | 0.10246 | 850.869 | 0.00457
| 863.5039 | 0.00061909 | 863.2976 | -0.00054068 | 661.2466 | 0 | 863.5039 | -0.00033943 | 863.2976 | -0.0012358 | 853.8808 | 0 | 863.2976 | 0.00068614 | 863.5039 | 0.00093706 | 851.1025 | 0.0012354 | 661.2466 | 0.00098419 | 863.5039 | 0.0005122 | 863.5039 | 0.00020339 | 857.98 | 0.00088859 | 863.5039 | 0.00062222 | 663.4867 | 8.502e-06 | 863.5039 | 0.00075714 | 863.5039 | 0.00024786 | 863.2976 | 0.00042387 | 982.6186 | 0.00561 | 863.2976 | 0.0072641 | 982.4402 | 6.6672e-06 | 982.6186 | 0.1004 | 851.1025 | 0.0025
| 863.7437 | 0.00027602 | 863.5372 | -0.00031989 | 661.3694 | 0.00072829 | 863.7437 | -0.00020857 | 863.5372 | -0.0008993 | 854.1183 | 0 | 863.5372 | -0.0010602 | 863.7437 | 0 | 851.3362 | -0.0022102 | 661.3694 | 0.00281 | 863.7437 | 0 | 863.7437 | 0 | 858.22 | -0.0013871 | 863.7437 | 0 | 663.6072 | 8.8299e-06 | 863.7437 | 0 | 863.7437 | 0 | 863.5372 | -0.00059784 | 982.7871 | 0.00535 | 863.5372 | 0.001598 | 982.6097 | 1.0001e-05 | 982.7871 | 0.09885 | 851.3362 | 0.00238
| 863.9835 | 0.00086495 | 863.7769 | 0.00063745 | 661.4921 | 0 | 863.9835 | 0.00036603 | 863.7769 | -0.0018085 | 854.3558 | 0 | 863.7769 | 0.00083759 | 863.9835 | 0.0018706 | 851.5698 | 0.00025048 | 661.4921 | 0.00050157 | 863.9835 | 0.00092569 | 863.9835 | 0.00081998 | 858.46 | -0.00037928 | 863.9835 | 0.0015934 | 663.7276 | 7.7642e-06 | 863.9835 | 0.0010711 | 863.9835 | 0.00031541 | 863.7769 | 0.00078398 | 982.9556 | 0.00677 | 863.7769 | 0.0050912 | 982.7792 | 6.6672e-06 | 982.9556 | 0.09688 | 851.5698 | 0.00386
| 864.2233 | -0.00026696 | 864.0166 | -0.00079149 | 661.6149 | 0.00072829 | 864.2233 | -0.00072698 | 864.0166 | 0.00051679 | 854.5934 | 0 | 864.0166 | -0.0010731 | 864.2233 | 0 | 851.8034 | 0.00068375 | 661.6149 | 0.00272 | 864.2233 | 0 | 864.2233 | 0 | 858.7 | -0.0031426 | 864.2233 | 0 | 663.848 | 9.6731e-06 | 864.2233 | 0 | 864.2233 | 0 | 864.0166 | -0.00142 | 983.124 | 0.00564 | 864.0166 | 0.0038355 | 982.9487 | 1.0001e-05 | 983.124 | 0.09518 | 851.8034 | 0.00452
| 864.4631 | 0.00039094 | 864.2563 | -0.00053966 | 661.7376 | 0 | 864.4631 | -0.00012681 | 864.2563 | -0.00119 | 854.8309 | 0 | 864.2563 | 0.00091077 | 864.4632 | 0.0005048 | 852.037 | 0.0025773 | 661.7376 | 0.00013249 | 864.4632 | 6.3896e-06 | 864.4631 | 0.00053869 | 858.94 | 0.00072604 | 864.4632 | 0.0018344 | 663.9684 | 8.9939e-06 | 864.4632 | 0.0011124 | 864.4631 | 0.00044565 | 864.2563 | 0.00086078 | 983.2925 | 0.00552 | 864.2563 | 0.004676 | 983.1182 | 2.6669e-05 | 983.2925 | 0.09305 | 852.0371 | 0.00364
| 864.703 | -0.00043028 | 864.496 | -0.0010692 | 661.8604 | 0.00090168 | 864.703 | -0.00089698 | 864.496 | -2.8099e-05 | 855.0685 | 0 | 864.496 | -0.0012939 | 864.703 | 0 | 852.2707 | -0.0013024 | 661.8604 | 0.0009603 | 864.703 | 0 | 864.703 | 0 | 859.18 | -0.00086692 | 864.703 | 0 | 664.0888 | 1.1254e-05 | 864.703 | 0 | 864.703 | 0 | 864.496 | -0.00188 | 983.461 | 0.00526 | 864.496 | 0.0027251 | 983.2878 | 1.0001e-05 | 983.461 | 0.09119 | 852.2707 | -0.00082964
| 864.9428 | 0.0014773 | 864.7357 | 0.00043851 | 661.9832 | 0 | 864.9428 | -4.2433e-05 | 864.7357 | -0.002008 | 855.306 | 0 | 864.7357 | 0.00084702 | 864.9428 | 0.0015856 | 852.5043 | 0.0023288 | 661.9832 | 0.00141 | 864.9428 | 0.00040573 | 864.9428 | 0.00027697 | 859.42 | 0.0016688 | 864.9428 | 0.00044512 | 664.2092 | 1.0797e-05 | 864.9428 | 0.0018555 | 864.9428 | 0.00030985 | 864.7357 | 0.00116 | 983.6295 | 0.00473 | 864.7357 | 0.0045313 | 983.4573 | 6.6672e-06 | 983.6295 | 0.08903 | 852.5043 | 0.00457
| 865.1827 | -0.00055292 | 864.9754 | -0.00034716 | 662.106 | 0.00187 | 865.1827 | -0.00081449 | 864.9754 | 0.0011125 | 855.5436 | 0 | 864.9754 | -0.0010543 | 865.1827 | 0 | 852.738 | 6.8756e-05 | 662.106 | 0.00349 | 865.1827 | 0 | 865.1827 | 0 | 859.66 | 0.0010186 | 865.1827 | 0 | 664.3297 | 1.061e-05 | 865.1827 | 0 | 865.1827 | 0 | 864.9754 | -0.00092234 | 983.7979 | 0.00594 | 864.9754 | -5.1067e-05 | 983.6268 | 1.0001e-05 | 983.7979 | 0.08737 | 852.738 | 0.00271
| 865.4225 | 0.00094727 | 865.2152 | -0.00016926 | 662.2287 | 0 | 865.4225 | 0.00014042 | 865.2152 | -0.0019709 | 855.7812 | 0 | 865.2152 | 0.0005147 | 865.4225 | 0.0006607 | 852.9716 | 0.00029799 | 662.2287 | 0.00124 | 865.4225 | 0 | 865.4225 | 4.4679e-05 | 859.9 | 0.00017338 | 865.4225 | 0.0003538 | 664.4501 | 9.1344e-06 | 865.4225 | 0.0006877 | 865.4226 | 0.00013705 | 865.2152 | 0.00024527 | 983.9664 | 0.00457 | 865.2152 | 0.0034338 | 983.7964 | 6.6672e-06 | 983.9664 | 0.08548 | 852.9716 | 0.00151
| 865.6624 | -0.00024529 | 865.4549 | -2.601e-05 | 662.3515 | 0.00058956 | 865.6624 | -0.00010724 | 865.4549 | -0.00015667 | 856.0188 | 0 | 865.4549 | -0.0014483 | 865.6624 | 0 | 853.2053 | -0.0014534 | 662.3515 | 0.00275 | 865.6624 | 0 | 865.6624 | 0 | 860.14 | -0.0034351 | 865.6624 | 0 | 664.5705 | 8.5372e-06 | 865.6624 | 0 | 865.6624 | 0 | 865.4549 | -0.00156 | 984.1349 | 0.00433 | 865.4549 | 0.0020805 | 983.9659 | 3.0002e-05 | 984.1349 | 0.08399 | 853.2053 | 0.00207
| 865.9023 | 0.00063963 | 865.6946 | 0.0009371 | 662.4744 | 0 | 865.9023 | -0.00044081 | 865.6946 | -0.0015806 | 856.2564 | 0 | 865.6946 | 0.00088338 | 865.9023 | 0.0010751 | 853.439 | 0.005438 | 662.4744 | 0.00354 | 865.9023 | 0.0014864 | 865.9023 | 0.0011262 | 860.38 | -0.00063934 | 865.9023 | 0.0012579 | 664.691 | 9.0524e-06 | 865.9023 | 0.0012186 | 865.9023 | 0.00030821 | 865.6946 | 0.00114 | 984.3034 | 0.00619 | 865.6946 | 0.0055077 | 984.1354 | 6.6672e-06 | 984.3034 | 0.0821 | 853.439 | 0.00271
| 866.1422 | -0.00011151 | 865.9344 | -0.00070527 | 662.5972 | 0.00062425 | 866.1422 | -0.00067604 | 865.9344 | 0.00051949 | 856.494 | 0 | 865.9344 | -0.0010231 | 866.1422 | 0 | 853.6726 | -0.0018882 | 662.5972 | 0.00218 | 866.1422 | 0 | 866.1422 | 0 | 860.62 | -0.00076939 | 866.1422 | 0 | 664.8114 | 9.4623e-06 | 866.1422 | 0 | 866.1422 | 0 | 865.9344 | -0.00023379 | 984.4719 | 0.00642 | 865.9344 | 0.0028552 | 984.305 | 3.0002e-05 | 984.4719 | 0.08055 | 853.6726 | 0.00102
| 866.382 | 0.0005501 | 866.1741 | 6.9992e-05 | 662.72 | 0 | 866.382 | -0.00027519 | 866.1741 | -0.0014929 | 856.7316 | 0 | 866.1741 | 0.00052342 | 866.382 | 0.00095999 | 853.9063 | 0.0011613 | 662.72 | 0.0009558 | 866.382 | 0.0015363 | 866.382 | 2.5178e-05 | 860.86 | -0.00028175 | 866.382 | 0.00073279 | 664.9318 | 1.0493e-05 | 866.382 | 0.00080429 | 866.382 | 0.00024813 | 866.1741 | 0.00077329 | 984.6403 | 0.0058 | 866.1741 | 0.0052787 | 984.4745 | 6.6672e-06 | 984.6403 | 0.07864 | 853.9063 | 0.00332
| 866.6219 | -0.00049022 | 866.4139 | -0.00039889 | 662.8429 | 0.00031212 | 866.6219 | -0.00082189 | 866.4139 | 0.00045095 | 856.9692 | 0 | 866.4139 | -0.0013751 | 866.6219 | 0 | 854.14 | 0.0010531 | 662.8429 | 0.00147 | 866.6219 | 0 | 866.6219 | 0 | 861.1 | -0.00060684 | 866.6219 | 0 | 665.0522 | 1.068e-05 | 866.6219 | 0 | 866.6219 | 0 | 866.4139 | -0.00051944 | 984.8088 | 0.00617 | 866.4139 | 0.0022154 | 984.644 | 3.0002e-05 | 984.8088 | 0.07727 | 854.14 | 0.00227
| 866.8618 | 0.00093217 | 866.6537 | -0.00018478 | 662.9657 | 0 | 866.8618 | 0.00022582 | 866.6537 | -0.0020792 | 857.2068 | 0 | 866.6537 | 0.00086613 | 866.8618 | 0.00082367 | 854.3737 | 0.00063448 | 662.9657 | 0.00169 | 866.8618 | 0.00029296 | 866.8618 | 0.00042693 | 861.34 | -0.0010295 | 866.8618 | 0.0013798 | 665.1727 | 1.006e-05 | 866.8618 | 0.0014601 | 866.8618 | 0.00034635 | 866.6537 | 0.00027331 | 984.9773 | 0.00575 | 866.6537 | 0.0042319 | 984.8136 | 6.6672e-06 | 984.9773 | 0.07554 | 854.3737 | 0.00339
| 867.1017 | 0.00057741 | 866.8934 | -0.00088543 | 663.0886 | 0.00097105 | 867.1017 | -0.00011444 | 866.8934 | 0.00081033 | 857.4445 | 0 | 866.8934 | -0.0013035 | 867.1018 | 0 | 854.6074 | -0.0013808 | 663.0886 | 0.00272 | 867.1018 | 0 | 867.1017 | 0 | 861.58 | 0.00062851 | 867.1018 | 0 | 665.2931 | 9.7668e-06 | 867.1018 | 0 | 867.1018 | 0 | 866.8934 | -0.00112 | 985.1458 | 0.00485 | 866.8934 | 0.0012524 | 984.9831 | 1.0001e-05 | 985.1458 | 0.0742 | 854.6074 | 0.00088178
| 867.3417 | 0.00044159 | 867.1332 | 0.00037497 | 663.2115 | 0 | 867.3417 | 0.00034475 | 867.1332 | -0.001893 | 857.6821 | 0 | 867.1332 | 0.00060305 | 867.3417 | 0.00064994 | 854.8411 | 0.002368 | 663.2115 | 0.0007003 | 867.3417 | 0.00054978 | 867.3417 | 0.00032259 | 861.81 | 0.00040094 | 867.3417 | 0.00061913 | 665.4135 | 8.3147e-06 | 867.3417 | 0.00094096 | 867.3417 | 0.00042133 | 867.1332 | 0.00070167 | 985.3143 | 0.00601 | 867.1332 | 0.0039008 | 985.1527 | 6.6672e-06 | 985.3143 | 0.07239 | 854.8411 | 0.00359
| 867.5816 | -0.00032941 | 867.373 | -0.00089752 | 663.3343 | 0.00147 | 867.5816 | -0.0003975 | 867.373 | -0.00014871 | 857.9198 | 0 | 867.373 | -0.0012689 | 867.5816 | 0 | 855.0748 | 0.0015134 | 663.3343 | 0.00156 | 867.5816 | 0 | 867.5816 | 0 | 862.05 | -0.0014521 | 867.5816 | 0 | 665.534 | 8.4786e-06 | 867.5816 | 0 | 867.5816 | 0 | 867.373 | -0.00163 | 985.4828 | 0.00508 | 867.373 | 0.0041365 | 985.3222 | 3.0002e-05 | 985.4828 | 0.07102 | 855.0748 | 0.00082059
| 867.8215 | -0.00015278 | 867.6128 | 4.1634e-06 | 663.4572 | 0 | 867.8215 | -0.00063673 | 867.6128 | -0.001006 | 858.1575 | 0 | 867.6128 | 0.0006873 | 867.8215 | 0.00046221 | 855.3085 | 0.00063806 | 663.4572 | 0 | 867.8215 | 0.0010331 | 867.8215 | 0.00048255 | 862.29 | 0.0009536 | 867.8215 | 0.00019467 | 665.6544 | 7.694e-06 | 867.8215 | 0.00094541 | 867.8215 | 0.00019588 | 867.6128 | 0.0005823 | 985.6512 | 0.00346 | 867.6128 | 0.0044419 | 985.4918 | 6.6672e-06 | 985.6512 | 0.06939 | 855.3085 | 0.00414
| 868.0615 | 0.00016558 | 867.8526 | -0.00028708 | 663.5801 | 0.00173 | 868.0615 | -0.00013637 | 867.8526 | 0.00061675 | 858.3951 | 0 | 867.8526 | -0.0011415 | 868.0615 | 0 | 855.5423 | -0.0011029 | 663.5801 | 0.00033588 | 868.0615 | 0 | 868.0615 | 0 | 862.53 | -0.0016797 | 868.0615 | 0 | 665.7749 | 8.9119e-06 | 868.0615 | 0 | 868.0615 | 0 | 867.8526 | -0.00101 | 985.8197 | 0.00392 | 867.8526 | 0.0015526 | 985.6613 | 1.0001e-05 | 985.8197 | 0.06812 | 855.5423 | 0.00438
| 868.3015 | 0.00035443 | 868.0924 | -0.00073376 | 663.703 | 0 | 868.3015 | -0.00011732 | 868.0924 | -0.0023954 | 858.6328 | 0 | 868.0924 | 0.0007215 | 868.3014 | 6.4318e-05 | 855.776 | 0.00020091 | 663.703 | 0.00215 | 868.3014 | 0.00018602 | 868.3015 | 0.00069352 | 862.77 | 0.00049847 | 868.3014 | 0.0014942 | 665.8953 | 9.2632e-06 | 868.3014 | 0.00056055 | 868.3015 | 0.00029431 | 868.0924 | 0.00024874 | 985.9882 | 0.00765 | 868.0924 | 0.0031097 | 985.8309 | 6.6672e-06 | 985.9882 | 0.06648 | 855.776 | 0.00602
| 868.5414 | -0.00095494 | 868.3322 | -0.0012279 | 663.826 | 0.00083232 | 868.5414 | -0.00069512 | 868.3322 | 0.00010429 | 858.8705 | 0 | 868.3322 | -0.0014872 | 868.5414 | 0 | 856.0098 | -0.0037309 | 663.826 | 0.00087516 | 868.5414 | 0 | 868.5414 | 0 | 863.01 | 0.0012787 | 868.5414 | 0 | 666.0158 | 9.5443e-06 | 868.5414 | 0 | 868.5414 | 0 | 868.3322 | -0.00128 | 986.1567 | 0.00809 | 868.3322 | 0.0013692 | 986.0005 | 3.0002e-05 | 986.1567 | 0.06525 | 856.0098 | 0.00196
| 868.7814 | 0.00082544 | 868.572 | -0.00023608 | 663.9489 | 0 | 868.7814 | -9.7678e-05 | 868.572 | -0.0019117 | 859.1082 | 0 | 868.572 | 0.00079404 | 868.7814 | 0.0010228 | 856.2435 | 0.00036866 | 663.9489 | 0.0013 | 868.7814 | 0.0016363 | 868.7814 | 0.00081558 | 863.25 | -0.00018422 | 868.7814 | 0.0013613 | 666.1362 | 9.0759e-06 | 868.7814 | 0.0015709 | 868.7814 | 0.00030248 | 868.572 | 0.00204 | 986.3252 | 0.00763 | 868.572 | 0.0063984 | 986.17 | 0 | 986.3252 | 0.06382 | 856.2435 | 0.00194
| 869.0213 | -0.00069691 | 868.8119 | -0.00044405 | 664.0718 | 0.00192 | 869.0213 | -0.00046689 | 868.8119 | 0.0003324 | 859.3459 | 0 | 868.8119 | -0.0014404 | 869.0213 | 0 | 856.4773 | -0.0026761 | 664.0718 | 0.00266 | 869.0213 | 0 | 869.0213 | 0 | 863.49 | -0.00076939 | 869.0213 | 0 | 666.2567 | 9.5443e-06 | 869.0213 | 0 | 869.0213 | 0 | 868.8119 | -0.00078079 | 986.4937 | 0.00612 | 868.8119 | 0.0042453 | 986.3396 | 1.0001e-05 | 986.4937 | 0.06256 | 856.4773 | 2.0877e-05
| 869.2613 | 0.00070326 | 869.0517 | 0.00069035 | 664.1948 | 0 | 869.2613 | 0.0002879 | 869.0517 | -0.0014603 | 859.5836 | 0 | 869.0517 | 0.0011353 | 869.2613 | 0.00037903 | 856.7111 | 0.00070337 | 664.1948 | 0.00107 | 869.2613 | 0.0010452 | 869.2613 | 0.0011624 | 863.73 | -0.00073687 | 869.2613 | 0.00027567 | 666.3771 | 8.502e-06 | 869.2613 | 0.0015365 | 869.2613 | 0.00036668 | 869.0517 | 0.00113 | 986.6622 | 0.00494 | 869.0517 | 0.0050476 | 986.5092 | 6.6672e-06 | 986.6622 | 0.0611 | 856.7111 | 0.00333
| 869.5013 | -0.00010883 | 869.2916 | -0.0012681 | 664.3177 | 0.00225 | 869.5013 | -0.00075507 | 869.2916 | 0.00063308 | 859.8214 | 0 | 869.2916 | -0.0014828 | 869.5013 | 0 | 856.9448 | -0.0022951 | 664.3177 | 0.00039263 | 869.5013 | 0 | 869.5013 | 0 | 863.97 | -0.00324 | 869.5013 | 0 | 666.4976 | 8.4201e-06 | 869.5013 | 0 | 869.5013 | 0 | 869.2916 | -0.0018 | 986.8306 | 0.00506 | 869.2916 | 0.0015067 | 986.6787 | 3.0002e-05 | 986.8306 | 0.05992 | 856.9448 | -0.00076521
| 869.7413 | 0.00089932 | 869.5314 | -8.4305e-05 | 664.4407 | 0 | 869.7413 | -0.0001046 | 869.5314 | -0.0022884 | 860.059 | 0 | 869.5314 | 0.0010123 | 869.7413 | 0.00060283 | 857.1786 | 0.00073486 | 664.4407 | 0.00118 | 869.7413 | 0.0013637 | 869.7413 | 0.00075704 | 864.21 | 0.0020915 | 869.7413 | 0.0012193 | 666.618 | 7.5183e-06 | 869.7413 | 0.00096616 | 869.7413 | 0.00025055 | 869.5314 | 0.00091892 | 986.9991 | 0.00677 | 869.5314 | 0.0047478 | 986.8483 | 0 | 986.9991 | 0.05867 | 857.1786 | 0.00444
| 869.9813 | -0.00033333 | 869.7713 | -0.00037257 | 664.5637 | 0.0006936 | 869.9813 | -0.00055052 | 869.7713 | -0.00050972 | 860.2968 | 0 | 869.7713 | -0.001143 | 869.9813 | 0 | 857.4124 | 0.00013015 | 664.5637 | 0.00033588 | 869.9813 | 0 | 869.9813 | 0 | 864.45 | -0.0015171 | 869.9813 | 0 | 666.7385 | 8.8534e-06 | 869.9813 | 0 | 869.9813 | 0 | 869.7713 | -0.00093274 | 987.1676 | 0.00728 | 869.7713 | 0.0019207 | 987.0179 | 3.0002e-05 | 987.1676 | 0.05743 | 857.4124 | 0.00035165
| 870.2213 | 0.00094587 | 870.0111 | -0.00012583 | 664.6867 | 0 | 870.2213 | -5.3226e-05 | 870.0111 | -0.0017907 | 860.5345 | 0 | 870.0111 | 0.00091874 | 870.2213 | 0.00091255 | 857.6462 | 0.0015158 | 664.6867 | 0.00178 | 870.2213 | 0.0015329 | 870.2213 | 0.00069635 | 864.69 | 0.0013112 | 870.2213 | 0.00087975 | 666.8589 | 1.0469e-05 | 870.2213 | 0.0010032 | 870.2213 | 0.0003964 | 870.0111 | 0.00141 | 987.3361 | 0.00687 | 870.0111 | 0.0017423 | 987.1875 | 0 | 987.3361 | 0.0561 | 857.6462 | 0.00448
| 870.4613 | -0.00016779 | 870.251 | -0.0001555 | 664.8097 | 0.00132 | 870.4613 | -0.00036204 | 870.251 | 0.00041273 | 860.7723 | 0 | 870.251 | -0.0013944 | 870.4613 | 0 | 857.88 | -0.00021064 | 664.8097 | 0.00158 | 870.4613 | 0 | 870.4613 | 0 | 864.93 | -0.00076939 | 870.4613 | 0 | 666.9794 | 1.0516e-05 | 870.4613 | 0 | 870.4613 | 0 | 870.251 | -0.00108 | 987.5046 | 0.00547 | 870.251 | 0.0045157 | 987.357 | 3.0002e-05 | 987.5046 | 0.05515 | 857.88 | -0.0005029
| 870.7014 | 0.00079998 | 870.4909 | -0.00062617 | 664.9327 | 0 | 870.7014 | -0.00013662 | 870.4909 | -0.0011645 | 861.01 | 0 | 870.4909 | 0.00072203 | 870.7014 | 0 | 858.1138 | 0.0036508 | 664.9327 | 0.00164 | 870.7014 | 0.0008661 | 870.7014 | 0 | 865.17 | -0.0023624 | 870.7014 | 0.00085493 | 667.0998 | 9.6263e-06 | 870.7014 | 0.00050981 | 870.7014 | 0.0002125 | 870.4909 | 0.00042228 | 987.6731 | 0.00496 | 870.4909 | 0.0021097 | 987.5266 | 2.6669e-05 | 987.6731 | 0.05409 | 858.1138 | 0.000507
| 870.9414 | -0.00044023 | 870.7308 | 3.7172e-05 | 665.0557 | 0.0016 | 870.9414 | -0.00076159 | 870.7308 | 0.00082212 | 861.2478 | 0 | 870.7308 | -0.0010007 | 870.9414 | 0 | 858.3477 | -0.0036717 | 665.0557 | 0.00235 | 870.9414 | 0 | 870.9414 | 0 | 865.41 | -0.0014846 | 870.9414 | 0 | 667.2203 | 8.947e-06 | 870.9414 | 0 | 870.9414 | 0 | 870.7307 | -0.00125 | 987.8416 | 0.0055 | 870.7308 | -0.00053511 | 987.6962 | 5.0004e-05 | 987.8416 | 0.05323 | 858.3477 | 0.00143
| 871.1815 | 0.00017945 | 870.9706 | 0.00027637 | 665.1787 | 0 | 871.1815 | -0.00016598 | 870.9706 | -0.002292 | 861.4855 | 0 | 870.9706 | 0.00088483 | 871.1814 | 0.0014749 | 858.5814 | -0.00089803 | 665.1787 | 0.00064351 | 871.1814 | 0.001048 | 871.1815 | 0.00044231 | 865.65 | -0.00093193 | 871.1814 | 0.0015076 | 667.3408 | 8.7011e-06 | 871.1814 | 0.0013583 | 871.1815 | 0.00019583 | 870.9706 | 0.00093643 | 988.0101 | 0.0064 | 870.9706 | 0.0066923 | 987.8658 | 0 | 988.0101 | 0.05216 | 858.5814 | 0.00373
| 871.4215 | -0.00055324 | 871.2105 | -0.00074669 | 665.3017 | 0.00205 | 871.4215 | -0.00074579 | 871.2105 | 0.00038934 | 861.7233 | 0 | 871.2105 | -0.0013325 | 871.4215 | 0 | 858.8153 | -0.00068191 | 665.3017 | 0.00081839 | 871.4215 | 0 | 871.4215 | 0 | 865.89 | -0.00073687 | 871.4215 | 0 | 667.4612 | 9.4272e-06 | 871.4215 | 0 | 871.4215 | 0 | 871.2105 | -0.0015 | 988.1786 | 0.00376 | 871.2105 | 0.0017071 | 988.0354 | 3.0002e-05 | 988.1786 | 0.05124 | 858.8153 | 0.00245
| 871.6616 | -3.0816e-05 | 871.4504 | -3.5864e-05 | 665.4248 | 0 | 871.6616 | 0.00045838 | 871.4504 | -0.0015341 | 861.9611 | 0 | 871.4504 | 0.00082566 | 871.6616 | 0.00087561 | 859.0491 | -0.0003045 | 665.4248 | 0.00084224 | 871.6616 | 0.00056976 | 871.6616 | 0.00091942 | 866.13 | -0.0012895 | 871.6616 | 0.00077382 | 667.5817 | 8.4201e-06 | 871.6616 | 0.00070923 | 871.6616 | 0.00035982 | 871.4504 | 0.00078811 | 988.3471 | 0.0068 | 871.4504 | 0.00031344 | 988.2049 | 0 | 988.3471 | 0.0502 | 859.0491 | 0.00487
| 871.9016 | -0.00082848 | 871.6904 | -0.0015053 | 665.5478 | 0.00175 | 871.9016 | -0.00098126 | 871.6904 | 0.00035302 | 862.1989 | 0 | 871.6904 | -0.0012244 | 871.9016 | 0 | 859.283 | 0.0015074 | 665.5478 | 0.00098869 | 871.9016 | 0 | 871.9016 | 0 | 866.37 | -0.00060684 | 871.9016 | 0 | 667.7022 | 9.7317e-06 | 871.9016 | 0 | 871.9016 | 0 | 871.6903 | -0.00188 | 988.5156 | 0.00455 | 871.6904 | 0.00020517 | 988.3745 | 1.0001e-05 | 988.5156 | 0.04926 | 859.283 | 0.00136
| 872.1417 | 0.0007186 | 871.9303 | 0.00029402 | 665.6709 | 0 | 872.1417 | -0.00016739 | 871.9303 | -0.0013998 | 862.4367 | 0 | 871.9303 | 0.00093492 | 872.1417 | 0.00025422 | 859.5168 | 0.0029824 | 665.6709 | 0.00181 | 872.1417 | 0.0014106 | 872.1417 | 0.00059873 | 866.61 | 0.0032292 | 872.1417 | 0.00053843 | 667.8226 | 9.919e-06 | 872.1417 | 0.0014232 | 872.1417 | 0.00019983 | 871.9303 | 0.0018 | 988.6841 | 0.00649 | 871.9303 | 0.0029274 | 988.5441 | 6.6672e-06 | 988.6841 | 0.0481 | 859.5168 | 0.00204
| 872.3818 | 0.00020113 | 872.1702 | -0.0001378 | 665.794 | 0.00134 | 872.3818 | -0.00050276 | 872.1702 | -0.0012747 | 862.6746 | 0 | 872.1702 | -0.0013197 | 872.3818 | 0 | 859.7507 | -0.00158 | 665.794 | 0.00122 | 872.3818 | 0 | 872.3818 | 0 | 866.85 | -0.00076939 | 872.3818 | 0 | 667.9431 | 1.1266e-05 | 872.3818 | 0 | 872.3818 | 0 | 872.1702 | -0.00109 | 988.8526 | 0.00596 | 872.1702 | -0.001684 | 988.7137 | 3.0002e-05 | 988.8526 | 0.04683 | 859.7507 | 0.00288
| 872.6219 | 0.00038971 | 872.4101 | -0.00022599 | 665.917 | 0 | 872.6219 | 0.00075323 | 872.4101 | -0.0028297 | 862.9124 | 0 | 872.4101 | 0.00084127 | 872.6219 | 0.00092935 | 859.9846 | 0.001684 | 665.917 | 0.00238 | 872.6219 | 0.00091577 | 872.6219 | 0.00024732 | 867.09 | -0.00015171 | 872.6219 | 0.00092829 | 668.0636 | 1.0528e-05 | 872.6219 | 0.00052404 | 872.6219 | 0.00036417 | 872.4101 | -0.00028141 | 989.0211 | 0.00582 | 872.4101 | 0.004431 | 988.8833 | 2.6669e-05 | 989.0211 | 0.04539 | 859.9846 | 0.00409
| 872.862 | -0.00049777 | 872.6501 | -0.0016052 | 666.0401 | 0.00029479 | 872.862 | -0.00041996 | 872.6501 | 0.00090977 | 863.1501 | 0 | 872.6501 | -0.0014866 | 872.862 | 0 | 860.2184 | -0.00050878 | 666.0401 | 0.00070485 | 872.862 | 0 | 872.862 | 0 | 867.32 | -0.001322 | 872.862 | 0 | 668.1841 | 1.0469e-05 | 872.862 | 0 | 872.862 | 0 | 872.6501 | -0.00106 | 989.1896 | 0.0048 | 872.6501 | 0.001345 | 989.0529 | 3.0002e-05 | 989.1896 | 0.04397 | 860.2184 | 0.00010105
| 873.1021 | -6.8551e-05 | 872.89 | -0.00025799 | 666.1632 | 0 | 873.1021 | 0.00023672 | 872.89 | -0.0016285 | 863.388 | 0 | 872.89 | 0.00072039 | 873.1021 | 0.00060872 | 860.4523 | 0.0024037 | 666.1632 | 0.00169 | 873.1021 | 0.0011878 | 873.1021 | 0.00043178 | 867.56 | -0.0033376 | 873.1021 | 0.00051318 | 668.3045 | 1.0341e-05 | 873.1021 | 0.0010043 | 873.102 | 0.00035225 | 872.89 | 0.00123 | 989.3581 | 0.00538 | 872.89 | 0.0033769 | 989.2225 | 0 | 989.3581 | 0.04254 | 860.4523 | 0.00512
| 873.3422 | -0.00037403 | 873.13 | -0.00046217 | 666.2863 | 0.00113 | 873.3422 | -0.00083286 | 873.13 | -0.00076427 | 863.6259 | 0 | 873.13 | -0.0013472 | 873.3422 | 0 | 860.6862 | -0.0024165 | 666.2863 | 0.00022234 | 873.3422 | 0 | 873.3422 | 0 | 867.8 | 0.0013112 | 873.3422 | 0 | 668.425 | 1.0446e-05 | 873.3422 | 0 | 873.3422 | 0 | 873.13 | 8.9287e-05 | 989.5266 | 0.00426 | 873.13 | -0.0025828 | 989.3921 | 3.0002e-05 | 989.5266 | 0.04119 | 860.6862 | 0.00010024
| 873.5823 | 0.00061549 | 873.3699 | -0.00020771 | 666.4095 | 0 | 873.5823 | -0.00049143 | 873.3699 | -0.00034464 | 863.8637 | 0 | 873.3699 | 0.0006694 | 873.5823 | 0.00047587 | 860.92 | -0.0008686 | 666.4095 | 0.00055835 | 873.5823 | 0.00087444 | 873.5823 | 0.00035673 | 868.04 | 0.00036844 | 873.5823 | 0.00058738 | 668.5455 | 9.7317e-06 | 873.5823 | 0.00092197 | 873.5823 | 0.00022225 | 873.3699 | 2.169e-05 | 989.6951 | 0.00585 | 873.3699 | 0.0026866 | 989.5617 | 6.6672e-06 | 989.6951 | 0.03959 | 860.92 | 0.00366
| 873.8224 | 9.1832e-06 | 873.6099 | -0.0010623 | 666.5326 | 0.00257 | 873.8224 | -0.00017903 | 873.6099 | 0.0016619 | 864.1016 | 0 | 873.6099 | -0.0014664 | 873.8224 | 0 | 861.154 | -0.0013028 | 666.5326 | 0.00232 | 873.8224 | 0 | 873.8224 | 0 | 868.28 | -0.0020698 | 873.8224 | 0 | 668.666 | 9.2749e-06 | 873.8224 | 0 | 873.8225 | 0 | 873.6099 | -0.00169 | 989.8636 | 0.0057 | 873.6099 | -0.0017104 | 989.7313 | 0 | 989.8636 | 0.03871 | 861.154 | 0.00068023
| 874.0626 | 0.00015499 | 873.8499 | 0.0013865 | 666.6557 | 0 | 874.0626 | -0.00069906 | 873.8499 | -0.0020968 | 864.3394 | 0 | 873.8499 | 0.00059965 | 874.0626 | 0.001716 | 861.3879 | 0.0016532 | 666.6557 | 0.00072869 | 874.0626 | 0.0022772 | 874.0626 | 0.0013681 | 868.52 | -0.00086692 | 874.0626 | 0.0011562 | 668.7865 | 9.4857e-06 | 874.0626 | 0.0017655 | 874.0626 | 0.0005613 | 873.8499 | 0.00124 | 990.0321 | 0.00529 | 873.8499 | 0.0030855 | 989.9009 | 0 | 990.0321 | 0.03723 | 861.3879 | 0.00212
| 874.3027 | -0.0011742 | 874.0898 | -0.00090594 | 666.7789 | 0.00048552 | 874.3027 | -0.00066693 | 874.0898 | -0.00014193 | 864.5773 | 0 | 874.0898 | -0.0011658 | 874.3027 | 0 | 861.6218 | -0.00082647 | 666.7789 | 0.00116 | 874.3027 | 0 | 874.3027 | 0 | 868.76 | -0.0021998 | 874.3027 | 0 | 668.907 | 1.1149e-05 | 874.3027 | 0 | 874.3027 | 0 | 874.0898 | -0.00096547 | 990.2006 | 0.00543 | 874.0898 | -5.757e-05 | 990.0706 | 1.0001e-05 | 990.2006 | 0.03697 | 861.6218 | 0.00096849
| 874.5428 | 0.00048714 | 874.3298 | -0.00039321 | 666.902 | 0 | 874.5428 | 0.00020491 | 874.3298 | -0.0010862 | 864.8152 | 0 | 874.3298 | 0.00065242 | 874.5429 | 0.0013924 | 861.8557 | 0.00091444 | 666.902 | 0.00072869 | 874.5429 | 0.0014594 | 874.5428 | 0.00092684 | 869 | 0.0013112 | 874.5429 | 0.0013067 | 669.0274 | 1.0013e-05 | 874.5429 | 0.0019953 | 874.5429 | 0.00036055 | 874.3298 | 0.00136 | 990.3691 | 0.00712 | 874.3298 | 0.0025664 | 990.2402 | 6.6672e-06 | 990.3691 | 0.0354 | 861.8557 | 0.00373
| 874.783 | -0.00090157 | 874.5698 | -0.0015175 | 667.0252 | 0.00121 | 874.783 | -0.00066019 | 874.5698 | -2.8736e-05 | 865.053 | 0 | 874.5698 | -0.0015441 | 874.783 | 0 | 862.0897 | 0.00070761 | 667.0252 | 0.00167 | 874.783 | 0 | 874.783 | 0 | 869.24 | -0.00096444 | 874.783 | 0 | 669.1479 | 1.1184e-05 | 874.783 | 0 | 874.783 | 0 | 874.5698 | -0.00032366 | 990.5376 | 0.00452 | 874.5698 | 0.0024072 | 990.4098 | 3.0002e-05 | 990.5376 | 0.03521 | 862.0897 | 0.00292
| 875.0232 | 0.00018406 | 874.8098 | -0.00063185 | 667.1484 | 0 | 875.0232 | 0.00011224 | 874.8098 | -0.0020933 | 865.291 | 0 | 874.8098 | 0.0006489 | 875.0232 | 0.00041205 | 862.3236 | 0.002877 | 667.1484 | 0.00303 | 875.0232 | 0.00044205 | 875.0232 | 0.00036701 | 869.48 | 0.0002384 | 875.0232 | 0.00053659 | 669.2684 | 9.5443e-06 | 875.0232 | 0.0015733 | 875.0232 | 0.0004146 | 874.8098 | 0.00063726 | 990.7061 | 0.00545 | 874.8098 | -0.0019098 | 990.5794 | 0 | 990.7061 | 0.03382 | 862.3236 | 0.00547
| 875.2634 | -0.00057733 | 875.0498 | -0.00014583 | 667.2716 | 0.00179 | 875.2634 | -0.00048807 | 875.0498 | 0.00025018 | 865.5289 | 0 | 875.0498 | -0.0013264 | 875.2634 | 0 | 862.5575 | 0.0031132 | 667.2716 | 0.0034 | 875.2634 | 0 | 875.2634 | 0 | 869.72 | -0.0010295 | 875.2634 | 0 | 669.3889 | 1.1043e-05 | 875.2634 | 0 | 875.2634 | 0 | 875.0498 | -0.00043636 | 990.8746 | 0.00535 | 875.0498 | 0.0024422 | 990.749 | 1.0001e-05 | 990.8746 | 0.03371 | 862.5575 | 0.00051
| 875.5035 | 0.00061813 | 875.2898 | -0.00046543 | 667.3948 | 0 | 875.5035 | -0.00071779 | 875.2898 | -0.0028893 | 865.7668 | 0 | 875.2898 | 0.00075772 | 875.5036 | 0.0014618 | 862.7914 | 0.00079562 | 667.3948 | 0.00141 | 875.5036 | 0.00063988 | 875.5035 | 0 | 869.96 | 0.00062851 | 875.5036 | 0.00017804 | 669.5094 | 9.5209e-06 | 875.5036 | 0.0008219 | 875.5035 | 0.00026244 | 875.2898 | 0.00082472 | 991.0431 | 0.00594 | 875.2898 | 0.00067762 | 990.9186 | 6.6672e-06 | 991.0431 | 0.03278 | 862.7914 | 0.00363
| 875.7438 | 0.00087205 | 875.5299 | -0.00099737 | 667.518 | 0.0014 | 875.7438 | -0.00032127 | 875.5299 | -0.00028821 | 866.0047 | 0 | 875.5299 | -0.00161 | 875.7438 | 0 | 863.0255 | 0.00013918 | 667.518 | 0.00252 | 875.7438 | 0 | 875.7438 | 0 | 870.2 | -0.001257 | 875.7438 | 0 | 669.6299 | 9.9776e-06 | 875.7438 | 0 | 875.7438 | 0 | 875.5299 | -0.00137 | 991.2117 | 0.00601 | 875.5299 | -0.0045165 | 991.0883 | 1.0001e-05 | 991.2117 | 0.03286 | 863.0254 | 0.00173
| 875.9839 | 0.00070118 | 875.7699 | 0.00036954 | 667.6412 | 0 | 875.9839 | -0.00021388 | 875.7699 | -0.002358 | 866.2426 | 0 | 875.7699 | 0.00077354 | 875.984 | 0.0020723 | 863.2594 | 0.0032027 | 667.6412 | 0.00158 | 875.984 | 0.0005766 | 875.9839 | 0.00054639 | 870.44 | 0.00010836 | 875.984 | 0.0011772 | 669.7504 | 9.193e-06 | 875.984 | 0.001179 | 875.984 | 0.00030121 | 875.7699 | 0.00064259 | 991.3802 | 0.00577 | 875.7699 | 0.0050116 | 991.2579 | 6.6672e-06 | 991.3802 | 0.03258 | 863.2594 | 0.00468
| 876.2242 | -0.00080191 | 876.0099 | -0.00088146 | 667.7644 | 0.00175 | 876.2242 | -0.00079736 | 876.0099 | 0.0008655 | 866.4806 | 0 | 876.0099 | -0.001799 | 876.2242 | 0 | 863.4933 | -0.0014322 | 667.7644 | 0.00201 | 876.2242 | 0 | 876.2242 | 0 | 870.68 | -0.0015822 | 876.2242 | 0 | 669.8709 | 9.7082e-06 | 876.2242 | 0 | 876.2242 | 0 | 876.0099 | -0.00129 | 991.5487 | 0.00719 | 876.0099 | 0.0003228 | 991.4275 | 3.0002e-05 | 991.5487 | 0.03309 | 863.4933 | 0.00325
| 876.4644 | 0.00096509 | 876.25 | -0.00033175 | 667.8877 | 0 | 876.4644 | -0.00011551 | 876.25 | -0.0010835 | 866.7185 | 0 | 876.25 | 0.00085028 | 876.4644 | 0.0006221 | 863.7274 | 0.0020278 | 667.8877 | 0.00098419 | 876.4644 | 0.00030726 | 876.4644 | 0.00045537 | 870.92 | 0.0009536 | 876.4644 | 0.0010688 | 669.9914 | 9.4272e-06 | 876.4644 | 0.0012043 | 876.4644 | 0.0003622 | 876.25 | 0.00083684 | 991.7172 | 0.00605 | 876.25 | -1.7802e-05 | 991.5972 | 6.6672e-06 | 991.7172 | 0.0334 | 863.7274 | 0.00373
| 876.7046 | -5.9534e-05 | 876.49 | -0.0011997 | 668.0109 | 0.00172 | 876.7046 | -0.00068743 | 876.49 | 0.0013896 | 866.9565 | 0 | 876.49 | -0.0014311 | 876.7046 | 0 | 863.9613 | -0.0010201 | 668.0109 | 0.00176 | 876.7046 | 0 | 876.7046 | 0 | 871.16 | -0.0020698 | 876.7046 | 0 | 670.1119 | 1.0469e-05 | 876.7046 | 0 | 876.7046 | 0 | 876.49 | -0.00126 | 991.8857 | 0.00584 | 876.49 | -0.0011265 | 991.7668 | 1.0001e-05 | 991.8857 | 0.03422 | 863.9613 | 0.00316
| 876.9448 | 0.00089775 | 876.7301 | -0.00023681 | 668.1341 | 0 | 876.9448 | -5.5491e-05 | 876.7301 | -0.0019226 | 867.1944 | 0 | 876.7301 | 0.00057282 | 876.9448 | 0.00070186 | 864.1953 | -0.00045891 | 668.1341 | 0.0022 | 876.9448 | 0.00097118 | 876.9448 | 0.00022981 | 871.4 | 0.00059601 | 876.9448 | 0.00050327 | 670.2324 | 9.7668e-06 | 876.9448 | 0.00070375 | 876.9448 | 0.00028704 | 876.7301 | 0.00031906 | 992.0542 | 0.00619 | 876.7301 | 0.0012175 | 991.9364 | 6.6672e-06 | 992.0542 | 0.03484 | 864.1953 | 0.00675
| 877.1851 | 0.00026338 | 876.9701 | -0.0011068 | 668.2574 | 0.00109 | 877.1851 | -0.00047522 | 876.9701 | 0.0002236 | 867.4324 | 0 | 876.9701 | -0.0013968 | 877.1851 | 0 | 864.4293 | 0.00092809 | 668.2574 | 0.00193 | 877.1851 | 0 | 877.1851 | 0 | 871.64 | -0.00018422 | 877.1851 | 0 | 670.3529 | 1.0165e-05 | 877.1851 | 0 | 877.1851 | 0 | 876.9701 | -0.00145 | 992.2227 | 0.00545 | 876.9701 | 0.00039891 | 992.1061 | 3.0002e-05 | 992.2227 | 0.03493 | 864.4293 | 0.00291
| 877.4253 | 0.00061908 | 877.2102 | 0.00012786 | 668.3807 | 0.00019118 | 877.4253 | -0.00010517 | 877.2102 | -0.0019669 | 867.6703 | 0 | 877.2102 | 0.0010324 | 877.4253 | 0.0015042 | 864.6633 | 0.0016476 | 668.3807 | 0.00167 | 877.4253 | 0.00088097 | 877.4253 | 0.0007011 | 871.88 | -0.00076939 | 877.4253 | 0.00079309 | 670.4734 | 9.2398e-06 | 877.4253 | 0.0010424 | 877.4253 | 0.00022877 | 877.2102 | 0.00060127 | 992.3912 | 0.0071 | 877.2102 | 0.00352 | 992.2757 | 0 | 992.3912 | 0.03522 | 864.6633 | 0.00119
| 877.6656 | -2.2035e-05 | 877.4503 | -0.000746 | 668.504 | 0.00027745 | 877.6656 | -0.00095079 | 877.4503 | 4.3578e-05 | 867.9083 | 0 | 877.4503 | -0.0013221 | 877.6656 | 0 | 864.8973 | -0.00097355 | 668.504 | 0.00033588 | 877.6656 | 0 | 877.6656 | 0 | 872.12 | -0.0016797 | 877.6656 | 0 | 670.5939 | 9.3452e-06 | 877.6656 | 0 | 877.6656 | 0 | 877.4502 | -0.00049287 | 992.5598 | 0.00598 | 877.4503 | -0.0014169 | 992.4453 | 3.0002e-05 | 992.5598 | 0.03404 | 864.8973 | 0.00373
| 877.9058 | 0.00059409 | 877.6903 | -0.00042128 | 668.6273 | 0 | 877.9058 | 0.00049943 | 877.6903 | -0.0010304 | 868.1464 | 0 | 877.6903 | 0.00073955 | 877.9058 | 0.0011487 | 865.1313 | -2.0096e-05 | 668.6273 | 0.00155 | 877.9058 | 0.00073862 | 877.9058 | 0.00084362 | 872.36 | 0.0011162 | 877.9058 | 0.0013246 | 670.7144 | 9.7668e-06 | 877.9058 | 0.001135 | 877.9058 | 0.00023208 | 877.6903 | 5.2407e-05 | 992.7283 | 0.00575 | 877.6903 | 0.0057805 | 992.615 | 6.6672e-06 | 992.7283 | 0.03395 | 865.1313 | 0.00303
| 878.1461 | -9.6973e-05 | 877.9304 | 3.3201e-05 | 668.7506 | 0.00091902 | 878.1461 | -0.00078346 | 877.9304 | 0.00028523 | 868.3843 | 0 | 877.9304 | -0.0016112 | 878.1461 | 0 | 865.3654 | -0.0003148 | 668.7506 | 0.0015 | 878.1461 | 0 | 878.1461 | 0 | 872.6 | -0.0033376 | 878.1461 | 0 | 670.8349 | 9.2398e-06 | 878.1461 | 0 | 878.1461 | 0 | 877.9304 | -0.0019 | 992.8968 | 0.00538 | 877.9304 | -0.0025745 | 992.7846 | 5.0004e-05 | 992.8968 | 0.03132 | 865.3654 | 0.00463
| 878.3864 | 0.00053926 | 878.1705 | 0.00056726 | 668.8739 | 0 | 878.3864 | -6.0958e-05 | 878.1705 | -0.0020299 | 868.6223 | 0 | 878.1705 | 0.0012941 | 878.3864 | 0.00072645 | 865.5994 | 0.0049643 | 668.8739 | 0.00061512 | 878.3864 | 0.0019237 | 878.3864 | 0.0010705 | 872.84 | 0.00075855 | 878.3864 | 0.0012915 | 670.9554 | 9.5911e-06 | 878.3864 | 0.001987 | 878.3863 | 0.00043038 | 878.1705 | 0.00181 | 993.0653 | 0.00545 | 878.1705 | 0.0022582 | 992.9543 | 6.6672e-06 | 993.0653 | 0.03078 | 865.5994 | 0.00706
| 878.6266 | 0.00010064 | 878.4106 | -0.00056422 | 668.9972 | 0.00106 | 878.6266 | -0.00046231 | 878.4106 | -0.0004879 | 868.8604 | 0 | 878.4106 | -0.0017903 | 878.6267 | 0 | 865.8334 | 0.00032763 | 668.9972 | 0.00215 | 878.6267 | 0 | 878.6266 | 0 | 873.08 | -0.00099695 | 878.6267 | 0 | 671.076 | 8.7245e-06 | 878.6267 | 0 | 878.6267 | 0 | 878.4106 | -0.00106 | 993.2338 | 0.00508 | 878.4106 | -0.00092623 | 993.1239 | 0 | 993.2338 | 0.02869 | 865.8334 | 0.00263
| 878.8669 | 0.00055681 | 878.6507 | -0.00073357 | 669.1205 | 0 | 878.8669 | 0.00029746 | 878.6507 | -0.0017289 | 869.0984 | 0 | 878.6507 | 0.00085453 | 878.8669 | 0.00042884 | 866.0675 | 9.5604e-05 | 669.1205 | 0.00033123 | 878.8669 | 0.00089575 | 878.8669 | 0 | 873.32 | 0.00075855 | 878.8669 | 1.0222e-05 | 671.1965 | 8.2561e-06 | 878.8669 | 0.0013225 | 878.8669 | 0.00027714 | 878.6507 | 0.00171 | 993.4023 | 0.00719 | 878.6507 | 0.0024294 | 993.2936 | 6.6672e-06 | 993.4023 | 0.02829 | 866.0675 | 0.00574
| 879.1072 | -0.00080714 | 878.8908 | -0.0011953 | 669.2439 | 0.00123 | 879.1072 | -0.00036472 | 878.8908 | -0.00058309 | 869.3364 | 0 | 878.8908 | -0.0016961 | 879.1072 | 0 | 866.3015 | 9.3951e-05 | 669.2439 | 0.00127 | 879.1072 | 0 | 879.1072 | 0 | 873.56 | -0.00099695 | 879.1072 | 0 | 671.317 | 7.3544e-06 | 879.1072 | 0 | 879.1072 | 0 | 878.8908 | -0.00167 | 993.5708 | 0.00647 | 878.8908 | 0.00039444 | 993.4633 | 1.0001e-05 | 993.5708 | 0.02729 | 866.3015 | 0.00157
| 879.3475 | -0.00030606 | 879.131 | -0.00050822 | 669.3672 | 0 | 879.3475 | -0.0004005 | 879.131 | -0.0026724 | 869.5745 | 0 | 879.131 | 0.00076666 | 879.3475 | 0.00081951 | 866.5356 | -0.0015754 | 669.3672 | 0.00203 | 879.3475 | 0.0007767 | 879.3475 | 0.00020397 | 873.8 | 0.0011487 | 879.3475 | 0.00037425 | 671.4375 | 7.0382e-06 | 879.3475 | 0.001241 | 879.3475 | 0.00027366 | 879.131 | 0.00072471 | 993.7394 | 0.00476 | 879.131 | 0.002189 | 993.6329 | 6.6672e-06 | 993.7394 | 0.02661 | 866.5356 | 0.00358
| 879.5879 | -0.00075071 | 879.3711 | -0.00092813 | 669.4906 | 0.00076297 | 879.5879 | -0.00061259 | 879.3711 | -0.00089355 | 869.8125 | 0 | 879.3711 | -0.001745 | 879.5879 | 0 | 866.7697 | 0.00063491 | 669.4906 | 0.00193 | 879.5879 | 0 | 879.5879 | 0 | 874.04 | 0.00010836 | 879.5879 | 0 | 671.558 | 8.5606e-06 | 879.5879 | 0 | 879.5879 | 0 | 879.3711 | -0.00038472 | 993.9079 | 0.00417 | 879.3711 | -0.0037538 | 993.8026 | 1.0001e-05 | 993.9079 | 0.02716 | 866.7696 | 0.00255
| 879.8282 | 0.0014309 | 879.6112 | -0.00083619 | 669.614 | 0 | 879.8282 | -0.0003542 | 879.6112 | -0.0010594 | 870.0505 | 0 | 879.6112 | 0.001161 | 879.8282 | 0.0011037 | 867.0037 | -0.00060571 | 669.614 | 0.00084224 | 879.8282 | 0.00036773 | 879.8282 | 0.00028161 | 874.28 | 0.0017338 | 879.8282 | 0.00066653 | 671.6785 | 8.7831e-06 | 879.8282 | 0.001423 | 879.8282 | 0.0002726 | 879.6112 | 0.00165 | 994.0764 | 0.00647 | 879.6112 | 0.005385 | 993.9722 | 6.6672e-06 | 994.0764 | 0.02657 | 867.0037 | 0.003
| 880.0685 | -0.00013101 | 879.8514 | -0.00014717 | 669.7373 | 0.00084967 | 880.0685 | -9.0537e-05 | 879.8514 | -0.00029364 | 870.2886 | 0 | 879.8514 | -0.0017085 | 880.0685 | 0 | 867.2379 | -0.0030619 | 669.7373 | 0.00133 | 880.0685 | 0 | 880.0685 | 0 | 874.52 | 0.00027091 | 880.0685 | 0 | 671.7991 | 9.1812e-06 | 880.0685 | 0 | 880.0685 | 0 | 879.8514 | -0.00075722 | 994.2449 | 0.0054 | 879.8514 | 0.0010543 | 994.1419 | 1.0001e-05 | 994.2449 | 0.02781 | 867.2378 | 0.00251
| 880.3088 | 0.00050142 | 880.0915 | 0.00039784 | 669.8607 | 0 | 880.3088 | 0.00011512 | 880.0915 | -0.0024696 | 870.5267 | 0 | 880.0915 | 0.00085362 | 880.3089 | 0.0012062 | 867.4719 | 0.00333 | 669.8607 | 0.00198 | 880.3089 | 0.0018319 | 880.3088 | 0.00058708 | 874.76 | 0.00027091 | 880.3089 | 0.0016553 | 671.9196 | 8.584e-06 | 880.3089 | 0.0010006 | 880.3088 | 0.00022619 | 880.0915 | 0.00175 | 994.4134 | 0.008 | 880.0915 | 0.0040764 | 994.3116 | 0 | 994.4134 | 0.02688 | 867.4719 | 0.00544
| 880.5492 | 0.0001555 | 880.3317 | -0.0010704 | 669.9841 | 0.00065893 | 880.5492 | -0.00048438 | 880.3317 | 0.00073075 | 870.7648 | 0 | 880.3317 | -0.0017288 | 880.5492 | 0 | 867.706 | -0.0019199 | 669.9841 | 0.00067647 | 880.5492 | 0 | 880.5492 | 0 | 875 | -0.0016472 | 880.5492 | 0 | 672.0401 | 5.9725e-06 | 880.5492 | 0 | 880.5492 | 0 | 880.3317 | -0.00234 | 994.582 | 0.00542 | 880.3317 | 0.00032559 | 994.4812 | 1.0001e-05 | 994.582 | 0.02627 | 867.706 | -0.00173
| 880.7896 | 4.5359e-05 | 880.5718 | -0.00079968 | 670.1075 | 0 | 880.7896 | -0.00011934 | 880.5718 | -0.0025017 | 871.0028 | 0 | 880.5718 | -0.0014681 | 880.7895 | 0 | 867.9401 | -0.00088288 | 670.1075 | 0.00104 | 880.7895 | 0 | 880.7896 | 0 | 875.24 | -0.00060684 | 880.7895 | 0 | 672.1606 | 1.7203e-05 | 880.7895 | 0 | 880.7895 | 0 | 880.5718 | -0.00064731 | 994.7505 | 0.00622 | 880.5718 | 0.00042818 | 994.6509 | 0 | 994.7505 | 0.02591 | 867.9401 | 0.00157
| 881.0299 | 0.0011966 | 880.812 | 0.00021107 | 670.2309 | 0.00125 | 881.0299 | 0.00014014 | 880.812 | -0.0024843 | 871.2409 | 0 | 880.812 | 0.0011093 | 881.0299 | 0.00052129 | 868.1742 | 0.002492 | 670.2309 | 0.00261 | 881.0299 | 0.0010451 | 881.0299 | 0.00064308 | 875.48 | -0.00060684 | 881.0299 | 0.00033957 | 672.2812 | 1.4252e-05 | 881.0299 | 0.001651 | 881.0299 | 0.00033249 | 880.812 | -0.00010421 | 994.919 | 0.00642 | 880.812 | 0.0023192 | 994.8206 | 5.0004e-05 | 994.919 | 0.02462 | 868.1742 | 0.00317
| 881.2703 | 0.00045943 | 881.0522 | -0.0011486 | 670.3544 | 0 | 881.2703 | -0.00024879 | 881.0522 | 0.0013227 | 871.479 | 0 | 881.0522 | -0.0017545 | 881.2703 | 0 | 868.4083 | -0.00046823 | 670.3544 | 0.00189 | 881.2703 | 0 | 881.2703 | 0 | 875.72 | 0.0010836 | 881.2703 | 0 | 672.4017 | 2.8434e-05 | 881.2703 | 0 | 881.2703 | 0 | 881.0522 | -0.00114 | 995.0875 | 0.0077 | 881.0522 | 0.0022591 | 994.9902 | 0 | 995.0875 | 0.02535 | 868.4083 | 0.00371
| 881.5107 | 0.0010061 | 881.2923 | -0.00037674 | 670.4778 | 0.00144 | 881.5107 | 0.00032319 | 881.2923 | -0.002897 | 871.7171 | 0 | 881.2923 | 0.0010235 | 881.5107 | 0.00074265 | 868.6425 | 0.00041796 | 670.4778 | 0.00238 | 881.5107 | 0.00048537 | 881.5107 | 0.00071884 | 875.96 | -5.4182e-05 | 881.5107 | 0.0011578 | 672.5222 | 1.4287e-05 | 881.5107 | 0.0018948 | 881.5107 | 0.00023414 | 881.2923 | 0.00099344 | 995.256 | 0.00571 | 881.2923 | 0.00047371 | 995.1599 | 5.0004e-05 | 995.256 | 0.02233 | 868.6425 | 0.00604
| 881.751 | 0.00017349 | 881.5325 | -0.00059212 | 670.6013 | 0 | 881.751 | -0.00070847 | 881.5325 | -0.00096882 | 871.9553 | 0 | 881.5325 | -0.0017959 | 881.751 | 0 | 868.8766 | 0.0015269 | 670.6013 | 0.00135 | 881.751 | 0 | 881.751 | 0 | 876.2 | -0.00015171 | 881.751 | 0 | 672.6428 | 2.9207e-05 | 881.751 | 0 | 881.751 | 0 | 881.5325 | -0.00232 | 995.4246 | 0.00541 | 881.5325 | 0.00010264 | 995.3296 | 0 | 995.4246 | 0.02237 | 868.8766 | 0.00376
| 881.9915 | 0.00092898 | 881.7727 | 0.00056614 | 670.7247 | 0.00095371 | 881.9915 | 0.0006109 | 881.7727 | -0.0031375 | 872.1934 | 0 | 881.7727 | 0.0012332 | 881.9914 | 0.00062415 | 869.1107 | 0.0019307 | 670.7247 | 0.00105 | 881.9914 | 0.0017559 | 881.9915 | 0.0014295 | 876.44 | -0.00063934 | 881.9914 | 0.00078257 | 672.7633 | 1.5002e-05 | 881.9914 | 0.0013481 | 881.9915 | 0.00046786 | 881.7727 | 0.00222 | 995.5931 | 0.00651 | 881.7727 | -0.0012377 | 995.4993 | 5.0004e-05 | 995.5931 | 0.01948 | 869.1107 | 0.0056
| 882.2318 | -0.00039224 | 882.0129 | -0.0013377 | 670.8482 | 0 | 882.2318 | -0.00066366 | 882.0129 | 0.00046659 | 872.4315 | 0 | 882.0129 | -0.00174 | 882.2318 | 0 | 869.3448 | 0.001347 | 670.8482 | 0.00175 | 882.2318 | 0 | 882.2318 | 0 | 876.68 | 0.0022864 | 882.2318 | 0 | 672.8838 | 3.087e-05 | 882.2318 | 0 | 882.2318 | 0 | 882.0129 | -0.00155 | 995.7616 | 0.00524 | 882.0129 | -0.0027299 | 995.6689 | 0 | 995.7616 | 0.01972 | 869.3448 | 0.00121
| 882.4722 | 0.00058821 | 882.2531 | 0.00041112 | 670.9716 | 0.00084967 | 882.4722 | 0.00018248 | 882.2531 | -0.0015189 | 872.6696 | 0 | 882.2531 | 0.0011016 | 882.4722 | 0.0018101 | 869.579 | 0.0031713 | 670.9716 | 0.00283 | 882.4722 | 0.0016475 | 882.4722 | 0.00084149 | 876.92 | -0.0010295 | 882.4722 | 0.00221 | 673.0044 | 1.6055e-05 | 882.4722 | 0.00097663 | 882.4722 | 0.00031854 | 882.2531 | 0.00219 | 995.9302 | 0.00614 | 882.2531 | 0.005501 | 995.8386 | 6.9993e-05 | 995.9302 | 0.01763 | 869.579 | 0.00519
| 882.7126 | 2.4457e-05 | 882.4933 | -0.00070035 | 671.0951 | 0 | 882.7126 | -0.0010793 | 882.4933 | 0.0009611 | 872.9078 | 0 | 882.4933 | -0.0016618 | 882.7126 | 0 | 869.8132 | -0.0012889 | 671.0951 | 0.00124 | 882.7126 | 0 | 882.7126 | 0 | 877.16 | -0.00080189 | 882.7126 | 0 | 673.1249 | 3.1982e-05 | 882.7126 | 0 | 882.7127 | 0 | 882.4933 | -0.0011 | 996.0987 | 0.00517 | 882.4933 | -0.0048666 | 996.0083 | 0 | 996.0987 | 0.01757 | 869.8132 | 0.00388
| 882.9531 | 0.00029898 | 882.7336 | -0.00057689 | 671.2186 | 0.00127 | 882.9531 | 4.9212e-05 | 882.7336 | -0.002506 | 873.1459 | 0 | 882.7336 | 0.00023249 | 882.9531 | 0.0013995 | 870.0473 | 0.0012956 | 671.2186 | 0.00232 | 882.9531 | 0 | 882.9531 | 0 | 877.4 | -0.00073687 | 882.9531 | 0.0016438 | 673.2455 | 1.6255e-05 | 882.9531 | 0.0018907 | 882.9531 | 0.00022467 | 882.7336 | 0.00071345 | 996.2672 | 0.0041 | 882.7336 | -0.0010915 | 996.178 | 3.0002e-05 | 996.2672 | 0.01565 | 870.0473 | 0.0038
| 883.1935 | -0.00096131 | 882.9738 | -0.00071426 | 671.3421 | 0 | 883.1935 | -0.00053654 | 882.9738 | 0.00052502 | 873.3841 | 0 | 882.9738 | -0.0018714 | 883.1935 | 0 | 870.2815 | 0.00049351 | 671.3421 | 0.00127 | 883.1935 | 0 | 883.1935 | 0 | 877.64 | -0.00067186 | 883.1935 | 0 | 673.366 | 3.0542e-05 | 883.1935 | 0 | 883.1935 | 0 | 882.9738 | -0.00096592 | 996.4357 | 0.00629 | 882.9738 | -0.00033517 | 996.3477 | 0 | 996.4357 | 0.01572 | 870.2815 | 0.00219
| 883.4339 | -9.339e-06 | 883.214 | -6.4598e-05 | 671.4657 | 0.00173 | 883.4339 | 0.00013593 | 883.214 | -0.0014018 | 873.6223 | 0 | 883.214 | 0.00090402 | 883.4339 | 0.0012426 | 870.5157 | 0.001087 | 671.4657 | 0.00036425 | 883.4339 | 0.00081014 | 883.4339 | 0.00033775 | 877.88 | -0.00060684 | 883.4339 | 0.002228 | 673.4865 | 1.4639e-05 | 883.4339 | 0.00198 | 883.4339 | 0.00029552 | 883.214 | 0.00019194 | 996.6043 | 0.00477 | 883.214 | 0.0010726 | 996.5174 | 6.9993e-05 | 996.6043 | 0.01463 | 870.5157 | 0.00391
| 883.6744 | -0.00052555 | 883.4543 | -0.0016487 | 671.5892 | 0 | 883.6744 | -0.00088925 | 883.4543 | 0.0024429 | 873.8604 | 0 | 883.4543 | -0.0015568 | 883.6744 | 0 | 870.7499 | -0.0031525 | 671.5892 | 0.00084224 | 883.6744 | 0 | 883.6744 | 0 | 878.12 | 0.0020589 | 883.6744 | 0 | 673.6071 | 2.9617e-05 | 883.6744 | 0 | 883.6744 | 0 | 883.4543 | -0.00154 | 996.7728 | 0.00696 | 883.4543 | 0.00023359 | 996.6871 | 0 | 996.7728 | 0.01486 | 870.7499 | 0.00223
| 883.9148 | 0.00052597 | 883.6945 | 0.0004777 | 671.7127 | 0.00128 | 883.9148 | -4.3745e-05 | 883.6945 | -0.0010132 | 874.0986 | 0 | 883.6945 | 0.0013062 | 883.9148 | 0.0018679 | 870.9841 | 0.0023289 | 671.7127 | 0.00147 | 883.9148 | 0.0018143 | 883.9148 | 0.00075592 | 878.36 | 0.00014088 | 883.9148 | 6.5547e-05 | 673.7276 | 1.5212e-05 | 883.9148 | 0.0023321 | 883.9148 | 0.00027387 | 883.6945 | 0.00121 | 996.9413 | 0.00649 | 883.6945 | 0.0023422 | 996.8568 | 5.0004e-05 | 996.9413 | 0.01394 | 870.9841 | 0.00449
| 884.1553 | -0.0005427 | 883.9348 | -0.00058008 | 671.8363 | 0 | 884.1553 | -0.00031326 | 883.9348 | 0.00077678 | 874.3368 | 0 | 883.9348 | -0.0017634 | 884.1553 | 0 | 871.2183 | 0.00069772 | 671.8363 | 0.00229 | 884.1553 | 0 | 884.1553 | 0 | 878.6 | -0.0020047 | 884.1553 | 0 | 673.8482 | 3.087e-05 | 884.1553 | 0 | 884.1553 | 0 | 883.9348 | -0.0012 | 997.1099 | 0.00543 | 883.9348 | 6.1582e-05 | 997.0265 | 0 | 997.1099 | 0.01423 | 871.2183 | -0.00184
| 884.3958 | 0.00044293 | 884.175 | -0.00011891 | 671.9598 | 0.00050287 | 884.3958 | 1.09e-05 | 884.175 | -0.0021584 | 874.575 | 0 | 884.175 | 0.00096246 | 884.3958 | 0.001854 | 871.4525 | 0.002158 | 671.9598 | 0.00246 | 884.3958 | 0.0017464 | 884.3958 | 0.0011072 | 878.84 | -0.00093193 | 884.3958 | 0.00071009 | 673.9687 | 1.5681e-05 | 884.3958 | 0.0012132 | 884.3958 | 0.00019596 | 884.175 | 0.00155 | 997.2784 | 0.00608 | 884.175 | 0.0033715 | 997.1962 | 6.9993e-05 | 997.2784 | 0.01368 | 871.4524 | 0.00397
| 884.6362 | -0.0002707 | 884.4153 | -0.00080449 | 672.0834 | 0 | 884.6362 | -0.00032417 | 884.4153 | 0.00025984 | 874.8132 | 0 | 884.4153 | -0.0018837 | 884.6362 | 0 | 871.6866 | -0.0019232 | 672.0834 | 0.00013249 | 884.6362 | 0 | 884.6362 | 0 | 879.08 | -8.6692e-05 | 884.6362 | 0 | 674.0893 | 3.1115e-05 | 884.6362 | 0 | 884.6362 | 0 | 884.4153 | -0.0019 | 997.4469 | 0.00575 | 884.4153 | -0.0023454 | 997.3659 | 0 | 997.4469 | 0.01446 | 871.6866 | 0.0052
| 884.8767 | -0.0003111 | 884.6556 | 0.00036886 | 672.207 | 0.00125 | 884.8767 | 7.6967e-05 | 884.6556 | -0.002428 | 875.0515 | 0 | 884.6556 | 0.0013123 | 884.8767 | 0.0023697 | 871.9209 | -0.00080524 | 672.207 | 0.00317 | 884.8767 | 0.0010657 | 884.8767 | 0.00076264 | 879.32 | 0.002449 | 884.8767 | 0.00095677 | 674.2098 | 1.5763e-05 | 884.8767 | 0.001771 | 884.8767 | 0.00028378 | 884.6556 | 0.00109 | 997.6154 | 0.00556 | 884.6556 | 0.0023748 | 997.5356 | 5.0004e-05 | 997.6154 | 0.01414 | 871.9209 | 0.00326
| 885.1172 | -0.00037349 | 884.8958 | -0.00042356 | 672.3305 | 0 | 885.1172 | -0.00060082 | 884.8958 | 0.0015821 | 875.2897 | 0 | 884.8958 | -0.0016962 | 885.1172 | 0 | 872.1551 | -0.0017943 | 672.3305 | 0.00113 | 885.1172 | 0 | 885.1172 | 0 | 879.56 | 0.00030341 | 885.1172 | 0 | 674.3304 | 2.8621e-05 | 885.1172 | 0 | 885.1172 | 0 | 884.8958 | -0.00178 | 997.784 | 0.00531 | 884.8958 | -0.00065226 | 997.7053 | 0 | 997.784 | 0.01523 | 872.1551 | 0.0013
| 885.3577 | 0.0012614 | 885.1361 | 0.00081387 | 672.4541 | 0.00156 | 885.3577 | -0.00073116 | 885.1361 | -0.002725 | 875.5279 | 0 | 885.1361 | 0.00087411 | 885.3577 | 0.0011917 | 872.3893 | 0.0031136 | 672.4541 | 0.00269 | 885.3577 | 0.0033409 | 885.3577 | 0.0017583 | 879.8 | -0.00024923 | 885.3577 | 0.0028934 | 674.451 | 1.3362e-05 | 885.3577 | 0.0022686 | 885.3577 | 0.00029304 | 885.1361 | 0.00067808 | 997.9525 | 0.00593 | 885.1361 | -0.0018541 | 997.875 | 6.9993e-05 | 997.9525 | 0.01492 | 872.3893 | 0.00299
| 885.5982 | -0.00031866 | 885.3764 | -0.00077138 | 672.5777 | 0 | 885.5982 | -7.6353e-05 | 885.3764 | 0.00048945 | 875.7661 | 0 | 885.3764 | -0.001607 | 885.5982 | 0 | 872.6236 | -0.0021524 | 672.5777 | 0.00027444 | 885.5982 | 0 | 885.5982 | 0 | 880.04 | 0.00085607 | 885.5982 | 0 | 674.5715 | 2.7368e-05 | 885.5982 | 0 | 885.5982 | 0 | 885.3764 | -0.00075887 | 998.121 | 0.00492 | 885.3764 | -0.00086458 | 998.0447 | 0 | 998.121 | 0.01596 | 872.6236 | 0.00082902
| 885.8387 | 6.7971e-05 | 885.6167 | 0.00072941 | 672.7014 | 0.00146 | 885.8387 | -0.00037043 | 885.6167 | -0.0014568 | 876.0044 | 0 | 885.6167 | 0.0011042 | 885.8387 | 0.0018504 | 872.8578 | 0.00070169 | 672.7014 | 0.00292 | 885.8387 | 0.0018112 | 885.8387 | 0.00091097 | 880.28 | -0.00047681 | 885.8387 | 0.0017089 | 674.6921 | 1.4662e-05 | 885.8387 | 0.0014366 | 885.8387 | 0.00018326 | 885.6167 | 0.00147 | 998.2896 | 0.00649 | 885.6167 | 0.0022602 | 998.2144 | 8.9995e-05 | 998.2896 | 0.01556 | 872.8578 | 0.0057
| 886.0792 | -0.00042209 | 885.857 | 0.00026536 | 672.825 | 0 | 886.0792 | -0.00087796 | 885.857 | 0.00075176 | 876.2426 | 0 | 885.857 | -0.0017706 | 886.0792 | 0 | 873.0921 | -0.00070537 | 672.825 | 0.00050157 | 886.0792 | 0 | 886.0792 | 0 | 880.52 | -8.6692e-05 | 886.0792 | 0 | 674.8126 | 2.868e-05 | 886.0792 | 0 | 886.0792 | 0 | 885.857 | -0.00203 | 998.4581 | 0.00622 | 885.857 | -0.00098755 | 998.3841 | 0 | 998.4581 | 0.01632 | 873.0921 | 0.00209
| 886.3198 | 0.00053648 | 886.0973 | -0.00044595 | 672.9486 | 0.00179 | 886.3198 | -0.00048701 | 886.0973 | -0.0036156 | 876.4809 | 0 | 886.0973 | 0.00067844 | 886.3198 | 0.00074619 | 873.3264 | 0.00044132 | 672.9486 | 0.00198 | 886.3198 | 0.00064172 | 886.3198 | 0.00053674 | 880.76 | -0.00070437 | 886.3198 | 0.0011801 | 674.9332 | 1.4392e-05 | 886.3198 | 0.0019137 | 886.3198 | 0.00017903 | 886.0973 | 0.00086246 | 998.6266 | 0.0079 | 886.0973 | 0.00037472 | 998.5539 | 6.9993e-05 | 998.6266 | 0.01607 | 873.3264 | 0.00254
| 886.5603 | 0.00037199 | 886.3377 | -0.0014684 | 673.0723 | 0 | 886.5603 | -0.0011511 | 886.3377 | 0.00035762 | 876.7192 | 0 | 886.3377 | -0.0021247 | 886.5603 | 0 | 873.5606 | -0.0022539 | 673.0723 | 0.00021766 | 886.5603 | 0 | 886.5603 | 0 | 881 | -0.0021673 | 886.5603 | 0 | 675.0538 | 2.9687e-05 | 886.5603 | 0 | 886.5603 | 0 | 886.3377 | -0.00133 | 998.7952 | 0.00526 | 886.3377 | -0.0041077 | 998.7236 | 0 | 998.7952 | 0.01649 | 873.5606 | 0.00277
| 886.8008 | 0.0003347 | 886.578 | -0.00052066 | 673.1959 | 0.00125 | 886.8008 | 0.0004702 | 886.578 | -0.0024784 | 876.9575 | 0 | 886.578 | 0.00085752 | 886.8008 | 0.00097224 | 873.7949 | 0.00048531 | 673.1959 | 0.00278 | 886.8008 | 0.0017955 | 886.8008 | 0.00046589 | 881.24 | -0.00070437 | 886.8008 | 0.00093077 | 675.1743 | 1.5482e-05 | 886.8008 | 0.0013065 | 886.8008 | 0.00026589 | 886.578 | -1.5495e-05 | 998.9637 | 0.00464 | 886.578 | -0.00049813 | 998.8933 | 3.0002e-05 | 998.9637 | 0.01645 | 873.7949 | 0.00423
| 887.0414 | 0.00018137 | 886.8183 | -0.0010314 | 673.3196 | 0 | 887.0414 | -0.00063216 | 886.8183 | -3.9181e-05 | 877.1957 | 0 | 886.8183 | -0.0018216 | 887.0414 | 0 | 874.0292 | 0.00044298 | 673.3196 | 0.00124 | 887.0414 | 0 | 887.0414 | 0 | 881.48 | -5.4182e-05 | 887.0414 | 0 | 675.2949 | 3.0624e-05 | 887.0414 | 0 | 887.0414 | 0 | 886.8183 | -0.00217 | 999.1322 | 0.00598 | 886.8183 | -0.0025439 | 999.063 | 0 | 999.1322 | 0.01639 | 874.0292 | -0.00175
| 887.2819 | 0.00099934 | 887.0587 | 0.00015063 | 673.4432 | 0.00121 | 887.2819 | -0.00037134 | 887.0587 | -0.0045095 | 877.434 | 0 | 887.0587 | 0.0008978 | 887.2819 | 0.0015026 | 874.2634 | 0.00502 | 673.4432 | 0.00167 | 887.2819 | 0.0011152 | 887.2819 | 0.00077852 | 881.72 | 0.00056349 | 887.2819 | 0.002165 | 675.4155 | 1.5212e-05 | 887.2819 | 0.0018824 | 887.2819 | 0.00020621 | 887.0587 | 0.00124 | 999.3008 | 0.00563 | 887.0587 | 0.0011983 | 999.2327 | 6.9993e-05 | 999.3008 | 0.01653 | 874.2634 | 0.00253
| 887.5225 | -0.00019852 | 887.299 | -0.0011451 | 673.5669 | 0 | 887.5225 | -0.0011241 | 887.299 | 0.0017099 | 877.6723 | 0 | 887.299 | -0.001612 | 887.5225 | 0 | 874.4977 | -0.0011692 | 673.5669 | 0.0011 | 887.5225 | 0 | 887.5225 | 0 | 881.96 | -0.00067186 | 887.5225 | 0 | 675.536 | 3.1514e-05 | 887.5225 | 0 | 887.5225 | 0 | 887.299 | -0.00070795 | 999.4693 | 0.00408 | 887.299 | -0.0044954 | 999.4025 | 0 | 999.4693 | 0.01611 | 874.4977 | -0.00143
| 887.7631 | 0.00071052 | 887.5394 | -0.00051503 | 673.6906 | 0.00083232 | 887.7631 | -0.00010525 | 887.5394 | -0.002671 | 877.9106 | 0 | 887.5394 | 0.0012646 | 887.7631 | 0.0010934 | 874.7321 | -0.001769 | 673.6906 | 0.00079001 | 887.7631 | 0.0015954 | 887.7631 | 0.00083749 | 882.2 | 0.00075855 | 887.7631 | 0.0008433 | 675.6566 | 1.636e-05 | 887.7631 | 0.0016232 | 887.7631 | 0.00015515 | 887.5394 | 0.00122 | 999.6379 | 0.00568 | 887.5394 | 0.0044994 | 999.5722 | 6.9993e-05 | 999.6379 | 0.01637 | 874.7321 | 0.00618
| 888.0037 | -0.0001005 | 887.7797 | -0.0005014 | 673.8143 | 0 | 888.0037 | -0.00031613 | 887.7797 | -0.00054554 | 878.1489 | 0 | 887.7797 | -0.001779 | 888.0037 | 0 | 874.9663 | -0.0055232 | 673.8143 | 0.00027444 | 888.0037 | 0 | 888.0037 | 0 | 882.44 | -0.00028175 | 888.0037 | 0 | 675.7772 | 3.2029e-05 | 888.0037 | 0 | 888.0037 | 0 | 887.7797 | -0.00123 | 999.8064 | 0.00533 | 887.7797 | -0.0038024 | 999.7419 | 0 | 999.8064 | 0.01562 | 874.9663 | 0.00051355
| 888.2443 | 0.00079024 | 888.0201 | -0.0016883 | 673.938 | 0.00173 | 888.2443 | -0.00045582 | 888.0201 | -0.0030724 | 878.3873 | 0 | 888.0201 | 0.00095358 | 888.2443 | 0.0015686 | 875.2006 | -0.001415 | 673.938 | 0.0021 | 888.2443 | 0.0013715 | 888.2443 | 0 | 882.68 | -2.1673e-05 | 888.2443 | 0.00060932 | 675.8977 | 1.5728e-05 | 888.2443 | 0.0019252 | 888.2443 | 0.00035259 | 888.0201 | 0.00136 | 999.9749 | 0.00455 | 888.0201 | 0.0031076 | 999.9117 | 6.9993e-05 | 999.9749 | 0.01612 | 875.2006 | 0.00154
| 888.4849 | -0.00050143 | 888.2605 | -0.00035904 | 674.0617 | 0 | 888.4849 | -0.00050337 | 888.2605 | 0.0020629 | 878.6256 | 0 | 888.2605 | -0.0016597 | 888.4848 | 0 | 875.435 | -0.0026486 | 674.0617 | 0.0013 | 888.4848 | 0 | 888.4849 | 0 | 882.92 | -0.0018747 | 888.4848 | 0 | 676.0183 | 3.087e-05 | 888.4848 | 0 | 888.4849 | 0 | 888.2604 | -0.0015 | 1000.1435 | 0.00564 | 888.2605 | 0.0011189 | 1000.0814 | 0 | 1000.1435 | 0.01537 | 875.435 | -0.00101
| 888.7255 | 0.00085274 | 888.5008 | -0.00022801 | 674.1855 | 0.00031212 | 888.7255 | -8.2259e-05 | 888.5008 | -0.0023248 | 878.864 | 0 | 888.5008 | 0.0007863 | 888.7255 | 0.0016206 | 875.6693 | 0.0052033 | 674.1855 | 0.00102 | 888.7255 | 0.00025471 | 888.7255 | 0.00064556 | 883.16 | 0.00075855 | 888.7255 | 0.0012905 | 676.1389 | 1.5294e-05 | 888.7255 | 0.0012461 | 888.7255 | 0.00028793 | 888.5008 | 0.00026246 | 1000.312 | 0.00679 | 888.5008 | 0.0058426 | 1000.2511 | 8.9995e-05 | 1000.312 | 0.01601 | 875.6693 | 0.00457
| 888.9661 | 0.0005403 | 888.7412 | -0.0010503 | 674.3092 | 0 | 888.9661 | -0.00046869 | 888.7412 | 0.001274 | 879.1023 | 0 | 888.7412 | -0.0020795 | 888.9661 | 0 | 875.9036 | -0.0033249 | 674.3092 | 0.00098419 | 888.9661 | 0 | 888.9661 | 0 | 883.4 | -0.00021673 | 888.9661 | 0 | 676.2595 | 2.9991e-05 | 888.9661 | 0 | 888.9661 | 0 | 888.7412 | -0.00246 | 1000.4806 | 0.00705 | 888.7412 | -0.0020542 | 1000.4209 | 0 | 1000.4806 | 0.01508 | 875.9036 | 0.0017
| 889.2067 | 0.00083455 | 888.9816 | -0.00069981 | 674.433 | 0.0017 | 889.2067 | 0.00091209 | 888.9816 | -0.0034288 | 879.3406 | 0 | 888.9816 | 0.00073305 | 889.2067 | 0.0010549 | 876.138 | 0.0051698 | 674.433 | 0.00218 | 889.2067 | 0.001252 | 889.2067 | 0.00048297 | 883.64 | 0.00027091 | 889.2067 | 0.00052244 | 676.3801 | 1.4838e-05 | 889.2067 | 0.0025771 | 889.2067 | 0.00019822 | 888.9816 | -0.00016301 | 1000.6491 | 0.00642 | 888.9816 | 0.0015713 | 1000.5906 | 5.0004e-05 | 1000.6491 | 0.01568 | 876.138 | 0.00625
| 889.4473 | -0.00044445 | 889.222 | -0.00035105 | 674.5567 | 0 | 889.4473 | -0.0011224 | 889.222 | -0.00026783 | 879.579 | 0 | 889.222 | -0.0018905 | 889.4473 | 0 | 876.3723 | 0.00114 | 674.5567 | 0.00203 | 889.4473 | 0 | 889.4473 | 0 | 883.88 | -0.00067186 | 889.4473 | 0 | 676.5006 | 2.9558e-05 | 889.4473 | 0 | 889.4473 | 0 | 889.222 | -0.00093405 | 1000.8176 | 0.00566 | 889.222 | -0.0012141 | 1000.7604 | 0 | 1000.8176 | 0.01464 | 876.3723 | 0.00261
| 889.6879 | 1.4503e-05 | 889.4624 | 0.00010192 | 674.6805 | 0.00113 | 889.6879 | -0.00017192 | 889.4624 | -0.0026102 | 879.8174 | 0 | 889.4624 | 0.00081929 | 889.6879 | 0.00064161 | 876.6067 | 0.0058117 | 674.6805 | 0.00030748 | 889.6879 | 0.001934 | 889.6879 | 0.0006957 | 884.12 | 7.5855e-05 | 889.6879 | 0.00094981 | 676.6212 | 1.492e-05 | 889.6879 | 0.0016559 | 889.6879 | 0.00036888 | 889.4624 | 0.00196 | 1000.9862 | 0.00556 | 889.4624 | 0.00058976 | 1000.9301 | 5.0004e-05 | 1000.9862 | 0.01523 | 876.6067 | 0.00451
| 889.9286 | -0.00039218 | 889.7028 | -0.00058204 | 674.8043 | 0 | 889.9286 | -0.00022803 | 889.7028 | 7.7838e-05 | 880.0557 | 0 | 889.7028 | -0.0015977 | 889.9286 | 0 | 876.8411 | -0.0015951 | 674.8043 | 0.0006719 | 889.9286 | 0 | 889.9286 | 0 | 884.36 | -0.0019397 | 889.9286 | 0 | 676.7418 | 3.0565e-05 | 889.9286 | 0 | 889.9286 | 0 | 889.7028 | -0.00207 | 1001.1547 | 0.00726 | 889.7028 | 0.0012054 | 1001.0998 | 0 | 1001.1547 | 0.01429 | 876.8411 | 0.00271
| 890.1693 | -0.00034809 | 889.9432 | -0.00072544 | 674.9281 | 0.00125 | 890.1693 | -0.00062677 | 889.9432 | -0.0028366 | 880.2941 | 0 | 889.9432 | 0.0011263 | 890.1692 | 0.0018192 | 877.0754 | 0.0049401 | 674.9281 | 0.00227 | 890.1692 | 0.00088073 | 890.1693 | 0.00025586 | 884.6 | -0.00093193 | 890.1692 | 0.0013802 | 676.8624 | 1.5763e-05 | 890.1692 | 0.00074133 | 890.1693 | 0.00028175 | 889.9432 | 0.00176 | 1001.3233 | 0.00624 | 889.9432 | 0.00061538 | 1001.2696 | 5.0004e-05 | 1001.3233 | 0.01498 | 877.0754 | 0.00433
| 890.4099 | -0.00077309 | 890.1837 | -0.00016115 | 675.0519 | 0 | 890.4099 | -0.00078805 | 890.1837 | 4.1967e-05 | 880.5325 | 0 | 890.1837 | -0.0019434 | 890.4099 | 0 | 877.3098 | 0.0007031 | 675.0519 | 0.00121 | 890.4099 | 0 | 890.4099 | 0 | 884.84 | -0.001257 | 890.4099 | 0 | 676.983 | 2.9663e-05 | 890.4099 | 0 | 890.4099 | 0 | 890.1837 | -0.00063837 | 1001.4918 | 0.00505 | 890.1837 | 0.00022973 | 1001.4393 | 0 | 1001.4918 | 0.01417 | 877.3098 | 0.0015
| 890.6506 | 0.00044942 | 890.4241 | -0.00013596 | 675.1757 | 0.00060691 | 890.6506 | -9.6224e-05 | 890.4241 | -0.0011269 | 880.7709 | 0 | 890.4241 | 0.00078148 | 890.6505 | 0.00046626 | 877.5442 | 0.00029653 | 675.1757 | 0.00204 | 890.6505 | 0.0020871 | 890.6506 | 0.00068314 | 885.08 | -2.1673e-05 | 890.6505 | 0.00081135 | 677.1036 | 1.4076e-05 | 890.6505 | 0.00098035 | 890.6506 | 0.00036421 | 890.4241 | 0.00184 | 1001.6603 | 0.00601 | 890.4241 | 0.00040516 | 1001.6091 | 8.9995e-05 | 1001.6603 | 0.0148 | 877.5442 | 0.00444
| 890.8912 | -0.00037219 | 890.6645 | -0.00067714 | 675.2995 | 0 | 890.8912 | -0.00078813 | 890.6645 | 8.4025e-05 | 881.0093 | 0 | 890.6645 | -0.0020503 | 890.8912 | 0 | 877.7786 | 0.001336 | 675.2995 | 0.00078546 | 890.8912 | 0 | 890.8912 | 0 | 885.32 | -0.0029475 | 890.8912 | 0 | 677.2242 | 2.9125e-05 | 890.8912 | 0 | 890.8912 | 0 | 890.6645 | -0.00174 | 1001.8289 | 0.00557 | 890.6645 | 0.00087346 | 1001.7789 | 0 | 1001.8289 | 0.01404 | 877.7786 | 0.00349
| 891.1319 | 0.00081452 | 890.905 | -0.00096595 | 675.4233 | 0.00153 | 891.1319 | 0.00010888 | 890.905 | -0.0034681 | 881.2477 | 0 | 890.905 | 0.00070264 | 891.1319 | 0.00073586 | 878.0129 | 0.003689 | 675.4233 | 0.00079001 | 891.1319 | 0.00093417 | 891.1319 | 0.0011244 | 885.56 | -0.00034676 | 891.1319 | 0.0014959 | 677.3448 | 1.54e-05 | 891.1319 | 0.0028117 | 891.1319 | 0.00022693 | 890.905 | 0.00178 | 1001.9974 | 0.00614 | 890.905 | 0.0030464 | 1001.9486 | 6.9993e-05 | 1001.9974 | 0.0147 | 878.0129 | 0.00562
| 891.3726 | 0.00015563 | 891.1454 | -0.0006547 | 675.5472 | 0 | 891.3726 | -7.913e-05 | 891.1454 | -0.00067986 | 881.4861 | 0 | 891.1454 | -0.0015143 | 891.3726 | 0 | 878.2473 | -0.0024025 | 675.5472 | 0.0013 | 891.3726 | 0 | 891.3726 | 0 | 885.8 | -0.00050931 | 891.3726 | 0 | 677.4654 | 3.0366e-05 | 891.3726 | 0 | 891.3726 | 0 | 891.1454 | -0.00157 | 1002.166 | 0.00592 | 891.1454 | 0.0048334 | 1002.1184 | 0 | 1002.166 | 0.01403 | 878.2473 | -0.00226
| 891.6133 | 0.0015925 | 891.3859 | 0.00018897 | 675.671 | 0.00081498 | 891.6133 | -0.00022168 | 891.3859 | -0.0039202 | 881.7246 | 0 | 891.3859 | 0.0011044 | 891.6133 | 0.0015285 | 878.4818 | 0.0018968 | 675.671 | 0.0019 | 891.6133 | 0.0018259 | 891.6133 | 0.00063577 | 886.04 | 0.0010836 | 891.6133 | 0.001637 | 677.586 | 1.5329e-05 | 891.6133 | 0.0015165 | 891.6133 | 0.00036392 | 891.3859 | 0.00080511 | 1002.3345 | 0.00605 | 891.3859 | -0.00059254 | 1002.2881 | 3.0002e-05 | 1002.3345 | 0.01468 | 878.4818 | 0.00374
| 891.854 | 8.4738e-05 | 891.6263 | -0.0012007 | 675.7949 | 0 | 891.854 | -0.00048154 | 891.6263 | 0.0006146 | 881.963 | 0 | 891.6263 | -0.0021504 | 891.854 | 0 | 878.7162 | -0.00034949 | 675.7949 | 0.00115 | 891.854 | 0 | 891.854 | 0 | 886.28 | -0.0014846 | 891.854 | 0 | 677.7065 | 3.0589e-05 | 891.854 | 0 | 891.854 | 0 | 891.6263 | -0.00138 | 1002.5031 | 0.00538 | 891.6263 | -0.0050498 | 1002.4579 | 0 | 1002.5031 | 0.01405 | 878.7162 | 0.00128
| 892.0947 | 0.00016707 | 891.8668 | 0.00015278 | 675.9188 | 0.00175 | 892.0947 | 0.00017384 | 891.8668 | -0.00465 | 882.2015 | 0 | 891.8668 | 0.0010047 | 892.0947 | 0.00091769 | 878.9506 | 0.0040547 | 675.9188 | 0.00329 | 892.0947 | 0.001485 | 892.0947 | 0.00046819 | 886.52 | 0.0010186 | 892.0947 | 0.00021971 | 677.8271 | 1.5517e-05 | 892.0947 | 0.0017858 | 892.0947 | 0.00032285 | 891.8668 | 0.00158 | 1002.6716 | 0.00726 | 891.8668 | 0.0055459 | 1002.6277 | 5.0004e-05 | 1002.6716 | 0.01471 | 878.9506 | 0.00393
| 892.3354 | -0.00040568 | 892.1073 | -0.0018795 | 676.0426 | 0 | 892.3354 | -0.00045764 | 892.1073 | 0.00090425 | 882.4399 | 0 | 892.1073 | -0.0023182 | 892.3354 | 0 | 879.185 | 0.0011917 | 676.0426 | 0.00141 | 892.3354 | 0 | 892.3354 | 0 | 886.76 | 0.0012462 | 892.3354 | 0 | 677.9478 | 3.1162e-05 | 892.3354 | 0 | 892.3354 | 0 | 892.1073 | -0.0022 | 1002.8402 | 0.00471 | 892.1073 | -0.0044808 | 1002.7974 | 0 | 1002.8402 | 0.01415 | 879.185 | 0.00368
| 892.5761 | 0.00090726 | 892.3478 | -0.00037997 | 676.1665 | 0.00048552 | 892.5761 | -0.00021234 | 892.3478 | -0.0018585 | 882.6784 | 0 | 892.3478 | 0.00084284 | 892.5761 | 0.00037858 | 879.4194 | 0.0040138 | 676.1665 | 0.00105 | 892.5761 | 0.0015025 | 892.5761 | 0.00076397 | 887 | -0.0022648 | 892.5761 | 0.0006315 | 678.0684 | 1.5681e-05 | 892.5761 | 0.002279 | 892.5761 | 0.00023185 | 892.3478 | 0.00221 | 1003.0087 | 0.00556 | 892.3478 | 0.0041307 | 1002.9672 | 5.0004e-05 | 1003.0087 | 0.01481 | 879.4194 | 0.00915
| 892.8168 | -0.00014483 | 892.5883 | -0.00066721 | 676.2904 | 0 | 892.8168 | -0.00033795 | 892.5883 | 0.0013028 | 882.9169 | 0 | 892.5883 | -0.0016555 | 892.8169 | 0 | 879.6539 | -0.00040159 | 676.2904 | 0.0013 | 892.8169 | 0 | 892.8168 | 0 | 887.24 | -0.00018422 | 892.8169 | 0 | 678.1889 | 3.0132e-05 | 892.8169 | 0 | 892.8168 | 0 | 892.5883 | -0.00083351 | 1003.1773 | 0.00629 | 892.5883 | 0.0029455 | 1003.137 | 0 | 1003.1773 | 0.01423 | 879.6539 | -0.00107
| 893.0576 | 0.0001803 | 892.8288 | 0.00010076 | 676.4143 | 0.00104 | 893.0576 | 0.00026765 | 892.8288 | -0.0024937 | 883.1553 | 0 | 892.8288 | 0.0012197 | 893.0576 | 0.0010059 | 879.8884 | 0.0020749 | 676.4143 | 0.00122 | 893.0576 | 0.0020813 | 893.0576 | 0.00086134 | 887.48 | -0.00037928 | 893.0576 | 0.0010522 | 678.3096 | 1.4826e-05 | 893.0576 | 0.0017387 | 893.0576 | 0.00037509 | 892.8288 | 0.00072625 | 1003.3458 | 0.00557 | 892.8288 | 0.0010168 | 1003.3067 | 5.0004e-05 | 1003.3458 | 0.01484 | 879.8884 | 0.00276
| 893.2983 | -0.00051747 | 893.0693 | -0.000303 | 676.5382 | 0 | 893.2983 | -0.00066693 | 893.0693 | 0.00052151 | 883.3939 | 0 | 893.0693 | -0.0021412 | 893.2983 | 0 | 880.1228 | 0.00032117 | 676.5382 | 0.00132 | 893.2983 | 0 | 893.2983 | 0 | 887.72 | 0.00046596 | 893.2983 | 0 | 678.4302 | 2.9148e-05 | 893.2983 | 0 | 893.2983 | 0 | 893.0693 | -0.00067042 | 1003.5144 | 0.00478 | 893.0693 | -0.0015522 | 1003.4765 | 0 | 1003.5144 | 0.01428 | 880.1228 | 0.00227
| 893.5391 | 0.00011861 | 893.3098 | 1.1395e-05 | 676.6622 | 0.00191 | 893.5391 | -8.9544e-05 | 893.3098 | -0.003611 | 883.6323 | 0 | 893.3098 | 0.001103 | 893.5391 | 0.0008302 | 880.3572 | 0.0023955 | 676.6622 | 0.00173 | 893.5391 | 0.0011357 | 893.5391 | 0.0010386 | 887.96 | 0.0022539 | 893.5391 | 0.00069142 | 678.5508 | 1.4779e-05 | 893.5391 | 0.0011497 | 893.5391 | 0.00044635 | 893.3098 | 0.00137 | 1003.6829 | 0.00681 | 893.3098 | 0.0043674 | 1003.6463 | 6.9993e-05 | 1003.6829 | 0.0149 | 880.3572 | 0.00493
| 893.7798 | -0.0010972 | 893.5503 | -0.00055735 | 676.7861 | 0 | 893.7798 | -0.00012809 | 893.5503 | 0.0011192 | 883.8708 | 0 | 893.5503 | -0.0016873 | 893.7799 | 0 | 880.5917 | 0.00079646 | 676.7861 | 0.00052996 | 893.7799 | 0 | 893.7798 | 0 | 888.2 | -0.0021348 | 893.7799 | 0 | 678.6714 | 2.8492e-05 | 893.7799 | 0 | 893.7799 | 0 | 893.5503 | -0.00128 | 1003.8515 | 0.00749 | 893.5503 | -0.0045241 | 1003.8161 | 0 | 1003.8515 | 0.0144 | 880.5917 | 0.00489
| 894.0206 | 0.00011062 | 893.7908 | -0.00015612 | 676.9101 | 0.00125 | 894.0206 | 0.0002776 | 893.7908 | -0.0024157 | 884.1093 | 0 | 893.7908 | 0.0010191 | 894.0206 | 0.0016041 | 880.8262 | 0.0030227 | 676.9101 | 0.00181 | 894.0206 | 0.00018269 | 894.0206 | 0.0010669 | 888.44 | 0.0023515 | 894.0206 | 0.00091242 | 678.792 | 1.4311e-05 | 894.0206 | 0.0030591 | 894.0206 | 0.00033253 | 893.7908 | 0.00142 | 1004.02 | 0.00513 | 893.7908 | 0.00010096 | 1003.9859 | 6.9993e-05 | 1004.02 | 0.015 | 880.8262 | 0.00439
| 894.2614 | -0.00080788 | 894.0313 | -0.00019919 | 677.034 | 0 | 894.2614 | -0.00028865 | 894.0313 | 0.00088542 | 884.3478 | 0 | 894.0313 | -0.0018345 | 894.2614 | 0 | 881.0607 | 0.0016414 | 677.034 | 0.00201 | 894.2614 | 0 | 894.2614 | 0 | 888.68 | 0.00030341 | 894.2614 | 0 | 678.9126 | 2.7403e-05 | 894.2614 | 0 | 894.2614 | 0 | 894.0313 | -0.00116 | 1004.1886 | 0.0058 | 894.0313 | -0.0010036 | 1004.1557 | 0 | 1004.1886 | 0.01452 | 881.0607 | 0.00225
| 894.5022 | 0.00031226 | 894.2719 | 0.00025559 | 677.158 | 0.00041617 | 894.5022 | -5.5036e-05 | 894.2719 | -0.0029188 | 884.5864 | 0 | 894.2719 | 0.0011408 | 894.5022 | 0.0021321 | 881.2952 | 0.0073637 | 677.158 | 0.00187 | 894.5022 | 0.0024978 | 894.5022 | 0.00094152 | 888.92 | 0.00033593 | 894.5022 | 0.0014226 | 679.0332 | 1.3502e-05 | 894.5022 | 0.0026247 | 894.5022 | 0.00042396 | 894.2719 | 0.00062715 | 1004.3571 | 0.00693 | 894.2719 | 0.0033949 | 1004.3254 | 6.9993e-05 | 1004.3571 | 0.01507 | 881.2952 | 0.00208
| 894.743 | -0.00085357 | 894.5124 | -0.0011261 | 677.282 | 0 | 894.743 | -0.00095532 | 894.5124 | 0.00099149 | 884.8249 | 0 | 894.5124 | -0.0020412 | 894.743 | 0 | 881.5297 | 0.0018248 | 677.282 | 0.00104 | 894.743 | 0 | 894.743 | 0 | 889.16 | -0.0020047 | 894.743 | 0 | 679.1538 | 2.8059e-05 | 894.743 | 0 | 894.743 | 0 | 894.5124 | -0.00133 | 1004.5257 | 0.00617 | 894.5124 | 0.00052408 | 1004.4952 | 0 | 1004.5257 | 0.01459 | 881.5297 | -5.8734e-05
| 894.9838 | 0.00060774 | 894.753 | -0.0010397 | 677.406 | 0.00102 | 894.9838 | -2.1672e-05 | 894.753 | -0.0027898 | 885.0634 | 0 | 894.753 | 0.0008178 | 894.9838 | 0.0011096 | 881.7642 | 0.004721 | 677.406 | 0.00369 | 894.9838 | 0.0015632 | 894.9838 | 0.00073003 | 889.4 | -2.1673e-05 | 894.9838 | 0.00097797 | 679.2745 | 1.4943e-05 | 894.9838 | 0.0014783 | 894.9838 | 0.00023976 | 894.753 | 0.00082296 | 1004.6942 | 0.00754 | 894.753 | 0.0063101 | 1004.665 | 5.0004e-05 | 1004.6942 | 0.0151 | 881.7642 | 0.00451
| 895.2246 | -0.00057777 | 894.9935 | -6.6521e-05 | 677.53 | 0 | 895.2246 | -0.0011248 | 894.9935 | 0.00098263 | 885.302 | 0 | 894.9935 | -0.0017831 | 895.2246 | 0 | 881.9987 | -0.00045604 | 677.53 | 0.00218 | 895.2246 | 0 | 895.2246 | 0 | 889.64 | 0.00040094 | 895.2246 | 0 | 679.3951 | 3.094e-05 | 895.2246 | 0 | 895.2246 | 0 | 894.9935 | -0.00181 | 1004.8628 | 0.00687 | 894.9935 | 0.00068225 | 1004.8348 | 0 | 1004.8628 | 0.01465 | 881.9987 | 0.00038481
| 895.4654 | 0.00033895 | 895.2341 | 0.00030333 | 677.654 | 0.00144 | 895.4654 | 0.00039488 | 895.2341 | -0.0020976 | 885.5405 | 0 | 895.2341 | 0.00091461 | 895.4654 | 0.0010216 | 882.2332 | 0.0024319 | 677.654 | 0.00164 | 895.4654 | 0.0011998 | 895.4654 | 0.0013034 | 889.88 | 0.0019939 | 895.4654 | 0.0015926 | 679.5157 | 1.6278e-05 | 895.4654 | 0.0019053 | 895.4654 | 0.00027601 | 895.2341 | 0.000815 | 1005.0313 | 0.00842 | 895.2341 | 0.0043436 | 1005.0046 | 5.0004e-05 | 1005.0313 | 0.01514 | 882.2332 | 0.00236
| 895.7062 | -6.6974e-05 | 895.4746 | -0.0012289 | 677.778 | 0 | 895.7062 | -0.00099079 | 895.4746 | -0.00063475 | 885.7791 | 0 | 895.4746 | -0.0023918 | 895.7062 | 0 | 882.4677 | -0.0041922 | 677.778 | 0 | 895.7062 | 0 | 895.7062 | 0 | 890.12 | 7.5855e-05 | 895.7062 | 0 | 679.6363 | 3.0425e-05 | 895.7062 | 0 | 895.7062 | 0 | 895.4746 | -0.00118 | 1005.1999 | 0.00606 | 895.4746 | -0.0022839 | 1005.1744 | 6.6672e-06 | 1005.1999 | 0.01475 | 882.4677 | 0.00075492
| 895.947 | 0.00080879 | 895.7152 | 0.00020434 | 677.902 | 0.00165 | 895.947 | -0.0001632 | 895.7152 | -0.0021288 | 886.0177 | 0 | 895.7152 | 0.0012297 | 895.947 | 0.0010887 | 882.7023 | 0.0024675 | 677.902 | 0.00204 | 895.947 | 0.0014804 | 895.947 | 0.00083075 | 890.36 | -0.00054182 | 895.947 | 0.002131 | 679.7569 | 1.4311e-05 | 895.947 | 0.0022669 | 895.947 | 0.00026141 | 895.7152 | 0.00054096 | 1005.3684 | 0.00654 | 895.7152 | 0.0055403 | 1005.3442 | 5.0004e-05 | 1005.3684 | 0.01518 | 882.7023 | 0.00306
| 896.1879 | 0.00027519 | 895.9558 | -0.0014424 | 678.0261 | 0 | 896.1879 | -0.00088021 | 895.9558 | 0.0013704 | 886.2562 | 0 | 895.9558 | -0.0020849 | 896.1879 | 0 | 882.9368 | -0.0034746 | 678.0261 | 0.00203 | 896.1879 | 0 | 896.1879 | 0 | 890.6 | -0.00021673 | 896.1879 | 0 | 679.8776 | 3.0811e-05 | 896.1879 | 0 | 896.1879 | 0 | 895.9558 | -0.00236 | 1005.537 | 0.00418 | 895.9558 | 0.0057006 | 1005.514 | 0 | 1005.537 | 0.01477 | 882.9368 | 0.00263
| 896.4287 | -6.958e-06 | 896.1964 | -0.00028868 | 678.1501 | 0.00206 | 896.4287 | 0.00029785 | 896.1964 | -0.0017969 | 886.4948 | 0 | 896.1964 | 0.0007305 | 896.4287 | 0.0011003 | 883.1713 | 0.0040923 | 678.1501 | 0.00036425 | 896.4287 | 0.00089924 | 896.4287 | 0.00029597 | 890.84 | 0.0011487 | 896.4287 | 0.00044462 | 679.9982 | 1.6606e-05 | 896.4287 | 0.00052859 | 896.4287 | 0.0002587 | 896.1964 | 0.00144 | 1005.7055 | 0.0079 | 896.1964 | 0.0047297 | 1005.6838 | 1.0001e-05 | 1005.7055 | 0.01513 | 883.1713 | 0.00513
| 896.6696 | -0.00099374 | 896.437 | -0.00044443 | 678.2742 | 0 | 896.6696 | -0.00071072 | 896.437 | 0.0012687 | 886.7334 | 0 | 896.437 | -0.001775 | 896.6696 | 0 | 883.4059 | 0.00086424 | 678.2742 | 0.00081385 | 896.6696 | 0 | 896.6696 | 0 | 891.08 | -0.00018422 | 896.6696 | 0 | 680.1188 | 3.0998e-05 | 896.6696 | 0 | 896.6696 | 0 | 896.437 | -0.00141 | 1005.8741 | 0.00617 | 896.437 | -0.0022669 | 1005.8536 | 0 | 1005.8741 | 0.0148 | 883.4059 | 0.00162
| 896.9104 | 0.00028539 | 896.6776 | 6.4318e-05 | 678.3982 | 0.00064159 | 896.9104 | -0.0002728 | 896.6776 | -0.0018186 | 886.972 | 0 | 896.6776 | 0.0013588 | 896.9104 | 0.0016956 | 883.6404 | 0.001868 | 678.3982 | 0.00176 | 896.9104 | 0.0010799 | 896.9104 | 0.002359 | 891.32 | -0.0001192 | 896.9104 | 0.0018898 | 680.2394 | 1.4615e-05 | 896.9104 | 0.0018356 | 896.9104 | 0.00038642 | 896.6776 | 0.00148 | 1006.0426 | 0.00586 | 896.6776 | 0.0052736 | 1006.0234 | 3.0002e-05 | 1006.0426 | 0.01515 | 883.6404 | 0.00457
| 897.1513 | -0.00064391 | 896.9182 | -0.00089415 | 678.5223 | 0 | 897.1513 | -0.00078701 | 896.9182 | 0.0014173 | 887.2106 | 0 | 896.9182 | -0.0021119 | 897.1513 | 0 | 883.875 | 0.00014032 | 678.5223 | 0.00138 | 897.1513 | 0 | 897.1513 | 0 | 891.56 | -0.00037928 | 897.1513 | 0 | 680.3601 | 2.9195e-05 | 897.1513 | 0 | 897.1513 | 0 | 896.9182 | -0.00164 | 1006.2112 | 0.00666 | 896.9182 | -0.0015419 | 1006.1932 | 0 | 1006.2112 | 0.01482 | 883.875 | 0.00594
| 897.3922 | 0.00043588 | 897.1588 | -0.00032969 | 678.6464 | 0.00238 | 897.3922 | 8.3092e-06 | 897.1588 | -0.0015097 | 887.4492 | 0 | 897.1588 | 0.001184 | 897.3922 | 0.00088276 | 884.1096 | 0.0015707 | 678.6464 | 0.00289 | 897.3922 | 0.00090669 | 897.3922 | 0.00046618 | 891.8 | 0.00049847 | 897.3922 | 0.0014447 | 680.4807 | 1.4802e-05 | 897.3922 | 0.0015631 | 897.3922 | 0.00014304 | 897.1588 | 0.00195 | 1006.3798 | 0.00635 | 897.1588 | 0.0018629 | 1006.363 | 6.9993e-05 | 1006.3798 | 0.01509 | 884.1096 | 0.00264
| 897.6331 | -0.0008281 | 897.3994 | -0.0014012 | 678.7705 | 0 | 897.6331 | -0.00074315 | 897.3994 | 0.00025381 | 887.6879 | 0 | 897.3994 | -0.0024782 | 897.633 | 0 | 884.3442 | -0.0042187 | 678.7705 | 0.00013249 | 897.633 | 0 | 897.6331 | 0 | 892.04 | 0.00010836 | 897.633 | 0 | 680.6013 | 2.9207e-05 | 897.633 | 0 | 897.6331 | 0 | 897.3994 | -0.00153 | 1006.5483 | 0.0061 | 897.3994 | 0.00016329 | 1006.5328 | 0 | 1006.5483 | 0.01479 | 884.3442 | -0.00121
| 897.874 | -0.00021602 | 897.64 | 0.00020493 | 678.8946 | 0.00095371 | 897.874 | -1.992e-06 | 897.64 | -0.0037542 | 887.9265 | 0 | 897.64 | 0.0011176 | 897.8739 | 0.001437 | 884.5787 | -0.00040279 | 678.8946 | 0.00198 | 897.8739 | 0.0022839 | 897.874 | 0.00098672 | 892.28 | 0.0011487 | 897.8739 | 0.0012235 | 680.7219 | 1.4639e-05 | 897.8739 | 0.0014595 | 897.874 | 0.00040461 | 897.64 | 0.00281 | 1006.7169 | 0.00605 | 897.64 | 0.0013569 | 1006.7026 | 5.0004e-05 | 1006.7169 | 0.01495 | 884.5787 | 0.00537
| 898.1148 | -0.00073081 | 897.8806 | -0.0007792 | 679.0187 | 0 | 898.1148 | -0.00052886 | 897.8806 | -0.0006267 | 888.1652 | 0 | 897.8806 | -0.0020737 | 898.1148 | 0 | 884.8134 | 0.00049106 | 679.0187 | 0 | 898.1148 | 0 | 898.1148 | 0 | 892.52 | 0.0022539 | 898.1148 | 0 | 680.8426 | 2.8656e-05 | 898.1148 | 0 | 898.1148 | 0 | 897.8806 | -0.00155 | 1006.8854 | 0.00534 | 897.8806 | -0.0020373 | 1006.8725 | 0 | 1006.8854 | 0.01471 | 884.8134 | 0.00149
| 898.3557 | -0.00046145 | 898.1213 | -0.00016134 | 679.1429 | 0.00168 | 898.3557 | -0.00045807 | 898.1213 | -0.0022053 | 888.4038 | 0 | 898.1213 | 0.00072404 | 898.3557 | 0.00090916 | 885.0479 | -0.0019728 | 679.1429 | 0.00261 | 898.3557 | 0.0012979 | 898.3557 | 0.00068273 | 892.76 | -0.00054182 | 898.3557 | 0.0020153 | 680.9632 | 1.4287e-05 | 898.3557 | 0.002244 | 898.3557 | 0.00022216 | 898.1213 | 0.00146 | 1007.054 | 0.00749 | 898.1213 | -0.00018132 | 1007.0423 | 5.0004e-05 | 1007.054 | 0.01493 | 885.0479 | 0.00666
| 898.5966 | -0.00040405 | 898.3619 | -0.00014119 | 679.267 | 0 | 898.5966 | -0.00037307 | 898.3619 | 0.00038444 | 888.6425 | 0 | 898.3619 | -0.0019932 | 898.5966 | 0 | 885.2825 | -0.0018082 | 679.267 | 0 | 898.5966 | 0 | 898.5966 | 0 | 893 | -0.00044429 | 898.5966 | 0 | 681.0839 | 2.8738e-05 | 898.5966 | 0 | 898.5966 | 0 | 898.3619 | -0.00117 | 1007.2225 | 0.00448 | 898.3619 | 0.0016354 | 1007.2121 | 0 | 1007.2225 | 0.01478 | 885.2825 | 0.00606
| 898.8376 | 0.00075737 | 898.6026 | -0.00086596 | 679.3912 | 0.00125 | 898.8376 | 0.00060095 | 898.6026 | -0.0034382 | 888.8811 | 0 | 898.6026 | 0.001108 | 898.8376 | 0.00087644 | 885.5172 | 0.00031094 | 679.3912 | 0.00070485 | 898.8376 | 0.0016474 | 898.8376 | 0 | 893.24 | -0.00047681 | 898.8376 | 0.00074222 | 681.2045 | 1.4662e-05 | 898.8376 | 0.0035425 | 898.8376 | 0.00011707 | 898.6026 | 0.00125 | 1007.3911 | 0.00543 | 898.6026 | 0.0034399 | 1007.3819 | 5.0004e-05 | 1007.3911 | 0.01492 | 885.5172 | 0.00564
| 899.0785 | -0.00050747 | 898.8432 | -0.0013298 | 679.5153 | 0 | 899.0785 | -0.00046865 | 898.8432 | -0.0013852 | 889.1198 | 0 | 898.8432 | -0.0023155 | 899.0785 | 0 | 885.7518 | -0.00075555 | 679.5153 | 0.00027444 | 899.0785 | 0 | 899.0785 | 0 | 893.48 | -0.00060684 | 899.0785 | 0 | 681.3251 | 2.7591e-05 | 899.0785 | 0 | 899.0785 | 0 | 898.8432 | -0.00346 | 1007.5597 | 0.00424 | 898.8432 | -0.0013851 | 1007.5517 | 0 | 1007.5597 | 0.01465 | 885.7518 | 0.00625
| 899.3194 | 0.0013865 | 899.0839 | -3.2941e-05 | 679.6395 | 0.00098839 | 899.3194 | 0.0003661 | 899.0839 | -0.0025863 | 889.3585 | 0 | 899.0839 | 0.0012109 | 899.3194 | 0.001815 | 885.9864 | 0.0034661 | 679.6395 | 0.00241 | 899.3194 | 0.0011795 | 899.3194 | 0.00071514 | 893.73 | -0.00024923 | 899.3194 | 0.0022331 | 681.4458 | 1.3245e-05 | 899.3194 | 0.0018286 | 899.3194 | 0.00033936 | 899.0839 | 0.00096639 | 1007.7282 | 0.00904 | 899.0839 | -0.0020989 | 1007.7216 | 5.0004e-05 | 1007.7282 | 0.01471 | 885.9864 | 0.00365
| 899.5604 | -0.0006794 | 899.3246 | -0.00097332 | 679.7637 | 0 | 899.5604 | -0.00063236 | 899.3246 | -0.00033681 | 889.5971 | 0 | 899.3246 | -0.0020506 | 899.5604 | 0 | 886.221 | -0.0031514 | 679.7637 | 0.00115 | 899.5604 | 0 | 899.5604 | 0 | 893.97 | -0.00060684 | 899.5604 | 0 | 681.5664 | 2.8188e-05 | 899.5604 | 0 | 899.5604 | 0 | 899.3246 | -0.00146 | 1007.8968 | 0.00512 | 899.3246 | 0.0022273 | 1007.8914 | 0 | 1007.8968 | 0.01453 | 886.221 | 0.00352
| 899.8013 | 0.0011084 | 899.5652 | 0.00021636 | 679.8878 | 0.00191 | 899.8013 | 0.0005082 | 899.5652 | -0.0024774 | 889.8358 | 0 | 899.5652 | 0.0010521 | 899.8013 | 0.00059833 | 886.4556 | 0.0015787 | 679.8878 | 0.00133 | 899.8013 | 0.001307 | 899.8013 | 0.00092425 | 894.21 | -2.1673e-05 | 899.8013 | 0.0018863 | 681.6871 | 1.5107e-05 | 899.8013 | 0.0010344 | 899.8013 | 0.00029108 | 899.5652 | 0.001 | 1008.0653 | 0.00647 | 899.5652 | 0.0032291 | 1008.0612 | 5.0004e-05 | 1008.0653 | 0.01456 | 886.4556 | 0.00733
| 900.0422 | -0.00047067 | 899.8059 | -0.00082682 | 680.012 | 0 | 900.0422 | -0.0007622 | 899.8059 | -2.7785e-05 | 890.0745 | 0 | 899.8059 | -0.0019907 | 900.0423 | 0 | 886.6903 | -0.0048696 | 680.012 | 0.00084224 | 900.0423 | 0 | 900.0422 | 0 | 894.45 | -0.00093193 | 900.0423 | 0 | 681.8077 | 3.1549e-05 | 900.0423 | 0 | 900.0422 | 0 | 899.8059 | -0.00244 | 1008.2339 | 0.00541 | 899.8059 | 0.00040282 | 1008.2311 | 0 | 1008.2339 | 0.01444 | 886.6903 | 0.00128
| 900.2832 | 0.00062724 | 900.0466 | -0.0001556 | 680.1363 | 0.00142 | 900.2832 | -7.4501e-05 | 900.0466 | -0.0027416 | 890.3132 | 0 | 900.0466 | 0.0012865 | 900.2832 | 0.0018028 | 886.9249 | 0.0024572 | 680.1363 | 0.00173 | 900.2832 | 0.0018601 | 900.2832 | 0.00075445 | 894.69 | -0.00057433 | 900.2832 | 0.0013337 | 681.9284 | 1.677e-05 | 900.2832 | 0.0021028 | 900.2832 | 0.00012829 | 900.0466 | 0.00088244 | 1008.4025 | 0.006 | 900.0466 | 0.00078331 | 1008.4009 | 6.9993e-05 | 1008.4025 | 0.01448 | 886.9249 | 0.00369
| 900.5242 | -0.00039212 | 900.2873 | -0.00039617 | 680.2605 | 0 | 900.5242 | -0.00077865 | 900.2873 | 0.0017902 | 890.5519 | 0 | 900.2873 | -0.0020945 | 900.5242 | 0 | 887.1596 | -0.0034389 | 680.2605 | 0 | 900.5242 | 0 | 900.5242 | 0 | 894.93 | 0.00049847 | 900.5242 | 0 | 682.049 | 3.19e-05 | 900.5242 | 0 | 900.5242 | 0 | 900.2873 | -0.00208 | 1008.571 | 0.00599 | 900.2873 | -0.0035137 | 1008.5707 | 0 | 1008.571 | 0.01438 | 887.1596 | 0.00225
| 900.7651 | -0.00013544 | 900.528 | -0.00020316 | 680.3847 | 0.0016 | 900.7651 | -0.00018824 | 900.528 | -0.0032417 | 890.7906 | 0 | 900.528 | 0.00095186 | 900.7652 | 0.00085252 | 887.3943 | 0.0063482 | 680.3847 | 0.00153 | 900.7652 | 0.0011777 | 900.7651 | 0.0002725 | 895.17 | -5.4182e-05 | 900.7652 | 0.0015683 | 682.1697 | 1.54e-05 | 900.7652 | 0.001616 | 900.7651 | 0.00042773 | 900.528 | 0.00073973 | 1008.7396 | 0.00763 | 900.528 | 0.0034444 | 1008.7406 | 6.9993e-05 | 1008.7396 | 0.01438 | 887.3943 | 0.00689
| 901.0062 | -0.0003782 | 900.7687 | -0.0015655 | 680.5089 | 0 | 901.0062 | -0.00067198 | 900.7687 | 0.00075867 | 891.0294 | 0 | 900.7687 | -0.0022693 | 901.0061 | 0 | 887.629 | -0.0026537 | 680.5089 | 0.00033123 | 901.0061 | 0 | 901.0062 | 0 | 895.41 | -0.00093193 | 901.0061 | 0 | 682.2903 | 3.0425e-05 | 901.0061 | 0 | 901.0062 | 0 | 900.7687 | -0.00267 | 1008.9081 | 0.00724 | 900.7687 | -0.0068286 | 1008.9104 | 0 | 1008.9081 | 0.01426 | 887.629 | 0.00394
| 901.2471 | 0.00079101 | 901.0094 | 0.00039234 | 680.6332 | 0.0012 | 901.2471 | 0.00049815 | 901.0094 | -0.0045091 | 891.2681 | 0 | 901.0094 | 0.0014587 | 901.2471 | 0.0013678 | 887.8636 | -0.00066283 | 680.6332 | 0.00107 | 901.2471 | 0.0020301 | 901.2471 | 0.00061566 | 895.65 | -0.0020047 | 901.2471 | 0.0010015 | 682.411 | 1.5236e-05 | 901.2471 | 0.0012763 | 901.2471 | 0.00036883 | 901.0094 | 0.00214 | 1009.0767 | 0.00577 | 901.0094 | 0.0044569 | 1009.0802 | 5.0004e-05 | 1009.0767 | 0.01422 | 887.8637 | 0.00286
| 901.4882 | 0.00014573 | 901.2501 | -0.00095837 | 680.7574 | 0 | 901.4882 | -0.00025703 | 901.2501 | -0.0005194 | 891.5068 | 0 | 901.2501 | -0.0017251 | 901.4881 | 0 | 888.0983 | -0.0024939 | 680.7574 | 0.00101 | 901.4881 | 0 | 901.4882 | 0 | 895.89 | -0.00050931 | 901.4881 | 0 | 682.5316 | 3.0015e-05 | 901.4881 | 0 | 901.4882 | 0 | 901.2501 | -0.00181 | 1009.2453 | 0.00608 | 901.2501 | 0.0018152 | 1009.2501 | 0 | 1009.2453 | 0.01412 | 888.0983 | 0.00381
| 901.7291 | -0.00031635 | 901.4909 | -1.0834e-05 | 680.8817 | 0.00137 | 901.7291 | 0.00014502 | 901.4909 | -0.0022841 | 891.7456 | 0 | 901.4909 | 0.0011823 | 901.7291 | 0.0014659 | 888.333 | -0.0031489 | 680.8817 | 0.003 | 901.7291 | 0.0011267 | 901.7291 | 0.0005435 | 896.13 | 0.00069354 | 901.7291 | 0.001194 | 682.6523 | 1.4838e-05 | 901.7291 | 0.0021746 | 901.7291 | 0.00035113 | 901.4909 | 0.00125 | 1009.4138 | 0.00761 | 901.4909 | -0.0024005 | 1009.4199 | 6.9993e-05 | 1009.4138 | 0.01403 | 888.333 | 0.00718
| 901.9702 | -0.00047615 | 901.7316 | -0.00031251 | 681.006 | 0 | 901.9702 | -0.00056027 | 901.7316 | -0.00022012 | 891.9844 | 0 | 901.7316 | -0.0023713 | 901.9702 | 0 | 888.5677 | 0.00046853 | 681.006 | 0.00152 | 901.9702 | 0 | 901.9702 | 0 | 896.37 | -0.00089942 | 901.9702 | 0 | 682.773 | 3.0038e-05 | 901.9702 | 0 | 901.9701 | 0 | 901.7316 | -0.00173 | 1009.5824 | 0.00705 | 901.7316 | -0.001377 | 1009.5898 | 0 | 1009.5824 | 0.01397 | 888.5677 | 0.00214
| 902.2112 | 0.00056952 | 901.9723 | -0.00064787 | 681.1303 | 0.0014 | 902.2112 | -0.00017171 | 901.9723 | -0.0018227 | 892.2231 | 0 | 901.9723 | 0.00099799 | 902.2112 | 0.00029305 | 888.8024 | 0.00058431 | 681.1303 | 0.00326 | 902.2112 | 0.00032399 | 902.2112 | 0.00041315 | 896.61 | -0.0016797 | 902.2112 | 0.0013259 | 682.8936 | 1.5236e-05 | 902.2112 | 0.0017918 | 902.2112 | 0.00032795 | 901.9723 | 0.00131 | 1009.7509 | 0.00647 | 901.9723 | -0.0023789 | 1009.7596 | 5.0004e-05 | 1009.7509 | 0.01379 | 888.8024 | 0.00524
| 902.4522 | 0.00045253 | 902.2131 | -3.1605e-05 | 681.2546 | 0 | 902.4522 | -0.00039187 | 902.2131 | -0.00019544 | 892.4619 | 0 | 902.2131 | -0.0020245 | 902.4522 | 0 | 889.0371 | -0.0018941 | 681.2546 | 0.0013 | 902.4522 | 0 | 902.4522 | 0 | 896.85 | -0.0010295 | 902.4522 | 0 | 683.0143 | 3.0284e-05 | 902.4522 | 0 | 902.4522 | 0 | 902.2131 | -0.00166 | 1009.9195 | 0.00668 | 902.2131 | 6.8193e-05 | 1009.9295 | 0 | 1009.9195 | 0.01376 | 889.0371 | 0.00551
| 902.6932 | 0.00027443 | 902.4538 | -0.00026936 | 681.3789 | 0.00088435 | 902.6932 | 0.0001356 | 902.4538 | -0.004403 | 892.7007 | 0 | 902.4538 | 0.00075361 | 902.6932 | 0.00139 | 889.2719 | 0.0036493 | 681.3789 | 0.00195 | 902.6932 | 0.001916 | 902.6932 | 0.00075625 | 897.09 | 0.0017013 | 902.6932 | 0.0006434 | 683.1349 | 1.5166e-05 | 902.6932 | 0.0031199 | 902.6932 | 0.00011939 | 902.4538 | 0.00283 | 1010.0881 | 0.00693 | 902.4538 | 0.0010076 | 1010.0993 | 5.0004e-05 | 1010.0881 | 0.01355 | 889.2718 | 0.00488
| 902.9343 | -0.00024521 | 902.6946 | -0.00077936 | 681.5032 | 0 | 902.9343 | -0.00033475 | 902.6946 | 0.0017501 | 892.9395 | 0 | 902.6946 | -0.001794 | 902.9343 | 0 | 889.5065 | -0.003067 | 681.5032 | 0.00141 | 902.9343 | 0 | 902.9343 | 0 | 897.33 | -0.00015171 | 902.9343 | 0 | 683.2556 | 3.0483e-05 | 902.9343 | 0 | 902.9343 | 0 | 902.6946 | -0.002 | 1010.2566 | 0.00664 | 902.6946 | -0.0041886 | 1010.2692 | 0 | 1010.2566 | 0.01368 | 889.5065 | -2.3599e-05
| 903.1754 | 0.00067215 | 902.9354 | -0.00015725 | 681.6276 | 0.00137 | 903.1754 | -0.001058 | 902.9354 | -0.0029466 | 893.1783 | 0 | 902.9354 | 0.0011279 | 903.1753 | 0.0013109 | 889.7413 | 0.0019126 | 681.6276 | 0.00102 | 903.1753 | 0.0008763 | 903.1754 | 0.00085289 | 897.57 | 0.0015062 | 903.1753 | 0.00016733 | 683.3763 | 1.5435e-05 | 903.1753 | 0.0011465 | 903.1753 | 0.00028935 | 902.9353 | 0.00102 | 1010.4252 | 0.00498 | 902.9354 | 0.0015354 | 1010.439 | 6.9993e-05 | 1010.4252 | 0.01352 | 889.7413 | 0.00515
| 903.4164 | -0.0002935 | 903.1761 | -0.0014156 | 681.7519 | 0 | 903.4164 | -0.00059452 | 903.1761 | 0.0013953 | 893.4171 | 0 | 903.1761 | -0.0026314 | 903.4164 | 0 | 889.976 | 0.0010035 | 681.7519 | 0.00152 | 903.4164 | 0 | 903.4164 | 0 | 897.81 | -0.0015171 | 903.4164 | 0 | 683.4969 | 2.7345e-05 | 903.4164 | 0 | 903.4164 | 0 | 903.1761 | -0.00252 | 1010.5938 | 0.00849 | 903.1761 | 0.0015937 | 1010.6089 | 0 | 1010.5938 | 0.01358 | 889.976 | 0.00161
| 903.6575 | 0.0010122 | 903.4169 | -9.6508e-05 | 681.8762 | 0.00135 | 903.6575 | 0.00021246 | 903.4169 | -0.0039309 | 893.6559 | 0 | 903.4169 | 0.00097397 | 903.6575 | 0.00084159 | 890.2108 | 0.0032171 | 681.8762 | 0.00144 | 903.6575 | 0.0021233 | 903.6575 | 0.00060323 | 898.05 | -5.4182e-05 | 903.6575 | 0.0013072 | 683.6176 | 1.2214e-05 | 903.6575 | 0.0014152 | 903.6575 | 0.00032281 | 903.4169 | 0.00264 | 1010.7623 | 0.00469 | 903.4169 | 0.0031968 | 1010.7788 | 5.0004e-05 | 1010.7623 | 0.01328 | 890.2107 | 0.00298
| 903.8986 | -0.00029255 | 903.6577 | -0.00099851 | 682.0006 | 0 | 903.8986 | -0.00057338 | 903.6577 | 0.0010522 | 893.8947 | 0 | 903.6577 | -0.0018841 | 903.8985 | 0 | 890.4455 | -0.0041356 | 682.0006 | 0.00215 | 903.8985 | 0 | 903.8986 | 0 | 898.29 | -0.001062 | 903.8985 | 0 | 683.7383 | 2.6174e-05 | 903.8985 | 0 | 903.8986 | 0 | 903.6577 | -0.00167 | 1010.9309 | 0.00626 | 903.6577 | 0.001674 | 1010.9486 | 0 | 1010.9309 | 0.01321 | 890.4455 | 0.00208
| 904.1396 | 0.00059082 | 903.8985 | -0.0004647 | 682.125 | 0.00114 | 904.1396 | 0.00016998 | 903.8985 | -0.0021896 | 894.1335 | 0 | 903.8985 | 0.0011149 | 904.1396 | 0.00050365 | 890.6803 | 0.0015491 | 682.125 | 0.003 | 904.1396 | 0.00070406 | 904.1396 | 0.00075952 | 898.53 | 0.00036844 | 904.1396 | 0.00040684 | 683.8589 | 1.4182e-05 | 904.1396 | 0.0022972 | 904.1396 | 0.00035949 | 903.8985 | 1.8253e-05 | 1011.0995 | 0.00489 | 903.8985 | 0.0067457 | 1011.1185 | 5.0004e-05 | 1011.0995 | 0.01303 | 890.6803 | 0.00571
| 904.3807 | 0.00036174 | 904.1393 | -0.00016995 | 682.2494 | 0 | 904.3807 | -0.00056081 | 904.1393 | 0.0020246 | 894.3724 | 0 | 904.1393 | -0.0021166 | 904.3807 | 0 | 890.915 | 9.6043e-05 | 682.2494 | 0.00021766 | 904.3807 | 0 | 904.3807 | 0 | 898.77 | 0.00085607 | 904.3807 | 0 | 683.9796 | 3.053e-05 | 904.3807 | 0 | 904.3807 | 0 | 904.1393 | -0.00236 | 1011.268 | 0.01025 | 904.1393 | -0.0020823 | 1011.2884 | 0 | 1011.268 | 0.01302 | 890.915 | 0.00413
| 904.6218 | -3.3424e-05 | 904.3801 | -0.00046082 | 682.3737 | 0.00163 | 904.6218 | 0.00040642 | 904.3801 | -0.0040432 | 894.6112 | 0 | 904.3801 | 0.0010563 | 904.6218 | 0.0019142 | 891.1498 | 0.0043111 | 682.3737 | 0.00087516 | 904.6218 | 0.00073339 | 904.6218 | 0.00027225 | 899.01 | -0.00028175 | 904.6218 | 0.0021174 | 684.1003 | 1.6606e-05 | 904.6218 | 0.0030285 | 904.6218 | 0.00034907 | 904.3801 | 0.00017658 | 1011.4366 | 0.00638 | 904.3801 | 0.0011019 | 1011.4582 | 3.0002e-05 | 1011.4366 | 0.0129 | 891.1498 | 0.0014
| 904.8629 | 0.00022691 | 904.6209 | -0.00032811 | 682.4982 | 0 | 904.8629 | -0.00079853 | 904.6209 | 0.00019792 | 894.8501 | 0 | 904.6209 | -0.0019862 | 904.8629 | 0 | 891.3846 | -0.0047643 | 682.4982 | 0.00038799 | 904.8629 | 0 | 904.8629 | 0 | 899.25 | -0.00031426 | 904.8629 | 0 | 684.221 | 3.3528e-05 | 904.8629 | 0 | 904.8629 | 0 | 904.6209 | -0.00137 | 1011.6052 | 0.00496 | 904.6209 | -0.0021369 | 1011.6281 | 0 | 1011.6052 | 0.01293 | 891.3846 | 0.00213
| 905.104 | 0.00069747 | 904.8617 | 1.8959e-06 | 682.6226 | 0.00116 | 905.104 | -0.00016696 | 904.8617 | -0.0036601 | 895.0889 | 0 | 904.8617 | 0.0010923 | 905.104 | 0.00026051 | 891.6194 | -0.0018447 | 682.6226 | 0.00050617 | 905.104 | 0.0012772 | 905.104 | 0.00087284 | 899.5 | 0.00040094 | 905.104 | 0.0019295 | 684.3416 | 1.7039e-05 | 905.104 | 0.0010612 | 905.104 | 0.00030048 | 904.8617 | 0.00056837 | 1011.7737 | 0.00593 | 904.8617 | -0.00034904 | 1011.798 | 3.0002e-05 | 1011.7737 | 0.01281 | 891.6194 | 0.00854
| 905.3451 | 0.0001383 | 905.1025 | -0.0011292 | 682.747 | 0 | 905.3451 | -0.00085724 | 905.1025 | 0.00039701 | 895.3278 | 0 | 905.1025 | -0.0025724 | 905.3451 | 0 | 891.8542 | -0.00087083 | 682.747 | 0.0007003 | 905.3451 | 0 | 905.3451 | 0 | 899.74 | 0.0009211 | 905.3451 | 0 | 684.4623 | 3.1549e-05 | 905.3451 | 0 | 905.3451 | 0 | 905.1025 | -0.00254 | 1011.9423 | 0.00598 | 905.1025 | -0.0021194 | 1011.9678 | 0 | 1011.9423 | 0.01288 | 891.8542 | 0.00135
| 905.5862 | 0.00083604 | 905.3433 | 0.00027883 | 682.8714 | 0.00194 | 905.5862 | 0.00019021 | 905.3433 | -0.0035328 | 895.5667 | 0 | 905.3433 | 0.00078525 | 905.5862 | 0.0013867 | 892.0889 | 0.0033932 | 682.8714 | 0.00113 | 905.5862 | 0.0017916 | 905.5862 | 0.00087827 | 899.98 | 0.0016688 | 905.5862 | 0.0018479 | 684.583 | 1.4662e-05 | 905.5862 | 0.002415 | 905.5862 | 0.00041401 | 905.3433 | 0.00179 | 1012.1109 | 0.00608 | 905.3433 | 0.0040573 | 1012.1377 | 5.0004e-05 | 1012.1109 | 0.01276 | 892.0889 | 0.00531
| 905.8274 | -0.00057827 | 905.5842 | -5.2495e-05 | 682.9959 | 0 | 905.8274 | -0.00062311 | 905.5842 | -9.0941e-05 | 895.8055 | 0 | 905.5842 | -0.0019081 | 905.8274 | 0 | 892.3237 | -0.0017463 | 682.9959 | 0.00013249 | 905.8274 | 0 | 905.8274 | 0 | 900.22 | 0.00014088 | 905.8274 | 0 | 684.7037 | 3.0038e-05 | 905.8274 | 0 | 905.8274 | 0 | 905.5842 | -0.00141 | 1012.2794 | 0.00735 | 905.5842 | -0.008061 | 1012.3076 | 0 | 1012.2794 | 0.0127 | 892.3237 | -0.00061484
| 906.0685 | 9.1883e-06 | 905.825 | -0.00022835 | 683.1203 | 0.00149 | 906.0685 | 0.00050466 | 905.825 | -0.0013408 | 896.0444 | 0 | 905.825 | 0.0014165 | 906.0685 | 0.0014583 | 892.5586 | 0.0011383 | 683.1203 | 0.00198 | 906.0685 | 0.0010777 | 906.0685 | 0.0007949 | 900.46 | 0.0011812 | 906.0685 | 8.7965e-05 | 684.8243 | 1.554e-05 | 906.0685 | 0.0015082 | 906.0685 | 0.00021614 | 905.825 | 0.00239 | 1012.448 | 0.00695 | 905.825 | -0.0048641 | 1012.4775 | 5.0004e-05 | 1012.448 | 0.01236 | 892.5586 | 0.00564
| 906.3096 | -7.992e-05 | 906.0658 | -0.00034986 | 683.2448 | 0 | 906.3096 | -0.00032435 | 906.0658 | 0.0010164 | 896.2833 | 0 | 906.0658 | -0.0020632 | 906.3097 | 0 | 892.7934 | -0.0021639 | 683.2448 | 0.00101 | 906.3097 | 0 | 906.3096 | 0 | 900.7 | -0.00096444 | 906.3097 | 0 | 684.945 | 3.1865e-05 | 906.3097 | 0 | 906.3096 | 0 | 906.0658 | -0.00094757 | 1012.6166 | 0.00585 | 906.0658 | -0.00068839 | 1012.6473 | 0 | 1012.6166 | 0.01225 | 892.7934 | 0.00219
| 906.5508 | 0.00058964 | 906.3067 | -5.8644e-06 | 683.3692 | 0.00081498 | 906.5508 | 0.00034258 | 906.3067 | -0.0019995 | 896.5222 | 0 | 906.3067 | 0.0010406 | 906.5508 | 8.9859e-05 | 893.0282 | 0.0024587 | 683.3692 | 0.00193 | 906.5508 | 0.0015173 | 906.5508 | 0.0010913 | 900.94 | 0.00053099 | 906.5508 | 0.00074887 | 685.0657 | 1.6524e-05 | 906.5508 | 0.0021287 | 906.5508 | 0.00033475 | 906.3067 | 0.00257 | 1012.7852 | 0.00742 | 906.3067 | -0.00036837 | 1012.8172 | 8.9995e-05 | 1012.7852 | 0.01204 | 893.0282 | 0.00587
| 906.792 | -0.00084812 | 906.5476 | -0.00099231 | 683.4937 | 0 | 906.792 | -0.00085151 | 906.5476 | 0.00096919 | 896.7612 | 0 | 906.5476 | -0.0018693 | 906.792 | 0 | 893.2631 | -0.002453 | 683.4937 | 0.00018926 | 906.792 | 0 | 906.792 | 0 | 901.18 | -0.0013546 | 906.792 | 0 | 685.1864 | 3.1631e-05 | 906.792 | 0 | 906.792 | 0 | 906.5476 | -0.0025 | 1012.9537 | 0.00622 | 906.5476 | -0.0062263 | 1012.9871 | 0 | 1012.9537 | 0.01214 | 893.2631 | 0.00389
| 907.0331 | 0.00069812 | 906.7884 | -0.00019805 | 683.6182 | 0.00134 | 907.0331 | 0.00042515 | 906.7884 | -0.0036572 | 897.0001 | 0 | 906.7884 | 0.0012502 | 907.0331 | 0.0012566 | 893.4979 | -0.00088714 | 683.6182 | 0 | 907.0331 | 0 | 907.0331 | 0.00010027 | 901.42 | -0.0019397 | 907.0331 | 0.00092085 | 685.3071 | 1.54e-05 | 907.0331 | 0.0018699 | 907.0331 | 0.00022265 | 906.7884 | 0.00274 | 1013.1223 | 0.006 | 906.7884 | 0.0032397 | 1013.157 | 6.9993e-05 | 1013.1223 | 0.01195 | 893.4979 | 0.00559
| 907.2743 | -0.0002281 | 907.0293 | -0.00092169 | 683.7427 | 0 | 907.2743 | -0.00046261 | 907.0293 | 0.00095769 | 897.239 | 0 | 907.0293 | -0.002085 | 907.2743 | 0 | 893.7327 | -0.00068985 | 683.7427 | 0.00072869 | 907.2743 | 0 | 907.2743 | 0 | 901.66 | -0.00054182 | 907.2743 | 0 | 685.4278 | 3.0483e-05 | 907.2743 | 0 | 907.2743 | 0 | 907.0293 | -0.00251 | 1013.2908 | 0.00575 | 907.0293 | -0.0055287 | 1013.3269 | 0 | 1013.2908 | 0.01196 | 893.7327 | 0.00209
| 907.5155 | 0.00051674 | 907.2702 | 0.00019698 | 683.8672 | 0.00098839 | 907.5155 | -0.00010491 | 907.2702 | -0.0032276 | 897.4779 | 0 | 907.2702 | 0.0017235 | 907.5155 | 0.0015536 | 893.9676 | 0.0023904 | 683.8672 | 0.00061971 | 907.5155 | 0.0041734 | 907.5155 | 0.0012183 | 901.9 | 0.0013112 | 907.5155 | 0.0016699 | 685.5485 | 1.5329e-05 | 907.5155 | 0.0017551 | 907.5155 | 0.0002768 | 907.2702 | 0.00124 | 1013.4594 | 0.00594 | 907.2702 | 0.0030161 | 1013.4968 | 5.0004e-05 | 1013.4594 | 0.0117 | 893.9676 | 0.00582
| 907.7567 | -0.00065779 | 907.511 | -0.00051258 | 683.9918 | 0 | 907.7567 | -0.00013633 | 907.511 | 0.00014222 | 897.7169 | 0 | 907.511 | -0.0021104 | 907.7567 | 0 | 894.2025 | 0.005225 | 683.9918 | 0.00229 | 907.7567 | 0 | 907.7567 | 0 | 902.14 | -0.0018422 | 907.7567 | 0 | 685.6692 | 3.2275e-05 | 907.7567 | 0 | 907.7567 | 0 | 907.511 | -0.00228 | 1013.628 | 0.00591 | 907.511 | -0.0044032 | 1013.6667 | 0 | 1013.628 | 0.0118 | 894.2024 | 0.00195
| 907.9979 | -0.00023516 | 907.7519 | -0.00060913 | 684.1163 | 0.00151 | 907.9979 | -0.00031157 | 907.7519 | -0.0015369 | 897.9558 | 0 | 907.7519 | 0.0014244 | 907.9979 | 0.0021017 | 894.4373 | -0.00037592 | 684.1163 | 0.00116 | 907.9979 | 0.0024033 | 907.9979 | 0.00082158 | 902.38 | -0.0017771 | 907.9979 | 0.0019343 | 685.7899 | 1.7203e-05 | 907.9979 | 0.0024062 | 907.9979 | 0.00031396 | 907.7519 | 0.00225 | 1013.7966 | 0.00691 | 907.7519 | 2.4343e-05 | 1013.8366 | 3.0002e-05 | 1013.7966 | 0.01156 | 894.4373 | 0.00742
| 908.2391 | -0.00018429 | 907.9928 | -0.00071815 | 684.2408 | 0 | 908.2391 | -0.00059973 | 907.9928 | 5.2562e-05 | 898.1948 | 0 | 907.9928 | -0.0026105 | 908.2391 | 0 | 894.6722 | -0.00065722 | 684.2408 | 0.00186 | 908.2391 | 0 | 908.2391 | 0 | 902.62 | -0.0017121 | 908.2391 | 0 | 685.9105 | 3.2849e-05 | 908.2391 | 0 | 908.2391 | 0 | 907.9928 | -0.00256 | 1013.9651 | 0.00765 | 907.9928 | 0.0024065 | 1014.0065 | 0 | 1013.9651 | 0.01171 | 894.6722 | 0.00502
| 908.4803 | 0.00062571 | 908.2337 | 2.7286e-05 | 684.3654 | 0.00098839 | 908.4803 | 0.00019088 | 908.2337 | -0.00060085 | 898.4337 | 0 | 908.2337 | 0.0012894 | 908.4803 | 0.0015276 | 894.907 | 0.00091462 | 684.3654 | 0.00073324 | 908.4803 | 0.0031472 | 908.4803 | 0.00098918 | 902.86 | -0.00037928 | 908.4803 | 0.0012682 | 686.0312 | 1.5821e-05 | 908.4803 | 0.0025699 | 908.4803 | 0.00041109 | 908.2337 | 0.00096736 | 1014.1337 | 0.00522 | 908.2337 | 0.0039125 | 1014.1764 | 6.9993e-05 | 1014.1337 | 0.01136 | 894.907 | 0.00419
| 908.7215 | -1.1022e-05 | 908.4746 | -0.00074417 | 684.49 | 0 | 908.7215 | -0.00058444 | 908.4746 | -0.00019119 | 898.6727 | 0 | 908.4746 | -0.0024823 | 908.7215 | 0 | 895.1419 | -0.0014614 | 684.49 | 0.00345 | 908.7215 | 0 | 908.7215 | 0 | 903.1 | 0.00069354 | 908.7215 | 0 | 686.1519 | 3.1631e-05 | 908.7215 | 0 | 908.7215 | 0 | 908.4746 | -0.0014 | 1014.3023 | 0.00626 | 908.4746 | -0.0019069 | 1014.3463 | 0 | 1014.3023 | 0.01149 | 895.1419 | 0.00415
| 908.9628 | 0.00047172 | 908.7156 | 0.00058955 | 684.6145 | 5.2025e-05 | 908.9628 | -0.00044784 | 908.7156 | -0.0032927 | 898.9117 | 0 | 908.7156 | 0.0013789 | 908.9627 | 0.00030624 | 895.3768 | 0.0044826 | 684.6145 | 0.00147 | 908.9627 | 0.001908 | 908.9628 | 0.0019657 | 903.34 | -0.001257 | 908.9627 | 0.0025267 | 686.2726 | 1.6161e-05 | 908.9627 | 0.0028378 | 908.9628 | 0.00031452 | 908.7156 | 0.00133 | 1014.4709 | 0.0061 | 908.7156 | 0.0039079 | 1014.5162 | 6.9993e-05 | 1014.4709 | 0.01109 | 895.3768 | 0.00364
| 909.204 | -2.8903e-05 | 908.9565 | -0.0010559 | 684.7391 | 0 | 909.204 | -0.00037899 | 908.9565 | 5.692e-05 | 899.1506 | 0 | 908.9565 | -0.0026922 | 909.204 | 0 | 895.6117 | -0.0016729 | 684.7391 | 0.00127 | 909.204 | 0 | 909.204 | 0 | 903.58 | 0.0022864 | 909.204 | 0 | 686.3933 | 3.1947e-05 | 909.204 | 0 | 909.204 | 0 | 908.9565 | -0.00331 | 1014.6394 | 0.00564 | 908.9565 | -0.004681 | 1014.6861 | 0 | 1014.6394 | 0.01108 | 895.6117 | 0.00226
| 909.4452 | 0.00042458 | 909.1974 | -0.00076251 | 684.8637 | 0.00253 | 909.4452 | 4.67e-05 | 909.1974 | -0.0035051 | 899.3896 | 0 | 909.1974 | 0.0010842 | 909.4452 | 0.0020121 | 895.8466 | 0.0074347 | 684.8637 | 0.00122 | 909.4452 | 0.0013133 | 909.4452 | 0.00069344 | 903.82 | 0.0009536 | 909.4452 | 0.00069039 | 686.514 | 1.6243e-05 | 909.4452 | 0.0017415 | 909.4452 | 0.00025041 | 909.1974 | 0.00134 | 1014.808 | 0.00705 | 909.1974 | 0.0046231 | 1014.856 | 6.9993e-05 | 1014.808 | 0.011 | 895.8466 | 0.0066
| 909.6865 | 7.5275e-05 | 909.4383 | -0.00071556 | 684.9883 | 0 | 909.6865 | -0.00049349 | 909.4383 | 0.0015248 | 899.6287 | 0 | 909.4383 | -0.0023953 | 909.6865 | 0 | 896.0815 | -0.0010962 | 684.9883 | 0.00084224 | 909.6865 | 0 | 909.6865 | 0 | 904.07 | -0.0012245 | 909.6865 | 0 | 686.6347 | 3.012e-05 | 909.6865 | 0 | 909.6865 | 0 | 909.4383 | -0.00245 | 1014.9766 | 0.00582 | 909.4383 | -0.0048578 | 1015.0259 | 0 | 1014.9766 | 0.01115 | 896.0815 | -0.00010038
| 909.9277 | 0.0010227 | 909.6793 | -3.6944e-06 | 685.1129 | 0.00048552 | 909.9277 | -0.00015841 | 909.6793 | -0.0040027 | 899.8677 | 0 | 909.6793 | 0.0018002 | 909.9277 | 0.0010467 | 896.3164 | -0.0021859 | 685.1129 | 0.00491 | 909.9277 | 0.0025559 | 909.9277 | 0.0012397 | 904.31 | 0.00046596 | 909.9277 | 0.0025763 | 686.7554 | 1.4592e-05 | 909.9277 | 0.0028268 | 909.9277 | 0.00038133 | 909.6793 | 0.00133 | 1015.1451 | 0.00598 | 909.6793 | 0.0021978 | 1015.1958 | 6.9993e-05 | 1015.1451 | 0.0112 | 896.3164 | 0.00609
| 910.169 | 0.00021069 | 909.9202 | -0.00093396 | 685.2376 | 0 | 910.169 | -0.0011503 | 909.9202 | -0.00028281 | 900.1067 | 0 | 909.9202 | -0.0025838 | 910.169 | 0 | 896.5513 | 0.0021877 | 685.2376 | 0.0015 | 910.169 | 0 | 910.169 | 0 | 904.55 | -0.00015171 | 910.169 | 0 | 686.8762 | 3.1162e-05 | 910.169 | 0 | 910.169 | 0 | 909.9202 | -0.00214 | 1015.3137 | 0.00643 | 909.9202 | -0.0071866 | 1015.3657 | 0 | 1015.3137 | 0.01121 | 896.5513 | 0.00348
| 910.4103 | 0.00051455 | 910.1612 | -0.00043031 | 685.3622 | 0.0013 | 910.4103 | -0.000112 | 910.1612 | -0.0023791 | 900.3457 | 0 | 910.1612 | 0.0010997 | 910.4102 | 0.00080666 | 896.7863 | 0.0052666 | 685.3622 | 0.00261 | 910.4102 | 0.0011472 | 910.4103 | 0.00053572 | 904.79 | -2.1673e-05 | 910.4102 | 0.0023273 | 686.9968 | 1.718e-05 | 910.4102 | 0.0017158 | 910.4103 | 0.00026416 | 910.1612 | 0.00060506 | 1015.4823 | 0.00668 | 910.1612 | 0.0014844 | 1015.5356 | 5.0004e-05 | 1015.4823 | 0.01091 | 896.7863 | 0.00466
| 910.6516 | 0.00039499 | 910.4021 | -7.5469e-05 | 685.4868 | 0 | 910.6516 | -0.00069273 | 910.4021 | -0.00042563 | 900.5847 | 0 | 910.4021 | -0.0021704 | 910.6515 | 0 | 897.0212 | -0.005511 | 685.4868 | 0.00050157 | 910.6515 | 0 | 910.6516 | 0 | 905.03 | -0.00031426 | 910.6515 | 0 | 687.1176 | 2.9863e-05 | 910.6515 | 0 | 910.6516 | 0 | 910.4021 | -0.00090422 | 1015.6509 | 0.0057 | 910.4021 | 0.0028292 | 1015.7055 | 0 | 1015.6509 | 0.01093 | 897.0212 | 0.00248
| 910.8928 | 0.0014253 | 910.6431 | 0.00030519 | 685.6115 | 0.00161 | 910.8928 | 8.8803e-05 | 910.6431 | -0.0019819 | 900.8238 | 0 | 910.6431 | 0.001391 | 910.8928 | 0.0025122 | 897.2562 | 0.0017134 | 685.6115 | 0.00039263 | 910.8928 | 0.0033319 | 910.8928 | 0.0014916 | 905.27 | -0.00076939 | 910.8928 | 7.7532e-05 | 687.2383 | 1.3163e-05 | 910.8928 | 0.002475 | 910.8928 | 0.00034181 | 910.6431 | 0.00209 | 1015.8194 | 0.00543 | 910.6431 | 0.0057373 | 1015.8755 | 6.9993e-05 | 1015.8194 | 0.01057 | 897.2562 | 0.0027
| 911.1341 | 3.6216e-05 | 910.8841 | -0.00026357 | 685.7362 | 0 | 911.1341 | -0.00026723 | 910.8841 | 0.00088483 | 901.0628 | 0 | 910.8841 | -0.0024502 | 911.1341 | 0 | 897.4911 | -0.0028261 | 685.7362 | 0.00141 | 911.1341 | 0 | 911.1341 | 0 | 905.51 | -0.0019072 | 911.1341 | 0 | 687.359 | 2.7017e-05 | 911.1341 | 0 | 911.1341 | 0 | 910.8841 | -0.00238 | 1015.988 | 0.00563 | 910.8841 | -0.0074803 | 1016.0454 | 0 | 1015.988 | 0.01083 | 897.4911 | 0.00107
| 911.3754 | 0.00031954 | 911.125 | -0.00082191 | 685.8608 | 0.0026 | 911.3754 | -0.00033854 | 911.125 | -0.0038378 | 901.3019 | 0 | 911.125 | 0.0010984 | 911.3754 | 0.0015964 | 897.7261 | 0.0009087 | 685.8608 | 0.00064808 | 911.3754 | 0.0020586 | 911.3754 | 0.0002879 | 905.75 | -0.00024923 | 911.3754 | 0.0027621 | 687.4797 | 1.4065e-05 | 911.3754 | 0.0015565 | 911.3754 | 0.00026774 | 911.125 | 0.00166 | 1016.1566 | 0.00624 | 911.125 | 0.0045423 | 1016.2153 | 6.9993e-05 | 1016.1566 | 0.01042 | 897.7261 | 0.00423
| 911.6167 | -0.00055946 | 911.366 | -0.00075959 | 685.9855 | 0 | 911.6167 | -0.00032066 | 911.366 | 0.0018821 | 901.541 | 0 | 911.366 | -0.0024717 | 911.6167 | 0 | 897.9611 | 0.002074 | 685.9855 | 0.00189 | 911.6167 | 0 | 911.6167 | 0 | 905.99 | -0.0021673 | 911.6167 | 0 | 687.6004 | 2.8961e-05 | 911.6167 | 0 | 911.6167 | 0 | 911.366 | -0.00167 | 1016.3252 | 0.00454 | 911.366 | -0.0035792 | 1016.3852 | 0 | 1016.3252 | 0.01054 | 897.9611 | 0.00354
| 911.858 | 1.3371e-05 | 911.607 | -0.0010134 | 686.1102 | 0.00074563 | 911.858 | -0.00044003 | 911.607 | -0.0046676 | 901.78 | 0 | 911.607 | 0.0010108 | 911.858 | 0.0010338 | 898.196 | 0.0020107 | 686.1102 | 0.00221 | 911.858 | 0.0024807 | 911.858 | 0.0011901 | 906.23 | 0.0013112 | 911.858 | 0.0019986 | 687.7211 | 1.5002e-05 | 911.858 | 0.0016763 | 911.858 | 0.00037181 | 911.607 | 0.00124 | 1016.4937 | 0.00767 | 911.607 | 0.0018963 | 1016.5551 | 6.9993e-05 | 1016.4937 | 0.0101 | 898.196 | 0.00327
| 912.0994 | -0.00055592 | 911.848 | 0.00017725 | 686.2349 | 0 | 912.0994 | -0.00061903 | 911.848 | 0.00082081 | 902.0191 | 0 | 911.848 | -0.0017443 | 912.0993 | 0 | 898.431 | 0.0019075 | 686.2349 | 0.00255 | 912.0993 | 0.00021524 | 912.0994 | 0 | 906.47 | 0.00040094 | 912.0993 | 0 | 687.8418 | 3.1525e-05 | 912.0993 | 0 | 912.0994 | 0 | 911.848 | -0.00136 | 1016.6623 | 0.00508 | 911.848 | 0.0001712 | 1016.7251 | 0 | 1016.6623 | 0.01035 | 898.431 | 0.00113
| 912.3406 | 0.00065941 | 912.089 | 0.00012785 | 686.3596 | 0.00248 | 912.3406 | 0.00012224 | 912.089 | -0.0021958 | 902.2582 | 0 | 912.089 | 0.0014412 | 912.3407 | 0.0018587 | 898.666 | 0.0019734 | 686.3596 | 0 | 912.3407 | 0.001099 | 912.3406 | 0.00061076 | 906.71 | 0.0017663 | 912.3407 | 0.0018621 | 687.9626 | 1.6547e-05 | 912.3407 | 0.0018834 | 912.3406 | 0.0004407 | 912.089 | 0.00203 | 1016.8309 | 0.00445 | 912.089 | 0.00097142 | 1016.895 | 8.9995e-05 | 1016.8309 | 0.01019 | 898.6659 | 0.00651
| 912.582 | -0.0004049 | 912.33 | -0.0017662 | 686.4844 | 0 | 912.582 | -0.00076925 | 912.33 | 0.0012933 | 902.4973 | 0 | 912.33 | -0.0022795 | 912.582 | 0 | 898.9009 | -0.0013844 | 686.4844 | 0.00124 | 912.582 | 0 | 912.582 | 0 | 906.95 | -0.0035652 | 912.582 | 0 | 688.0833 | 3.3458e-05 | 912.582 | 0 | 912.582 | 0 | 912.33 | -0.00185 | 1016.9995 | 0.00693 | 912.33 | 0.00023949 | 1017.0649 | 0 | 1016.9995 | 0.01056 | 898.9009 | 0.00261
| 912.8234 | 0.0005794 | 912.571 | 0.00097237 | 686.6091 | 0.00168 | 912.8234 | -3.288e-05 | 912.571 | -0.00424 | 902.7363 | 0 | 912.571 | 0.0017297 | 912.8233 | 0.0018813 | 899.1359 | 0.0016743 | 686.6091 | 0.00139 | 912.8233 | 0.0027732 | 912.8234 | 0.0014639 | 907.19 | 0.00053099 | 912.8233 | 0.0036074 | 688.204 | 1.7039e-05 | 912.8233 | 0.0015707 | 912.8234 | 0.0002578 | 912.571 | 0.0044 | 1017.168 | 0.00575 | 912.571 | 0.0047967 | 1017.2349 | 8.9995e-05 | 1017.168 | 0.01021 | 899.1359 | 0.00519
| 913.0647 | -0.00050109 | 912.812 | -0.000854 | 686.7339 | 0 | 913.0647 | -0.0014347 | 912.812 | 0.0011372 | 902.9755 | 0 | 912.812 | -0.0026453 | 913.0647 | 0 | 899.3709 | -0.0021955 | 686.7339 | 0.00087064 | 913.0647 | 0 | 913.0647 | 0 | 907.43 | -0.0023299 | 913.0647 | 0 | 688.3247 | 3.1865e-05 | 913.0647 | 0 | 913.0647 | 0 | 912.812 | -0.00214 | 1017.3366 | 0.00752 | 912.812 | -0.0028544 | 1017.4048 | 0 | 1017.3366 | 0.01028 | 899.3709 | 0.00464
| 913.306 | 0.00053919 | 913.0531 | -0.00028823 | 686.8586 | 0.00184 | 913.306 | -9.5181e-05 | 913.0531 | -0.0036546 | 903.2146 | 0 | 913.0531 | 0.0011422 | 913.306 | 0.0014834 | 899.606 | 0.0049181 | 686.8586 | 0 | 913.306 | 0.0030433 | 913.306 | 0 | 907.68 | 0.0029691 | 913.306 | 0.00024045 | 688.4454 | 1.5002e-05 | 913.306 | 0.0024786 | 913.306 | 0.0002862 | 913.053 | 0.00145 | 1017.5052 | 0.00561 | 913.0531 | -0.0012804 | 1017.5747 | 3.0002e-05 | 1017.5052 | 0.00997 | 899.606 | 0.00409
| 913.5474 | -0.00048186 | 913.2941 | -0.0014341 | 686.9834 | 0 | 913.5474 | -0.0012457 | 913.2941 | -0.0012305 | 903.4537 | 0 | 913.2941 | -0.0027966 | 913.5474 | 0 | 899.8409 | -0.0073194 | 686.9834 | 0.00223 | 913.5474 | 0 | 913.5474 | 0 | 907.92 | -0.00067186 | 913.5474 | 0 | 688.5662 | 2.9336e-05 | 913.5474 | 0 | 913.5474 | 0 | 913.2941 | -0.0024 | 1017.6738 | 0.00668 | 913.2941 | -0.004823 | 1017.7446 | 0 | 1017.6738 | 0.01024 | 899.8409 | 0.00315
| 913.7888 | 0.0012272 | 913.5351 | 0.00040532 | 687.1082 | 0.00079764 | 913.7888 | 0.00031264 | 913.5351 | -0.0022793 | 903.6928 | 0 | 913.5351 | 0.0014561 | 913.7888 | 0.0025934 | 900.076 | -0.00022224 | 687.1082 | 0.00059133 | 913.7888 | 0.0017273 | 913.7888 | 0.0014129 | 908.16 | 0.0009211 | 913.7888 | 0.0027167 | 688.6869 | 1.451e-05 | 913.7888 | 0.0018221 | 913.7888 | 0.00027456 | 913.5351 | 0.00169 | 1017.8423 | 0.00688 | 913.5351 | -0.0032588 | 1017.9146 | 5.0004e-05 | 1017.8423 | 0.00986 | 900.076 | 0.00448
| 914.0302 | -0.00090575 | 913.7762 | -9.2514e-05 | 687.233 | 0 | 914.0302 | -0.0015444 | 913.7762 | 0.00057924 | 903.9319 | 0 | 913.7762 | -0.00247 | 914.0302 | 0 | 900.311 | 0 | 687.233 | 0.00055835 | 914.0302 | 0 | 914.0302 | 0 | 908.4 | -0.0026874 | 914.0302 | 0 | 688.8076 | 2.9523e-05 | 914.0302 | 0 | 914.0302 | 0 | 913.7762 | -0.00196 | 1018.0109 | 0.00471 | 913.7762 | -0.005373 | 1018.0845 | 0 | 1018.0109 | 0.00992 | 900.311 | 0
| 914.2715 | 0.00086214 | 914.0172 | 0.00058302 | 687.3578 | 0.00168 | 914.2715 | 0.00024369 | 914.0172 | -0.0023277 | 904.1711 | 0 | 914.0172 | 0.0016285 | 914.2715 | 0.0015259 | 900.546 | 0 | 687.3578 | 0.00187 | 914.2715 | 0.0019651 | 914.2715 | 0.00182 | 908.64 | 0.0015387 | 914.2715 | 0.0033515 | 688.9283 | 1.5072e-05 | 914.2715 | 0.0024255 | 914.2716 | 0.00050408 | 914.0172 | 0.00271 | 1018.1795 | 0.00733 | 914.0172 | 0.0012715 | 1018.2545 | 6.9993e-05 | 1018.1795 | 0.00953 | 900.546 | 0
| 914.5129 | 5.995e-05 | 914.2583 | -0.00068755 | 687.4826 | 0 | 914.5129 | -0.00052977 | 914.2583 | 0.00095305 | 904.4103 | 0 | 914.2583 | -0.0023865 | 914.5129 | 0 | 900.7811 | 0 | 687.4826 | 0.00041639 | 914.5129 | 0 | 914.5129 | 0 | 908.88 | 7.5855e-05 | 914.5129 | 0 | 689.0491 | 3.087e-05 | 914.5129 | 0 | 914.5129 | 0 | 914.2583 | -0.0038 | 1018.3481 | 0.00566 | 914.2583 | -0.001621 | 1018.4244 | 0 | 1018.3481 | 0.00972 | 900.7811 | 0
| 914.7543 | 0.00099715 | 914.4993 | 1.8253e-05 | 687.6074 | 0.00265 | 914.7543 | -0.00010813 | 914.4993 | -0.0035671 | 904.6494 | 0 | 914.4993 | 0.0013848 | 914.7543 | 0.00084018 | 901.0161 | 0 | 687.6074 | 0 | 914.7543 | 0.0024638 | 914.7543 | 0.0014132 | 909.12 | -0.0016472 | 914.7543 | 0.00084134 | 689.1698 | 1.5821e-05 | 914.7543 | 0.0021285 | 914.7543 | 0.0002619 | 914.4993 | 0.00385 | 1018.5166 | 0.00614 | 914.4993 | 0.0088725 | 1018.5944 | 5.0004e-05 | 1018.5166 | 0.00934 | 901.0161 | 0
| 914.9957 | -0.00058114 | 914.7404 | -0.00059653 | 687.7322 | 0 | 914.9957 | -0.00055311 | 914.7404 | 0.00024738 | 904.8885 | 0 | 914.7404 | -0.0026375 | 914.9957 | 0 | 901.2512 | 0 | 687.7322 | 0 | 914.9957 | 0 | 914.9957 | 0 | 909.36 | 0.0010186 | 914.9957 | 0 | 689.2905 | 3.0155e-05 | 914.9957 | 0.00033718 | 914.9957 | 0 | 914.7404 | -5.3494e-05 | 1018.6852 | 0.00469 | 914.7404 | 0.00078964 | 1018.7643 | 0 | 1018.6852 | 0.00969 | 901.2512 | 0
| 915.2372 | 0.00037531 | 914.9815 | -4.5262e-05 | 687.8571 | 0.00132 | 915.2372 | 0.00010456 | 914.9815 | -0.0026648 | 905.1277 | 0 | 914.9815 | 0.0010429 | 915.2372 | 0.0016003 | 901.4863 | 0 | 687.8571 | 0.00113 | 915.2372 | 0.0031024 | 915.2372 | 0.0010736 | 909.6 | -0.0031751 | 915.2372 | 0.0023569 | 689.4113 | 1.4369e-05 | 915.2372 | 0.002265 | 915.2372 | 0.00035186 | 914.9815 | 0.00252 | 1018.8538 | 0.00681 | 914.9815 | 0.0023431 | 1018.9343 | 5.0004e-05 | 1018.8538 | 0.00941 | 901.4863 | 0
| 915.4786 | 0.00030966 | 915.2225 | 9.4726e-05 | 687.9819 | 0 | 915.4786 | -0.00083369 | 915.2225 | 0.00082032 | 905.3669 | 0 | 915.2225 | -0.0020861 | 915.4786 | 0 | 901.7213 | 0 | 687.9819 | 0.00232 | 915.4786 | 0 | 915.4786 | 0 | 909.84 | -0.00080189 | 915.4786 | 0 | 689.532 | 2.9043e-05 | 915.4786 | 0 | 915.4786 | 0 | 915.2225 | -0.00213 | 1019.0224 | 0.00506 | 915.2225 | 0.00020328 | 1019.1042 | 0 | 1019.0224 | 0.00971 | 901.7213 | 0
| 915.72 | -1.1584e-05 | 915.4636 | 0.00032618 | 688.1068 | 0.00179 | 915.72 | 0.00066187 | 915.4636 | -0.0016277 | 905.6061 | 0 | 915.4636 | 0.0013831 | 915.72 | 0.0026324 | 901.9564 | 0 | 688.1068 | 0.00141 | 915.72 | 0.0020477 | 915.72 | 0.0015074 | 910.08 | -0.0001192 | 915.72 | 0.0015104 | 689.6527 | 1.4721e-05 | 915.72 | 0.0026939 | 915.72 | 0.00046491 | 915.4636 | 0.00229 | 1019.191 | 0.0064 | 915.4636 | 0.0035375 | 1019.2742 | 5.0004e-05 | 1019.191 | 0.00934 | 901.9564 | 0
| 915.9614 | -0.00055123 | 915.7047 | -0.00112 | 688.2316 | 0 | 915.9614 | -0.00064567 | 915.7047 | 0.00096184 | 905.8453 | 0 | 915.7047 | -0.0026572 | 915.9614 | 0 | 902.1915 | 0 | 688.2316 | 0.0011 | 915.9614 | 0 | 915.9614 | 0 | 910.32 | -0.00028175 | 915.9614 | 0 | 689.7735 | 3.0624e-05 | 915.9614 | 0 | 915.9614 | 0 | 915.7047 | -0.00275 | 1019.3595 | 0.00589 | 915.7047 | 0.0028101 | 1019.4441 | 0 | 1019.3595 | 0.00956 | 902.1915 | 0
| 916.2029 | 0.0008819 | 915.9458 | 9.9247e-05 | 688.3565 | 8.6698e-05 | 916.2029 | -3.161e-05 | 915.9458 | -0.0035854 | 906.0845 | 0 | 915.9458 | 0.0012554 | 916.2029 | 0.00082768 | 902.4266 | 0 | 688.3565 | 0.00349 | 916.2029 | 0.00025732 | 916.2029 | 0.0011762 | 910.56 | 0.00040094 | 916.2029 | 0.0017211 | 689.8942 | 1.6032e-05 | 916.2029 | 0.0039072 | 916.2029 | 0.00029324 | 915.9458 | 0.00090872 | 1019.5281 | 0.00549 | 915.9458 | 0.0050893 | 1019.6141 | 5.0004e-05 | 1019.5281 | 0.00907 | 902.4266 | 0
| 916.4443 | -6.5812e-05 | 916.1869 | -0.0012045 | 688.4814 | 0 | 916.4443 | -0.00054934 | 916.1869 | 0.00046115 | 906.3237 | 0 | 916.1869 | -0.0029183 | 916.4443 | 0 | 902.6616 | 0 | 688.4814 | 0.0022 | 916.4443 | 0 | 916.4443 | 0 | 910.8 | -0.0024923 | 916.4443 | 0 | 690.015 | 3.1631e-05 | 916.4443 | 0 | 916.4443 | 0 | 916.1869 | -0.00307 | 1019.6967 | 0.00462 | 916.1869 | 0.0033973 | 1019.784 | 0 | 1019.6967 | 0.00929 | 902.6616 | 0
| 916.6858 | 0.0014929 | 916.428 | -0.00081478 | 688.6063 | 0.00090168 | 916.6858 | -0.00011129 | 916.428 | -0.0033832 | 906.5629 | 0 | 916.428 | 0.00086186 | 916.6858 | 0.0021758 | 902.8967 | 0 | 688.6063 | 0.00124 | 916.6858 | 0.00058035 | 916.6858 | 0.00026982 | 911.05 | -0.0018422 | 916.6858 | 0.00045338 | 690.1357 | 1.5786e-05 | 916.6858 | 0.0029495 | 916.6858 | 0.00039896 | 916.428 | 0.00041114 | 1019.8653 | 0.00473 | 916.428 | 0.00029055 | 1019.954 | 6.9993e-05 | 1019.8653 | 0.009 | 902.8967 | 0
| 916.9272 | -0.00063863 | 916.6692 | -0.00047334 | 688.7313 | 0 | 916.9272 | -0.00045254 | 916.6692 | 0.0009121 | 906.8022 | 0 | 916.6692 | -0.0020469 | 916.9273 | 0 | 903.1318 | 0 | 688.7313 | 0 | 916.9273 | 0 | 916.9272 | 0 | 911.29 | 4.3346e-05 | 916.9273 | 0 | 690.2564 | 3.1865e-05 | 916.9273 | 0 | 916.9272 | 0 | 916.6691 | -0.00189 | 1020.0338 | 0.00552 | 916.6692 | -0.0044921 | 1020.124 | 0 | 1020.0338 | 0.00927 | 903.1318 | 0
| 917.1688 | 3.5305e-05 | 916.9103 | 6.3649e-05 | 688.8562 | 0.00097105 | 917.1688 | 0.00018437 | 916.9103 | -0.0041079 | 907.0414 | 0 | 916.9103 | 0.001192 | 917.1687 | 0.0024036 | 903.3669 | 0 | 688.8562 | 0.00073324 | 917.1687 | 0.0023153 | 917.1688 | 0.0011273 | 911.53 | 0.0009536 | 917.1687 | 0.0023666 | 690.3772 | 1.6325e-05 | 917.1687 | 0.0027558 | 917.1688 | 0.00023602 | 916.9103 | 0.0011 | 1020.2024 | 0.00596 | 916.9103 | 0.0028141 | 1020.2939 | 0.00011 | 1020.2024 | 0.00874 | 903.3669 | 0
| 917.4102 | -0.00062621 | 917.1514 | -0.00081915 | 688.9811 | 0 | 917.4102 | -0.00072858 | 917.1514 | 0.0014568 | 907.2806 | 0 | 917.1514 | -0.0024446 | 917.4102 | 0 | 903.6021 | 0 | 688.9811 | 0.00027444 | 917.4102 | 0 | 917.4102 | 0 | 911.77 | -0.0021023 | 917.4102 | 0 | 690.4979 | 3.2287e-05 | 917.4102 | 0 | 917.4102 | 0 | 917.1514 | -0.00405 | 1020.371 | 0.00589 | 917.1514 | 0.00050387 | 1020.4639 | 0 | 1020.371 | 0.00865 | 903.6021 | 0
| 917.6517 | 0.00044433 | 917.3925 | 0.0008607 | 689.106 | 0.0014 | 917.6517 | 0.00054066 | 917.3925 | -0.0028309 | 907.5199 | 0 | 917.3925 | 0.001517 | 917.6517 | 0.0014531 | 903.8372 | 0 | 689.106 | 0.00181 | 917.6517 | 0.0027377 | 917.6517 | 0.0022956 | 912.01 | -0.0021348 | 917.6517 | 0.0030002 | 690.6187 | 1.6255e-05 | 917.6517 | 0.0019186 | 917.6517 | 0.0006318 | 917.3925 | 0.00285 | 1020.5396 | 0.00765 | 917.3925 | 0.0059323 | 1020.6339 | 3.0002e-05 | 1020.5396 | 0.00842 | 903.8372 | 0
| 917.8932 | 0.00023999 | 917.6337 | -0.001015 | 689.231 | 0 | 917.8932 | -0.00029031 | 917.6337 | 0.00052016 | 907.7592 | 0 | 917.6337 | -0.0030242 | 917.8932 | 0 | 904.0723 | 0 | 689.231 | 0.00041639 | 917.8932 | 0 | 917.8932 | 0 | 912.25 | 0.002514 | 917.8932 | 0 | 690.7394 | 3.0917e-05 | 917.8932 | 0 | 917.8932 | 0 | 917.6337 | -0.00182 | 1020.7082 | 0.0068 | 917.6337 | -0.0031951 | 1020.8038 | 0 | 1020.7082 | 0.00866 | 904.0723 | 0
| 918.1347 | 0.00053718 | 917.8748 | -0.00066915 | 689.356 | 0.00199 | 918.1347 | 6.4845e-05 | 917.8748 | -0.0049187 | 907.9984 | 0 | 917.8748 | 0.0010176 | 918.1347 | 9.8882e-06 | 904.3075 | 0 | 689.356 | 0.00207 | 918.1347 | 0.00059029 | 918.1347 | 0 | 912.49 | 0.0002384 | 918.1347 | 0.00037672 | 690.8602 | 1.4966e-05 | 918.1347 | 0.0024395 | 918.1347 | 0.00020149 | 917.8748 | 2.9287e-05 | 1020.8767 | 0.00825 | 917.8748 | -0.0051194 | 1020.9738 | 8.9995e-05 | 1020.8767 | 0.00866 | 904.3075 | 0
| 918.3762 | -6.1714e-05 | 918.116 | -0.0010095 | 689.481 | 0 | 918.3762 | -0.00033064 | 918.116 | 0.00045897 | 908.2377 | 0 | 918.116 | -0.003172 | 918.3762 | 0 | 904.5426 | 0 | 689.481 | 0.00132 | 918.3762 | 0 | 918.3762 | 0 | 912.73 | 0.0015712 | 918.3762 | 0 | 690.9809 | 3.0483e-05 | 918.3762 | 0 | 918.3762 | 0 | 918.116 | -0.00092032 | 1021.0453 | 0.00661 | 918.116 | -0.0038188 | 1021.1438 | 0 | 1021.0453 | 0.00889 | 904.5426 | 0
| 918.6177 | 0.00032418 | 918.3571 | 0.0010388 | 689.6059 | 0.00058956 | 918.6177 | 0.00054408 | 918.3571 | -0.003097 | 908.4769 | 0 | 918.3571 | 0.0015871 | 918.6177 | 0.0034191 | 904.7778 | 0 | 689.6059 | 0.00261 | 918.6177 | 0.0013652 | 918.6177 | 0.0014494 | 912.97 | 0.0023515 | 918.6177 | 0.0034355 | 691.1017 | 1.5845e-05 | 918.6177 | 0.0028912 | 918.6177 | 0.0004075 | 918.3571 | 0.00195 | 1021.2139 | 0.0052 | 918.3571 | 0.0035144 | 1021.3138 | 5.0004e-05 | 1021.2139 | 0.00863 | 904.7778 | 0
| 918.8593 | 0.0001952 | 918.5983 | -0.0011891 | 689.7309 | 0 | 918.8593 | -0.00069522 | 918.5983 | 0.00043609 | 908.7162 | 0 | 918.5983 | -0.0027754 | 918.8592 | 0 | 905.0129 | 0 | 689.7309 | 0.00218 | 918.8592 | 0 | 918.8593 | 0 | 913.21 | -0.0015171 | 918.8592 | 0 | 691.2224 | 3.1186e-05 | 918.8592 | 0 | 918.8592 | 0 | 918.5983 | -0.00205 | 1021.3825 | 0.00506 | 918.5983 | -0.0046064 | 1021.4837 | 0 | 1021.3825 | 0.0088 | 905.0129 | 0
| 919.1008 | 0.00043901 | 918.8395 | -0.00046993 | 689.8559 | 0.00088435 | 919.1008 | 0.00029448 | 918.8395 | -0.0038826 | 908.9555 | 0 | 918.8395 | 0.001365 | 919.1008 | 0.0019685 | 905.2481 | 0 | 689.8559 | 0.00147 | 919.1008 | 0.0012409 | 919.1008 | 0.00083004 | 913.45 | 0.00040094 | 919.1008 | 0.001486 | 691.3432 | 1.5517e-05 | 919.1008 | 0.0011118 | 919.1008 | 0.00044095 | 918.8395 | 0.00073411 | 1021.5511 | 0.00471 | 918.8395 | 0.00052463 | 1021.6537 | 6.9993e-05 | 1021.5511 | 0.00843 | 905.2481 | 0
| 919.3423 | -0.00066993 | 919.0806 | -0.00091101 | 689.981 | 0 | 919.3423 | -0.00093518 | 919.0806 | 0.0027526 | 909.1948 | 0 | 919.0806 | -0.0023229 | 919.3423 | 0 | 905.4833 | 0 | 689.981 | 0.00027444 | 919.3423 | 0 | 919.3423 | 0 | 913.69 | -0.0022648 | 919.3423 | 0 | 691.4639 | 3.0132e-05 | 919.3423 | 0 | 919.3423 | 0 | 919.0806 | -0.0032 | 1021.7196 | 0.00798 | 919.0806 | -0.0048864 | 1021.8237 | 0 | 1021.7196 | 0.00874 | 905.4833 | 0
| 919.5839 | 0.00071507 | 919.3218 | 0.00021985 | 690.106 | 0.00179 | 919.5839 | 9.6961e-05 | 919.3218 | -0.0050242 | 909.4341 | 0 | 919.3218 | 0.0014797 | 919.5838 | 0.0008564 | 905.7184 | 0 | 690.106 | 0.00067647 | 919.5838 | 0.0014417 | 919.5839 | 0.00086694 | 913.93 | 0.00043346 | 919.5838 | 0.0014065 | 691.5847 | 1.4697e-05 | 919.5838 | 0.0013441 | 919.5839 | 0.00022259 | 919.3218 | 0.00221 | 1021.8882 | 0.0063 | 919.3218 | -0.00046627 | 1021.9937 | 5.0004e-05 | 1021.8882 | 0.00838 | 905.7184 | 0
| 919.8254 | 8.5257e-05 | 919.563 | -0.0001011 | 690.231 | 0 | 919.8254 | -0.00058207 | 919.563 | -0.00049578 | 909.6735 | 0 | 919.563 | -0.0025482 | 919.8254 | 0 | 905.9536 | 0 | 690.231 | 0.00161 | 919.8254 | 0 | 919.8254 | 0 | 914.18 | -0.0015822 | 919.8254 | 0 | 691.7055 | 2.8785e-05 | 919.8254 | 5.1715e-05 | 919.8254 | 0 | 919.563 | -0.0011 | 1022.0568 | 0.00545 | 919.563 | 0.0045201 | 1022.1637 | 0 | 1022.0568 | 0.00858 | 905.9536 | 0
| 920.067 | 0.00053836 | 919.8042 | -1.7951e-05 | 690.3561 | 0.00128 | 920.067 | 0.00072414 | 919.8042 | -0.0036607 | 909.9128 | 0 | 919.8042 | 0.0013209 | 920.067 | 0.0014169 | 906.1888 | 0 | 690.3561 | 0.00056294 | 920.067 | 0.0021645 | 920.067 | 0.0011574 | 914.42 | 0.0027416 | 920.067 | 0.00085767 | 691.8262 | 1.4147e-05 | 920.067 | 0.0029022 | 920.067 | 0.00023443 | 919.8042 | 0.00278 | 1022.2254 | 0.00666 | 919.8042 | 0.002308 | 1022.3337 | 5.0004e-05 | 1022.2254 | 0.00828 | 906.1888 | 0
| 920.3085 | -0.0005042 | 920.0454 | -0.00077022 | 690.4811 | 0 | 920.3085 | -0.0006828 | 920.0454 | 0.0013457 | 910.1521 | 0 | 920.0454 | -0.0022114 | 920.3085 | 0 | 906.424 | 0 | 690.4811 | 0.00118 | 920.3085 | 0 | 920.3085 | 0 | 914.66 | 0.0017988 | 920.3085 | 0 | 691.947 | 2.9851e-05 | 920.3085 | 0 | 920.3085 | 0 | 920.0454 | -0.00286 | 1022.394 | 0.00656 | 920.0454 | 4.0296e-05 | 1022.5036 | 0 | 1022.394 | 0.00849 | 906.424 | 0
| 920.5501 | 0.00071341 | 920.2866 | 0.00013891 | 690.6062 | 0.00165 | 920.5501 | 0.00035982 | 920.2866 | -0.0020132 | 910.3914 | 0 | 920.2866 | 0.0013432 | 920.5501 | 0.00025527 | 906.6592 | 0 | 690.6062 | 0.00090353 | 920.5501 | 4.818e-05 | 920.5501 | 0.0010236 | 914.9 | -0.0011595 | 920.5501 | 0.00030336 | 692.0677 | 1.5763e-05 | 920.5501 | 0.0036451 | 920.5501 | 0.00031579 | 920.2866 | 0.00192 | 1022.5625 | 0.00751 | 920.2866 | 0.0056983 | 1022.6736 | 6.9993e-05 | 1022.5625 | 0.00819 | 906.6592 | 0
| 920.7917 | -0.00067277 | 920.5278 | -0.00050519 | 690.7313 | 0 | 920.7917 | -0.00063437 | 920.5278 | 0.001881 | 910.6308 | 0 | 920.5278 | -0.0028008 | 920.7917 | 0 | 906.8944 | 0 | 690.7313 | 0.00294 | 920.7917 | 0 | 920.7917 | 0 | 915.14 | -0.0010945 | 920.7917 | 0 | 692.1885 | 3.0565e-05 | 920.7917 | 0 | 920.7917 | 0 | 920.5278 | -0.00239 | 1022.7311 | 0.0055 | 920.5278 | 0.00070238 | 1022.8436 | 0 | 1022.7311 | 0.00838 | 906.8944 | 0
| 921.0333 | 0.00076438 | 920.769 | -0.0003538 | 690.8564 | 0.0002601 | 921.0333 | -0.0004363 | 920.769 | -0.0027872 | 910.8701 | 0 | 920.769 | 0.00081238 | 921.0333 | 0.0015627 | 907.1296 | 0 | 690.8564 | 0.00238 | 921.0333 | 0.0023238 | 921.0333 | 0.00089998 | 915.38 | 0.0030016 | 921.0333 | 0.00077635 | 692.3093 | 1.4943e-05 | 921.0333 | 0.0011864 | 921.0333 | 0.00036335 | 920.769 | 0.00114 | 1022.8997 | 0.00594 | 920.769 | 0.0050809 | 1023.0136 | 6.9993e-05 | 1022.8997 | 0.00813 | 907.1296 | 0
| 921.2748 | -0.00079119 | 921.0103 | -0.00075488 | 690.9815 | 0 | 921.2748 | -0.00098122 | 921.0103 | -0.00084101 | 911.1095 | 0 | 921.0103 | -0.0026719 | 921.2748 | 0 | 907.3649 | 0 | 690.9815 | 0.00218 | 921.2748 | 0 | 921.2748 | 0 | 915.62 | -0.0016472 | 921.2748 | 0 | 692.43 | 2.9031e-05 | 921.2748 | 0 | 921.2748 | 0 | 921.0103 | -0.00232 | 1023.0683 | 0.00598 | 921.0103 | 0.0011302 | 1023.1836 | 0 | 1023.0683 | 0.00823 | 907.3649 | 0
| 921.5164 | 0.00025348 | 921.2515 | -0.00043266 | 691.1066 | 0.00081498 | 921.5164 | -0.00013795 | 921.2515 | -0.0028319 | 911.3489 | 0 | 921.2515 | 0.0015116 | 921.5164 | 0.00063485 | 907.6001 | 0 | 691.1066 | 0.00227 | 921.5164 | 0.0026253 | 921.5164 | 0.001396 | 915.86 | 0.00027091 | 921.5164 | 0.0015133 | 692.5508 | 1.417e-05 | 921.5164 | 0.00072435 | 921.5164 | 0.00036163 | 921.2515 | 0.00062503 | 1023.2369 | 0.00605 | 921.2515 | 0.0043409 | 1023.3536 | 6.9993e-05 | 1023.2369 | 0.00775 | 907.6001 | 0
| 921.7581 | -0.00027104 | 921.4927 | -0.00051371 | 691.2317 | 0 | 921.7581 | -0.00072652 | 921.4927 | 0.0011911 | 911.5883 | 0 | 921.4927 | -0.0031183 | 921.7581 | 0 | 907.8353 | 0 | 691.2317 | 0.00084224 | 921.7581 | 0 | 921.7581 | 0 | 916.1 | -0.00041178 | 921.7581 | 0 | 692.6716 | 3.012e-05 | 921.7581 | 0 | 921.7581 | 0 | 921.4927 | -0.00169 | 1023.4054 | 0.00529 | 921.4927 | 0.0013015 | 1023.5236 | 0 | 1023.4054 | 0.00797 | 907.8353 | 0
| 921.9997 | 0.00046127 | 921.734 | 0.00033947 | 691.3569 | 0.00213 | 921.9997 | 0.00012119 | 921.734 | -0.0047991 | 911.8276 | 0 | 921.734 | 0.0015969 | 921.9997 | 0.0024997 | 908.0706 | 0 | 691.3569 | 0.00019395 | 921.9997 | 0.0043637 | 921.9997 | 0.002119 | 916.34 | 0.00059601 | 921.9997 | 0.0024939 | 692.7923 | 1.6091e-05 | 921.9997 | 0.0030156 | 921.9997 | 0.00055597 | 921.734 | 0.00156 | 1023.574 | 0.00673 | 921.734 | 0.0076945 | 1023.6936 | 6.9993e-05 | 1023.574 | 0.0078 | 908.0706 | 0
| 922.2413 | -4.0413e-05 | 921.9752 | -0.0011272 | 691.482 | 0 | 922.2413 | -0.0013851 | 921.9752 | -0.0007763 | 912.067 | 0 | 921.9752 | -0.002287 | 922.2413 | 0 | 908.3058 | 0 | 691.482 | 0.0006719 | 922.2413 | 0 | 922.2413 | 0 | 916.58 | 0.0024815 | 922.2413 | 0 | 692.9131 | 3.1326e-05 | 922.2413 | 0 | 922.2413 | 0 | 921.9752 | -0.0019 | 1023.7426 | 0.00591 | 921.9752 | -0.0048314 | 1023.8636 | 0 | 1023.7426 | 0.0082 | 908.3058 | 0
| 922.4829 | 0.00061939 | 922.2165 | -0.00034105 | 691.6071 | 0.0016 | 922.4829 | -0.0001822 | 922.2165 | -0.0041203 | 912.3064 | 0 | 922.2165 | 0.0012643 | 922.4829 | 0.0021396 | 908.5411 | 0 | 691.6071 | 0.00050617 | 922.4829 | 0.0012978 | 922.4829 | 0.00071833 | 916.83 | 1.0836e-05 | 922.4829 | 0.0025473 | 693.0339 | 1.5329e-05 | 922.4829 | 0.0016526 | 922.4829 | 0.00038791 | 922.2165 | 0.00239 | 1023.9112 | 0.00679 | 922.2165 | 0.00078053 | 1024.0336 | 6.9993e-05 | 1023.9112 | 0.008 | 908.5411 | 0
| 922.7245 | 0.00020369 | 922.4577 | -0.00050375 | 691.7323 | 0 | 922.7245 | -0.00011935 | 922.4577 | 0.00012094 | 912.5458 | 0 | 922.4577 | -0.0029092 | 922.7246 | 0 | 908.7764 | 0 | 691.7323 | 0.0009558 | 922.7246 | 0 | 922.7245 | 0 | 917.07 | 0.00030341 | 922.7246 | 0 | 693.1547 | 3.0343e-05 | 922.7246 | 0 | 922.7246 | 0 | 922.4577 | -0.00297 | 1024.0798 | 0.0054 | 922.4577 | -0.0036018 | 1024.2036 | 0 | 1024.0798 | 0.00826 | 908.7764 | 0
| 922.9662 | 0.00055008 | 922.699 | -0.00064336 | 691.8575 | 0.00218 | 922.9662 | -0.00018693 | 922.699 | -0.0022848 | 912.7852 | 0 | 922.699 | 0.0010875 | 922.9662 | 0.001212 | 909.0116 | 0 | 691.8575 | 0.00215 | 922.9662 | 0.00052532 | 922.9662 | 0 | 917.31 | -8.6692e-05 | 922.9662 | 0.0015058 | 693.2754 | 1.5166e-05 | 922.9662 | 0.0023851 | 922.9662 | 0.00025854 | 922.699 | 0.00196 | 1024.2484 | 0.00586 | 922.699 | 0.0016136 | 1024.3736 | 6.9993e-05 | 1024.2484 | 0.0081 | 909.0116 | 0
| 923.2078 | -0.00011646 | 922.9403 | -0.00096633 | 691.9827 | 0 | 923.2078 | -0.00026466 | 922.9403 | -0.00070507 | 913.0247 | 0 | 922.9403 | -0.0026311 | 923.2079 | 0 | 909.2469 | 0 | 691.9827 | 0.00081385 | 923.2079 | 0 | 923.2078 | 0 | 917.55 | -0.0020698 | 923.2079 | 0 | 693.3962 | 2.9945e-05 | 923.2079 | 0 | 923.2078 | 0 | 922.9403 | -0.00427 | 1024.4169 | 0.00937 | 922.9403 | -0.0045118 | 1024.5437 | 0 | 1024.4169 | 0.00832 | 909.2469 | 0
| 923.4495 | 0.00016621 | 923.1816 | 0.0001148 | 692.1079 | 0.00165 | 923.4495 | -0.00012791 | 923.1816 | -0.0032203 | 913.264 | 0 | 923.1816 | 0.0018445 | 923.4495 | 0.0015834 | 909.4822 | 0 | 692.1079 | 0.00181 | 923.4495 | 0.001567 | 923.4495 | 0 | 917.79 | 0.0009211 | 923.4495 | 0.0014434 | 693.517 | 1.5072e-05 | 923.4495 | 0.0022064 | 923.4495 | 0.00023688 | 923.1816 | 0.00321 | 1024.5855 | 0.00679 | 923.1816 | 0.0059645 | 1024.7137 | 6.9993e-05 | 1024.5855 | 0.00801 | 909.4822 | 0
| 923.6912 | -0.0005188 | 923.4228 | -0.00069636 | 692.2331 | 0 | 923.6912 | -0.00086931 | 923.4228 | 0.0014332 | 913.5035 | 0 | 923.4228 | -0.0025123 | 923.6912 | 0 | 909.7175 | 0 | 692.2331 | 0 | 923.6912 | 0 | 923.6912 | 0 | 918.03 | -0.0010295 | 923.6912 | 0 | 693.6378 | 2.9945e-05 | 923.6912 | 0.00044317 | 923.6912 | 0 | 923.4229 | -0.00193 | 1024.7541 | 0.00708 | 923.4228 | -0.0020802 | 1024.8837 | 0 | 1024.7541 | 0.00811 | 909.7175 | 0
| 923.9329 | 0.00090328 | 923.6641 | -1.792e-05 | 692.3583 | 0.00102 | 923.9329 | 0.0005378 | 923.6641 | -0.0047461 | 913.7429 | 0 | 923.6641 | 0.0013834 | 923.9328 | 0 | 909.9528 | 0 | 692.3583 | 0.00036425 | 923.9328 | 0.00074522 | 923.9329 | 0.0014352 | 918.27 | 0.00014088 | 923.9328 | 0.0015959 | 693.7586 | 1.5166e-05 | 923.9328 | 0.0022586 | 923.9329 | 0.00019532 | 923.6641 | 0.00328 | 1024.9227 | 0.00619 | 923.6641 | 0.0014599 | 1025.0537 | 3.0002e-05 | 1024.9227 | 0.0079 | 909.9528 | 0
| 924.1745 | 6.0079e-05 | 923.9054 | -0.000371 | 692.4835 | 0 | 924.1745 | -0.00086556 | 923.9054 | 0.0006735 | 913.9824 | 0 | 923.9054 | -0.0030676 | 924.1745 | 0 | 910.188 | 0 | 692.4835 | 0 | 924.1745 | 0 | 924.1745 | 0 | 918.51 | -0.001062 | 924.1745 | 0 | 693.8793 | 3.1525e-05 | 924.1745 | 0 | 924.1745 | 0 | 923.9054 | -0.00105 | 1025.0913 | 0.00601 | 923.9054 | -0.00096797 | 1025.2237 | 0 | 1025.0913 | 0.00815 | 910.188 | 0
| 924.4162 | -0.0003236 | 924.1467 | -0.00030178 | 692.6087 | 0.00187 | 924.4162 | 0.00046572 | 924.1467 | -0.0036402 | 914.2219 | 0 | 924.1467 | 0.001776 | 924.4162 | 0.0019803 | 910.4233 | 0 | 692.6087 | 0.00141 | 924.4162 | 0.0014042 | 924.4162 | 0.00097624 | 918.75 | -0.00047681 | 924.4162 | 0.002352 | 694.0001 | 1.6582e-05 | 924.4162 | 0.002318 | 924.4162 | 0.00035201 | 924.1467 | 0.00194 | 1025.2598 | 0.0067 | 924.1467 | 0.0023063 | 1025.3937 | 8.9995e-05 | 1025.2598 | 0.00789 | 910.4233 | 0
| 924.6579 | -0.00067564 | 924.388 | -0.00093839 | 692.734 | 0 | 924.6579 | -0.0014887 | 924.388 | -0.0008211 | 914.4613 | 0 | 924.388 | -0.0028641 | 924.6579 | 0 | 910.6587 | 0 | 692.734 | 0.00107 | 924.6579 | 0 | 924.6579 | 0 | 918.99 | 0.00046596 | 924.6579 | 0 | 694.1209 | 3.0917e-05 | 924.6579 | 0 | 924.6579 | 0 | 924.388 | -0.0026 | 1025.4284 | 0.00471 | 924.388 | 0.001043 | 1025.5637 | 0 | 1025.4284 | 0.00796 | 910.6587 | 0
| 924.8996 | 7.9999e-05 | 924.6294 | -0.00010039 | 692.8593 | 0.00224 | 924.8996 | -0.00021192 | 924.6294 | -0.0018251 | 914.7007 | 0 | 924.6294 | 0.00087071 | 924.8996 | 0.0023014 | 910.894 | 0 | 692.8593 | 0.00227 | 924.8996 | 0.0027645 | 924.8996 | 0.00074121 | 919.23 | 0.0017013 | 924.8996 | 0.0027141 | 694.2417 | 1.4416e-05 | 924.8996 | 0.0034998 | 924.8996 | 0.00028475 | 924.6294 | 0.00136 | 1025.597 | 0.00758 | 924.6294 | -0.00073454 | 1025.7338 | 5.0004e-05 | 1025.597 | 0.00775 | 910.894 | 0
| 925.1413 | -2.6495e-05 | 924.8707 | -0.00084929 | 692.9845 | 0 | 925.1413 | -0.0006859 | 924.8707 | -0.00092505 | 914.9402 | 0 | 924.8707 | -0.0023156 | 925.1413 | 0 | 911.1293 | 0 | 692.9845 | 0.0022 | 925.1413 | 0 | 925.1413 | 0 | 919.48 | -0.00028175 | 925.1413 | 0 | 694.3625 | 2.9968e-05 | 925.1413 | 0 | 925.1413 | 0 | 924.8707 | -0.00202 | 1025.7656 | 0.00837 | 924.8707 | -0.0021712 | 1025.9038 | 0 | 1025.7656 | 0.00802 | 911.1293 | 0
| 925.383 | -0.00067165 | 925.112 | -0.00034692 | 693.1098 | 0.00128 | 925.383 | 0.00029221 | 925.112 | -0.0032775 | 915.1797 | 0 | 925.112 | 0.0014484 | 925.383 | 0.0010069 | 911.3646 | 0 | 693.1098 | 0.00193 | 925.383 | 0 | 925.383 | 0.00011387 | 919.72 | -0.0018096 | 925.383 | 0.0017933 | 694.4833 | 1.5599e-05 | 925.383 | 0.0040765 | 925.383 | 0.00028534 | 925.112 | 0.00082602 | 1025.9342 | 0.00573 | 925.112 | 0.0044378 | 1026.0738 | 5.0004e-05 | 1025.9342 | 0.00768 | 911.3646 | 0
| 925.6248 | -0.0010157 | 925.3533 | -0.0013088 | 693.2351 | 0 | 925.6248 | -0.00073591 | 925.3533 | 0.00027597 | 915.4193 | 0 | 925.3533 | -0.0024123 | 925.6247 | 0 | 911.6 | 0 | 693.2351 | 0.00141 | 925.6247 | 0 | 925.6248 | 0 | 919.96 | -0.0019397 | 925.6247 | 0 | 694.6041 | 3.0261e-05 | 925.6247 | 0 | 925.6248 | 0 | 925.3533 | -0.00198 | 1026.1028 | 0.00793 | 925.3533 | -0.0069988 | 1026.2438 | 0 | 1026.1028 | 0.00793 | 911.6 | 0
| 925.8665 | -2.7552e-05 | 925.5947 | -2.9256e-06 | 693.3604 | 0.0002601 | 925.8665 | 0.00045102 | 925.5947 | -0.0043437 | 915.6588 | 0 | 925.5947 | 0.0015128 | 925.8665 | 0.00079445 | 911.8353 | 0 | 693.3604 | 0.0011 | 925.8665 | 0.0010385 | 925.8665 | 0.0010259 | 920.2 | -0.0014196 | 925.8665 | 0.0015351 | 694.7248 | 1.4721e-05 | 925.8665 | 0.0028259 | 925.8665 | 0.0003203 | 925.5947 | 0.00143 | 1026.2713 | 0.0071 | 925.5947 | 0.0027273 | 1026.4139 | 1.0001e-05 | 1026.2713 | 0.00751 | 911.8353 | 0
| 926.1082 | 0.00017411 | 925.836 | -0.00090361 | 693.4857 | 0 | 926.1082 | -0.00057761 | 925.836 | 0.00061079 | 915.8983 | 0 | 925.836 | -0.00255 | 926.1082 | 0 | 912.0707 | 0 | 693.4857 | 0.00232 | 926.1082 | 0 | 926.1082 | 0 | 920.44 | -0.00050931 | 926.1082 | 0 | 694.8456 | 2.9172e-05 | 926.1082 | 0 | 926.1082 | 0 | 925.836 | -0.00142 | 1026.4399 | 0.00986 | 925.836 | -0.0025825 | 1026.5839 | 0 | 1026.4399 | 0.00782 | 912.0707 | 0
| 926.35 | 0.00052629 | 926.0774 | 0.00054381 | 693.611 | 0.0017 | 926.35 | 8.2301e-05 | 926.0774 | -0.0035063 | 916.1378 | 0 | 926.0774 | 0.001905 | 926.3499 | 0.0028058 | 912.306 | 0 | 693.611 | 0.00167 | 926.3499 | 0.0039693 | 926.35 | 0.0021906 | 920.68 | 0.0011487 | 926.3499 | 0.0034302 | 694.9664 | 1.4826e-05 | 926.3499 | 0.0023355 | 926.35 | 0.00065208 | 926.0774 | 0.0029 | 1026.6085 | 0.00612 | 926.0774 | 0.0052307 | 1026.7539 | 5.0004e-05 | 1026.6085 | 0.00765 | 912.306 | 0
| 926.5917 | -0.00059865 | 926.3187 | -0.00058675 | 693.7364 | 0 | 926.5917 | -0.00095089 | 926.3187 | 2.3003e-05 | 916.3773 | 0 | 926.3187 | -0.0021883 | 926.5917 | 0 | 912.5414 | 0 | 693.7364 | 0.00238 | 926.5917 | 0 | 926.5917 | 0 | 920.92 | -0.00096444 | 926.5917 | 0 | 695.0872 | 3.0237e-05 | 926.5917 | 0 | 926.5917 | 0 | 926.3187 | -0.00295 | 1026.7771 | 0.00461 | 926.3187 | 0.0049672 | 1026.924 | 0 | 1026.7771 | 0.00797 | 912.5414 | 0
| 926.8334 | -5.6113e-05 | 926.5601 | -0.00078528 | 693.8617 | 0.00135 | 926.8334 | 0.00028459 | 926.5601 | -0.0025712 | 916.6168 | 0 | 926.5601 | 0.0014898 | 926.8335 | 0.0021214 | 912.7768 | 0 | 693.8617 | 0.00133 | 926.8335 | 0.0008442 | 926.8334 | 0.00084864 | 921.16 | -0.00057433 | 926.8335 | 0.0014928 | 695.208 | 1.5821e-05 | 926.8335 | 0.00099808 | 926.8334 | 0.0003568 | 926.5601 | 0.00186 | 1026.9457 | 0.00575 | 926.5601 | 0.0070611 | 1027.094 | 5.0004e-05 | 1026.9457 | 0.00765 | 912.7768 | 0
| 927.0752 | 2.9639e-05 | 926.8014 | -0.00043422 | 693.9871 | 0 | 927.0752 | -0.00048418 | 926.8014 | 0.00044789 | 916.8563 | 0 | 926.8014 | -0.0030509 | 927.0752 | 0 | 913.0121 | 0 | 693.9871 | 0.00167 | 927.0752 | 0 | 927.0752 | 0 | 921.4 | -0.0013871 | 927.0752 | 0 | 695.3288 | 2.8844e-05 | 927.0752 | 0 | 927.0752 | 0 | 926.8015 | -0.0031 | 1027.1143 | 0.00582 | 926.8014 | -0.0023727 | 1027.264 | 0 | 1027.1143 | 0.0077 | 913.0122 | 0
| 927.317 | 0.0006494 | 927.0428 | 0.00063787 | 694.1124 | 0.00106 | 927.317 | 0.00045236 | 927.0428 | -0.0034814 | 917.0959 | 0 | 927.0428 | 0.0017105 | 927.317 | 0.0010219 | 913.2476 | 0 | 694.1124 | 0.00153 | 927.317 | 0.0032384 | 927.317 | 0.0013711 | 921.64 | 0.0023515 | 927.317 | 0.0030239 | 695.4496 | 1.3491e-05 | 927.317 | 0.0012675 | 927.317 | 0.00039385 | 927.0428 | 0.00123 | 1027.2828 | 0.00661 | 927.0428 | 0.003405 | 1027.4341 | 5.0004e-05 | 1027.2828 | 0.00741 | 913.2476 | 0
| 927.5588 | -0.00012053 | 927.2842 | -0.001685 | 694.2378 | 0 | 927.5588 | -0.00032172 | 927.2842 | 0.0014165 | 917.3354 | 0 | 927.2842 | -0.0022388 | 927.5588 | 0 | 913.4829 | 0 | 694.2378 | 7.5708e-05 | 927.5588 | 0 | 927.5588 | 0 | 921.89 | 0.00062851 | 927.5588 | 0 | 695.5704 | 2.95e-05 | 927.5588 | 0 | 927.5588 | 0 | 927.2842 | -0.00211 | 1027.4514 | 0.0065 | 927.2842 | 0.0012115 | 1027.6041 | 0 | 1027.4514 | 0.00782 | 913.4829 | 0
| 927.8005 | 0.00024238 | 927.5256 | -0.00046334 | 694.3632 | 0.00116 | 927.8005 | 0.00066643 | 927.5256 | -0.0024052 | 917.575 | 0 | 927.5256 | 0.0019612 | 927.8005 | 0.0012903 | 913.7183 | 0 | 694.3632 | 0.00136 | 927.8005 | 0.0033638 | 927.8005 | 0.0022825 | 922.13 | 0.00053099 | 927.8005 | 0.0027307 | 695.6912 | 1.6278e-05 | 927.8005 | 0.0020988 | 927.8005 | 0.0003456 | 927.5256 | 0.00233 | 1027.62 | 0.00705 | 927.5256 | 0.00030912 | 1027.7742 | 5.0004e-05 | 1027.62 | 0.00753 | 913.7183 | 0
| 928.0424 | -0.00028002 | 927.767 | -0.00049058 | 694.4886 | 0 | 928.0424 | -0.0012574 | 927.767 | 0.0020543 | 917.8146 | 0 | 927.767 | -0.0019822 | 928.0423 | 0 | 913.9537 | 0 | 694.4886 | 0.00152 | 928.0423 | 0 | 928.0424 | 0 | 922.37 | -0.00037928 | 928.0423 | 0 | 695.812 | 3.0401e-05 | 928.0423 | 0 | 928.0424 | 0 | 927.767 | -0.00042599 | 1027.7886 | 0.00795 | 927.767 | -9.9719e-05 | 1027.9442 | 0 | 1027.7886 | 0.00776 | 913.9537 | 0
| 928.2841 | 0.0012004 | 928.0084 | -0.00076642 | 694.614 | 0.00081498 | 928.2841 | -0.00042133 | 928.0084 | -0.0025236 | 918.0541 | 0 | 928.0084 | 0.0013703 | 928.2841 | 0.0034058 | 914.1891 | 0 | 694.614 | 0.00204 | 928.2841 | 0.0018326 | 928.2841 | 0.0015533 | 922.61 | 0.0002384 | 928.2841 | 0.0014598 | 695.9328 | 1.4346e-05 | 928.2841 | 0.0026358 | 928.2841 | 0.00021504 | 928.0084 | 0.00166 | 1027.9572 | 0.00802 | 928.0084 | 0.0057601 | 1028.1143 | 5.0004e-05 | 1027.9572 | 0.00737 | 914.1892 | 0
| 928.5259 | -0.00027584 | 928.2498 | -2.0578e-05 | 694.7394 | 0 | 928.5259 | -0.00032049 | 928.2498 | 0.0013797 | 918.2937 | 0 | 928.2498 | -0.0021565 | 928.5259 | 0 | 914.4246 | 0 | 694.7394 | 0.00252 | 928.5259 | 0 | 928.5259 | 0 | 922.85 | -0.0010295 | 928.5259 | 0 | 696.0536 | 2.964e-05 | 928.5259 | 0 | 928.5259 | 0 | 928.2498 | -0.00131 | 1028.1257 | 0.00598 | 928.2498 | -0.0012249 | 1028.2843 | 0 | 1028.1257 | 0.00774 | 914.4246 | 0
| 928.7678 | -0.00044456 | 928.4912 | -0.00024088 | 694.8648 | 0.00144 | 928.7678 | 0.00025406 | 928.4912 | -0.004645 | 918.5333 | 0 | 928.4912 | 0.0019855 | 928.7678 | 0.0036339 | 914.66 | 0 | 694.8648 | 0.00232 | 928.7678 | 0.0010068 | 928.7678 | 0.0013705 | 923.09 | 0.0014737 | 928.7678 | 0.0029566 | 696.1744 | 1.5564e-05 | 928.7678 | 0.0033981 | 928.7678 | 0.00026746 | 928.4912 | 0.00225 | 1028.2943 | 0.00552 | 928.4912 | 0.0043359 | 1028.4544 | 5.0004e-05 | 1028.2943 | 0.00736 | 914.66 | 0
| 929.0096 | -0.00024299 | 928.7326 | -0.00061365 | 694.9903 | 0 | 929.0096 | -9.8853e-06 | 928.7326 | 0.0015842 | 918.7729 | 0 | 928.7326 | -0.0031957 | 929.0096 | 0 | 914.8954 | 0 | 694.9903 | 0.00152 | 929.0096 | 0 | 929.0096 | 0 | 923.33 | -0.00047681 | 929.0096 | 0 | 696.2952 | 3.0319e-05 | 929.0096 | 0 | 929.0096 | 0 | 928.7326 | -0.00286 | 1028.4629 | 0.00696 | 928.7326 | 0.00068328 | 1028.6244 | 0 | 1028.4629 | 0.00762 | 914.8954 | 0
| 929.2514 | -3.1327e-05 | 928.974 | -4.5244e-05 | 695.1157 | 0.00234 | 929.2514 | 0.00039926 | 928.974 | -0.0040017 | 919.0125 | 0 | 928.974 | 0.0012342 | 929.2514 | 0.001144 | 915.1308 | 0 | 695.1157 | 0.00281 | 929.2514 | 0.0031085 | 929.2514 | 0.00042195 | 923.57 | 0.00075855 | 929.2514 | 0.0020063 | 696.416 | 1.4943e-05 | 929.2514 | 0.0037107 | 929.2514 | 0.00026471 | 928.974 | 0.00254 | 1028.6315 | 0.00584 | 928.974 | -0.00070003 | 1028.7945 | 6.9993e-05 | 1028.6315 | 0.00725 | 915.1308 | 0
| 929.4932 | 0.00013129 | 929.2154 | -0.00079791 | 695.2412 | 0 | 929.4932 | -0.00060862 | 929.2154 | 0.0020855 | 919.2521 | 0 | 929.2154 | -0.0030528 | 929.4932 | 0 | 915.3663 | 0 | 695.2412 | 0.00092742 | 929.4932 | 0 | 929.4932 | 0 | 923.81 | -0.0011595 | 929.4932 | 0 | 696.5368 | 2.8949e-05 | 929.4932 | 0 | 929.4932 | 0 | 929.2155 | -0.00269 | 1028.8001 | 0.00951 | 929.2154 | -0.0031398 | 1028.9645 | 0 | 1028.8001 | 0.00755 | 915.3663 | 0
| 929.7351 | 0.00090223 | 929.4569 | -0.0014159 | 695.3667 | 0.00172 | 929.7351 | -2.9546e-06 | 929.4569 | -0.0034449 | 919.4917 | 0 | 929.4569 | 0.0015966 | 929.7351 | 0.0026094 | 915.6017 | 0 | 695.3667 | 0.00204 | 929.7351 | 0.00037866 | 929.7351 | 0.00047441 | 924.05 | -0.0016797 | 929.7351 | 0.0012643 | 696.6577 | 1.4416e-05 | 929.7351 | 0.0022836 | 929.7351 | 0.00030662 | 929.4569 | 0.0027 | 1028.9687 | 0.00753 | 929.4569 | -0.0040385 | 1029.1346 | 8.9995e-05 | 1028.9687 | 0.00716 | 915.6017 | 0
| 929.9769 | -0.0010759 | 929.6983 | -0.00033834 | 695.4921 | 0 | 929.9769 | -0.00025654 | 929.6983 | -2.3639e-05 | 919.7313 | 0 | 929.6983 | -0.002439 | 929.9769 | 0 | 915.8372 | 0 | 695.4921 | 0.00098419 | 929.9769 | 0 | 929.9769 | 0 | 924.3 | -0.00018422 | 929.9769 | 0 | 696.7785 | 2.7731e-05 | 929.9769 | 0 | 929.9769 | 0 | 929.6983 | -0.00165 | 1029.1372 | 0.00622 | 929.6983 | 0.0039661 | 1029.3046 | 0 | 1029.1372 | 0.0074 | 915.8372 | 0
| 930.2188 | 0.00036574 | 929.9398 | 0.00028526 | 695.6176 | 0.00161 | 930.2188 | -2.4432e-05 | 929.9398 | -0.0020307 | 919.9709 | 0 | 929.9398 | 0.0012097 | 930.2188 | 0.0010093 | 916.0726 | 0 | 695.6176 | 0.00158 | 930.2188 | 0.0028473 | 930.2188 | 0.0010417 | 924.54 | -0.00054182 | 930.2188 | 0.0012585 | 696.8993 | 1.3667e-05 | 930.2188 | 0.0020612 | 930.2188 | 0.00022162 | 929.9398 | 0.00144 | 1029.3058 | 0.00761 | 929.9398 | 0.00063252 | 1029.4747 | 6.9993e-05 | 1029.3058 | 0.00714 | 916.0726 | 0
| 930.4606 | -0.00037338 | 930.1812 | -0.0009825 | 695.7431 | 0 | 930.4606 | -0.00071794 | 930.1812 | 0.00080508 | 920.2106 | 0 | 930.1812 | -0.0031638 | 930.4606 | 0 | 916.3081 | 0 | 695.7431 | 0.00232 | 930.4606 | 0 | 930.4606 | 0 | 924.78 | -0.00018422 | 930.4606 | 0 | 697.0201 | 2.8633e-05 | 930.4606 | 0 | 930.4606 | 0 | 930.1812 | -0.00367 | 1029.4744 | 0.00694 | 930.1812 | -0.00079161 | 1029.6448 | 0 | 1029.4744 | 0.00748 | 916.3081 | 0
| 930.7025 | 0.00045958 | 930.4227 | -0.00027009 | 695.8686 | 0.00217 | 930.7025 | 0.00048366 | 930.4227 | -0.0041292 | 920.4503 | 0 | 930.4227 | 0.0018935 | 930.7025 | 0.0013305 | 916.5436 | 0 | 695.8686 | 0.00204 | 930.7025 | 0.0028405 | 930.7025 | 0.00015611 | 925.02 | -0.0008344 | 930.7025 | 0.00044832 | 697.1409 | 1.5247e-05 | 930.7025 | 0.00153 | 930.7025 | 0.00037672 | 930.4227 | 0.00085611 | 1029.643 | 0.00589 | 930.4227 | -0.0050853 | 1029.8148 | 8.9995e-05 | 1029.643 | 0.00729 | 916.5436 | 0
| 930.9444 | -0.00048217 | 930.6641 | -0.00065981 | 695.9942 | 0 | 930.9444 | -0.00029094 | 930.6641 | -0.0010501 | 920.6899 | 0 | 930.6641 | -0.0022344 | 930.9444 | 0 | 916.7791 | 0 | 695.9942 | 0.00144 | 930.9444 | 0 | 930.9444 | 0 | 925.26 | 0.00036844 | 930.9444 | 0 | 697.2617 | 2.964e-05 | 930.9444 | 0 | 930.9444 | 0 | 930.6641 | -0.00229 | 1029.8116 | 0.00663 | 930.6641 | 0.0026968 | 1029.9849 | 0 | 1029.8116 | 0.00754 | 916.779 | 0
| 931.1863 | 2.084e-05 | 930.9056 | -7.9188e-05 | 696.1197 | 0.00158 | 931.1863 | 0.00015605 | 930.9056 | -0.0033691 | 920.9296 | 0 | 930.9056 | 0.0015589 | 931.1863 | 0.0021202 | 917.0145 | 0 | 696.1197 | 0.00181 | 931.1863 | 0.0037786 | 931.1863 | 0.0010121 | 925.5 | 0.00066102 | 931.1863 | 0.0011943 | 697.3826 | 1.4498e-05 | 931.1863 | 0.0026257 | 931.1863 | 0.00029886 | 930.9056 | 0.00199 | 1029.9802 | 0.00735 | 930.9056 | 0.0035314 | 1030.155 | 3.0002e-05 | 1029.9802 | 0.00724 | 917.0145 | 0
| 931.4282 | -4.6015e-06 | 931.1471 | -0.00089003 | 696.2452 | 0 | 931.4282 | 3.8628e-05 | 931.1471 | -0.00033208 | 921.1693 | 0 | 931.1471 | -0.0028911 | 931.4282 | 0 | 917.25 | 0 | 696.2452 | 0.00189 | 931.4282 | 0 | 931.4282 | 0 | 925.74 | -0.00047681 | 931.4282 | 0 | 697.5034 | 2.8949e-05 | 931.4282 | 0 | 931.4282 | 0 | 931.1471 | -0.00247 | 1030.1488 | 0.00707 | 931.1471 | -0.0015683 | 1030.325 | 0 | 1030.1488 | 0.00736 | 917.25 | 0
| 931.67 | 0.0001534 | 931.3885 | -6.3764e-05 | 696.3708 | 0.00147 | 931.67 | -0.00040677 | 931.3885 | -0.004158 | 921.4089 | 0 | 931.3885 | 0.0017161 | 931.6701 | 0.0013439 | 917.4855 | 0 | 696.3708 | 0.00039263 | 931.6701 | 0.0033665 | 931.67 | 0.00095601 | 925.98 | -0.0017446 | 931.6701 | 0.0021242 | 697.6242 | 1.4498e-05 | 931.6701 | 0.0022272 | 931.67 | 0.00039506 | 931.3886 | 0.00226 | 1030.3173 | 0.00821 | 931.3885 | 0.0094679 | 1030.4951 | 3.0002e-05 | 1030.3173 | 0.00711 | 917.4855 | 0
| 931.912 | -4.2271e-05 | 931.63 | -0.0003309 | 696.4964 | 0 | 931.912 | -0.0005755 | 931.63 | -0.00025978 | 921.6486 | 0 | 931.63 | -0.0026958 | 931.912 | 0 | 917.721 | 0 | 696.4964 | 0.00169 | 931.912 | 0 | 931.912 | 0 | 926.22 | 0.0010836 | 931.912 | 0 | 697.745 | 2.9031e-05 | 931.912 | 0 | 931.912 | 0 | 931.63 | -0.0022 | 1030.4859 | 0.00578 | 931.63 | -0.0017251 | 1030.6652 | 0 | 1030.4859 | 0.00736 | 917.721 | 0
| 932.1539 | 0.0010052 | 931.8715 | 0.00058252 | 696.6219 | 0.00086701 | 932.1539 | -0.00013701 | 931.8715 | -0.0038009 | 921.8883 | 0 | 931.8715 | 0.0021224 | 932.1539 | 0.001343 | 917.9565 | 0 | 696.6219 | 0.00369 | 932.1539 | 0.0015661 | 932.1539 | 0.0019807 | 926.47 | 0.00059601 | 932.1539 | 0.0014458 | 697.8658 | 1.458e-05 | 932.1539 | 0.0023933 | 932.1539 | 0.00024896 | 931.8715 | 0.0016 | 1030.6545 | 0.00633 | 931.8715 | 0.0045166 | 1030.8353 | 5.0004e-05 | 1030.6545 | 0.0071 | 917.9565 | 0
| 932.3958 | -5.2564e-05 | 932.113 | 0.00017247 | 696.7475 | 0 | 932.3958 | -0.00084386 | 932.113 | 0.00046389 | 922.128 | 0 | 932.113 | -0.0025235 | 932.3958 | 0 | 918.1921 | 0 | 696.7475 | 0.00294 | 932.3958 | 0 | 932.3958 | 0 | 926.71 | -0.0028175 | 932.3958 | 0 | 697.9867 | 2.8328e-05 | 932.3958 | 0 | 932.3958 | 0 | 932.113 | -0.00094271 | 1030.8231 | 0.00749 | 932.113 | -0.0012609 | 1031.0053 | 0 | 1030.8231 | 0.00739 | 918.1921 | 0
| 932.6377 | 0.00010424 | 932.3545 | 1.8464e-05 | 696.8731 | 0.00123 | 932.6377 | 0.00042996 | 932.3545 | -0.0024568 | 922.3677 | 0 | 932.3545 | 0.00083864 | 932.6377 | 0.0028881 | 918.4276 | 0 | 696.8731 | 0.00315 | 932.6377 | 0.00060084 | 932.6377 | 0.00084457 | 926.95 | -0.00073687 | 932.6377 | 0.001726 | 698.1075 | 1.3772e-05 | 932.6377 | 0.0020261 | 932.6377 | 0.00018044 | 932.3545 | 0.00176 | 1030.9917 | 0.00594 | 932.3545 | 0.0020921 | 1031.1754 | 5.0004e-05 | 1030.9917 | 0.0072 | 918.4275 | 0
| 932.8796 | -0.00078932 | 932.596 | -0.00087047 | 696.9987 | 0 | 932.8796 | -0.00031435 | 932.596 | -0.00037949 | 922.6074 | 0 | 932.596 | -0.0028705 | 932.8796 | 0 | 918.6631 | 0 | 696.9987 | 0.00152 | 932.8796 | 0 | 932.8796 | 0 | 927.19 | 0.00014088 | 932.8796 | 0 | 698.2283 | 2.9827e-05 | 932.8796 | 0 | 932.8796 | 0 | 932.596 | -0.00304 | 1031.1602 | 0.00563 | 932.596 | -5.7957e-05 | 1031.3455 | 0 | 1031.1602 | 0.00759 | 918.6631 | 0
| 933.1216 | 0.00064724 | 932.8375 | 0.00078403 | 697.1244 | 0.00064159 | 933.1216 | 0.00022087 | 932.8375 | -0.0033904 | 922.8471 | 0 | 932.8375 | 0.001625 | 933.1216 | 0.0021254 | 918.8986 | 0 | 697.1244 | 0.00263 | 933.1216 | 0.0024627 | 933.1216 | 0.0019464 | 927.43 | -0.00031426 | 933.1216 | 0.0017464 | 698.3491 | 1.6278e-05 | 933.1216 | 0.001983 | 933.1216 | 0.00040578 | 932.8375 | 0.00304 | 1031.3288 | 0.00628 | 932.8375 | 0.0063886 | 1031.5156 | 6.9993e-05 | 1031.3288 | 0.00729 | 918.8986 | 0
| 933.3635 | -5.5453e-05 | 933.0791 | -0.0009009 | 697.25 | 0 | 933.3635 | -0.00063481 | 933.0791 | 0.00085382 | 923.0869 | 0 | 933.0791 | -0.0028522 | 933.3635 | 0 | 919.1342 | 0 | 697.25 | 0.00113 | 933.3635 | 0 | 933.3635 | 0 | 927.67 | -0.0020372 | 933.3635 | 0 | 698.47 | 3.0214e-05 | 933.3635 | 0 | 933.3635 | 0 | 933.0791 | -0.00232 | 1031.4974 | 0.00603 | 933.0791 | 0.0021258 | 1031.6856 | 0 | 1031.4974 | 0.00771 | 919.1342 | 0
| 933.6055 | 9.1122e-05 | 933.3206 | 2.1498e-06 | 697.3756 | 0.00196 | 933.6055 | -0.00015994 | 933.3206 | -0.001721 | 923.3266 | 0 | 933.3206 | 0.0021159 | 933.6055 | 0.0017927 | 919.3698 | 0 | 697.3756 | 0.00306 | 933.6055 | 9.9034e-05 | 933.6055 | 0.00085688 | 927.91 | 0.00062851 | 933.6055 | 5.1541e-05 | 698.5908 | 1.4182e-05 | 933.6055 | 0.0042882 | 933.6055 | 0.00024404 | 933.3206 | 0.00152 | 1031.666 | 0.00695 | 933.3206 | 0.0033635 | 1031.8557 | 8.9995e-05 | 1031.666 | 0.00745 | 919.3697 | 0
| 933.8474 | -0.00058193 | 933.5621 | -0.0011031 | 697.5013 | 0 | 933.8474 | -0.0001908 | 933.5621 | 0.000723 | 923.5663 | 0 | 933.5621 | -0.0027741 | 933.8474 | 0 | 919.6053 | 0 | 697.5013 | 0.00334 | 933.8474 | 0 | 933.8474 | 0 | 928.15 | 0.00010836 | 933.8474 | 0 | 698.7116 | 2.9722e-05 | 933.8474 | 0 | 933.8474 | 0 | 933.5621 | -0.00246 | 1031.8346 | 0.00527 | 933.5621 | -0.010456 | 1032.0258 | 0 | 1031.8346 | 0.00773 | 919.6053 | 0
| 934.0894 | -0.00019774 | 933.8037 | -2.3982e-05 | 697.6269 | 0.00229 | 934.0894 | -0.00032795 | 933.8037 | -0.0030868 | 923.8061 | 0 | 933.8037 | 0.0013629 | 934.0894 | 0.0020278 | 919.8409 | 0 | 697.6269 | 0.00295 | 934.0894 | 0.0015301 | 934.0894 | 0.0011526 | 928.4 | 0.0015387 | 934.0894 | 0.0013236 | 698.8325 | 1.5763e-05 | 934.0894 | 0.0029212 | 934.0894 | 0.00034673 | 933.8036 | 0.00261 | 1032.0032 | 0.00823 | 933.8037 | -0.0016023 | 1032.1959 | 8.9995e-05 | 1032.0032 | 0.00724 | 919.8409 | 0
| 934.3314 | 0.0004766 | 934.0452 | -0.00071702 | 697.7526 | 0 | 934.3314 | -0.0012803 | 934.0452 | -0.001657 | 924.0458 | 0 | 934.0452 | -0.0032011 | 934.3314 | 0 | 920.0764 | 0 | 697.7526 | 0.0007003 | 934.3314 | 0 | 934.3314 | 0 | 928.64 | -0.0025248 | 934.3314 | 0 | 698.9533 | 3.0811e-05 | 934.3314 | 0 | 934.3314 | 0 | 934.0452 | -0.00287 | 1032.1717 | 0.00496 | 934.0452 | -0.0087817 | 1032.366 | 0 | 1032.1717 | 0.00752 | 920.0764 | 0
| 934.5734 | -0.00015651 | 934.2867 | -0.0007222 | 697.8783 | 0.00179 | 934.5734 | 0.00059331 | 934.2867 | -0.0044439 | 924.2856 | 0 | 934.2867 | 0.0016722 | 934.5734 | 0.0022956 | 920.312 | 0 | 697.8783 | 0.00397 | 934.5734 | 0.0012039 | 934.5734 | 0.00032029 | 928.88 | 0.00046596 | 934.5734 | 0.0016752 | 699.0741 | 1.5072e-05 | 934.5734 | 0.0017846 | 934.5734 | 0.00030077 | 934.2867 | 0.00273 | 1032.3403 | 0.00709 | 934.2867 | -0.005985 | 1032.5361 | 8.9995e-05 | 1032.3403 | 0.00731 | 920.312 | 0
| 934.8154 | -0.00083281 | 934.5283 | -0.00034032 | 698.004 | 0 | 934.8154 | -0.00074441 | 934.5283 | 0.0011898 | 924.5254 | 0 | 934.5283 | -0.0024939 | 934.8153 | 0 | 920.5476 | 0 | 698.004 | 0.00209 | 934.8153 | 0 | 934.8154 | 0 | 929.12 | 0.00069354 | 934.8153 | 0 | 699.195 | 3.1162e-05 | 934.8153 | 0 | 934.8154 | 0 | 934.5283 | -0.00159 | 1032.5089 | 0.00561 | 934.5283 | -0.0053197 | 1032.7062 | 0 | 1032.5089 | 0.00759 | 920.5476 | 0
| 935.0573 | 0.00029501 | 934.7699 | -9.8083e-05 | 698.1297 | 0.00137 | 935.0573 | 2.4852e-05 | 934.7699 | -0.0055795 | 924.7651 | 0 | 934.7699 | 0.0015172 | 935.0573 | 0.0017352 | 920.7831 | 0 | 698.1297 | 0.00334 | 935.0573 | 0.0023197 | 935.0573 | 0.00078349 | 929.36 | -0.00099695 | 935.0573 | 0.0013045 | 699.3158 | 1.6243e-05 | 935.0573 | 0.0025502 | 935.0573 | 0.00036351 | 934.7699 | 0.0013 | 1032.6775 | 0.00682 | 934.7699 | 0.0048475 | 1032.8763 | 6.9993e-05 | 1032.6775 | 0.0072 | 920.7831 | 0
| 935.2993 | 0.00048805 | 935.0114 | -0.0015627 | 698.2554 | 0 | 935.2993 | -0.00071881 | 935.0114 | 0.00089404 | 925.0049 | 0 | 935.0114 | -0.0030119 | 935.2993 | 0 | 921.0187 | 0 | 698.2554 | 0.0015 | 935.2993 | 0 | 935.2993 | 0 | 929.6 | 0.0010836 | 935.2993 | 0 | 699.4366 | 3.1678e-05 | 935.2993 | 0 | 935.2993 | 0 | 935.0114 | -0.00333 | 1032.8461 | 0.0055 | 935.0114 | -0.0067529 | 1033.0464 | 0 | 1032.8461 | 0.00751 | 921.0187 | 0
| 935.5413 | 0.00038484 | 935.253 | -0.00036067 | 698.3811 | 0.00172 | 935.5413 | 0.00011223 | 935.253 | -0.0030081 | 925.2448 | 0 | 935.253 | 0.0010097 | 935.5414 | 0.0010311 | 921.2543 | 0 | 698.3811 | 0.00136 | 935.5414 | 0.0030055 | 935.5413 | 0.0018496 | 929.84 | -0.0010945 | 935.5414 | 0.0016766 | 699.5575 | 1.5575e-05 | 935.5414 | 0.0026895 | 935.5413 | 0.0002012 | 935.253 | 0.00379 | 1033.0147 | 0.00589 | 935.253 | 0.0084192 | 1033.2165 | 5.0004e-05 | 1033.0147 | 0.00716 | 921.2543 | 0
| 935.7834 | -0.00096473 | 935.4946 | -0.0011952 | 698.5069 | 0 | 935.7834 | -0.00079567 | 935.4946 | 0.0014703 | 925.4846 | 0 | 935.4946 | -0.0032694 | 935.7834 | 0 | 921.49 | 0 | 698.5069 | 0.00124 | 935.7834 | 0 | 935.7834 | 0 | 930.08 | -8.6692e-05 | 935.7834 | 0 | 699.6783 | 3.1736e-05 | 935.7834 | 0 | 935.7834 | 0 | 935.4946 | -0.0038 | 1033.1832 | 0.00793 | 935.4946 | -0.0028238 | 1033.3866 | 0 | 1033.1832 | 0.00729 | 921.49 | 0
| 936.0254 | 0.0009153 | 935.7362 | -0.00030328 | 698.6326 | 0.0016 | 936.0254 | -0.00035695 | 935.7362 | -0.0047888 | 925.7244 | 0 | 935.7362 | 0.0017362 | 936.0254 | 0.0018774 | 921.7256 | 0 | 698.6326 | 0.00084678 | 936.0254 | 0.002293 | 936.0254 | 0.00099518 | 930.32 | 0.00059601 | 936.0254 | 0.0020236 | 699.7992 | 1.6407e-05 | 936.0254 | 0.0031011 | 936.0254 | 0.00038188 | 935.7362 | 0.0014 | 1033.3518 | 0.00615 | 935.7362 | 0.0040676 | 1033.5567 | 6.9993e-05 | 1033.3518 | 0.00687 | 921.7256 | 0
| 936.2674 | -0.00010522 | 935.9777 | -0.00052457 | 698.7584 | 0 | 936.2674 | -0.00059566 | 935.9777 | -0.0019334 | 925.9642 | 0 | 935.9777 | -0.0028999 | 936.2674 | 0 | 921.9612 | 0 | 698.7584 | 0.00113 | 936.2674 | 0 | 936.2674 | 0 | 930.57 | -0.001257 | 936.2674 | 0 | 699.92 | 3.1467e-05 | 936.2674 | 0 | 936.2674 | 0 | 935.9777 | -0.00056554 | 1033.5204 | 0.00585 | 935.9777 | -0.0031998 | 1033.7268 | 0 | 1033.5204 | 0.00725 | 921.9612 | 0
| 936.5095 | -0.00031996 | 936.2193 | 0.0002586 | 698.8841 | 0.00072829 | 936.5095 | 0.00019596 | 936.2193 | -0.0058515 | 926.204 | 0 | 936.2193 | 0.0016831 | 936.5095 | 0.0027103 | 922.1968 | 0 | 698.8841 | 0.00309 | 936.5095 | 0.0027194 | 936.5095 | 0.0023675 | 930.81 | 0.00020589 | 936.5095 | 0.0048487 | 700.0409 | 1.5212e-05 | 936.5095 | 0.0027003 | 936.5095 | 0.00030028 | 936.2193 | 0.00246 | 1033.689 | 0.00719 | 936.2193 | 0.0048816 | 1033.8969 | 6.9993e-05 | 1033.689 | 0.00718 | 922.1968 | 0
| 936.7515 | -0.00022491 | 936.4609 | -0.00070543 | 699.0099 | 0 | 936.7515 | -0.00066184 | 936.4609 | 0.00094875 | 926.4438 | 0 | 936.4609 | -0.0029807 | 936.7515 | 0 | 922.4324 | 0 | 699.0099 | 0.00052996 | 936.7515 | 0 | 936.7515 | 0 | 931.05 | -0.0008344 | 936.7515 | 0 | 700.1617 | 2.9804e-05 | 936.7515 | 0 | 936.7515 | 0 | 936.4609 | -0.00177 | 1033.8576 | 0.00972 | 936.4609 | 0.0010714 | 1034.067 | 0 | 1033.8576 | 0.00749 | 922.4324 | 0
| 936.9935 | 0.0002432 | 936.7025 | -0.00019824 | 699.1357 | 0.00076297 | 936.9935 | 0.00031907 | 936.7025 | -0.0038616 | 926.6837 | 0 | 936.7025 | 0.0019783 | 936.9935 | 0.0030913 | 922.6681 | 0 | 699.1357 | 0.00343 | 936.9935 | 0.0015852 | 936.9935 | 0.0008286 | 931.29 | 7.5855e-05 | 936.9935 | 0.0018016 | 700.2826 | 1.4826e-05 | 936.9935 | 0.0016095 | 936.9935 | 0.0003287 | 936.7025 | 0.00023957 | 1034.0262 | 0.00538 | 936.7025 | 0.0074076 | 1034.2371 | 8.9995e-05 | 1034.0262 | 0.00711 | 922.6681 | 0
| 937.2356 | -0.00012058 | 936.9442 | -0.00054646 | 699.2615 | 0 | 937.2356 | -0.00087933 | 936.9442 | 0.00018166 | 926.9235 | 0 | 936.9442 | -0.0035648 | 937.2356 | 0 | 922.9037 | 0 | 699.2615 | 0.00138 | 937.2356 | 0 | 937.2356 | 0 | 931.53 | 0.00036844 | 937.2356 | 0 | 700.4034 | 3.0706e-05 | 937.2356 | 0 | 937.2356 | 0 | 936.9442 | -0.00319 | 1034.1947 | 0.00478 | 936.9442 | -0.00042075 | 1034.4072 | 0 | 1034.1947 | 0.00745 | 922.9037 | 0
| 937.4777 | 0.00012679 | 937.1858 | -0.00022925 | 699.3873 | 0.00057222 | 937.4777 | -0.00043229 | 937.1858 | -0.0066166 | 927.1633 | 0 | 937.1858 | 0.0019013 | 937.4777 | 0.0022878 | 923.1394 | 0 | 699.3873 | 0.00244 | 937.4777 | 0.0010356 | 937.4777 | 0.00056821 | 931.77 | -5.4182e-05 | 937.4777 | 0.0011735 | 700.5243 | 1.6255e-05 | 937.4777 | 0.0015712 | 937.4777 | 0.0002415 | 937.1858 | 0.00363 | 1034.3633 | 0.00777 | 937.1858 | -0.0020679 | 1034.5773 | 5.0004e-05 | 1034.3633 | 0.00721 | 923.1394 | 0
| 937.7197 | 0.0002171 | 937.4274 | -0.0016206 | 699.5131 | 0 | 937.7197 | -3.9469e-05 | 937.4274 | 0.001175 | 927.4032 | 0 | 937.4274 | -0.0038467 | 937.7197 | 0 | 923.3751 | 0 | 699.5131 | 0.00132 | 937.7197 | 0 | 937.7197 | 0 | 932.01 | -0.00089942 | 937.7197 | 0 | 700.6451 | 2.9277e-05 | 937.7197 | 0 | 937.7197 | 0 | 937.4274 | -0.00568 | 1034.5319 | 0.00682 | 937.4274 | -0.00040152 | 1034.7474 | 0 | 1034.5319 | 0.00752 | 923.3751 | 0
| 937.9618 | 0.00065295 | 937.669 | -0.00028244 | 699.639 | 0.00039883 | 937.9618 | 4.9591e-05 | 937.669 | -0.0061541 | 927.6431 | 0 | 937.669 | 0.00098955 | 937.9618 | 0.0017866 | 923.6107 | 0 | 699.639 | 0.00272 | 937.9618 | 0.0006943 | 937.9618 | 0.00056669 | 932.25 | 0.00033593 | 937.9618 | 0.0013824 | 700.7659 | 1.3339e-05 | 937.9618 | 0.0013339 | 937.9618 | 0.00024913 | 937.669 | 0.00105 | 1034.7005 | 0.00622 | 937.669 | 1.0121e-06 | 1034.9175 | 5.0004e-05 | 1034.7005 | 0.00712 | 923.6107 | 0
| 938.2039 | 6.2417e-05 | 937.9107 | -0.00079326 | 699.7648 | 0 | 938.2039 | -0.00016433 | 937.9107 | 0.00040297 | 927.8829 | 0 | 937.9107 | -0.0037142 | 938.2039 | 0 | 923.8464 | 0 | 699.7648 | 0.0024 | 938.2039 | 0 | 938.2039 | 0 | 932.5 | 0.0015062 | 938.2039 | 0 | 700.8868 | 2.9769e-05 | 938.2039 | 0 | 938.2039 | 0 | 937.9107 | -0.0028 | 1034.8691 | 0.00722 | 937.9107 | -0.004755 | 1035.0876 | 0 | 1034.8691 | 0.00738 | 923.8464 | 0
| 938.446 | 0.00093549 | 938.1523 | 7.2467e-05 | 699.8907 | 0.0012 | 938.446 | 0.0004768 | 938.1523 | -0.0055052 | 928.1228 | 0 | 938.1523 | 0.0021727 | 938.446 | 0.0017249 | 924.082 | 0 | 699.8907 | 0.00386 | 938.446 | 0.0027843 | 938.446 | 0.00091645 | 932.74 | -0.00054182 | 938.446 | 0.0029932 | 701.0077 | 1.7098e-05 | 938.446 | 0.00043155 | 938.446 | 0.00021282 | 938.1523 | 0.00427 | 1035.0376 | 0.00563 | 938.1523 | -0.0041604 | 1035.2578 | 6.9993e-05 | 1035.0376 | 0.00719 | 924.082 | 0
| 938.6881 | -0.00054955 | 938.3939 | -0.0002124 | 700.0165 | 0 | 938.6881 | -0.00097004 | 938.3939 | -0.00030359 | 928.3627 | 0 | 938.3939 | -0.0036854 | 938.6881 | 0 | 924.3177 | 0 | 700.0165 | 0.00041639 | 938.6881 | 0 | 938.6881 | 0 | 932.98 | 0.00075855 | 938.6881 | 0 | 701.1285 | 3.094e-05 | 938.6881 | 0 | 938.6881 | 0 | 938.394 | -0.00156 | 1035.2062 | 0.00531 | 938.3939 | -0.0060313 | 1035.4279 | 0 | 1035.2062 | 0.00745 | 924.3178 | 0
| 938.9302 | 9.5921e-06 | 938.6356 | 0.00050729 | 700.1424 | 0.00192 | 938.9302 | 0.00052148 | 938.6356 | -0.0063449 | 928.6026 | 0 | 938.6356 | 0.0018396 | 938.9302 | 0.0026081 | 924.5534 | 0 | 700.1424 | 0.00329 | 938.9302 | 0.0039356 | 938.9302 | 0.0017157 | 933.22 | -0.001127 | 938.9302 | 0.00076271 | 701.2494 | 1.4475e-05 | 938.9302 | 0.0036114 | 938.9302 | 0.00044734 | 938.6356 | 0.00163 | 1035.3748 | 0.00767 | 938.6356 | 0.0022382 | 1035.598 | 6.9993e-05 | 1035.3748 | 0.00709 | 924.5534 | 0
| 939.1723 | -0.00029689 | 938.8773 | -0.00017442 | 700.2683 | 0 | 939.1723 | 5.4171e-05 | 938.8773 | 0.0023082 | 928.8425 | 0 | 938.8773 | -0.0029654 | 939.1723 | 0 | 924.7891 | 0 | 700.2683 | 0.00041639 | 939.1723 | 0 | 939.1723 | 0 | 933.46 | -2.1673e-05 | 939.1723 | 0 | 701.3702 | 2.9008e-05 | 939.1723 | 0 | 939.1723 | 0 | 938.8773 | -0.00261 | 1035.5434 | 0.00452 | 938.8773 | -0.0051227 | 1035.7681 | 0 | 1035.5434 | 0.00739 | 924.7891 | 0
| 939.4144 | 0.0010082 | 939.1189 | -0.00069676 | 700.3942 | 0.00166 | 939.4144 | -0.00029244 | 939.1189 | -0.0044036 | 929.0824 | 0 | 939.1189 | 0.0014842 | 939.4144 | 0.001728 | 925.0248 | 0 | 700.3942 | 0.00244 | 939.4144 | 0.0011192 | 939.4144 | 0.00082623 | 933.7 | -0.0015171 | 939.4144 | 0.00029006 | 701.4911 | 1.5166e-05 | 939.4144 | 0.0037152 | 939.4144 | 0.0001047 | 939.1189 | 0.00211 | 1035.712 | 0.00677 | 939.1189 | 0.008366 | 1035.9383 | 6.9993e-05 | 1035.712 | 0.00708 | 925.0248 | 0
| 939.6566 | 9.0712e-05 | 939.3606 | -0.00036985 | 700.5201 | 0 | 939.6566 | -0.00049737 | 939.3606 | -0.0010631 | 929.3223 | 0 | 939.3606 | -0.0037518 | 939.6565 | 0 | 925.2605 | 0 | 700.5201 | 0.00238 | 939.6565 | 0 | 939.6566 | 0 | 933.94 | -0.00057433 | 939.6565 | 0 | 701.6119 | 2.9172e-05 | 939.6565 | 0 | 939.6566 | 0 | 939.3606 | -0.00123 | 1035.8806 | 0.00578 | 939.3606 | -0.0067495 | 1036.1084 | 0 | 1035.8806 | 0.00746 | 925.2605 | 0
| 939.8987 | 0.00059394 | 939.6023 | -0.00047342 | 700.646 | 0.00227 | 939.8987 | -0.00010232 | 939.6023 | -0.0044868 | 929.5623 | 0 | 939.6023 | 0.0020704 | 939.8987 | 0.0019161 | 925.4962 | 0 | 700.646 | 0.00272 | 939.8987 | 0.0012289 | 939.8987 | 0.00015118 | 934.18 | 0.00082357 | 939.8987 | 0.0015697 | 701.7328 | 1.4311e-05 | 939.8987 | 0.0020467 | 939.8987 | 0.00017184 | 939.6023 | 0.00228 | 1036.0491 | 0.00684 | 939.6023 | 0.0014603 | 1036.2785 | 3.0002e-05 | 1036.0491 | 0.00714 | 925.4962 | 0
| 940.1408 | -0.00011681 | 939.8439 | -0.0018922 | 700.7719 | 0 | 940.1408 | -0.00026481 | 939.8439 | 0.00022336 | 929.8022 | 0 | 939.8439 | -0.0035653 | 940.1408 | 0 | 925.7319 | 0 | 700.7719 | 0.0009558 | 940.1408 | 0 | 940.1408 | 0 | 934.43 | -2.1673e-05 | 940.1408 | 0 | 701.8537 | 2.7673e-05 | 940.1408 | 0 | 940.1408 | 0 | 939.8439 | -0.0053 | 1036.2177 | 0.00629 | 939.8439 | -0.0029317 | 1036.4487 | 0 | 1036.2177 | 0.00733 | 925.7319 | 0
| 940.383 | 0.00031785 | 940.0856 | -0.00031061 | 700.8979 | 0.00109 | 940.383 | -0.00047603 | 940.0856 | -0.0063766 | 930.0421 | 0 | 940.0856 | 0.0018116 | 940.383 | 0.0039343 | 925.9677 | 0 | 700.8979 | 0.00161 | 940.383 | 0.0020823 | 940.383 | 0.00113 | 934.67 | 0.0013438 | 940.383 | 0.0029911 | 701.9745 | 1.3467e-05 | 940.383 | 0.0038604 | 940.383 | 0.00026927 | 940.0856 | 0.00323 | 1036.3863 | 0.00536 | 940.0856 | 0.0001675 | 1036.6188 | 3.0002e-05 | 1036.3863 | 0.00685 | 925.9677 | 0
| 940.6251 | -0.00034581 | 940.3273 | -0.00050847 | 701.0239 | 0 | 940.6251 | -0.00013463 | 940.3273 | 0.0012973 | 930.282 | 0 | 940.3273 | -0.0037328 | 940.6251 | 0 | 926.2034 | 0 | 701.0239 | 0.0007003 | 940.6251 | 0 | 940.6251 | 0 | 934.91 | 0.00088859 | 940.6251 | 0 | 702.0954 | 2.8551e-05 | 940.6251 | 0 | 940.6251 | 0 | 940.3273 | -0.00237 | 1036.5549 | 0.00573 | 940.3273 | 0.00066201 | 1036.7889 | 0 | 1036.5549 | 0.00699 | 926.2034 | 0
| 940.8673 | 0.00040889 | 940.569 | 0.0010447 | 701.1498 | 0.00199 | 940.8673 | -6.2281e-05 | 940.569 | -0.0037175 | 930.522 | 0 | 940.569 | 0.0023531 | 940.8673 | 0.00068755 | 926.4391 | 0 | 701.1498 | 0 | 940.8673 | 0.0044511 | 940.8673 | 0.0034309 | 935.15 | 0.0019614 | 940.8673 | 0.0047355 | 702.2163 | 1.5189e-05 | 940.8673 | 0.0045945 | 940.8673 | 0.00032897 | 940.569 | 0.00175 | 1036.7235 | 0.00642 | 940.569 | 0.0047592 | 1036.959 | 8.9995e-05 | 1036.7235 | 0.00671 | 926.4392 | 0
| 941.1094 | -5.7251e-05 | 940.8107 | -0.0010882 | 701.2758 | 0 | 941.1094 | -0.00076104 | 940.8107 | 0.0019001 | 930.762 | 0 | 940.8107 | -0.0043056 | 941.1094 | 0 | 926.6749 | 0 | 701.2758 | 0.00201 | 941.1094 | 0 | 941.1094 | 0 | 935.39 | -0.00050931 | 941.1094 | 0 | 702.3371 | 3.1115e-05 | 941.1094 | 0 | 941.1094 | 0 | 940.8107 | -0.00357 | 1036.892 | 0.00693 | 940.8107 | -0.0072298 | 1037.1292 | 0 | 1036.892 | 0.00706 | 926.6749 | 0
| 941.3516 | 0.00068346 | 941.0524 | -0.00035225 | 701.4018 | 0.00123 | 941.3516 | -0.00019755 | 941.0524 | -0.0050016 | 931.002 | 0 | 941.0524 | 0.0019267 | 941.3516 | 0.0023477 | 926.9106 | 0 | 701.4018 | 0.00136 | 941.3516 | 0 | 941.3516 | 0.0018346 | 935.63 | -0.00015171 | 941.3516 | 0.0028708 | 702.458 | 1.6173e-05 | 941.3516 | 0.00030131 | 941.3516 | 0.00036924 | 941.0524 | 0.00236 | 1037.0606 | 0.00577 | 941.0524 | -0.0043265 | 1037.2993 | 5.0004e-05 | 1037.0606 | 0.00683 | 926.9106 | 0
| 941.5938 | 0.00010377 | 941.2941 | -0.0010696 | 701.5278 | 0 | 941.5938 | -0.00054679 | 941.2941 | 0.0013807 | 931.2419 | 0 | 941.2941 | -0.0038599 | 941.5938 | 0 | 927.1464 | 0 | 701.5278 | 0.00052996 | 941.5938 | 0 | 941.5938 | 0 | 935.87 | 0.0015387 | 941.5938 | 0 | 702.5789 | 3.0998e-05 | 941.5938 | 0 | 941.5938 | 0 | 941.2941 | -0.00336 | 1037.2292 | 0.00796 | 941.2941 | -0.0078753 | 1037.4695 | 0 | 1037.2292 | 0.00712 | 927.1464 | 0
| 941.836 | 0.00066292 | 941.5359 | 0.00031432 | 701.6538 | 0.00050287 | 941.836 | 4.1677e-05 | 941.5359 | -0.0062435 | 931.4819 | 0 | 941.5359 | 0.0012131 | 941.836 | 0.0029131 | 927.3821 | 0 | 701.6538 | 0.00238 | 941.836 | 0.004303 | 941.836 | 0.0025391 | 936.12 | 0.00079106 | 941.836 | 0.0019727 | 702.6997 | 1.5084e-05 | 941.836 | 0.0036596 | 941.836 | 0.00042408 | 941.5359 | 0.00167 | 1037.3978 | 0.00637 | 941.5359 | 0.0080656 | 1037.6396 | 8.9995e-05 | 1037.3978 | 0.00687 | 927.3821 | 0
| 942.0782 | -0.00037556 | 941.7776 | -0.0020843 | 701.7798 | 0 | 942.0782 | -0.0011235 | 941.7776 | 0.003294 | 931.7219 | 0 | 941.7776 | -0.0040415 | 942.0782 | 0 | 927.6179 | 0 | 701.7798 | 0.00232 | 942.0782 | 0 | 942.0782 | 0 | 936.36 | -0.00086692 | 942.0782 | 0 | 702.8206 | 3.0401e-05 | 942.0782 | 0 | 942.0782 | 0 | 941.7776 | -0.0028 | 1037.5664 | 0.00554 | 941.7776 | -5.6592e-05 | 1037.8097 | 0 | 1037.5664 | 0.00714 | 927.6179 | 0
| 942.3204 | -0.00052116 | 942.0193 | -0.00059047 | 701.9058 | 0.00144 | 942.3204 | 0.00032895 | 942.0193 | -0.010056 | 931.9619 | 0 | 942.0193 | 0.0016016 | 942.3204 | 0.0022798 | 927.8537 | 0 | 701.9058 | 0.00113 | 942.3204 | 0.0039562 | 942.3204 | 0.00050276 | 936.6 | 4.3346e-05 | 942.3204 | 0.0010169 | 702.9415 | 1.8456e-05 | 942.3204 | 0.0025493 | 942.3204 | 0.00039894 | 942.0193 | -0.00023567 | 1037.7349 | 0.00969 | 942.0193 | 0.0092186 | 1037.9799 | 5.0004e-05 | 1037.7349 | 0.00717 | 927.8537 | 0
| 942.5626 | 0.00087053 | 942.2611 | -0.00063707 | 702.0318 | 0 | 942.5626 | -0.00062401 | 942.2611 | 0.000411 | 932.2019 | 0 | 942.2611 | 0.0012424 | 942.5626 | 0.0050719 | 928.0895 | 0 | 702.0318 | 0.00175 | 942.5626 | 0.00059631 | 942.5626 | 0.00029383 | 936.84 | -0.00015171 | 942.5626 | 0.0023924 | 703.0624 | 2.2145e-05 | 942.5626 | 0.0035609 | 942.5626 | 0.00023628 | 942.2611 | 0.00119 | 1037.9035 | 0.00854 | 942.2611 | 0.0058589 | 1038.15 | 0 | 1037.9035 | 0.0073 | 928.0895 | 0
| 942.8048 | -0.0012657 | 942.5028 | -0.00098548 | 702.1579 | 0.00052021 | 942.8048 | -0.0011465 | 942.5028 | 0.00080452 | 932.4419 | 0 | 942.5028 | -0.0038325 | 942.8048 | 0 | 928.3253 | 0 | 702.1579 | 0.00156 | 942.8048 | 0 | 942.8048 | 0 | 937.08 | -0.0011595 | 942.8048 | 0 | 703.1832 | 9.3452e-06 | 942.8048 | 0 | 942.8048 | 0 | 942.5028 | -0.00434 | 1038.0721 | 0.00659 | 942.5028 | -0.0060876 | 1038.3202 | 1.0001e-05 | 1038.0721 | 0.00726 | 928.3253 | 0
| 943.0471 | 0.00084117 | 942.7445 | -0.00024863 | 702.284 | 0 | 943.0471 | -0.00015714 | 942.7445 | -0.0041692 | 932.6819 | 0 | 942.7445 | 0.0019281 | 943.047 | 0.0034456 | 928.5611 | 0 | 702.284 | 0.00186 | 943.047 | 0.0031989 | 943.0471 | 0.0023608 | 937.32 | 0.00010836 | 943.047 | 0.0026766 | 703.3041 | 9.029e-06 | 943.047 | 0.0041266 | 943.0471 | 0.00038811 | 942.7446 | 0.00243 | 1038.2407 | 0.00765 | 942.7445 | 0.0025743 | 1038.4903 | 0 | 1038.2407 | 0.00706 | 928.5611 | 0
| 943.2892 | 0.00059167 | 942.9863 | -0.00028757 | 702.41 | 0.00095371 | 943.2892 | -0.00061266 | 942.9863 | 0.0028998 | 932.9219 | 0 | 942.9863 | -0.0031233 | 943.2893 | 0 | 928.7969 | 0 | 702.41 | 0.00022234 | 943.2893 | 0 | 943.2892 | 0 | 937.56 | -0.00093193 | 943.2893 | 0 | 703.425 | 8.9705e-06 | 943.2893 | 0 | 943.2893 | 0 | 942.9863 | -0.00295 | 1038.4093 | 0.00475 | 942.9863 | 0.00084775 | 1038.6605 | 1.0001e-05 | 1038.4093 | 0.00715 | 928.7969 | 0
| 943.5315 | 0.00051122 | 943.2281 | 4.072e-05 | 702.5361 | 0 | 943.5315 | 0.00024914 | 943.2281 | -0.0025564 | 933.162 | 0 | 943.2281 | 0.0017729 | 943.5315 | 0.0032157 | 929.0327 | 0 | 702.5361 | 0.00035962 | 943.5315 | 0.0030382 | 943.5315 | 0.00078468 | 937.8 | 0.0016038 | 943.5315 | 0.0006775 | 703.5459 | 1.02e-05 | 943.5315 | 0.0049704 | 943.5315 | 0.00045154 | 943.2281 | 0.00156 | 1038.5778 | 0.00867 | 943.2281 | 0.0033052 | 1038.8306 | 6.6672e-06 | 1038.5778 | 0.00688 | 929.0326 | 0
| 943.7737 | -0.00048261 | 943.4698 | -0.00072272 | 702.6622 | 0.0017 | 943.7737 | -0.00020561 | 943.4698 | -0.0026013 | 933.402 | 0 | 943.4698 | -0.0042668 | 943.7737 | 0 | 929.2685 | 0 | 702.6622 | 0 | 943.7737 | 0 | 943.7737 | 0 | 938.05 | 0.0011162 | 943.7737 | 0 | 703.6667 | 1.1746e-05 | 943.7737 | 0 | 943.7737 | 0 | 943.4698 | -0.00149 | 1038.7464 | 0.007 | 943.4698 | -0.0075462 | 1039.0008 | 1.0001e-05 | 1038.7464 | 0.00716 | 929.2685 | 0
| 944.016 | 0.00047206 | 943.7116 | -0.00057667 | 702.7883 | 0 | 944.016 | 0.000213 | 943.7116 | -0.0081996 | 933.6421 | 0 | 943.7116 | 0.0025651 | 944.016 | 0.0016214 | 929.5043 | 0 | 702.7883 | 0.0001041 | 944.016 | 0.0051156 | 944.016 | 0.00088064 | 938.29 | -0.001192 | 944.016 | 0.00088975 | 703.7876 | 1.1348e-05 | 944.016 | 0.0013616 | 944.016 | 0.00037288 | 943.7116 | 0.00309 | 1038.915 | 0.01035 | 943.7116 | -0.0010849 | 1039.1709 | 6.6672e-06 | 1038.915 | 0.00702 | 929.5043 | 0
| 944.2582 | -0.0003665 | 943.9534 | -0.00066915 | 702.9144 | 0.00031212 | 944.2582 | 0.00020433 | 943.9534 | -0.0017859 | 933.8821 | 0 | 943.9534 | -0.0041586 | 944.2582 | 0 | 929.7401 | 0 | 702.9144 | 0.00033588 | 944.2582 | 0 | 944.2582 | 0 | 938.53 | -0.00054182 | 944.2582 | 0 | 703.9085 | 1.0493e-05 | 944.2582 | 0 | 944.2582 | 0 | 943.9534 | -0.00343 | 1039.0836 | 0.00568 | 943.9534 | -0.005718 | 1039.3411 | 0 | 1039.0836 | 0.00734 | 929.7401 | 0
| 944.5005 | -0.00012568 | 944.1952 | -0.0001198 | 703.0406 | 0 | 944.5005 | 0.0002626 | 944.1952 | -0.0039301 | 934.1222 | 0 | 944.1952 | 0.0021806 | 944.5005 | 0.0042981 | 929.976 | 0 | 703.0406 | 0.0006719 | 944.5005 | 0.0018739 | 944.5005 | 0.0025668 | 938.77 | -8.6692e-05 | 944.5005 | 0.0017805 | 704.0294 | 1.0083e-05 | 944.5005 | 0.0029852 | 944.5005 | 0.00036721 | 944.1952 | 0.00357 | 1039.2522 | 0.00689 | 944.1952 | 0.0028731 | 1039.5113 | 2.6669e-05 | 1039.2522 | 0.00703 | 929.976 | 0
| 944.7428 | -8.6551e-06 | 944.4369 | 0.0012963 | 703.1667 | 0.00097105 | 944.7428 | -0.00079788 | 944.4369 | 0.00086777 | 934.3622 | 0 | 944.4369 | -0.0037041 | 944.7428 | 0 | 930.2118 | 0 | 703.1667 | 0.00119 | 944.7428 | 7.5099e-06 | 944.7428 | 0.0012151 | 939.01 | 0.0017663 | 944.7428 | 0 | 704.1503 | 1.0141e-05 | 944.7428 | 0 | 944.7428 | 0 | 944.4369 | -0.00023464 | 1039.4207 | 0.00587 | 944.4369 | -0.0045356 | 1039.6814 | 3.0002e-05 | 1039.4207 | 0.00733 | 930.2118 | 0
| 944.985 | 0.00059072 | 944.6787 | -0.00030291 | 703.2928 | 0 | 944.985 | -0.00023351 | 944.6787 | -0.0042182 | 934.6024 | 0 | 944.6787 | 0.0022237 | 944.985 | 0.0044105 | 930.4476 | 0 | 703.2928 | 0.00064351 | 944.985 | 0.0019849 | 944.985 | 0.0016658 | 939.25 | -0.00050931 | 944.985 | 0.0026472 | 704.2712 | 9.8956e-06 | 944.985 | 0.0058909 | 944.9851 | 0.00029852 | 944.6787 | 0.00192 | 1039.5893 | 0.00756 | 944.6787 | 0.0011316 | 1039.8516 | 6.6672e-06 | 1039.5893 | 0.00706 | 930.4476 | 0
| 945.2274 | 0.0011129 | 944.9205 | -0.00048008 | 703.419 | 0.00142 | 945.2274 | -0.00053653 | 944.9205 | -0.0011969 | 934.8424 | 0 | 944.9205 | -0.0038365 | 945.2273 | 0 | 930.6835 | 0 | 703.419 | 0.00119 | 945.2273 | 0 | 945.2274 | 0 | 939.49 | 0.0010836 | 945.2273 | 0 | 704.3921 | 9.3218e-06 | 945.2273 | 0 | 945.2274 | 0 | 944.9205 | -0.00297 | 1039.7579 | 0.00877 | 944.9205 | -0.0010417 | 1040.0218 | 1.0001e-05 | 1039.7579 | 0.00737 | 930.6835 | 0
| 945.4696 | 0.0010259 | 945.1623 | 0.0010066 | 703.5452 | 0 | 945.4696 | 0.0010606 | 945.1623 | -0.0030402 | 935.0825 | 0 | 945.1623 | 0.0022755 | 945.4696 | 0.0030496 | 930.9194 | 0 | 703.5452 | 0.00127 | 945.4696 | 0.0042349 | 945.4696 | 0.0033455 | 939.74 | 0.0010186 | 945.4696 | 0.0028686 | 704.513 | 9.2398e-06 | 945.4696 | 0.0033564 | 945.4696 | 0.00052925 | 945.1623 | 0.00236 | 1039.9265 | 0.00686 | 945.1623 | 0.013694 | 1040.1919 | 0 | 1039.9265 | 0.00706 | 930.9194 | 0
| 945.7119 | -0.0006154 | 945.4041 | -0.00047404 | 703.6713 | 0.00053755 | 945.7119 | -0.0010576 | 945.4041 | -0.00019728 | 935.3226 | 0 | 945.4041 | -0.0032178 | 945.7119 | 0 | 931.1552 | 0 | 703.6713 | 0.00093192 | 945.7119 | 0 | 945.7119 | 0 | 939.98 | 0.00088859 | 945.7119 | 0 | 704.6338 | 9.193e-06 | 945.7119 | 0 | 945.7119 | 0 | 945.4041 | -0.00398 | 1040.095 | 0.00417 | 945.4041 | -0.0083774 | 1040.3621 | 3.0002e-05 | 1040.095 | 0.00746 | 931.1552 | 0
| 945.9542 | 0.0011563 | 945.646 | -0.00083292 | 703.7975 | 0 | 945.9542 | 0.00040048 | 945.646 | -0.0036841 | 935.5627 | 0 | 945.646 | 0.0028941 | 945.9542 | 0.0019019 | 931.3911 | 0 | 703.7975 | 0.00121 | 945.9542 | 0.001775 | 945.9542 | 0.00062641 | 940.22 | 0.0019289 | 945.9542 | 0.0021496 | 704.7547 | 9.0759e-06 | 945.9542 | 0.0024677 | 945.9542 | 0.00015835 | 945.646 | 0.00321 | 1040.2636 | 0.00687 | 945.646 | 0.0068122 | 1040.5322 | 6.6672e-06 | 1040.2636 | 0.00731 | 931.3911 | 0
| 946.1965 | -0.0011275 | 945.8878 | -0.0011831 | 703.9237 | 0.00114 | 946.1965 | -3.9837e-06 | 945.8878 | 0.0016998 | 935.8028 | 0 | 945.8878 | -0.0043866 | 946.1965 | 0 | 931.627 | 0 | 703.9237 | 0.00212 | 946.1965 | 0 | 946.1965 | 0 | 940.46 | -0.0022323 | 946.1965 | 0 | 704.8756 | 1.0141e-05 | 946.1965 | 0 | 946.1965 | 0 | 945.8878 | -0.00295 | 1040.4322 | 0.00522 | 945.8878 | -0.0096343 | 1040.7024 | 3.0002e-05 | 1040.4322 | 0.00756 | 931.6269 | 0
| 946.4388 | 0.00012682 | 946.1296 | 0.00025607 | 704.0499 | 0 | 946.4388 | -0.00030055 | 946.1296 | -0.0048387 | 936.0429 | 0 | 946.1296 | 0.0022928 | 946.4388 | 0.0056212 | 931.8629 | 0 | 704.0499 | 0.00021766 | 946.4388 | 0.0034002 | 946.4388 | 0.0026218 | 940.7 | -0.00060684 | 946.4388 | 0.0024944 | 704.9965 | 1.1477e-05 | 946.4388 | 0.005363 | 946.4388 | 0.00012485 | 946.1296 | 0.0016 | 1040.6008 | 0.00745 | 946.1296 | 0.0013626 | 1040.8726 | 0 | 1040.6008 | 0.0072 | 931.8628 | 0
| 946.6812 | -0.00047689 | 946.3714 | -0.00038765 | 704.1762 | 0.00062425 | 946.6812 | -0.00067642 | 946.3714 | 0.0023591 | 936.2831 | 0 | 946.3714 | -0.0040062 | 946.6812 | 0 | 932.0988 | 0 | 704.1762 | 0.00025072 | 946.6812 | 0 | 946.6812 | 0 | 940.94 | -0.0024274 | 946.6812 | 0 | 705.1174 | 1.1699e-05 | 946.6812 | 0 | 946.6812 | 0 | 946.3714 | -0.00411 | 1040.7694 | 0.00621 | 946.3714 | -0.0033313 | 1041.0428 | 0 | 1040.7694 | 0.00734 | 932.0987 | 0
| 946.9235 | 0.0011099 | 946.6133 | 0.00065764 | 704.3024 | 0 | 946.9235 | 0.00028512 | 946.6133 | -0.006953 | 936.5232 | 0 | 946.6133 | 0.0023509 | 946.9235 | 0.0021546 | 932.3347 | 0 | 704.3024 | 0.00294 | 946.9235 | 0.002333 | 946.9235 | 0.0028018 | 941.18 | 0.0010511 | 946.9235 | 0.00095994 | 705.2383 | 1.0469e-05 | 946.9235 | 0.0036926 | 946.9235 | 0.00023113 | 946.6133 | 0.00294 | 1040.9379 | 0.00584 | 946.6133 | -0.0031466 | 1041.2129 | 0 | 1040.9379 | 0.00708 | 932.3347 | 0
| 947.1658 | -0.00032679 | 946.8551 | -0.00064613 | 704.4286 | 0.00048552 | 947.1658 | -0.00063915 | 946.8551 | 0.0040198 | 936.7633 | 0 | 946.8551 | -0.0036342 | 947.1658 | 0 | 932.5706 | 0 | 704.4286 | 0.00244 | 947.1658 | 0 | 947.1658 | 0 | 941.43 | 0.00046596 | 947.1658 | 0 | 705.3592 | 9.1344e-06 | 947.1658 | 0 | 947.1658 | 0 | 946.8551 | -0.003 | 1041.1065 | 0.006 | 946.8551 | -0.0082062 | 1041.3831 | 0 | 1041.1065 | 0.00728 | 932.5706 | 0
| 947.4082 | 0.0011756 | 947.097 | 0.00055746 | 704.5549 | 0 | 947.4082 | -0.0002433 | 947.097 | -0.0075114 | 937.0035 | 0 | 947.097 | 0.0016025 | 947.4082 | 0.0028641 | 932.8065 | 0 | 704.5549 | 0.00212 | 947.4082 | 0.0046601 | 947.4082 | 0.0029443 | 941.67 | 0.00069354 | 947.4082 | 0.0042924 | 705.4801 | 9.5443e-06 | 947.4082 | 0.0038809 | 947.4082 | 0.00035647 | 947.097 | 0.00632 | 1041.2751 | 0.00775 | 947.097 | 0.0014156 | 1041.5533 | 6.6672e-06 | 1041.2751 | 0.00708 | 932.8065 | 0
| 947.6505 | -0.00052233 | 947.3388 | -0.00050312 | 704.6812 | 0.00151 | 947.6505 | 0.00015998 | 947.3388 | -0.00024063 | 937.2437 | 0 | 947.3388 | -0.0027928 | 947.6505 | 0 | 933.0424 | 0 | 704.6812 | 0.00158 | 947.6505 | 0 | 947.6505 | 0 | 941.91 | 0.00046596 | 947.6505 | 0 | 705.601 | 1.1125e-05 | 947.6505 | 0 | 947.6505 | 0 | 947.3388 | -0.00464 | 1041.4437 | 0.00761 | 947.3388 | 0.0042386 | 1041.7235 | 0 | 1041.4437 | 0.00735 | 933.0424 | 0
| 947.8929 | 3.8036e-05 | 947.5807 | -0.00010072 | 704.8074 | 0 | 947.8929 | -0.00052768 | 947.5807 | -0.0060934 | 937.4838 | 0 | 947.5807 | 0.0021679 | 947.8929 | 0 | 933.2783 | 0 | 704.8074 | 0.00050157 | 947.8929 | 0.0017672 | 947.8929 | 0.0018074 | 942.15 | 0.0011812 | 947.8929 | 0.0015581 | 705.7219 | 1.1043e-05 | 947.8929 | 0.0018254 | 947.8929 | 0.00015087 | 947.5807 | 0.00405 | 1041.6122 | 0.00731 | 947.5807 | -0.0017109 | 1041.8937 | 0 | 1041.6122 | 0.00721 | 933.2783 | 0
| 948.1353 | -0.00065422 | 947.8226 | -0.00041652 | 704.9337 | 0.00036414 | 948.1353 | -0.0004169 | 947.8226 | 0.0014778 | 937.724 | 0 | 947.8226 | -0.0036223 | 948.1353 | 0 | 933.5142 | 0 | 704.9337 | 0.00167 | 948.1353 | 0 | 948.1353 | 0 | 942.39 | 0.0020264 | 948.1353 | 0 | 705.8428 | 1.0797e-05 | 948.1353 | 0 | 948.1353 | 0 | 947.8226 | -0.00109 | 1041.7808 | 0.00737 | 947.8226 | -0.0041115 | 1042.0638 | 0 | 1041.7808 | 0.0074 | 933.5142 | 0
| 948.3776 | 0.00055849 | 948.0644 | -0.00022389 | 705.06 | 0 | 948.3776 | 0.00038015 | 948.0644 | -0.0052866 | 937.9642 | 0 | 948.0644 | 0.0022502 | 948.3776 | 0.00057091 | 933.7501 | 0 | 705.06 | 0.00038799 | 948.3776 | 0.0012321 | 948.3776 | 0.0010595 | 942.63 | -0.00093193 | 948.3776 | 0.003043 | 705.9637 | 8.6191e-06 | 948.3776 | 0.0046135 | 948.3776 | 0.00028542 | 948.0644 | 0.0049 | 1041.9494 | 0.00854 | 948.0644 | 0.0020264 | 1042.234 | 0 | 1041.9494 | 0.00719 | 933.7501 | 0
| 948.62 | -0.00024679 | 948.3063 | -6.6928e-05 | 705.1863 | 0.00232 | 948.62 | -0.00088169 | 948.3063 | 0.0022387 | 938.2043 | 0 | 948.3063 | -0.0032946 | 948.62 | 0 | 933.9861 | 0 | 705.1863 | 0.00025072 | 948.62 | 0 | 948.62 | 0 | 942.87 | -0.0017121 | 948.62 | 0 | 706.0846 | 9.3569e-06 | 948.62 | 0 | 948.62 | 0 | 948.3063 | -0.00581 | 1042.118 | 0.00668 | 948.3063 | -0.0074392 | 1042.4042 | 5.0004e-05 | 1042.118 | 0.00736 | 933.9861 | 0
| 948.8624 | 0.00032189 | 948.5482 | 0.0002836 | 705.3127 | 0 | 948.8624 | 0.00030796 | 948.5482 | -0.0055031 | 938.4445 | 0 | 948.5482 | 0.0017732 | 948.8624 | 0.0026015 | 934.222 | 0 | 705.3127 | 0.00115 | 948.8624 | 0.0039156 | 948.8624 | 0.0035045 | 943.12 | 0.002124 | 948.8624 | 0.0023545 | 706.2055 | 9.919e-06 | 948.8624 | 0.0031672 | 948.8624 | 0.00044873 | 948.5482 | 0.00381 | 1042.2866 | 0.00745 | 948.5482 | -0.011143 | 1042.5744 | 0 | 1042.2866 | 0.00706 | 934.222 | 0
| 949.1048 | -0.0010133 | 948.7901 | 0.00022719 | 705.439 | 0.00198 | 949.1048 | -0.00057827 | 948.7901 | 0.0023237 | 938.6847 | 0 | 948.7901 | -0.0040709 | 949.1048 | 0.00050003 | 934.4579 | 0 | 705.439 | 0.00124 | 949.1048 | 0 | 949.1048 | 0 | 943.36 | -0.00285 | 949.1048 | 0 | 706.3264 | 1.0715e-05 | 949.1048 | 0 | 949.1048 | 0 | 948.7901 | -0.00315 | 1042.4551 | 0.00784 | 948.7901 | -0.0024877 | 1042.7446 | 0 | 1042.4551 | 0.00731 | 934.4579 | 0
| 949.3472 | 0.00018346 | 949.032 | 0.00015797 | 705.5653 | 0 | 949.3472 | 7.8668e-05 | 949.032 | -0.0063721 | 938.9249 | 0 | 949.032 | 0.0023124 | 949.3472 | 0.0043708 | 934.6939 | 0 | 705.5653 | 0.00078546 | 949.3472 | 0.0058815 | 949.3472 | 0.0025595 | 943.6 | -0.00044429 | 949.3472 | 0.0041402 | 706.4473 | 9.9542e-06 | 949.3472 | 0.0036632 | 949.3472 | 6.7722e-05 | 949.032 | 0.00336 | 1042.6237 | 0.00733 | 949.032 | 0.010092 | 1042.9148 | 0 | 1042.6237 | 0.00711 | 934.6939 | 0
| 949.5896 | -3.0327e-05 | 949.2739 | -0.00040298 | 705.6917 | 0.00121 | 949.5896 | -0.0010344 | 949.2739 | 0.0012694 | 939.1652 | 0 | 949.2739 | -0.0045572 | 949.5896 | 0 | 934.9299 | 0 | 705.6917 | 0.00147 | 949.5896 | 0 | 949.5896 | 0 | 943.84 | 0.00027091 | 949.5896 | 0 | 706.5682 | 9.5209e-06 | 949.5896 | 0 | 949.5896 | 0 | 949.2739 | -0.00304 | 1042.7923 | 0.00615 | 949.2739 | -0.0034979 | 1043.085 | 1.0001e-05 | 1042.7923 | 0.00731 | 934.9299 | 0
| 949.832 | 0.00044123 | 949.5158 | 0.00038982 | 705.8181 | 0 | 949.832 | -0.00041807 | 949.5158 | -0.0053322 | 939.4053 | 0 | 949.5158 | 0.001326 | 949.832 | 0.0027051 | 935.1658 | 0 | 705.8181 | 0.00087064 | 949.832 | 0.005453 | 949.832 | 0.00208 | 944.08 | 0.00040094 | 949.832 | 0.0019727 | 706.6891 | 9.919e-06 | 949.832 | 0.0043698 | 949.832 | 0.00039348 | 949.5158 | 0.00386 | 1042.9608 | 0.00763 | 949.5158 | 0.007131 | 1043.2552 | 0 | 1042.9608 | 0.00691 | 935.1658 | 0
| 950.0744 | -0.00010534 | 949.7577 | -0.0015463 | 705.9444 | 0.00172 | 950.0744 | -0.00049221 | 949.7577 | 0.0024432 | 939.6456 | 0 | 949.7577 | -0.0043801 | 950.0744 | 0 | 935.4018 | 0 | 705.9444 | 0 | 950.0744 | 0 | 950.0744 | 0 | 944.32 | -0.0017446 | 950.0744 | 0 | 706.81 | 9.8956e-06 | 950.0744 | 0 | 950.0744 | 0 | 949.7577 | -0.00475 | 1043.1294 | 0.00512 | 949.7577 | -0.004798 | 1043.4254 | 1.0001e-05 | 1043.1294 | 0.00703 | 935.4018 | 0
| 950.3168 | 0.0005128 | 949.9996 | -0.00075597 | 706.0708 | 0 | 950.3168 | -0.00017318 | 949.9996 | -0.0057873 | 939.8858 | 0 | 949.9996 | 0.0009694 | 950.3168 | 0.003231 | 935.6378 | 0 | 706.0708 | 0.00072869 | 950.3168 | 0.00067661 | 950.3168 | 8.3849e-05 | 944.57 | 0.00088859 | 950.3168 | 0.0015264 | 706.9309 | 9.4623e-06 | 950.3168 | 0.0037416 | 950.3168 | 0.00013286 | 949.9996 | 0.00237 | 1043.298 | 0.00995 | 949.9996 | 0.0026008 | 1043.5956 | 0 | 1043.298 | 0.00688 | 935.6378 | 0
| 950.5593 | -0.00019051 | 950.2415 | -0.00074234 | 706.1972 | 0.00196 | 950.5593 | -0.00071117 | 950.2415 | -0.00062744 | 940.126 | 0 | 950.2415 | -0.0040022 | 950.5593 | 0 | 935.8738 | 0 | 706.1972 | 0.00235 | 950.5593 | 0 | 950.5593 | 0 | 944.81 | -0.00086692 | 950.5593 | 0 | 707.0518 | 9.7082e-06 | 950.5593 | 0 | 950.5593 | 0 | 950.2415 | -0.00191 | 1043.4666 | 0.00714 | 950.2415 | 0.0053063 | 1043.7658 | 0 | 1043.4666 | 0.00712 | 935.8738 | 0
| 950.8017 | 0.0003438 | 950.4834 | 0.00011599 | 706.3236 | 0 | 950.8017 | -0.00035108 | 950.4834 | -0.0063312 | 940.3663 | 0 | 950.4834 | 0.0019489 | 950.8017 | 0.0027752 | 936.1097 | 0 | 706.3236 | 0.00209 | 950.8017 | 0.0016389 | 950.8017 | 0.0019734 | 945.05 | 0.0012462 | 950.8017 | 0.0035416 | 707.1728 | 1.1149e-05 | 950.8017 | 0.0077732 | 950.8017 | 0.00026929 | 950.4834 | 0.00168 | 1043.6351 | 0.00552 | 950.4834 | 0.0044818 | 1043.936 | 0 | 1043.6351 | 0.00695 | 936.1097 | 0
| 951.0442 | -0.00069686 | 950.7254 | -3.2618e-05 | 706.4501 | 0.00113 | 951.0442 | -0.0007842 | 950.7254 | 0.0024508 | 940.6066 | 0 | 950.7254 | -0.0040546 | 951.0442 | 0 | 936.3458 | 0 | 706.4501 | 0.0019 | 951.0442 | 0 | 951.0442 | 0 | 945.29 | -5.4182e-05 | 951.0442 | 0 | 707.2937 | 1.1043e-05 | 951.0442 | 0 | 951.0442 | 0 | 950.7254 | -0.00138 | 1043.8037 | 0.00515 | 950.7254 | -0.0026023 | 1044.1062 | 1.0001e-05 | 1043.8037 | 0.00726 | 936.3458 | 0
| 951.2866 | 0.00044158 | 950.9673 | -0.0002518 | 706.5765 | 0 | 951.2866 | -0.00016598 | 950.9673 | -0.0050691 | 940.8468 | 0 | 950.9673 | 0.0026551 | 951.2866 | 0.0026142 | 936.5818 | 0 | 706.5765 | 0.00124 | 951.2866 | 0.0046312 | 951.2866 | 0.0026411 | 945.53 | -0.00063934 | 951.2866 | 0.0046712 | 707.4146 | 9.5092e-06 | 951.2866 | 0.0047169 | 951.2866 | 0.00034621 | 950.9673 | 0.0025 | 1043.9723 | 0.00731 | 950.9673 | -3.1006e-05 | 1044.2764 | 0 | 1043.9723 | 0.00715 | 936.5818 | 0
| 951.5291 | -0.00091954 | 951.2093 | -0.00075227 | 706.7029 | 0.00086701 | 951.5291 | -0.00096154 | 951.2093 | -0.00084225 | 941.0871 | 0 | 951.2093 | -0.0035477 | 951.5291 | 0 | 936.8178 | 0 | 706.7029 | 0.00193 | 951.5291 | 0 | 951.5291 | 0 | 945.77 | -0.00018422 | 951.5291 | 0 | 707.5355 | 9.6263e-06 | 951.5291 | 0 | 951.529 | 0 | 951.2093 | -0.00267 | 1044.1409 | 0.00515 | 951.2093 | -0.010364 | 1044.4466 | 1.0001e-05 | 1044.1409 | 0.00741 | 936.8178 | 0
| 951.7715 | 0.001051 | 951.4512 | -0.00035052 | 706.8294 | 0 | 951.7715 | 6.0841e-05 | 951.4512 | -0.0098128 | 941.3274 | 0 | 951.4512 | 0.002441 | 951.7715 | 0.0042702 | 937.0538 | 0 | 706.8294 | 0.00084224 | 951.7715 | 0.0032307 | 951.7715 | 0.0016675 | 946.01 | -0.0014846 | 951.7715 | 0.005028 | 707.6564 | 1.068e-05 | 951.7715 | 0.0034349 | 951.7716 | 0.00022193 | 951.4512 | 0.00365 | 1044.3094 | 0.00837 | 951.4512 | 0.0046926 | 1044.6168 | 0 | 1044.3094 | 0.00706 | 937.0538 | 0
| 952.014 | 3.6454e-05 | 951.6932 | -0.00047721 | 706.9558 | 0.00153 | 952.014 | -0.00098146 | 951.6932 | -0.0024469 | 941.5676 | 0 | 951.6932 | -0.0031896 | 952.014 | 0 | 937.2899 | 0 | 706.9558 | 0.00184 | 952.014 | 0 | 952.014 | 0 | 946.26 | -0.0001192 | 952.014 | 0 | 707.7773 | 1.1699e-05 | 952.014 | 0 | 952.014 | 0 | 951.6932 | -0.00192 | 1044.478 | 0.00705 | 951.6932 | -0.004197 | 1044.787 | 0 | 1044.478 | 0.00731 | 937.2899 | 0
| 952.2565 | 0.0004287 | 951.9351 | 0.00025131 | 707.0823 | 0 | 952.2565 | -6.8949e-05 | 951.9351 | -0.0056506 | 941.8079 | 0 | 951.9351 | 0.0029906 | 952.2565 | 0.0026137 | 937.5259 | 0 | 707.0823 | 0.00024605 | 952.2565 | 0.0042321 | 952.2565 | 0.0018459 | 946.5 | -0.0010945 | 952.2565 | 0.0047352 | 707.8983 | 1.0001e-05 | 952.2565 | 0.0038411 | 952.2565 | 0.00023704 | 951.9351 | 0.00285 | 1044.6466 | 0.00652 | 951.9351 | 0.0032973 | 1044.9572 | 0 | 1044.6466 | 0.007 | 937.5259 | 0
| 952.499 | -0.00054476 | 952.1771 | -0.001328 | 707.2088 | 0.00097105 | 952.499 | -0.00039216 | 952.1771 | 0.0020537 | 942.0482 | 0 | 952.1771 | -0.0042792 | 952.499 | 0 | 937.7619 | 0 | 707.2088 | 0.00090353 | 952.499 | 0 | 952.499 | 0 | 946.74 | -0.0026874 | 952.499 | 0 | 708.0192 | 9.7668e-06 | 952.499 | 0 | 952.499 | 0 | 952.1771 | -0.00477 | 1044.8151 | 0.00668 | 952.1771 | 0.0020331 | 1045.1274 | 0 | 1044.8151 | 0.00723 | 937.7619 | 0
| 952.7415 | 0.00077243 | 952.4191 | -0.00016193 | 707.3353 | 0 | 952.7415 | -0.00016764 | 952.4191 | -0.0064678 | 942.2886 | 0 | 952.4191 | 0.001831 | 952.7415 | 0.0025769 | 937.9979 | 0 | 707.3353 | 0.00277 | 952.7415 | 0.0030056 | 952.7415 | 0.0015918 | 946.98 | 0.0010836 | 952.7415 | 0.0050132 | 708.1401 | 9.2398e-06 | 952.7415 | 0.0033757 | 952.7415 | 0.00021917 | 952.4191 | 0.00101 | 1044.9837 | 0.00603 | 952.4191 | 0.012371 | 1045.2976 | 0 | 1044.9837 | 0.00697 | 937.9979 | 0
| 952.9839 | -0.00058995 | 952.661 | -0.0010424 | 707.4618 | 0.00147 | 952.9839 | -0.00084369 | 952.661 | 0.00019569 | 942.5289 | 0 | 952.661 | -0.0040272 | 952.984 | 0 | 938.234 | 0 | 707.4618 | 0.00064808 | 952.984 | 0 | 952.9839 | 0 | 947.22 | -0.00021673 | 952.984 | 0 | 708.261 | 1.0165e-05 | 952.984 | 0 | 952.984 | 0 | 952.661 | -0.0043 | 1045.1523 | 0.00584 | 952.661 | -0.0034218 | 1045.4678 | 0 | 1045.1523 | 0.00723 | 938.234 | 0
| 953.2265 | 0.00035516 | 952.903 | -0.00049151 | 707.5883 | 0 | 953.2265 | -3.2428e-05 | 952.903 | -0.0080338 | 942.7692 | 0 | 952.903 | 0.0028096 | 953.2265 | 0.003312 | 938.47 | 0 | 707.5883 | 0.00018926 | 953.2265 | 0.0020123 | 953.2265 | 0.0021838 | 947.46 | 0.0012462 | 953.2265 | 0.0016725 | 708.3819 | 1.0423e-05 | 953.2265 | 0.0045931 | 953.2265 | 0.00024189 | 952.903 | 0.00285 | 1045.3209 | 0.00914 | 952.903 | -0.0003014 | 1045.6381 | 0 | 1045.3209 | 0.00697 | 938.47 | 0
| 953.469 | -0.00073664 | 953.145 | 0.00025697 | 707.7149 | 0.0012 | 953.469 | -0.00073529 | 953.145 | 0.0041249 | 943.0095 | 0 | 953.145 | -0.0031523 | 953.469 | 0 | 938.7061 | 0 | 707.7149 | 0.00116 | 953.469 | 0 | 953.469 | 0 | 947.71 | -0.00063934 | 953.469 | 0 | 708.5029 | 1.1043e-05 | 953.469 | 0 | 953.469 | 0 | 953.145 | -0.00061402 | 1045.4894 | 0.00703 | 953.145 | -0.00081462 | 1045.8083 | 0 | 1045.4894 | 0.00715 | 938.7061 | 0
| 953.7115 | 0.0007189 | 953.387 | 4.3108e-05 | 707.8414 | 0 | 953.7115 | -4.4781e-05 | 953.387 | -0.0044538 | 943.2498 | 0 | 953.387 | 0.0017911 | 953.7115 | 0.0022619 | 938.9421 | 0 | 707.8414 | 0.00078546 | 953.7115 | 0.00080057 | 953.7115 | 0.0014894 | 947.95 | 0.00075855 | 953.7115 | 0.0035521 | 708.6238 | 1.1395e-05 | 953.7115 | 0.0050909 | 953.7115 | 0.00025894 | 953.387 | 0.00335 | 1045.658 | 0.00763 | 953.387 | 0.0052452 | 1045.9785 | 0 | 1045.658 | 0.00696 | 938.9421 | 0
| 953.954 | -0.00022145 | 953.629 | -0.00091684 | 707.9679 | 0.00111 | 953.954 | -0.0006775 | 953.629 | -0.00055525 | 943.4902 | 0 | 953.629 | -0.004565 | 953.954 | 0 | 939.1782 | 0 | 707.9679 | 0.00081839 | 953.954 | 0 | 953.954 | 0 | 948.19 | 0.00014088 | 953.954 | 0 | 708.7447 | 1.1336e-05 | 953.954 | 0 | 953.954 | 0 | 953.629 | -0.00538 | 1045.8266 | 0.00491 | 953.629 | -0.0073433 | 1046.1487 | 0 | 1045.8266 | 0.0073 | 939.1782 | 0
| 954.1966 | 0.00025626 | 953.871 | -0.00048452 | 708.0945 | 0 | 954.1966 | 0.00019145 | 953.871 | -0.0057481 | 943.7305 | 0 | 953.871 | 0.0013563 | 954.1966 | 0.00028868 | 939.4143 | 0 | 708.0945 | 0.00061512 | 954.1966 | 0.00073839 | 954.1966 | 0.0010189 | 948.43 | 0.0012462 | 954.1966 | 0.0018597 | 708.8657 | 1.102e-05 | 954.1966 | 0.0030116 | 954.1966 | 0.00015892 | 953.871 | 0.00147 | 1045.9951 | 0.01006 | 953.871 | -0.0039425 | 1046.3189 | 0 | 1045.9951 | 0.00712 | 939.4143 | 0
| 954.4391 | -0.00073517 | 954.113 | -0.0013531 | 708.2211 | 0.0018 | 954.4391 | -0.00074628 | 954.113 | -0.001066 | 943.9709 | 0 | 954.113 | -0.0040953 | 954.4391 | 0 | 939.6504 | 0 | 708.2211 | 0.00156 | 954.4391 | 0 | 954.4391 | 0 | 948.67 | 0.00049847 | 954.4391 | 0 | 708.9866 | 1.0879e-05 | 954.4391 | 0 | 954.4391 | 0 | 954.113 | -0.00507 | 1046.1637 | 0.00688 | 954.113 | -0.0095749 | 1046.4892 | 0 | 1046.1637 | 0.00739 | 939.6504 | 0
| 954.6816 | 0.00033082 | 954.355 | 8.8197e-05 | 708.3477 | 0 | 954.6816 | -0.00034768 | 954.355 | -0.0041763 | 944.2112 | 0 | 954.355 | 0.0018319 | 954.6817 | 0.0030085 | 939.8865 | 0 | 708.3477 | 0.00113 | 954.6817 | 0.0020178 | 954.6816 | 0.002095 | 948.91 | 0.00017338 | 954.6817 | 0.0022975 | 709.1075 | 9.5911e-06 | 954.6817 | 0.0033417 | 954.6816 | 0.0003403 | 954.355 | 0.00066926 | 1046.3323 | 0.00886 | 954.355 | 0.0065722 | 1046.6594 | 0 | 1046.3323 | 0.00712 | 939.8865 | 0
| 954.9242 | -0.00022513 | 954.597 | -0.00069083 | 708.4743 | 0.00048552 | 954.9242 | -0.00064151 | 954.597 | 3.4888e-05 | 944.4516 | 0 | 954.597 | -0.0035475 | 954.9242 | 0 | 940.1226 | 0 | 708.4743 | 0.0015 | 954.9242 | 0 | 954.9242 | 0 | 949.16 | 0.0017663 | 954.9242 | 0 | 709.2284 | 9.6497e-06 | 954.9242 | 0 | 954.9242 | 0 | 954.597 | -0.00266 | 1046.5008 | 0.00707 | 954.597 | -0.0063882 | 1046.8296 | 0 | 1046.5008 | 0.00728 | 940.1226 | 0
| 955.1667 | 0.00035891 | 954.8391 | -0.0002831 | 708.6009 | 0 | 955.1667 | 0.00010396 | 954.8391 | -0.0033154 | 944.692 | 0 | 954.8391 | 0.0026155 | 955.1668 | 0.0028868 | 940.3587 | 0 | 708.6009 | 0.00209 | 955.1668 | 0.00067719 | 955.1667 | 0.0021495 | 949.4 | 0.00017338 | 955.1668 | 0.0023086 | 709.3494 | 9.7317e-06 | 955.1668 | 0.0033438 | 955.1667 | 0.00030098 | 954.8391 | 0.00296 | 1046.6694 | 0.00926 | 954.8391 | -0.00091217 | 1046.9998 | 0 | 1046.6694 | 0.00702 | 940.3587 | 0
| 955.4094 | 0.00011069 | 955.0811 | -0.0010099 | 708.7275 | 0.00095371 | 955.4094 | 3.5866e-05 | 955.0811 | -0.00010856 | 944.9324 | 0 | 955.0811 | -0.0037633 | 955.4093 | 0 | 940.5948 | 0 | 708.7275 | 0.00283 | 955.4093 | 0 | 955.4094 | 0 | 949.64 | 0.00020589 | 955.4093 | 0 | 709.4703 | 1.0633e-05 | 955.4093 | 0 | 955.4094 | 0 | 955.0811 | -0.00389 | 1046.838 | 0.00601 | 955.0811 | -0.013376 | 1047.1701 | 0 | 1046.838 | 0.0073 | 940.5948 | 0
| 955.6519 | 0.00091441 | 955.3231 | -0.00052683 | 708.8541 | 0 | 955.6519 | -0.00020647 | 955.3231 | -0.0085952 | 945.1728 | 0 | 955.3231 | 0.002304 | 955.6519 | 0.00057986 | 940.8309 | 0 | 708.8541 | 0.00050157 | 955.6519 | 0.0032955 | 955.6519 | 0 | 949.88 | 0.00056349 | 955.6519 | 0.0013018 | 709.5912 | 1.061e-05 | 955.6519 | 0.0024573 | 955.6519 | 0.00036035 | 955.3231 | 0.00428 | 1047.0066 | 0.00691 | 955.3231 | 0.0068342 | 1047.3403 | 0 | 1047.0066 | 0.0072 | 940.8309 | 0
| 955.8945 | -0.00068923 | 955.5652 | -0.00017304 | 708.9808 | 0.00079764 | 955.8945 | -0.00021015 | 955.5652 | 0.0022878 | 945.4131 | 0 | 955.5652 | -0.003065 | 955.8945 | 0 | 941.067 | 0 | 708.9808 | 0.00176 | 955.8945 | 0 | 955.8945 | 0 | 950.12 | -0.00034676 | 955.8945 | 0 | 709.7122 | 1.0762e-05 | 955.8945 | 0 | 955.8945 | 0 | 955.5652 | -0.00394 | 1047.1751 | 0.00598 | 955.5652 | -0.0017072 | 1047.5105 | 1.0001e-05 | 1047.1751 | 0.00746 | 941.067 | 0
| 956.1371 | 0.00026888 | 955.8072 | 0.00070604 | 709.1074 | 0.00019118 | 956.1371 | -0.0008257 | 955.8072 | -0.0038244 | 945.6536 | 0 | 955.8072 | 0.0022783 | 956.1371 | 0.0018882 | 941.3032 | 0 | 709.1074 | 0.00075708 | 956.1371 | 0.0053464 | 956.1371 | 0.0015327 | 950.36 | -0.00044429 | 956.1371 | 0.0039201 | 709.8331 | 1.0762e-05 | 956.1371 | 0.0055168 | 956.1371 | 0.00029204 | 955.8072 | 0.00224 | 1047.3437 | 0.00833 | 955.8072 | 0.0027626 | 1047.6808 | 0 | 1047.3437 | 0.00712 | 941.3032 | 0
| 956.3797 | 0.00016108 | 956.0493 | -0.0005997 | 709.2341 | 0.00116 | 956.3797 | -0.00041998 | 956.0493 | 0.00037901 | 945.894 | 0 | 956.0493 | -0.0045583 | 956.3797 | 0 | 941.5393 | 0 | 709.2341 | 0.00255 | 956.3797 | 0 | 956.3797 | 0 | 950.61 | -0.0008344 | 956.3797 | 0 | 709.9541 | 1.0844e-05 | 956.3797 | 0 | 956.3797 | 0 | 956.0493 | -0.00397 | 1047.5123 | 0.00767 | 956.0493 | 0.00029116 | 1047.851 | 0 | 1047.5123 | 0.00721 | 941.5393 | 0
| 956.6223 | 0.00026482 | 956.2913 | 8.319e-06 | 709.3608 | 0 | 956.6223 | 4.2821e-05 | 956.2913 | -0.0024981 | 946.1344 | 0 | 956.2913 | 0.0032511 | 956.6223 | 0.0022091 | 941.7755 | 0 | 709.3608 | 4.7316e-05 | 956.6223 | 0.0037156 | 956.6223 | 0.0017699 | 950.85 | -0.00015171 | 956.6223 | 0.0017819 | 710.075 | 9.7082e-06 | 956.6223 | 0.005269 | 956.6223 | 0.00030359 | 956.2913 | 0.00474 | 1047.6808 | 0.00779 | 956.2913 | -0.00059488 | 1048.0212 | 0 | 1047.6808 | 0.00697 | 941.7754 | 0
| 956.8649 | -0.00059182 | 956.5334 | -0.00021368 | 709.4874 | 0.00057222 | 956.8649 | -0.0011785 | 956.5334 | 0.00089632 | 946.3748 | 0 | 956.5334 | -0.003442 | 956.8649 | 0 | 942.0116 | 0 | 709.4874 | 0.00298 | 956.8649 | 0 | 956.8649 | 0 | 951.09 | -0.0010945 | 956.8649 | 0 | 710.1959 | 1.1102e-05 | 956.8649 | 0 | 956.8649 | 0 | 956.5334 | -0.00304 | 1047.8494 | 0.00693 | 956.5334 | -0.0019327 | 1048.1915 | 0 | 1047.8494 | 0.00718 | 942.0116 | 0
| 957.1075 | 0.00051159 | 956.7755 | 0.0014566 | 709.6141 | 0 | 957.1075 | -0.000415 | 956.7755 | -0.0035354 | 946.6153 | 0 | 956.7755 | 0.0027861 | 957.1075 | 0.0038263 | 942.2477 | 0 | 709.6141 | 0 | 957.1075 | 0.0041593 | 957.1075 | 0.0049744 | 951.33 | -0.001192 | 957.1075 | 0.0065199 | 710.3169 | 1.0879e-05 | 957.1075 | 0.0040488 | 957.1075 | 0.00049967 | 956.7755 | 0.00577 | 1048.018 | 0.00955 | 956.7755 | 0.0028918 | 1048.3617 | 0 | 1048.018 | 0.00693 | 942.2477 | 0
| 957.3501 | -0.00015952 | 957.0175 | -0.00045181 | 709.7409 | 0.00041617 | 957.3501 | -0.00046284 | 957.0175 | 0.00063409 | 946.8557 | 0 | 957.0175 | -0.0030772 | 957.3501 | 0 | 942.4839 | 0 | 709.7409 | 0.00019395 | 957.3501 | 0 | 957.3501 | 0 | 951.57 | 0.00036844 | 957.3501 | 0 | 710.4378 | 1.1149e-05 | 957.3501 | 0 | 957.3501 | 0 | 957.0175 | -0.00316 | 1048.1865 | 0.00717 | 957.0175 | -0.0016105 | 1048.532 | 0 | 1048.1865 | 0.00706 | 942.4839 | 0
| 957.5927 | 0.00044458 | 957.2596 | -0.00052296 | 709.8676 | 0 | 957.5927 | 0.00013144 | 957.2596 | -0.003132 | 947.0961 | 0 | 957.2596 | 0.0016751 | 957.5927 | 0.0010826 | 942.72 | 0 | 709.8676 | 0.00101 | 957.5927 | 0.0023708 | 957.5927 | 0.0011411 | 951.81 | -5.4182e-05 | 957.5927 | 0.0001472 | 710.5588 | 9.6497e-06 | 957.5927 | 0.0040257 | 957.5927 | 0.00044344 | 957.2596 | 0.00192 | 1048.3551 | 0.00849 | 957.2596 | 0.0023274 | 1048.7022 | 0 | 1048.3551 | 0.00689 | 942.72 | 0
| 957.8354 | -0.00031908 | 957.5017 | -0.0010156 | 709.9943 | 0.00128 | 957.8354 | -0.00052851 | 957.5017 | 0.0013394 | 947.3366 | 0 | 957.5017 | -0.0034603 | 957.8354 | 0 | 942.9562 | 0 | 709.9943 | 0.00070485 | 957.8354 | 0 | 957.8354 | 0 | 952.06 | -0.0024923 | 957.8354 | 0 | 710.6797 | 9.7668e-06 | 957.8354 | 0 | 957.8354 | 0 | 957.5017 | -0.00525 | 1048.5237 | 0.00691 | 957.5017 | -0.0014451 | 1048.8725 | 0 | 1048.5237 | 0.00722 | 942.9562 | 0
| 958.078 | 0.000208 | 957.7438 | -0.00061504 | 710.121 | 0 | 958.078 | 0.00030696 | 957.7438 | -0.0069716 | 947.5771 | 0 | 957.7438 | 0.001944 | 958.078 | 0.003649 | 943.1924 | 0 | 710.121 | 0.0026 | 958.078 | 0.00037054 | 958.078 | 6.223e-05 | 952.3 | 0.00043346 | 958.078 | 0.0042595 | 710.8007 | 1.02e-05 | 958.078 | 0.0032337 | 958.078 | 0.00029345 | 957.7438 | 0.00218 | 1048.6922 | 0.00744 | 957.7438 | 0.0022313 | 1049.0427 | 6.6672e-06 | 1048.6922 | 0.00707 | 943.1924 | 0
| 958.3207 | -0.00050861 | 957.9859 | -0.0010809 | 710.2478 | 0.00084967 | 958.3207 | -0.00066491 | 957.9859 | 0.0018294 | 947.8176 | 0 | 957.9859 | -0.003772 | 958.3207 | 0 | 943.4286 | 0 | 710.2478 | 0.00067647 | 958.3207 | 0 | 958.3207 | 0 | 952.54 | -0.00041178 | 958.3207 | 0 | 710.9216 | 1.0305e-05 | 958.3207 | 0 | 958.3207 | 0 | 957.9859 | -0.00539 | 1048.8608 | 0.00679 | 957.9859 | -0.008011 | 1049.2129 | 0 | 1048.8608 | 0.00728 | 943.4286 | 0
| 958.5633 | 0.00046953 | 958.228 | 0.00013289 | 710.3745 | 0 | 958.5633 | 0.00019025 | 958.228 | -0.003768 | 948.058 | 0 | 958.228 | 0.0014494 | 958.5633 | 0.0027312 | 943.6648 | 0 | 710.3745 | 0.00269 | 958.5633 | 0.0025268 | 958.5633 | 0.0015227 | 952.78 | 0.0028717 | 958.5633 | 0.0042125 | 711.0426 | 9.7668e-06 | 958.5633 | 0.0038185 | 958.5633 | 0.00024595 | 958.228 | 0.0003923 | 1049.0294 | 0.00703 | 958.228 | 0.0086163 | 1049.3832 | 0 | 1049.0294 | 0.00698 | 943.6648 | 0
| 958.806 | 9.8691e-05 | 958.4701 | 5.995e-05 | 710.5013 | 0.00158 | 958.806 | -0.00066029 | 958.4701 | -0.0014616 | 948.2985 | 0 | 958.4701 | -0.0036774 | 958.806 | 0 | 943.901 | 0 | 710.5013 | 0.0011 | 958.806 | 0 | 958.806 | 0 | 953.02 | 0.00062851 | 958.806 | 0 | 711.1635 | 8.8065e-06 | 958.806 | 0 | 958.806 | 0 | 958.4701 | -0.00301 | 1049.1979 | 0.0077 | 958.4701 | -0.0061904 | 1049.5534 | 0 | 1049.1979 | 0.00721 | 943.901 | 0
| 959.0486 | 0.00080139 | 958.7122 | 0.00061735 | 710.6281 | 0 | 959.0486 | -0.00015295 | 958.7122 | -0.0080294 | 948.539 | 0 | 958.7122 | 0.0023183 | 959.0486 | 0.002397 | 944.1371 | 0 | 710.6281 | 0.00072869 | 959.0486 | 0.0026511 | 959.0486 | 0.0033116 | 953.26 | 0.00043346 | 959.0486 | 0.0034746 | 711.2844 | 8.3498e-06 | 959.0486 | 0.0035218 | 959.0486 | 0.00044503 | 958.7122 | 0.00421 | 1049.3665 | 0.00784 | 958.7122 | 0.0043214 | 1049.7237 | 0 | 1049.3665 | 0.00701 | 944.1372 | 0
| 959.2913 | -0.00083559 | 958.9543 | -0.00094481 | 710.7549 | 0.00093636 | 959.2913 | 3.7859e-05 | 958.9543 | 0.0022567 | 948.7795 | 0 | 958.9543 | -0.0034381 | 959.2913 | 0 | 944.3734 | 0 | 710.7549 | 0.00215 | 959.2913 | 0 | 959.2913 | 0 | 953.51 | -0.00047681 | 959.2913 | 0 | 711.4054 | 8.947e-06 | 959.2913 | 0 | 959.2913 | 0 | 958.9543 | -0.00292 | 1049.535 | 0.00638 | 958.9543 | -0.0078371 | 1049.8939 | 0 | 1049.535 | 0.00732 | 944.3733 | 0
| 959.534 | 0.00044118 | 959.1964 | 0.00027042 | 710.8817 | 0 | 959.534 | -0.00014573 | 959.1964 | -0.0032154 | 949.02 | 0 | 959.1964 | 0.0020717 | 959.534 | 0.004767 | 944.6096 | 0 | 710.8817 | 0.00178 | 959.534 | 0.0018738 | 959.534 | 0.0025481 | 953.75 | -0.00034676 | 959.534 | 0.0036738 | 711.5263 | 9.8722e-06 | 959.534 | 0.0044932 | 959.534 | 0.00039095 | 959.1964 | 0.00312 | 1049.7036 | 0.00863 | 959.1964 | 0.00040506 | 1050.0642 | 0 | 1049.7036 | 0.00698 | 944.6096 | 0
| 959.7767 | -0.00022715 | 959.4386 | 4.1806e-05 | 711.0085 | 0.00088435 | 959.7767 | -0.00083149 | 959.4386 | -0.00065151 | 949.2605 | 0 | 959.4386 | -0.0027883 | 959.7767 | 0 | 944.8458 | 0 | 711.0085 | 0 | 959.7767 | 0 | 959.7767 | 0 | 953.99 | 0.00062851 | 959.7767 | 0 | 711.6473 | 1.1149e-05 | 959.7767 | 0 | 959.7767 | 0 | 959.4386 | -0.00283 | 1049.8722 | 0.00795 | 959.4386 | -0.0080477 | 1050.2345 | 0 | 1049.8722 | 0.00709 | 944.8458 | 0
| 960.0193 | 0.000924 | 959.6807 | 0.00032354 | 711.1354 | 0 | 960.0193 | -6.2357e-05 | 959.6807 | -0.003898 | 949.501 | 0 | 959.6807 | 0.0027624 | 960.0194 | 0.0021187 | 945.082 | 0 | 711.1354 | 0.00021766 | 960.0194 | 0.0063896 | 960.0193 | 0.0035163 | 954.23 | -0.0001192 | 960.0194 | 0.0030126 | 711.7682 | 1.1582e-05 | 960.0194 | 0.003929 | 960.0194 | 0.00042876 | 959.6807 | 0.00461 | 1050.0407 | 0.00839 | 959.6807 | 0.0080434 | 1050.4047 | 0 | 1050.0407 | 0.00691 | 945.082 | 0
| 960.2621 | -0.00023738 | 959.9228 | -0.00012839 | 711.2622 | 0.00277 | 960.2621 | -0.00034132 | 959.9228 | 0.0031132 | 949.7416 | 0 | 959.9228 | -0.0036698 | 960.2621 | 0 | 945.3182 | 0 | 711.2622 | 0.00176 | 960.2621 | 0 | 960.2621 | 0 | 954.47 | 0.00017338 | 960.2621 | 0 | 711.8892 | 1.1699e-05 | 960.2621 | 0 | 960.2621 | 0 | 959.9228 | -0.00261 | 1050.2093 | 0.00512 | 959.9228 | -0.0032755 | 1050.575 | 0 | 1050.2093 | 0.00724 | 945.3182 | 0
| 960.5048 | -0.00014789 | 960.165 | -0.00030684 | 711.3891 | 0 | 960.5048 | 6.8093e-05 | 960.165 | -0.004024 | 949.9821 | 0 | 960.165 | 0.0015077 | 960.5048 | 0.0041468 | 945.5545 | 0 | 711.3891 | 0.00132 | 960.5048 | 0.0017415 | 960.5048 | 0.00062596 | 954.71 | 0.0019614 | 960.5048 | 0.0048038 | 712.0102 | 9.4623e-06 | 960.5048 | 0.0080048 | 960.5048 | 3.7804e-05 | 960.165 | 5.1035e-05 | 1050.3779 | 0.00979 | 960.165 | -0.0069317 | 1050.7452 | 0 | 1050.3779 | 0.00705 | 945.5545 | 0
| 960.7475 | -0.00077001 | 960.4071 | -0.0020011 | 711.5159 | 0.00032946 | 960.7475 | -0.00017392 | 960.4071 | 0.0032654 | 950.2226 | 0 | 960.4071 | -0.0043107 | 960.7475 | 0 | 945.7908 | 0 | 711.5159 | 0.00136 | 960.7475 | 0 | 960.7475 | 0 | 954.96 | -0.002915 | 960.7475 | 0 | 712.1311 | 8.9939e-06 | 960.7475 | 0 | 960.7475 | 0 | 960.4071 | -0.00476 | 1050.5464 | 0.0057 | 960.4071 | 0.0031613 | 1050.9155 | 1.0001e-05 | 1050.5464 | 0.00715 | 945.7908 | 0
| 960.9902 | 0.00051482 | 960.6493 | 0.00011928 | 711.6428 | 0 | 960.9902 | -3.1466e-05 | 960.6493 | -0.0042357 | 950.4632 | 0 | 960.6493 | 0.0018676 | 960.9902 | 0.0039832 | 946.027 | 0 | 711.6428 | 0.00124 | 960.9902 | 0.0017886 | 960.9902 | 0.0020975 | 955.2 | 0.00040094 | 960.9902 | 0.0011807 | 712.2521 | 7.7994e-06 | 960.9902 | 0.0035792 | 960.9902 | 0.00030101 | 960.6493 | 0.00252 | 1050.715 | 0.00921 | 960.6493 | 0.015503 | 1051.0858 | 0 | 1050.715 | 0.00694 | 946.027 | 0
| 961.2329 | -0.00086545 | 960.8914 | -0.001093 | 711.7697 | 0.00172 | 961.2329 | -0.00054546 | 960.8914 | 0.0017696 | 950.7037 | 0 | 960.8914 | -0.0036568 | 961.2329 | 0 | 946.2632 | 0 | 711.7697 | 0.00193 | 961.2329 | 0 | 961.2329 | 0 | 955.44 | 0.00069354 | 961.2329 | 0 | 712.373 | 8.4552e-06 | 961.2329 | 0 | 961.2329 | 0 | 960.8914 | -0.00272 | 1050.8835 | 0.00819 | 960.8914 | 0.0010513 | 1051.256 | 0 | 1050.8835 | 0.0073 | 946.2632 | 0
| 961.4756 | 0.00096828 | 961.1336 | 0.00078432 | 711.8966 | 0 | 961.4756 | -0.00047654 | 961.1336 | -0.0069514 | 950.9443 | 0 | 961.1336 | 0.0022004 | 961.4757 | 0.0012901 | 946.4995 | 0 | 711.8966 | 0.00118 | 961.4757 | 0.0019823 | 961.4756 | 0.0025846 | 955.68 | -0.0017121 | 961.4757 | 0.0051418 | 712.494 | 8.1858e-06 | 961.4757 | 0.0021886 | 961.4756 | 0.00013236 | 961.1336 | 0.00373 | 1051.0521 | 0.00928 | 961.1336 | 0.0029983 | 1051.4263 | 0 | 1051.0521 | 0.00716 | 946.4995 | 0
| 961.7184 | -0.00043042 | 961.3758 | -0.00022817 | 712.0235 | 0.00084967 | 961.7184 | -0.00060778 | 961.3758 | -0.00025217 | 951.1849 | 0 | 961.3758 | -0.0037824 | 961.7184 | 0 | 946.7358 | 0 | 712.0235 | 0.0019 | 961.7184 | 0 | 961.7184 | 0 | 955.92 | -0.0022648 | 961.7184 | 0 | 712.615 | 9.2632e-06 | 961.7184 | 0 | 961.7184 | 0 | 961.3758 | -0.00169 | 1051.2207 | 0.00589 | 961.3758 | -0.005077 | 1051.5966 | 0 | 1051.2207 | 0.00753 | 946.7358 | 0
| 961.9612 | 0.00085496 | 961.618 | 9.0955e-05 | 712.1504 | 0 | 961.9612 | -0.00079568 | 961.618 | -0.0053112 | 951.4254 | 0 | 961.618 | 0.0019437 | 961.9612 | 0.0043331 | 946.972 | 0 | 712.1504 | 0.00052996 | 961.9612 | 0.004351 | 961.9612 | 0.0014456 | 956.16 | -0.0025575 | 961.9612 | 0.00053851 | 712.7359 | 1.0493e-05 | 961.9612 | 0.0029208 | 961.9612 | 0.00028821 | 961.618 | 0.00178 | 1051.3892 | 0.00919 | 961.618 | 0.0090228 | 1051.7668 | 0 | 1051.3892 | 0.00741 | 946.972 | 0
| 962.2039 | -0.00097867 | 961.8601 | -0.0007236 | 712.2773 | 0.00125 | 962.2039 | -0.00076719 | 961.8601 | 0.0013753 | 951.666 | 0 | 961.8601 | -0.0041668 | 962.2039 | 0 | 947.2083 | 0 | 712.2773 | 0.00195 | 962.2039 | 0 | 962.2039 | 0 | 956.41 | -0.0018747 | 962.2039 | 0 | 712.8569 | 1.0598e-05 | 962.2039 | 0 | 962.2039 | 0 | 961.8601 | -0.00191 | 1051.5578 | 0.00563 | 961.8601 | -0.00083156 | 1051.9371 | 3.0002e-05 | 1051.5578 | 0.00766 | 947.2083 | 0
| 962.4467 | 0.00028807 | 962.1023 | 0.00063251 | 712.4043 | 0 | 962.4467 | 0.00020774 | 962.1023 | -0.0044489 | 951.9066 | 0 | 962.1023 | 0.0024144 | 962.4467 | 0.0052902 | 947.4446 | 0 | 712.4043 | 0.00124 | 962.4467 | 0.0065706 | 962.4467 | 0.0022412 | 956.65 | 0.0002384 | 962.4467 | 0.0030851 | 712.9778 | 1.02e-05 | 962.4467 | 0.0037156 | 962.4467 | 0.00024003 | 962.1023 | 0.00418 | 1051.7263 | 0.00928 | 962.1023 | 0.0026473 | 1052.1074 | 0 | 1051.7263 | 0.00722 | 947.4446 | 0
| 962.6895 | 9.6466e-05 | 962.3445 | -0.0010741 | 712.5312 | 0.00039883 | 962.6895 | -0.00035876 | 962.3445 | -0.0024713 | 952.1472 | 0 | 962.3445 | -0.0040866 | 962.6894 | 0 | 947.6809 | 0 | 712.5312 | 0.00204 | 962.6894 | 0 | 962.6895 | 0 | 956.89 | -0.00034676 | 962.6894 | 0 | 713.0988 | 9.7317e-06 | 962.6894 | 0 | 962.6894 | 0 | 962.3445 | -0.00519 | 1051.8949 | 0.00621 | 962.3445 | -0.0014237 | 1052.2777 | 0 | 1051.8949 | 0.00732 | 947.6809 | 0
| 962.9322 | 0.00063856 | 962.5867 | 0.0014846 | 712.6582 | 0 | 962.9322 | 0.00049691 | 962.5867 | -0.0064512 | 952.3878 | 0 | 962.5867 | 0.0019014 | 962.9322 | 0.0068231 | 947.9172 | 0 | 712.6582 | 0.0013 | 962.9322 | 0.0054599 | 962.9322 | 0.0034254 | 957.13 | 0.0025791 | 962.9322 | 0.0044026 | 713.2198 | 9.7082e-06 | 962.9322 | 0.0056319 | 962.9322 | 0.00046984 | 962.5867 | 0.00565 | 1052.0635 | 0.00698 | 962.5867 | 0.0067881 | 1052.4479 | 0 | 1052.0635 | 0.00698 | 947.9172 | 0
| 963.175 | -8.6373e-05 | 962.8289 | 7.2794e-06 | 712.7852 | 0.00093636 | 963.175 | 0.00031107 | 962.8289 | -0.00057364 | 952.6284 | 0 | 962.8289 | -0.0036167 | 963.175 | 0 | 948.1535 | 0 | 712.7852 | 0.00127 | 963.175 | 0 | 963.175 | 0 | 957.37 | 0.00066102 | 963.175 | 0 | 713.3407 | 9.6497e-06 | 963.175 | 0 | 963.175 | 0 | 962.8289 | -0.00074458 | 1052.232 | 0.0096 | 962.8289 | -0.0023344 | 1052.6182 | 1.0001e-05 | 1052.232 | 0.00739 | 948.1535 | 0
| 963.4178 | 2.6061e-05 | 963.0711 | -0.0001583 | 712.9122 | 0 | 963.4178 | -0.00034925 | 963.0711 | -0.0036766 | 952.869 | 0 | 963.0711 | 0.0012715 | 963.4178 | 0.0039673 | 948.3898 | 0 | 712.9122 | 0.00107 | 963.4178 | 0.0037332 | 963.4178 | 0.002774 | 957.62 | 0.0017663 | 963.4178 | 0.00097976 | 713.4617 | 1.0423e-05 | 963.4178 | 0.002166 | 963.4178 | 0.00035468 | 963.0711 | 0.00444 | 1052.4006 | 0.00724 | 963.0711 | -0.0012457 | 1052.7885 | 0 | 1052.4006 | 0.00714 | 948.3898 | 0
| 963.6606 | -6.046e-05 | 963.3133 | -0.0011505 | 713.0392 | 0.0016 | 963.6606 | -0.001135 | 963.3133 | -0.00097188 | 953.1097 | 0 | 963.3133 | -0.0039845 | 963.6606 | 0 | 948.6262 | 0 | 713.0392 | 0.00124 | 963.6606 | 0 | 963.6606 | 0 | 957.86 | 0.00066102 | 963.6606 | 0 | 713.5827 | 1.0469e-05 | 963.6606 | 0 | 963.6606 | 0 | 963.3133 | -0.00403 | 1052.5691 | 0.00635 | 963.3133 | -0.0019156 | 1052.9588 | 0 | 1052.5691 | 0.00748 | 948.6262 | 0
| 963.9034 | -0.00023636 | 963.5556 | 0.00042696 | 713.1662 | 0 | 963.9034 | 0.00023052 | 963.5556 | -0.0072099 | 953.3503 | 0 | 963.5556 | 0.0019453 | 963.9034 | 0.0031708 | 948.8625 | 0 | 713.1662 | 0.00203 | 963.9034 | 0.0039688 | 963.9034 | 0.0031048 | 958.1 | 0.0014088 | 963.9034 | 0.0022377 | 713.7037 | 1.0341e-05 | 963.9034 | 0.0053293 | 963.9034 | 0.00029124 | 963.5556 | 0.00112 | 1052.7377 | 0.00747 | 963.5556 | -0.0023889 | 1053.1291 | 0 | 1052.7377 | 0.00728 | 948.8625 | 0
| 964.1462 | -0.00011124 | 963.7978 | -0.00031296 | 713.2932 | 0.00116 | 964.1462 | -0.0011392 | 963.7978 | 0.0020875 | 953.5909 | 0 | 963.7978 | -0.0037344 | 964.1462 | 0 | 949.0988 | 0 | 713.2932 | 0 | 964.1462 | 0 | 964.1462 | 0 | 958.34 | -0.0014846 | 964.1462 | 0 | 713.8246 | 9.2398e-06 | 964.1462 | 0 | 964.1462 | 0 | 963.7978 | -0.00176 | 1052.9062 | 0.01071 | 963.7978 | -0.0026902 | 1053.2994 | 0 | 1052.9062 | 0.0075 | 949.0988 | 0
| 964.389 | 0.0007901 | 964.04 | -0.0005261 | 713.4202 | 0 | 964.389 | -0.0001077 | 964.04 | -0.0026009 | 953.8315 | 0 | 964.04 | 0.0013624 | 964.389 | 0.0021371 | 949.3351 | 0 | 713.4202 | 0.00147 | 964.389 | 0.0013053 | 964.389 | 0.0015296 | 958.58 | -0.00018422 | 964.389 | 0.0017448 | 713.9456 | 9.2749e-06 | 964.389 | 0.0022316 | 964.389 | 0.00033103 | 964.04 | 0.00173 | 1053.0748 | 0.00877 | 964.04 | 0.001335 | 1053.4696 | 6.6672e-06 | 1053.0748 | 0.00723 | 949.3351 | 0
| 964.6318 | 0.00036137 | 964.2822 | -0.00051428 | 713.5473 | 0.00172 | 964.6318 | -0.00083463 | 964.2822 | 0.00085277 | 954.0722 | 0 | 964.2822 | -0.0036852 | 964.6318 | 0 | 949.5715 | 0 | 713.5473 | 0.00093192 | 964.6318 | 0 | 964.6318 | 0 | 958.82 | -0.0013871 | 964.6318 | 0 | 714.0666 | 9.5209e-06 | 964.6318 | 0 | 964.6318 | 0 | 964.2822 | -0.0044 | 1053.2434 | 0.00955 | 964.2822 | -0.0036152 | 1053.6399 | 0 | 1053.2434 | 0.00743 | 949.5715 | 0
| 964.8746 | 1.8199e-05 | 964.5245 | -0.00029348 | 713.6743 | 0 | 964.8746 | 2.3602e-05 | 964.5245 | -0.0067758 | 954.3129 | 0 | 964.5245 | 0.0016915 | 964.8746 | 0.002549 | 949.8078 | 0 | 713.6743 | 0.00061512 | 964.8746 | 0.0028637 | 964.8746 | 0.00143 | 959.07 | -0.0011595 | 964.8746 | 0.0018674 | 714.1875 | 1.0247e-05 | 964.8746 | 0.0026147 | 964.8746 | 0.00028481 | 964.5245 | 0.00395 | 1053.4119 | 0.00712 | 964.5245 | -0.0013663 | 1053.8102 | 0 | 1053.4119 | 0.00721 | 949.8078 | 0
| 965.1174 | -0.00021991 | 964.7667 | -0.00019482 | 713.8014 | 0.00134 | 965.1174 | -0.0011674 | 964.7667 | -0.0014806 | 954.5535 | 0 | 964.7667 | -0.0037189 | 965.1175 | 0 | 950.0441 | 0 | 713.8014 | 0.00053456 | 965.1175 | 0 | 965.1174 | 0 | 959.31 | 0.0002384 | 965.1175 | 0 | 714.3085 | 1.1699e-05 | 965.1175 | 0 | 965.1174 | 0 | 964.7667 | -0.00316 | 1053.5805 | 0.00577 | 964.7667 | -0.0016282 | 1053.9805 | 3.0002e-05 | 1053.5805 | 0.00749 | 950.0441 | 0
| 965.3603 | 0.00089318 | 965.009 | -9.4578e-05 | 713.9285 | 0 | 965.3603 | 8.5188e-05 | 965.009 | -0.005491 | 954.7943 | 0 | 965.009 | 0.0014276 | 965.3603 | 0.001837 | 950.2805 | 0 | 713.9285 | 0.00132 | 965.3603 | 0 | 965.3603 | 0.0011683 | 959.55 | 0.00056349 | 965.3603 | 0.0020882 | 714.4295 | 1.0013e-05 | 965.3603 | 0.0025028 | 965.3603 | 0.00031116 | 965.009 | 0.00066324 | 1053.749 | 0.00642 | 965.009 | 0.0015125 | 1054.1508 | 0 | 1053.749 | 0.00735 | 950.2805 | 0
| 965.6031 | -0.0005634 | 965.2512 | -0.00021628 | 714.0556 | 0.00032946 | 965.6031 | -0.00097526 | 965.2512 | 0.0041307 | 955.0349 | 0 | 965.2512 | -0.0042075 | 965.6031 | 0 | 950.5169 | 0 | 714.0556 | 0.00122 | 965.6031 | 0 | 965.6031 | 0 | 959.79 | 0.0020264 | 965.6031 | 0 | 714.5505 | 9.7082e-06 | 965.6031 | 0 | 965.6032 | 0 | 965.2512 | -0.00295 | 1053.9176 | 0.00872 | 965.2512 | -0.0043957 | 1054.3211 | 0 | 1053.9176 | 0.00761 | 950.5169 | 0
| 965.846 | 6.3931e-06 | 965.4935 | -0.00033 | 714.1826 | 0 | 965.846 | -0.00013556 | 965.4935 | -0.0037944 | 955.2756 | 0 | 965.4935 | 0.0021122 | 965.846 | 0.0026066 | 950.7532 | 0 | 714.1826 | 0 | 965.846 | 0.001168 | 965.846 | 0.0017725 | 960.03 | 0.00027091 | 965.846 | 0.00030939 | 714.6715 | 8.8534e-06 | 965.846 | 0.0028687 | 965.846 | 0.00048447 | 965.4935 | 0.00045554 | 1054.0861 | 0.00781 | 965.4935 | 0.0049847 | 1054.4914 | 0 | 1054.0861 | 0.00735 | 950.7532 | 0
| 966.0889 | -0.00028096 | 965.7358 | -0.0012086 | 714.3098 | 0.00184 | 966.0889 | -0.00062852 | 965.7358 | 0.00078545 | 955.5163 | 0 | 965.7358 | -0.0040217 | 966.0888 | 0 | 950.9896 | 0 | 714.3098 | 0.00016557 | 966.0888 | 0 | 966.0889 | 0 | 960.28 | -0.00285 | 966.0888 | 0 | 714.7924 | 1.102e-05 | 966.0888 | 0 | 966.0889 | 0 | 965.7358 | -0.00419 | 1054.2547 | 0.00826 | 965.7358 | -0.010176 | 1054.6617 | 0 | 1054.2547 | 0.00755 | 950.9896 | 0
| 966.3317 | 0.0010491 | 965.978 | 0.00011725 | 714.4369 | 0 | 966.3317 | 0.00082518 | 965.978 | -0.0060109 | 955.757 | 0 | 965.978 | 0.001871 | 966.3317 | 0.0045413 | 951.226 | 0 | 714.4369 | 0.00138 | 966.3317 | 0.0010834 | 966.3317 | 0.0017903 | 960.52 | -0.0014521 | 966.3317 | 0.0012483 | 714.9134 | 1.068e-05 | 966.3317 | 0.0045542 | 966.3317 | 0.00021242 | 965.978 | 0.0033 | 1054.4232 | 0.00649 | 965.978 | 0.0032595 | 1054.832 | 0 | 1054.4232 | 0.00735 | 951.226 | 0
| 966.5746 | -0.00086593 | 966.2203 | -0.0014218 | 714.564 | 0 | 966.5746 | -0.00065485 | 966.2203 | -0.00071959 | 955.9977 | 0 | 966.2203 | -0.0043785 | 966.5746 | 0 | 951.4624 | 0 | 714.564 | 0 | 966.5746 | 0 | 966.5746 | 0 | 960.76 | -0.0022973 | 966.5746 | 0 | 715.0344 | 1.1149e-05 | 966.5746 | 0 | 966.5746 | 0 | 966.2203 | -0.0036 | 1054.5918 | 0.00707 | 966.2203 | -0.011389 | 1055.0023 | 0 | 1054.5918 | 0.00751 | 951.4624 | 0
| 966.8174 | 0.0012396 | 966.4626 | -9.7619e-05 | 714.6911 | 0 | 966.8174 | 0.00058388 | 966.4626 | -0.0041833 | 956.2384 | 0 | 966.4626 | 0.0023649 | 966.8175 | 0.0015762 | 951.6988 | 0 | 714.6911 | 0.0011 | 966.8175 | 0.006089 | 966.8174 | 0.0008296 | 961 | 0.00082357 | 966.8175 | 0.0039047 | 715.1554 | 1.205e-05 | 966.8175 | 0.0033639 | 966.8174 | 0.00042182 | 966.4626 | 0.00194 | 1054.7603 | 0.00867 | 966.4626 | 0.0092045 | 1055.1726 | 0 | 1054.7603 | 0.00702 | 951.6988 | 0
| 967.0604 | -0.00071932 | 966.7049 | -0.00099477 | 714.8183 | 0.00081498 | 967.0604 | -0.00051439 | 966.7049 | 0.0018192 | 956.4791 | 0 | 966.7049 | -0.0039603 | 967.0603 | 0 | 951.9352 | 0 | 714.8183 | 0.00246 | 967.0603 | 0 | 967.0604 | 0 | 961.24 | -0.0032725 | 967.0603 | 0 | 715.2764 | 1.191e-05 | 967.0603 | 0 | 967.0604 | 0 | 966.7049 | -0.003 | 1054.9289 | 0.00615 | 966.7049 | -0.0045122 | 1055.3429 | 0 | 1054.9289 | 0.00729 | 951.9352 | 0
| 967.3032 | 0.0014221 | 966.9472 | 6.6047e-06 | 714.9455 | 0 | 967.3032 | -0.00036996 | 966.9472 | -0.0046153 | 956.7198 | 0 | 966.9472 | 0.002365 | 967.3032 | 0.0036806 | 952.1716 | 0 | 714.9455 | 0.00055835 | 967.3032 | 0.0025499 | 967.3032 | 0.0020184 | 961.48 | 0.0010186 | 967.3032 | 0.0033959 | 715.3973 | 1.0411e-05 | 967.3032 | 0.0027271 | 967.3032 | 0.00036615 | 966.9472 | 0.00288 | 1055.0974 | 0.00944 | 966.9472 | 0.0007417 | 1055.5132 | 0 | 1055.0974 | 0.00695 | 952.1716 | 0
| 967.5461 | -2.24e-05 | 967.1895 | -0.00039403 | 715.0726 | 0.00093636 | 967.5461 | -0.0008716 | 967.1895 | -4.2152e-07 | 956.9606 | 0 | 967.1895 | -0.0039635 | 967.5461 | 0 | 952.408 | 0 | 715.0726 | 0.00119 | 967.5461 | 0 | 967.5461 | 0 | 961.73 | -0.00096444 | 967.5461 | 0 | 715.5183 | 9.9542e-06 | 967.5461 | 0 | 967.5461 | 0 | 967.1895 | -0.00249 | 1055.266 | 0.00675 | 967.1895 | -2.7707e-05 | 1055.6835 | 0 | 1055.266 | 0.0073 | 952.408 | 0
| 967.7891 | 0.0002797 | 967.4318 | 0.0007657 | 715.1998 | 0 | 967.7891 | -0.00024906 | 967.4318 | -0.0043928 | 957.2014 | 0 | 967.4318 | 0.0026357 | 967.789 | 0.0033301 | 952.6444 | 0 | 715.1998 | 0.0013 | 967.789 | 0.0060929 | 967.7891 | 0.0022948 | 961.97 | 0.0015387 | 967.789 | 0.005738 | 715.6393 | 9.5209e-06 | 967.789 | 0.0035141 | 967.7891 | 0.00039855 | 967.4318 | 0.00721 | 1055.4345 | 0.00715 | 967.4318 | 0.0083249 | 1055.8538 | 0 | 1055.4345 | 0.00695 | 952.6444 | 0
| 968.0319 | -0.0011952 | 967.6741 | -0.0013598 | 715.327 | 0.00177 | 968.0319 | -0.00022544 | 967.6741 | -0.0025536 | 957.4421 | 0 | 967.6741 | -0.0036026 | 968.0319 | 0 | 952.8809 | 0 | 715.327 | 0.00204 | 968.0319 | 0 | 968.0319 | 0 | 962.21 | -5.4182e-05 | 968.0319 | 0 | 715.7603 | 1.1746e-05 | 968.0319 | 0 | 968.0319 | 0 | 967.6741 | -0.00309 | 1055.6031 | 0.0103 | 967.6741 | -0.0012953 | 1056.0241 | 0 | 1055.6031 | 0.00733 | 952.8809 | 0
| 968.2748 | -2.1033e-06 | 967.9164 | -1.7792e-05 | 715.4543 | 0 | 968.2748 | -0.0001164 | 967.9164 | -0.0053644 | 957.6829 | 0 | 967.9164 | 0.0014943 | 968.2749 | 0.0019645 | 953.1172 | 0 | 715.4543 | 0.00209 | 968.2749 | 0.0010315 | 968.2748 | 0.00090424 | 962.45 | 0.00043346 | 968.2749 | 0.0032361 | 715.8813 | 1.0118e-05 | 968.2749 | 0.0048487 | 968.2748 | 0.0002575 | 967.9164 | 0.00059049 | 1055.7716 | 0.01006 | 967.9164 | 9.7496e-05 | 1056.1944 | 0 | 1055.7716 | 0.00713 | 953.1173 | 0
| 968.5178 | 0.00016291 | 968.1587 | 6.738e-05 | 715.5815 | 0.00224 | 968.5178 | -0.00053163 | 968.1587 | -0.00044669 | 957.9236 | 0 | 968.1587 | -0.0042201 | 968.5178 | 0 | 953.3537 | 0 | 715.5815 | 0.00113 | 968.5178 | 0 | 968.5178 | 0 | 962.69 | 0.0013112 | 968.5178 | 0 | 716.0023 | 1.1395e-05 | 968.5178 | 0 | 968.5178 | 0 | 968.1587 | -0.00259 | 1055.9402 | 0.00559 | 968.1587 | -0.0021738 | 1056.3647 | 1.0001e-05 | 1055.9402 | 0.00747 | 953.3537 | 0
| 968.7607 | 0.00069079 | 968.401 | -3.1048e-05 | 715.7087 | 0 | 968.7607 | 0.00020999 | 968.401 | -0.0073356 | 958.1644 | 0 | 968.401 | 0.0027967 | 968.7607 | 0.0019851 | 953.5901 | 0 | 715.7087 | 0.00101 | 968.7607 | 0.0018184 | 968.7607 | 0.00077455 | 962.94 | -0.00047681 | 968.7607 | 0 | 716.1233 | 8.8299e-06 | 968.7607 | 0.0055814 | 968.7607 | 0.00040273 | 968.401 | 0.00378 | 1056.1087 | 0.00949 | 968.401 | 0.0013331 | 1056.535 | 0 | 1056.1087 | 0.00722 | 953.5901 | 0
| 969.0037 | -0.00016095 | 968.6434 | -0.00085417 | 715.836 | 0.00146 | 969.0037 | -0.00047893 | 968.6434 | 0.0020071 | 958.4052 | 0 | 968.6434 | -0.0046823 | 969.0036 | 0 | 953.8266 | 0 | 715.836 | 0.00070485 | 969.0036 | 0 | 969.0037 | 0 | 963.18 | 0.0019289 | 969.0036 | 0 | 716.2443 | 1.006e-05 | 969.0036 | 0 | 969.0037 | 0 | 968.6434 | -0.0024 | 1056.2773 | 0.00605 | 968.6434 | -0.00062537 | 1056.7053 | 0 | 1056.2773 | 0.00749 | 953.8266 | 0
| 969.2466 | 0.00013138 | 968.8857 | 0.00055277 | 715.9632 | 0 | 969.2466 | -1.3707e-05 | 968.8857 | -0.0028179 | 958.6459 | 0 | 968.8857 | 0.0021032 | 969.2466 | 0.0031833 | 954.063 | 0 | 715.9632 | 0.00092742 | 969.2466 | 0.0061771 | 969.2466 | 0.0032594 | 963.42 | 0.00010836 | 969.2466 | 0.0039772 | 716.3652 | 9.0993e-06 | 969.2466 | 0.0036414 | 969.2466 | 0.00067004 | 968.8857 | 0.00266 | 1056.4458 | 0.00765 | 968.8857 | -0.0059947 | 1056.8756 | 0 | 1056.4458 | 0.00717 | 954.063 | 0
| 969.4896 | -0.00021613 | 969.128 | -0.0012303 | 716.0905 | 0.00116 | 969.4896 | -0.00024463 | 969.128 | 0.0030472 | 958.8868 | 0 | 969.128 | -0.0035134 | 969.4895 | 0 | 954.2995 | 0 | 716.0905 | 0.00133 | 969.4895 | 0 | 969.4896 | 0 | 963.66 | -0.00031426 | 969.4895 | 0 | 716.4862 | 9.8371e-06 | 969.4895 | 0 | 969.4896 | 0 | 969.128 | -0.00445 | 1056.6144 | 0.00941 | 969.128 | -0.00093064 | 1057.046 | 0 | 1056.6144 | 0.00745 | 954.2995 | 0
| 969.7325 | 9.1792e-05 | 969.3704 | 0.00011321 | 716.2178 | 0 | 969.7325 | -9.4442e-05 | 969.3704 | -0.0059286 | 959.1276 | 0 | 969.3704 | 0.0023698 | 969.7325 | 0.0031244 | 954.536 | 0 | 716.2178 | 0.00167 | 969.7325 | 0.0010083 | 969.7325 | 0.0012441 | 963.9 | 0.0011162 | 969.7325 | 0.0036385 | 716.6072 | 9.193e-06 | 969.7325 | 0.0042048 | 969.7325 | 0.00027204 | 969.3704 | 0.00332 | 1056.7829 | 0.00744 | 969.3704 | 0.0037555 | 1057.2163 | 0 | 1056.7829 | 0.00728 | 954.536 | 0
| 969.9755 | -5.7222e-05 | 969.6127 | -0.0011833 | 716.3451 | 0.00098839 | 969.9755 | -0.00067262 | 969.6127 | 0.00078629 | 959.3683 | 0 | 969.6127 | -0.0030281 | 969.9755 | 0 | 954.7725 | 0 | 716.3451 | 0.00136 | 969.9755 | 0 | 969.9755 | 0 | 964.15 | -0.00054182 | 969.9755 | 0 | 716.7282 | 9.1812e-06 | 969.9755 | 0 | 969.9755 | 0 | 969.6127 | -0.00364 | 1056.9515 | 0.0063 | 969.6127 | 0.0018035 | 1057.3866 | 0 | 1056.9515 | 0.00763 | 954.7725 | 0
| 970.2184 | 0.00060378 | 969.8551 | -0.00082061 | 716.4724 | 0 | 970.2184 | -9.596e-05 | 969.8551 | -0.004845 | 959.6092 | 0 | 969.8551 | 0.0018204 | 970.2184 | 0.0017576 | 955.0089 | 0 | 716.4724 | 0.00147 | 970.2184 | 0.003715 | 970.2184 | 0.00098537 | 964.39 | -0.0010295 | 970.2184 | 0.0030657 | 716.8492 | 9.3803e-06 | 970.2184 | 0.0033588 | 970.2184 | 0.00029922 | 969.8551 | 0.00365 | 1057.12 | 0.00904 | 969.8551 | 0.0033114 | 1057.5569 | 0 | 1057.12 | 0.00748 | 955.0089 | 0
| 970.4614 | -0.00022897 | 970.0974 | -0.00089412 | 716.5997 | 0.00065893 | 970.4614 | -0.00044154 | 970.0974 | 0.003435 | 959.85 | 0 | 970.0974 | -0.0039529 | 970.4614 | 0 | 955.2454 | 0 | 716.5997 | 0.00036425 | 970.4614 | 0 | 970.4614 | 0 | 964.63 | 0.00043346 | 970.4614 | 0 | 716.9702 | 9.0524e-06 | 970.4614 | 0 | 970.4614 | 0 | 970.0974 | -0.00199 | 1057.2886 | 0.00858 | 970.0974 | -0.00043451 | 1057.7272 | 0 | 1057.2886 | 0.00765 | 955.2454 | 0
| 970.7044 | 0.00052686 | 970.3398 | 0.00033121 | 716.727 | 0 | 970.7044 | 0.00017499 | 970.3398 | -0.0056171 | 960.0908 | 0 | 970.3398 | 0.0019928 | 970.7044 | 0.0032319 | 955.4819 | 0 | 716.727 | 0.00087064 | 970.7044 | 0.0036026 | 970.7044 | 0.0018578 | 964.87 | 0.00062851 | 970.7044 | 0.0034603 | 717.0912 | 9.2632e-06 | 970.7044 | 0.002501 | 970.7044 | 0.00023732 | 970.3398 | 0.00070225 | 1057.4571 | 0.00672 | 970.3398 | 0.008981 | 1057.8976 | 0 | 1057.4571 | 0.00738 | 955.4819 | 0
| 970.9474 | -0.00059139 | 970.5822 | -0.00048257 | 716.8543 | 0.00088435 | 970.9474 | -0.0010736 | 970.5822 | 0.0046707 | 960.3317 | 0 | 970.5822 | -0.0043903 | 970.9474 | 0 | 955.7184 | 0 | 716.8543 | 0.00133 | 970.9474 | 0 | 970.9474 | 0 | 965.11 | -0.002915 | 970.9474 | 0 | 717.2122 | 9.0524e-06 | 970.9474 | 0 | 970.9474 | 0 | 970.5822 | -0.00539 | 1057.6256 | 0.00948 | 970.5822 | -0.0041827 | 1058.0679 | 0 | 1057.6256 | 0.00758 | 955.7184 | 0
| 971.1904 | 0.00044814 | 970.8246 | 1.8582e-05 | 716.9817 | 0 | 971.1904 | -0.00056886 | 970.8246 | -0.0038449 | 960.5725 | 0 | 970.8246 | 0.0020078 | 971.1904 | 0.0041302 | 955.9549 | 0 | 716.9817 | 0 | 971.1904 | 0.0027043 | 971.1904 | 0.0018154 | 965.36 | -0.001257 | 971.1904 | 0.0011152 | 717.3332 | 9.111e-06 | 971.1904 | 0.0031751 | 971.1904 | 0.00036426 | 970.8246 | 0.00168 | 1057.7942 | 0.00837 | 970.8246 | -0.0035609 | 1058.2382 | 0 | 1057.7942 | 0.00738 | 955.9549 | 0
| 971.4333 | 0.00016121 | 971.0669 | -0.0010304 | 717.109 | 0.00151 | 971.4333 | -0.00085102 | 971.0669 | -0.0015717 | 960.8134 | 0 | 971.0669 | -0.0048511 | 971.4334 | 0 | 956.1914 | 0 | 717.109 | 0.00158 | 971.4334 | 0 | 971.4333 | 0 | 965.6 | -0.00037928 | 971.4334 | 0 | 717.4542 | 8.6777e-06 | 971.4334 | 0 | 971.4334 | 0 | 971.0669 | -0.00591 | 1057.9627 | 0.0071 | 971.0669 | -0.00072203 | 1058.4085 | 0 | 1057.9627 | 0.00756 | 956.1914 | 0
| 971.6764 | 0.0012295 | 971.3093 | -0.00016167 | 717.2364 | 0 | 971.6764 | 0.00013652 | 971.3093 | -0.0046401 | 961.0542 | 0 | 971.3093 | 0.0018794 | 971.6764 | 0.0027159 | 956.4279 | 0 | 717.2364 | 0 | 971.6764 | 0.0013029 | 971.6764 | 0.00044823 | 965.84 | 0.00010836 | 971.6764 | 0.00050479 | 717.5752 | 8.1039e-06 | 971.6764 | 0.0037653 | 971.6764 | 0.00042395 | 971.3093 | 0.00449 | 1058.1313 | 0.00756 | 971.3093 | -0.0035796 | 1058.5789 | 0 | 1058.1313 | 0.00727 | 956.4279 | 0
| 971.9194 | 0.00017391 | 971.5517 | -0.00062245 | 717.3638 | 0.00163 | 971.9194 | -0.00064223 | 971.5517 | 0.0013078 | 961.295 | 0 | 971.5517 | -0.0042203 | 971.9194 | 0 | 956.6644 | 0 | 717.3638 | 0.00283 | 971.9194 | 0 | 971.9194 | 0 | 966.08 | 0.00014088 | 971.9194 | 0 | 717.6962 | 8.9705e-06 | 971.9194 | 0 | 971.9194 | 0 | 971.5517 | -0.00313 | 1058.2998 | 0.00682 | 971.5517 | -0.0051458 | 1058.7492 | 1.0001e-05 | 1058.2998 | 0.00748 | 956.6644 | 0
| 972.1624 | 0.00050666 | 971.7941 | 0.00063556 | 717.4912 | 0 | 972.1624 | 0.00010682 | 971.7941 | -0.0034807 | 961.5359 | 0 | 971.7941 | 0.0025072 | 972.1624 | 0.0062378 | 956.9009 | 0 | 717.4912 | 0.0007003 | 972.1624 | 0.0035519 | 972.1624 | 0.0031532 | 966.32 | 0.00072604 | 972.1624 | 0.0025292 | 717.8172 | 9.6028e-06 | 972.1624 | 0.0034593 | 972.1624 | 0.00030242 | 971.7941 | 0.00158 | 1058.4684 | 0.00805 | 971.7941 | 0.0087369 | 1058.9195 | 0 | 1058.4684 | 0.00723 | 956.9009 | 0
| 972.4055 | -0.00086548 | 972.0365 | -0.00092385 | 717.6186 | 0.00114 | 972.4055 | -0.0010969 | 972.0365 | 0.00019102 | 961.7768 | 0 | 972.0365 | -0.0047774 | 972.4054 | 0 | 957.1375 | 0 | 717.6186 | 0.00033588 | 972.4054 | 0 | 972.4055 | 0 | 966.57 | 0.0012787 | 972.4054 | 0 | 717.9382 | 1.0961e-05 | 972.4054 | 0 | 972.4055 | 0 | 972.0365 | -0.00319 | 1058.6369 | 0.00682 | 972.0365 | -0.0016988 | 1059.0899 | 0 | 1058.6369 | 0.00745 | 957.1375 | 0
| 972.6484 | -9.3472e-05 | 972.2789 | 9.8225e-05 | 717.746 | 0 | 972.6484 | 0.00034304 | 972.2789 | -0.0083996 | 962.0177 | 0 | 972.2789 | 0.0022456 | 972.6485 | 0.00023557 | 957.374 | 0 | 717.746 | 0.00164 | 972.6485 | 0.0050259 | 972.6484 | 0.0027637 | 966.81 | 0.00079106 | 972.6485 | 0.0017686 | 718.0593 | 1.0598e-05 | 972.6485 | 0.0045028 | 972.6484 | 0.00044982 | 972.2789 | 0.00348 | 1058.8055 | 0.00698 | 972.2789 | 0.0012168 | 1059.2602 | 0 | 1058.8055 | 0.00718 | 957.374 | 0
| 972.8915 | -4.3737e-05 | 972.5213 | -0.00090533 | 717.8734 | 0.00144 | 972.8915 | -0.0013411 | 972.5213 | -0.00037282 | 962.2586 | 0 | 972.5213 | -0.0046338 | 972.8915 | 0 | 957.6106 | 0 | 717.8734 | 0.00098869 | 972.8915 | 0 | 972.8915 | 0 | 967.05 | -0.0016147 | 972.8915 | 0 | 718.1803 | 1.0774e-05 | 972.8915 | 0 | 972.8915 | 0 | 972.5213 | -0.00376 | 1058.974 | 0.00575 | 972.5213 | 0.00098873 | 1059.4305 | 0 | 1058.974 | 0.00747 | 957.6106 | 0
| 973.1346 | 0.00064385 | 972.7637 | 0.00010453 | 718.0009 | 0 | 973.1346 | 0.00043048 | 972.7637 | -0.0055401 | 962.4995 | 0 | 972.7637 | 0.0031047 | 973.1346 | 0.0029493 | 957.8471 | 0 | 718.0009 | 0.00107 | 973.1346 | 0.0028972 | 973.1346 | 0.0019533 | 967.29 | 0.0020589 | 973.1346 | 0.0035183 | 718.3013 | 9.1812e-06 | 973.1346 | 0.0033694 | 973.1346 | 0.00021049 | 972.7637 | 0.003 | 1059.1425 | 0.00759 | 972.7637 | 0.0095132 | 1059.6009 | 0 | 1059.1425 | 0.00725 | 957.8471 | 0
| 973.3776 | 0.000832 | 973.0062 | -0.001321 | 718.1283 | 0.00146 | 973.3776 | -0.001175 | 973.0062 | 0.002487 | 962.7404 | 0 | 973.0062 | -0.003716 | 973.3776 | 0 | 958.0837 | 0 | 718.1283 | 0.0013 | 973.3776 | 0 | 973.3776 | 0 | 967.53 | -0.001127 | 973.3776 | 0 | 718.4223 | 9.5092e-06 | 973.3776 | 0 | 973.3776 | 0 | 973.0062 | -0.00539 | 1059.3111 | 0.0041 | 973.0062 | -0.012182 | 1059.7712 | 1.0001e-05 | 1059.3111 | 0.00758 | 958.0837 | 0
| 973.6207 | 0.00044118 | 973.2486 | -0.00040931 | 718.2558 | 0 | 973.6207 | -4.5599e-05 | 973.2486 | -0.0078532 | 962.9813 | 0 | 973.2486 | 0.0019387 | 973.6207 | 0.0035994 | 958.3203 | 0 | 718.2558 | 0 | 973.6207 | 0.0035279 | 973.6207 | 0.00050017 | 967.77 | 0.00049847 | 973.6207 | 0.0014953 | 718.5433 | 9.193e-06 | 973.6207 | 0.0036383 | 973.6207 | 0.00034846 | 973.2486 | 0.003 | 1059.4796 | 0.00784 | 973.2486 | -0.0067368 | 1059.9416 | 0 | 1059.4796 | 0.00743 | 958.3202 | 0
| 973.8637 | 0.00040056 | 973.491 | -0.0011697 | 718.3833 | 0.00055488 | 973.8637 | -0.00053761 | 973.491 | 0.00063001 | 963.2222 | 0 | 973.491 | -0.0048181 | 973.8637 | 0 | 958.5568 | 0 | 718.3833 | 0.00173 | 973.8637 | 0 | 973.8637 | 0 | 968.02 | 0.00069354 | 973.8637 | 0 | 718.6643 | 1.0692e-05 | 973.8637 | 0 | 973.8637 | 0 | 973.491 | -0.00377 | 1059.6481 | 0.00598 | 973.491 | -0.002519 | 1060.1119 | 0 | 1059.6481 | 0.00767 | 958.5568 | 0
| 974.1068 | 0.00052802 | 973.7335 | 0.0011367 | 718.5108 | 0 | 974.1068 | 0.00035032 | 973.7335 | -0.0037202 | 963.4631 | 0 | 973.7335 | 0.002526 | 974.1068 | 0.0022394 | 958.7934 | 0 | 718.5108 | 0 | 974.1068 | 0.0065999 | 974.1068 | 0.0042423 | 968.26 | 0.0009211 | 974.1068 | 0.0045669 | 718.7853 | 1.0388e-05 | 974.1068 | 0.0033984 | 974.1068 | 0.00043885 | 973.7335 | 0.00286 | 1059.8167 | 0.00626 | 973.7335 | 0.018357 | 1060.2822 | 0 | 1059.8167 | 0.00736 | 958.7934 | 0
| 974.3499 | -0.00035212 | 973.9759 | -0.00017535 | 718.6382 | 0.0012 | 974.3499 | -0.00087604 | 973.9759 | 0.0042065 | 963.7041 | 0 | 973.9759 | -0.0042843 | 974.3499 | 0 | 959.03 | 0 | 718.6382 | 0.00283 | 974.3499 | 0 | 974.3499 | 0 | 968.5 | 0.0015062 | 974.3499 | 0 | 718.9063 | 1.0575e-05 | 974.3499 | 0 | 974.3498 | 0 | 973.9759 | -0.00591 | 1059.9852 | 0.00656 | 973.9759 | -0.00067841 | 1060.4526 | 0 | 1059.9852 | 0.00747 | 959.03 | 0
| 974.593 | 0.00040374 | 974.2183 | -7.6574e-05 | 718.7658 | 0 | 974.593 | 0.00049692 | 974.2183 | -0.0069421 | 963.945 | 0 | 974.2183 | 0.0017578 | 974.593 | 0.0021214 | 959.2665 | 0 | 718.7658 | 0 | 974.593 | 0.0037695 | 974.593 | 0.00076591 | 968.74 | -0.001127 | 974.593 | 0.0011202 | 719.0273 | 9.6731e-06 | 974.593 | 0.0036882 | 974.593 | 0.000388 | 974.2183 | 0.00157 | 1060.1538 | 0.00733 | 974.2183 | 0.0070028 | 1060.6229 | 0 | 1060.1538 | 0.00716 | 959.2665 | 0
| 974.8361 | -2.4714e-05 | 974.4608 | -0.00021001 | 718.8933 | 0.00102 | 974.8361 | -0.00043656 | 974.4608 | 0.0012623 | 964.186 | 0 | 974.4608 | -0.0042073 | 974.8361 | 0 | 959.5031 | 0 | 718.8933 | 0.00139 | 974.8361 | 0 | 974.8361 | 0 | 968.99 | -0.0012245 | 974.8361 | 0 | 719.1483 | 1.0305e-05 | 974.8361 | 0 | 974.8361 | 0 | 974.4608 | -0.00365 | 1060.3223 | 0.00596 | 974.4608 | -0.0049183 | 1060.7933 | 0 | 1060.3223 | 0.0074 | 959.5031 | 0
| 975.0792 | 0.0011802 | 974.7033 | -4.5101e-06 | 719.0208 | 0 | 975.0792 | -1.5129e-05 | 974.7033 | -0.0081549 | 964.4269 | 0 | 974.7033 | 0.0023489 | 975.0792 | 0.0025424 | 959.7397 | 0 | 719.0208 | 0.0009558 | 975.0792 | 0.0041302 | 975.0792 | 0.0031261 | 969.23 | 0.0017663 | 975.0792 | 0.0024865 | 719.2694 | 9.9542e-06 | 975.0792 | 0.0060256 | 975.0792 | 0.00021596 | 974.7033 | 0.00125 | 1060.4908 | 0.00881 | 974.7033 | 0.00085825 | 1060.9636 | 0 | 1060.4908 | 0.00719 | 959.7397 | 0
| 975.3223 | -0.00090265 | 974.9457 | -0.00076511 | 719.1483 | 0.00097105 | 975.3223 | -0.0006197 | 974.9457 | 0.0025502 | 964.6679 | 0 | 974.9457 | -0.0036233 | 975.3223 | 0 | 959.9763 | 0 | 719.1483 | 0.00164 | 975.3223 | 0 | 975.3223 | 0 | 969.47 | -0.0016472 | 975.3223 | 0 | 719.3904 | 1.0985e-05 | 975.3223 | 0 | 975.3223 | 0 | 974.9457 | -0.00346 | 1060.6594 | 0.01069 | 974.9457 | -0.0088519 | 1061.134 | 1.0001e-05 | 1060.6594 | 0.00759 | 959.9763 | 0
| 975.5654 | 6.7712e-05 | 975.1882 | 4.2947e-05 | 719.2759 | 0 | 975.5654 | -9.6118e-05 | 975.1882 | -0.0071268 | 964.9089 | 0 | 975.1882 | 0.0021152 | 975.5654 | 0.0049658 | 960.213 | 0 | 719.2759 | 0.00169 | 975.5654 | 0.001358 | 975.5654 | 0.0012881 | 969.71 | 0.002384 | 975.5654 | 0.0022195 | 719.5114 | 9.8136e-06 | 975.5654 | 0.004112 | 975.5654 | 0.00034565 | 975.1882 | 0.00378 | 1060.8279 | 0.01004 | 975.1882 | -0.00010499 | 1061.3043 | 6.6672e-06 | 1060.8279 | 0.00744 | 960.2129 | 0
| 975.8085 | -0.00046131 | 975.4307 | -0.00089528 | 719.4035 | 0.00191 | 975.8085 | 7.428e-05 | 975.4307 | 0.00019607 | 965.1498 | 0 | 975.4307 | -0.0044383 | 975.8085 | 0 | 960.4496 | 0 | 719.4035 | 0.00027911 | 975.8085 | 0 | 975.8085 | 0 | 969.95 | -0.00073687 | 975.8085 | 0 | 719.6324 | 1.0095e-05 | 975.8085 | 0 | 975.8085 | 0 | 975.4307 | -0.00337 | 1060.9964 | 0.00805 | 975.4307 | -0.0049325 | 1061.4747 | 1.0001e-05 | 1060.9964 | 0.00788 | 960.4496 | 0
| 976.0516 | 0.0010425 | 975.6731 | -0.0006777 | 719.531 | 0 | 976.0516 | -0.00038735 | 975.6731 | -0.0075777 | 965.3908 | 0 | 975.6731 | 0.0022388 | 976.0516 | 0.003076 | 960.6862 | 0 | 719.531 | 0.00169 | 976.0516 | 0.00011903 | 976.0516 | 0.0016583 | 970.2 | 0.00066102 | 976.0516 | 0.004046 | 719.7534 | 9.0524e-06 | 976.0516 | 0.0049115 | 976.0516 | 0.00025961 | 975.6731 | 0.00268 | 1061.165 | 0.00844 | 975.6731 | 0.00044534 | 1061.645 | 0 | 1061.165 | 0.00764 | 960.6862 | 0
| 976.2947 | -0.00095825 | 975.9156 | -8.9988e-05 | 719.6586 | 0.00093636 | 976.2947 | -0.0005672 | 975.9156 | -0.0005736 | 965.6318 | 0 | 975.9156 | -0.0037353 | 976.2947 | 0 | 960.9228 | 0 | 719.6586 | 0.0004494 | 976.2947 | 0 | 976.2947 | 0 | 970.44 | -0.0012895 | 976.2947 | 0 | 719.8745 | 9.3452e-06 | 976.2947 | 0 | 976.2947 | 0 | 975.9156 | -0.00555 | 1061.3335 | 0.01083 | 975.9156 | -0.004024 | 1061.8154 | 0 | 1061.3335 | 0.00785 | 960.9228 | 0
| 976.5379 | 0.00010778 | 976.1581 | -0.00012617 | 719.7862 | 0 | 976.5379 | 0.0003419 | 976.1581 | -0.0064864 | 965.8728 | 0 | 976.1581 | 0.0014215 | 976.5379 | 0.0036723 | 961.1594 | 0 | 719.7862 | 0.00087064 | 976.5379 | 0.0043326 | 976.5379 | 0.0029471 | 970.68 | 0.0009536 | 976.5379 | 0.0024949 | 719.9955 | 8.5606e-06 | 976.5379 | 0.0023304 | 976.5379 | 0.00017643 | 976.1581 | 0.00147 | 1061.502 | 0.01078 | 976.1581 | 0.0030562 | 1061.9857 | 0 | 1061.502 | 0.00752 | 961.1594 | 0
| 976.781 | 2.0035e-05 | 976.4006 | -0.00062811 | 719.9138 | 0.00106 | 976.781 | -0.00128 | 976.4006 | -0.00089912 | 966.1138 | 0 | 976.4006 | -0.0039878 | 976.781 | 0 | 961.3961 | 0 | 719.9138 | 0.0019 | 976.781 | 0.001756 | 976.781 | 0 | 970.92 | -0.00034676 | 976.781 | 0 | 720.1165 | 8.7011e-06 | 976.781 | 0 | 976.781 | 0 | 976.4006 | -0.00252 | 1061.6706 | 0.00895 | 976.4006 | 0.0014868 | 1062.1561 | 0 | 1061.6706 | 0.00775 | 961.3961 | 0
| 977.0242 | 0.00048051 | 976.6431 | -0.00022053 | 720.0415 | 0 | 977.0242 | 3.4914e-05 | 976.6431 | -0.00095651 | 966.3548 | 0 | 976.6431 | 0.0016239 | 977.0242 | 0.0019968 | 961.6327 | 0 | 720.0415 | 0.00027444 | 977.0242 | 0.0044175 | 977.0242 | 0.0017135 | 971.16 | -2.1673e-05 | 977.0242 | 0.0040665 | 720.2375 | 8.4201e-06 | 977.0242 | 0.0012515 | 977.0242 | 0.0002419 | 976.6431 | 0.00354 | 1061.8391 | 0.01083 | 976.6431 | 0.0064004 | 1062.3265 | 0 | 1061.8391 | 0.00756 | 961.6327 | 0
| 977.2673 | 1.3863e-05 | 976.8856 | -0.00044063 | 720.1691 | 0.00147 | 977.2673 | -0.00069972 | 976.8856 | 0.0011977 | 966.5958 | 0 | 976.8856 | -0.0056401 | 977.2673 | 0 | 961.8694 | 0 | 720.1691 | 0 | 977.2673 | 0 | 977.2673 | 0 | 971.41 | 0.00014088 | 977.2673 | 0 | 720.3585 | 9.193e-06 | 977.2673 | 0 | 977.2673 | 0 | 976.8856 | -0.00545 | 1062.0076 | 0.00746 | 976.8856 | 0.0027431 | 1062.4968 | 0 | 1062.0076 | 0.00797 | 961.8694 | 0
| 977.5105 | 0.00071228 | 977.1281 | 0.00020356 | 720.2967 | 0 | 977.5105 | 3.6979e-05 | 977.1281 | -0.0083642 | 966.8369 | 0 | 977.1281 | 0.0029692 | 977.5105 | 0.0061413 | 962.106 | 0 | 720.2967 | 0.00050157 | 977.5105 | 0.0020609 | 977.5105 | 0.0007052 | 971.65 | 0.00010836 | 977.5105 | 0.0009604 | 720.4796 | 9.3803e-06 | 977.5105 | 0.002327 | 977.5105 | 0.00028503 | 977.1281 | 0.00462 | 1062.1762 | 0.00942 | 977.1281 | 0.0080643 | 1062.6672 | 0 | 1062.1762 | 0.00797 | 962.106 | 0
| 977.7537 | -2.8302e-05 | 977.3706 | -0.0012321 | 720.4244 | 0.00187 | 977.7537 | -0.0010393 | 977.3706 | 0.0015804 | 967.0779 | 0 | 977.3706 | -0.0050372 | 977.7537 | 0 | 962.3427 | 0 | 720.4244 | 0.00178 | 977.7537 | 0 | 977.7537 | 0 | 971.89 | -0.0017121 | 977.7537 | 0 | 720.6006 | 1.0364e-05 | 977.7537 | 0 | 977.7537 | 0 | 977.3706 | -0.00378 | 1062.3447 | 0.01073 | 977.3706 | 0.0023487 | 1062.8375 | 0 | 1062.3447 | 0.00841 | 962.3427 | 0
| 977.9968 | 0.00080846 | 977.6131 | -0.00034045 | 720.5521 | 0 | 977.9968 | -0.0001264 | 977.6131 | -0.0057239 | 967.3189 | 0 | 977.6131 | 0.0028684 | 977.9968 | 0.0022319 | 962.5793 | 0 | 720.5521 | 0.00147 | 977.9968 | 0.00036868 | 977.9968 | 0.001618 | 972.13 | -0.0016472 | 977.9968 | 0.00042451 | 720.7216 | 9.5209e-06 | 977.9968 | 0.002599 | 977.9968 | 0.00021337 | 977.6132 | 0.00641 | 1062.5132 | 0.0109 | 977.6131 | 0.0048273 | 1063.0079 | 6.6672e-06 | 1062.5132 | 0.00811 | 962.5793 | 0
| 978.24 | 0.00012838 | 977.8557 | -0.00082771 | 720.6797 | 0.00137 | 978.24 | -0.00026038 | 977.8557 | 0.002271 | 967.5599 | 0 | 977.8557 | -0.0046886 | 978.24 | 0 | 962.816 | 0 | 720.6797 | 0.0004494 | 978.24 | 0 | 978.24 | 0 | 972.37 | -0.001257 | 978.24 | 0 | 720.8427 | 1.0551e-05 | 978.24 | 0 | 978.24 | 0 | 977.8557 | 0.0008559 | 1062.6817 | 0.00958 | 977.8557 | -0.00056706 | 1063.1783 | 0 | 1062.6817 | 0.00827 | 962.816 | 0
| 978.4832 | 0.00065628 | 978.0982 | -0.00019555 | 720.8074 | 0 | 978.4832 | 0.00018757 | 978.0982 | -0.0064512 | 967.801 | 0 | 978.0982 | 0.0020335 | 978.4832 | 0.0037127 | 963.0527 | 0 | 720.8074 | 0.00050157 | 978.4832 | 0.0027929 | 978.4832 | 0.0016992 | 972.62 | 0.00027091 | 978.4832 | 0.003353 | 720.9637 | 9.4389e-06 | 978.4832 | 0.0019153 | 978.4832 | 0.00050752 | 978.0982 | 0.0016 | 1062.8503 | 0.00889 | 978.0982 | 0.0090766 | 1063.3486 | 0 | 1062.8503 | 0.00798 | 963.0527 | 0
| 978.7264 | 7.4648e-05 | 978.3407 | -0.00056799 | 720.9351 | 0.00058956 | 978.7264 | 1.4099e-05 | 978.3407 | 0.0038994 | 968.0421 | 0 | 978.3407 | -0.0042053 | 978.7264 | 0 | 963.2894 | 0 | 720.9351 | 0.00144 | 978.7264 | 0 | 978.7264 | 0 | 972.86 | -0.00080189 | 978.7264 | 0 | 721.0847 | 9.5209e-06 | 978.7264 | 0 | 978.7264 | 0 | 978.3407 | -0.00308 | 1063.0188 | 0.00772 | 978.3407 | -0.005281 | 1063.519 | 0 | 1063.0188 | 0.00827 | 963.2894 | 0
| 978.9696 | 0.00071919 | 978.5833 | -0.0003318 | 721.0628 | 0 | 978.9696 | 0.00016186 | 978.5833 | -0.008071 | 968.2831 | 0 | 978.5833 | 0.0022201 | 978.9696 | 6.9476e-05 | 963.5261 | 0 | 721.0628 | 0.00098419 | 978.9696 | 0.0049312 | 978.9696 | 0.00060134 | 973.1 | -0.00034676 | 978.9696 | 0.0015788 | 721.2057 | 9.2749e-06 | 978.9696 | 0.0058273 | 978.9696 | 0.00036038 | 978.5833 | 0.00299 | 1063.1873 | 0.01028 | 978.5833 | 0.0054929 | 1063.6894 | 0 | 1063.1873 | 0.00798 | 963.5261 | 0
| 979.2128 | -0.00077277 | 978.8258 | -0.00012425 | 721.1906 | 0.00052021 | 979.2128 | -0.00036524 | 978.8258 | -0.0004803 | 968.5242 | 0 | 978.8258 | -0.0048525 | 979.2128 | 0 | 963.7628 | 0 | 721.1906 | 0.00258 | 979.2128 | 0 | 979.2128 | 0 | 973.34 | -0.0012245 | 979.2128 | 0 | 721.3268 | 9.8371e-06 | 979.2128 | 0 | 979.2128 | 0 | 978.8258 | -0.00425 | 1063.3559 | 0.00784 | 978.8258 | -0.0030697 | 1063.8598 | 0 | 1063.3559 | 0.00815 | 963.7628 | 0
| 979.456 | 0.00051143 | 979.0684 | 0.00065538 | 721.3183 | 0 | 979.456 | -0.00028895 | 979.0684 | -0.0048129 | 968.7653 | 0 | 979.0684 | 0.0020213 | 979.456 | 0.002235 | 963.9995 | 0 | 721.3183 | 0.0013 | 979.456 | 0.0043477 | 979.456 | 0.0042345 | 973.58 | 0.00017338 | 979.456 | 0.0053625 | 721.4478 | 1.0083e-05 | 979.456 | 0.0030364 | 979.456 | 0.00035525 | 979.0684 | 0.00221 | 1063.5244 | 0.01092 | 979.0684 | 0.0070588 | 1064.0301 | 6.6672e-06 | 1063.5244 | 0.00787 | 963.9995 | 0
| 979.6992 | -4.4047e-05 | 979.3109 | -0.0012692 | 721.4461 | 0.00106 | 979.6992 | -0.00046268 | 979.3109 | 0.00099423 | 969.0063 | 0 | 979.3109 | -0.0039704 | 979.6992 | 0 | 964.2362 | 0 | 721.4461 | 0.00107 | 979.6992 | 0 | 979.6992 | 0 | 973.83 | 0.00036844 | 979.6992 | 0 | 721.5688 | 8.5137e-06 | 979.6992 | 0 | 979.6992 | 0 | 979.3109 | -0.00829 | 1063.6929 | 0.00793 | 979.3109 | 0.001072 | 1064.2005 | 0 | 1063.6929 | 0.00802 | 964.2362 | 0
| 979.9424 | 0.00089166 | 979.5535 | 0.00025245 | 721.5738 | 0 | 979.9424 | -0.00031752 | 979.5535 | -0.0075621 | 969.2474 | 0 | 979.5535 | 0.0030014 | 979.9425 | 0.0050989 | 964.4729 | 0 | 721.5738 | 0.00033123 | 979.9425 | 0 | 979.9424 | 0.0033239 | 974.07 | -0.00034676 | 979.9425 | 0.0063591 | 721.6899 | 8.3732e-06 | 979.9425 | 0.0056447 | 979.9424 | 0.00044487 | 979.5535 | 0.00345 | 1063.8614 | 0.00939 | 979.5535 | 0.0065636 | 1064.3709 | 0 | 1063.8614 | 0.00773 | 964.4729 | 0
| 980.1857 | -0.00035665 | 979.796 | -0.00020704 | 721.7016 | 0.0006936 | 980.1857 | -0.00043236 | 979.796 | 0.0031367 | 969.4886 | 0 | 979.796 | -0.0043803 | 980.1857 | 0 | 964.7096 | 0 | 721.7016 | 0.00036425 | 980.1857 | 0 | 980.1857 | 0 | 974.31 | 0.00088859 | 980.1857 | 0 | 721.8109 | 9.5911e-06 | 980.1857 | 0 | 980.1857 | 0 | 979.796 | -0.0037 | 1064.03 | 0.01018 | 979.796 | 0.0066943 | 1064.5412 | 0 | 1064.03 | 0.00798 | 964.7096 | 0
| 980.429 | 0.0010713 | 980.0386 | 0.00022973 | 721.8294 | 0 | 980.429 | -6.0966e-06 | 980.0386 | -0.0064459 | 969.7297 | 0 | 980.0386 | 0.0021802 | 980.4289 | 0.0038301 | 964.9464 | 0 | 721.8294 | 0.0011 | 980.4289 | 0.0026432 | 980.429 | 0.0019178 | 974.55 | 0.0017988 | 980.4289 | 0.0025894 | 721.9319 | 1.0259e-05 | 980.4289 | 0.0021877 | 980.429 | 0.00037346 | 980.0386 | 0.00253 | 1064.1985 | 0.01294 | 980.0386 | 0.012296 | 1064.7116 | 0 | 1064.1985 | 0.00792 | 964.9464 | 0
| 980.6722 | -0.00027405 | 980.2812 | -0.00072112 | 721.9572 | 0.00039883 | 980.6722 | -0.0010826 | 980.2812 | 0.0019227 | 969.9708 | 0 | 980.2812 | -0.0056527 | 980.6722 | 0 | 965.183 | 0 | 721.9572 | 0.00204 | 980.6722 | 0 | 980.6722 | 0 | 974.8 | 0.00014088 | 980.6722 | 0 | 722.053 | 1.1266e-05 | 980.6722 | 0 | 980.6722 | 0 | 980.2812 | -0.00196 | 1064.367 | 0.01087 | 980.2812 | 0.00054935 | 1064.882 | 0 | 1064.367 | 0.00831 | 965.183 | 0
| 980.9154 | -4.2945e-05 | 980.5238 | 7.808e-05 | 722.085 | 0 | 980.9154 | 0.00017005 | 980.5238 | -0.0037175 | 970.2119 | 0 | 980.5238 | 0.0032471 | 980.9154 | 0.0011817 | 965.4198 | 0 | 722.085 | 0.00186 | 980.9154 | 0.0043001 | 980.9154 | 0.0024704 | 975.04 | 0.00010836 | 980.9154 | 0.0018378 | 722.174 | 9.6731e-06 | 980.9154 | 0.0040103 | 980.9154 | 0.00029483 | 980.5238 | 0.00254 | 1064.5355 | 0.01206 | 980.5238 | 0.0098211 | 1065.0524 | 6.6672e-06 | 1064.5355 | 0.00848 | 965.4198 | 0
| 981.1587 | 9.2533e-05 | 980.7664 | -0.00055313 | 722.2128 | 0.0006936 | 981.1587 | -0.00029885 | 980.7664 | -0.0014991 | 970.453 | 0 | 980.7664 | -0.0044895 | 981.1587 | 0 | 965.6566 | 0 | 722.2128 | 0.00119 | 981.1587 | 0 | 981.1587 | 0 | 975.28 | -0.0019722 | 981.1587 | 0 | 722.295 | 1.0903e-05 | 981.1587 | 0 | 981.1587 | 0 | 980.7663 | -0.00247 | 1064.7041 | 0.01146 | 980.7664 | -0.0025775 | 1065.2228 | 0 | 1064.7041 | 0.00885 | 965.6566 | 0
| 981.402 | 0.00031168 | 981.0089 | 0.00022774 | 722.3406 | 0 | 981.402 | -0.00026045 | 981.0089 | -0.0045826 | 970.6942 | 0 | 981.0089 | 0.0031199 | 981.4019 | 0.001086 | 965.8933 | 0 | 722.3406 | 0.00269 | 981.4019 | 0.0013447 | 981.402 | 0.0018027 | 975.52 | -2.1673e-05 | 981.4019 | 0.002244 | 722.4161 | 1.1008e-05 | 981.4019 | 0.0061503 | 981.402 | 0.00056309 | 981.0089 | 0.0036 | 1064.8726 | 0.00916 | 981.0089 | 0.0068698 | 1065.3932 | 0 | 1064.8726 | 0.00906 | 965.8933 | 0
| 981.6452 | -0.00025981 | 981.2515 | -0.00052113 | 722.4684 | 0.00192 | 981.6452 | -0.00091933 | 981.2515 | -2.4229e-05 | 970.9353 | 0 | 981.2515 | -0.0045969 | 981.6452 | 0 | 966.1301 | 0 | 722.4684 | 0.00215 | 981.6452 | 0 | 981.6452 | 0 | 975.76 | -5.4182e-05 | 981.6452 | 0 | 722.5371 | 1.1828e-05 | 981.6452 | 0 | 981.6452 | 0 | 981.2515 | -0.00163 | 1065.0411 | 0.01261 | 981.2515 | 0.002573 | 1065.5635 | 0 | 1065.0411 | 0.0095 | 966.1301 | 0
| 981.8885 | 0.0013511 | 981.4941 | -0.00023048 | 722.5963 | 0 | 981.8885 | -0.00015058 | 981.4941 | -0.0035328 | 971.1765 | 0 | 981.4941 | 0.002465 | 981.8885 | 0.0041429 | 966.3668 | 0 | 722.5963 | 7.5708e-05 | 981.8885 | 0.007485 | 981.8885 | 0.0041183 | 976.01 | -0.0013871 | 981.8885 | 0.0056381 | 722.6582 | 1.0692e-05 | 981.8885 | 0.0028609 | 981.8885 | 0.00024159 | 981.4941 | 0.00062402 | 1065.2096 | 0.01028 | 981.4941 | -0.00032869 | 1065.7339 | 0 | 1065.2096 | 0.00991 | 966.3668 | 0
| 982.1318 | -6.669e-05 | 981.7367 | -0.00095724 | 722.7242 | 0.00116 | 982.1318 | -0.00089039 | 981.7367 | -0.0016053 | 971.4176 | 0 | 981.7367 | -0.0045696 | 982.1318 | 0 | 966.6036 | 0 | 722.7242 | 0.00102 | 982.1318 | 0 | 982.1318 | 0 | 976.25 | -0.001322 | 982.1318 | 0 | 722.7792 | 9.5677e-06 | 982.1318 | 0 | 982.1318 | 0 | 981.7367 | -0.00276 | 1065.3781 | 0.01326 | 981.7367 | 0.0049753 | 1065.9043 | 0 | 1065.3781 | 0.01044 | 966.6036 | 0
| 982.3751 | 0.00088103 | 981.9793 | -0.00054388 | 722.852 | 0 | 982.3751 | -0.00062688 | 981.9793 | -0.0065573 | 971.6588 | 0 | 981.9793 | 0.00277 | 982.3751 | 0.0016429 | 966.8403 | 0 | 722.852 | 0.00186 | 982.3751 | 0.0054116 | 982.3751 | 0 | 976.49 | -0.00024923 | 982.3751 | 0.0038232 | 722.9003 | 9.0524e-06 | 982.3751 | 0.0035506 | 982.3751 | 0.000269 | 981.9793 | 0.00443 | 1065.5466 | 0.01287 | 981.9793 | 0.0077575 | 1066.0747 | 6.6672e-06 | 1065.5466 | 0.0105 | 966.8403 | 0
| 982.6183 | -0.00077313 | 982.222 | -0.00063377 | 722.9799 | 0.0018 | 982.6183 | -0.0013263 | 982.222 | 5.8455e-05 | 971.8999 | 0 | 982.222 | -0.0048936 | 982.6184 | 0 | 967.0771 | 0 | 722.9799 | 0.0001088 | 982.6184 | 0 | 982.6183 | 0 | 976.73 | 0.0032292 | 982.6184 | 0 | 723.0213 | 9.3569e-06 | 982.6184 | 0 | 982.6183 | 0 | 982.222 | -0.00172 | 1065.7152 | 0.01479 | 982.222 | -0.0015453 | 1066.2451 | 3.0002e-05 | 1065.7152 | 0.01064 | 967.0771 | 0
| 982.8617 | -0.00021523 | 982.4646 | 0.0010234 | 723.1078 | 0 | 982.8617 | 0.00041236 | 982.4646 | -0.00049201 | 972.1411 | 0 | 982.4646 | 0.0031142 | 982.8617 | 0.0051806 | 967.3139 | 0 | 723.1078 | 0 | 982.8617 | 0.0068524 | 982.8617 | 0.0039121 | 976.97 | 0.00027091 | 982.8617 | 0.0044455 | 723.1423 | 9.8136e-06 | 982.8617 | 0.0055945 | 982.8617 | 0.00056617 | 982.4646 | 0.00655 | 1065.8837 | 0.0097 | 982.4646 | 0.0036376 | 1066.4155 | 0 | 1065.8837 | 0.01046 | 967.3139 | 0
| 983.105 | -0.00025005 | 982.7072 | -0.0011918 | 723.2357 | 0.00095371 | 983.105 | -0.00056332 | 982.7072 | 0.0020623 | 972.3823 | 0 | 982.7072 | -0.0048724 | 983.105 | 0 | 967.5507 | 0 | 723.2357 | 0.00036425 | 983.105 | 0 | 983.105 | 0 | 977.22 | -0.0014196 | 983.105 | 0 | 723.2634 | 9.919e-06 | 983.105 | 0 | 983.105 | 0 | 982.7072 | -0.00736 | 1066.0522 | 0.01092 | 982.7072 | -0.009931 | 1066.5859 | 0 | 1066.0522 | 0.01085 | 967.5507 | 0
| 983.3483 | 0.0002877 | 982.9498 | 0.00045504 | 723.3637 | 0 | 983.3483 | 0.00021505 | 982.9498 | -0.0034889 | 972.6235 | 0 | 982.9498 | 0.0025482 | 983.3483 | 0.0034444 | 967.7875 | 0 | 723.3637 | 0.00092742 | 983.3483 | 0.0039788 | 983.3483 | 0.0026995 | 977.46 | -0.00063934 | 983.3483 | 0.0022175 | 723.3844 | 1.0364e-05 | 983.3483 | 0.004103 | 983.3483 | 0.00028052 | 982.9498 | 0.00256 | 1066.2207 | 0.01318 | 982.9498 | 0.006046 | 1066.7563 | 0 | 1066.2207 | 0.01122 | 967.7875 | 0
| 983.5916 | -0.00033289 | 983.1925 | -0.0016345 | 723.4916 | 0.00166 | 983.5916 | -0.00022575 | 983.1925 | 0.00068401 | 972.8647 | 0 | 983.1925 | -0.0046761 | 983.5916 | 0 | 968.0243 | 0 | 723.4916 | 0.00013718 | 983.5916 | 0 | 983.5916 | 0 | 977.7 | 0.0009536 | 983.5916 | 0 | 723.5055 | 1.0961e-05 | 983.5916 | 0 | 983.5916 | 0 | 983.1925 | -0.00306 | 1066.3892 | 0.01408 | 983.1925 | -0.0060571 | 1066.9267 | 0 | 1066.3892 | 0.01176 | 968.0243 | 0
| 983.835 | 0.0002448 | 983.4351 | 0.00068352 | 723.6195 | 0.00024332 | 983.835 | 0.00067442 | 983.4351 | -0.0090118 | 973.1059 | 0 | 983.4351 | 0.0032418 | 983.8349 | 0.0032259 | 968.2611 | 0 | 723.6195 | 0.00266 | 983.8349 | 0.0028326 | 983.835 | 0.0033155 | 977.94 | 0.0012137 | 983.8349 | 0.0039543 | 723.6265 | 1.1617e-05 | 983.8349 | 0.0057615 | 983.835 | 0.0003829 | 983.4351 | 0.0023 | 1066.5577 | 0.01362 | 983.4351 | 0.0039942 | 1067.0971 | 0 | 1066.5577 | 0.01166 | 968.2611 | 0
| 984.0782 | -5.7128e-05 | 983.6778 | -0.00020723 | 723.7475 | 0.00065893 | 984.0782 | -0.0009316 | 983.6778 | -0.00097014 | 973.3471 | 0 | 983.6778 | -0.0043145 | 984.0783 | 0 | 968.4979 | 0 | 723.7475 | 0.00013718 | 984.0783 | 0 | 984.0782 | 0 | 978.19 | 0.00040094 | 984.0783 | 0 | 723.7476 | 1.1313e-05 | 984.0783 | 0 | 984.0783 | 0 | 983.6777 | -0.00513 | 1066.7263 | 0.01219 | 983.6778 | -0.00034387 | 1067.2675 | 1.0001e-05 | 1066.7263 | 0.01182 | 968.4979 | 0
| 984.3216 | 0.00012802 | 983.9204 | -0.00053253 | 723.8755 | 0 | 984.3216 | 6.8379e-05 | 983.9204 | -0.0034564 | 973.5883 | 0 | 983.9204 | 0.0027875 | 984.3216 | 0.0011208 | 968.7347 | 0 | 723.8755 | 0.00033123 | 984.3216 | 0.002878 | 984.3216 | 0.0006674 | 978.43 | 0.0020589 | 984.3216 | 0.0028177 | 723.8686 | 9.5677e-06 | 984.3216 | 0.0023063 | 984.3216 | 0.00024046 | 983.9204 | 0.00499 | 1066.8948 | 0.01528 | 983.9204 | 0.0040029 | 1067.4379 | 0 | 1066.8948 | 0.0122 | 968.7347 | 0
| 984.5649 | -0.00085338 | 984.1631 | -0.00073802 | 724.0034 | 0.00086701 | 984.5649 | -0.00074606 | 984.1631 | -0.00034702 | 973.8295 | 0 | 984.1631 | -0.0039692 | 984.565 | 0 | 968.9716 | 0 | 724.0034 | 0.00113 | 984.565 | 0 | 984.5649 | 0 | 978.67 | -0.0021998 | 984.565 | 0 | 723.9897 | 9.9542e-06 | 984.565 | 0 | 984.5649 | 0 | 984.1631 | -0.00458 | 1067.0633 | 0.01572 | 984.1631 | -0.0020996 | 1067.6083 | 0 | 1067.0633 | 0.01301 | 968.9716 | 0
| 984.8083 | 0.00044184 | 984.4057 | -0.00072328 | 724.1314 | 0 | 984.8083 | 0.00040813 | 984.4057 | -0.0050406 | 974.0707 | 0 | 984.4057 | 0.0019718 | 984.8083 | 0.0062473 | 969.2084 | 0 | 724.1314 | 0.0009558 | 984.8083 | 0.00074037 | 984.8083 | 0 | 978.91 | 7.5855e-05 | 984.8083 | 0.0013548 | 724.1107 | 1.0013e-05 | 984.8083 | 0.0039446 | 984.8083 | 0.00025606 | 984.4057 | 0.00017615 | 1067.2318 | 0.01519 | 984.4057 | 0.0043716 | 1067.7787 | 0 | 1067.2318 | 0.01352 | 969.2084 | 0
| 985.0517 | 8.5008e-06 | 984.6484 | -0.0013153 | 724.2594 | 0.00031212 | 985.0517 | -0.00047481 | 984.6484 | -0.0010603 | 974.312 | 0 | 984.6484 | -0.0052659 | 985.0517 | 0 | 969.4453 | 0 | 724.2594 | 0.00124 | 985.0517 | 0 | 985.0517 | 0 | 979.15 | -0.00080189 | 985.0517 | 0 | 724.2318 | 1.0282e-05 | 985.0517 | 0 | 985.0517 | 0 | 984.6484 | -0.00197 | 1067.4003 | 0.01572 | 984.6484 | -0.0015954 | 1067.9491 | 0 | 1067.4003 | 0.01391 | 969.4452 | 0
| 985.295 | 0.00092929 | 984.891 | -0.00011703 | 724.3874 | 0 | 985.295 | -0.00032129 | 984.891 | -0.0077377 | 974.5532 | 0 | 984.891 | 0.0029009 | 985.295 | 0.0024677 | 969.6821 | 0 | 724.3874 | 0.0009558 | 985.295 | 0.0030342 | 985.295 | 0.0011539 | 979.4 | -0.00021673 | 985.295 | 0 | 724.3528 | 8.8885e-06 | 985.295 | 0.0041228 | 985.295 | 0.00020684 | 984.891 | 0.00626 | 1067.5688 | 0.0147 | 984.891 | 0.0097767 | 1068.1195 | 0 | 1067.5688 | 0.0143 | 969.6821 | 0
| 985.5384 | -0.00029631 | 985.1337 | -8.479e-05 | 724.5155 | 0.00108 | 985.5384 | -0.00036804 | 985.1337 | 0.0039019 | 974.7945 | 0 | 985.1337 | -0.0052952 | 985.5384 | 0 | 969.9189 | 0 | 724.5155 | 0.00064808 | 985.5384 | 0 | 985.5384 | 0 | 979.64 | -0.00067186 | 985.5384 | 0 | 724.4739 | 8.947e-06 | 985.5384 | 0 | 985.5384 | 0 | 985.1337 | -0.0053 | 1067.7373 | 0.01595 | 985.1337 | -0.0025266 | 1068.2899 | 1.0001e-05 | 1067.7373 | 0.01452 | 969.9189 | 0
| 985.7818 | 2.8004e-05 | 985.3764 | 0.0004186 | 724.6435 | 0 | 985.7818 | 0.00057298 | 985.3764 | -0.0059493 | 975.0358 | 0 | 985.3764 | 0.0027524 | 985.7818 | 0.0068505 | 970.1558 | 0 | 724.6435 | 0.00041639 | 985.7818 | 0.0046703 | 985.7818 | 0.0049167 | 979.88 | 0.0010511 | 985.7818 | 0.0051492 | 724.595 | 9.4272e-06 | 985.7818 | 0.0058978 | 985.7818 | 0.00040535 | 985.3764 | 0.00645 | 1067.9059 | 0.01456 | 985.3764 | 0.0068575 | 1068.4603 | 0 | 1067.9059 | 0.01485 | 970.1558 | 0
| 986.0251 | 0.00051235 | 985.6191 | -0.00055102 | 724.7716 | 0.00102 | 986.0251 | -0.0011107 | 985.6191 | 0.002637 | 975.277 | 0 | 985.6191 | -0.005471 | 986.0252 | 0 | 970.3926 | 0 | 724.7716 | 0.00113 | 986.0252 | 0 | 986.0251 | 0 | 980.12 | 0.0012137 | 986.0252 | 0 | 724.716 | 1.0095e-05 | 986.0252 | 0 | 986.0252 | 0 | 985.6191 | -0.00584 | 1068.0744 | 0.01598 | 985.6191 | -0.010171 | 1068.6307 | 0 | 1068.0744 | 0.01473 | 970.3926 | 0
| 986.2686 | 0.00094385 | 985.8618 | -0.00038416 | 724.8996 | 0 | 986.2686 | 0.00016679 | 985.8618 | -0.0042485 | 975.5182 | 0 | 985.8618 | 0.0033513 | 986.2686 | 0.0039502 | 970.6295 | 0 | 724.8996 | 0.00184 | 986.2686 | 0.0053736 | 986.2686 | 0.0031629 | 980.37 | 0.0011812 | 986.2686 | 0.0028165 | 724.8371 | 1.0341e-05 | 986.2686 | 0.0040921 | 986.2686 | 0.00025716 | 985.8618 | 0.00334 | 1068.2429 | 0.0141 | 985.8618 | 0.0055733 | 1068.8011 | 0 | 1068.2429 | 0.01505 | 970.6295 | 0
| 986.512 | -0.00033085 | 986.1045 | -0.0013092 | 725.0277 | 0.00158 | 986.512 | -0.00022678 | 986.1045 | 0.0030985 | 975.7596 | 0 | 986.1045 | -0.0045899 | 986.512 | 0 | 970.8664 | 0 | 725.0277 | 0.00218 | 986.512 | 0 | 986.512 | 0 | 980.61 | 0.0013763 | 986.512 | 0 | 724.9581 | 1.0423e-05 | 986.512 | 0 | 986.512 | 0 | 986.1045 | -0.00727 | 1068.4114 | 0.01593 | 986.1045 | 0.0024016 | 1068.9715 | 1.0001e-05 | 1068.4114 | 0.01477 | 970.8664 | 0
| 986.7554 | 0.00070614 | 986.3472 | -5.2836e-05 | 725.1558 | 0 | 986.7554 | 0.00015171 | 986.3472 | -0.007278 | 976.0009 | 0 | 986.3472 | 0.0024571 | 986.7554 | 0.0069773 | 971.1033 | 0 | 725.1558 | 0.00169 | 986.7554 | 0.0036071 | 986.7554 | 0.00027659 | 980.85 | -0.00060684 | 986.7554 | 0.0019077 | 725.0792 | 9.2164e-06 | 986.7554 | 0.0073903 | 986.7554 | 0.00039649 | 986.3472 | 0.00087758 | 1068.5799 | 0.01391 | 986.3472 | 0.0082296 | 1069.1419 | 0 | 1068.5799 | 0.01513 | 971.1033 | 0
| 986.9988 | -0.00015873 | 986.5899 | -0.00082007 | 725.2839 | 0.00084967 | 986.9988 | -0.00075352 | 986.5899 | 0.0011803 | 976.2421 | 0 | 986.5899 | -0.0050277 | 986.9988 | 0 | 971.3401 | 0 | 725.2839 | 0.00136 | 986.9988 | 0 | 986.9988 | 0 | 981.09 | -0.00054182 | 986.9988 | 0 | 725.2002 | 8.3732e-06 | 986.9988 | 0 | 986.9988 | 0 | 986.5899 | -0.00574 | 1068.7484 | 0.0159 | 986.5899 | -0.025151 | 1069.3123 | 0 | 1068.7484 | 0.01476 | 971.3401 | 0
| 987.2422 | 0.00053451 | 986.8326 | 2.8231e-05 | 725.412 | 0 | 987.2422 | 0.00041485 | 986.8326 | -0.0067466 | 976.4835 | 0 | 986.8326 | 0.0022862 | 987.2422 | 0.0036085 | 971.577 | 0 | 725.412 | 0.00027444 | 987.2422 | 0.0045124 | 987.2422 | 0.0020792 | 981.33 | -0.00015171 | 987.2422 | 0.0054556 | 725.3213 | 1.0036e-05 | 987.2422 | 0.0060452 | 987.2422 | 0.00021795 | 986.8326 | 0.00432 | 1068.9169 | 0.01376 | 986.8326 | -0.0021433 | 1069.4827 | 0 | 1068.9169 | 0.01517 | 971.577 | 0
| 987.4856 | -0.00056306 | 987.0753 | -0.00076257 | 725.5401 | 0.00097105 | 987.4856 | -0.0011665 | 987.0753 | 0.0042811 | 976.7247 | 0 | 987.0753 | -0.0053727 | 987.4856 | 0 | 971.8139 | 0 | 725.5401 | 0.0015 | 987.4856 | 0 | 987.4856 | 0 | 981.58 | 0.0017663 | 987.4856 | 0 | 725.4424 | 1.1699e-05 | 987.4856 | 0 | 987.4856 | 0 | 987.0753 | -0.00386 | 1069.0854 | 0.01593 | 987.0753 | -0.0044232 | 1069.6532 | 0 | 1069.0854 | 0.01471 | 971.8139 | 0
| 987.729 | 0.00098413 | 987.318 | 0.00069385 | 725.6682 | 0 | 987.729 | 0.00035961 | 987.318 | -0.0089608 | 976.9661 | 0 | 987.318 | 0.0021628 | 987.729 | 0.0070135 | 972.0508 | 0 | 725.6682 | 0.00223 | 987.729 | 0.012217 | 987.729 | 0.0055432 | 981.82 | -0.00044429 | 987.729 | 0.0085404 | 725.5634 | 1.2402e-05 | 987.729 | 0.0094928 | 987.729 | 0.0004066 | 987.318 | 0.00228 | 1069.2539 | 0.01378 | 987.318 | 0.0041218 | 1069.8236 | 0 | 1069.2539 | 0.01513 | 972.0508 | 0
| 987.9725 | -0.00015427 | 987.5607 | -0.00084022 | 725.7964 | 0.00104 | 987.9725 | -0.00079983 | 987.5607 | -0.0013865 | 977.2074 | 0 | 987.5607 | -0.00534 | 987.9725 | 0 | 972.2877 | 0 | 725.7964 | 0.0021 | 987.9725 | 0 | 987.9725 | 0 | 982.06 | -0.00063934 | 987.9725 | 0 | 725.6845 | 1.109e-05 | 987.9725 | 0 | 987.9725 | 0 | 987.5607 | -0.00337 | 1069.4224 | 0.01528 | 987.5607 | 0.0048451 | 1069.994 | 1.0001e-05 | 1069.4224 | 0.01451 | 972.2877 | 0
| 988.2159 | 0.00050173 | 987.8035 | -0.00043685 | 725.9245 | 0 | 988.2159 | -0.00032466 | 987.8035 | -0.0036906 | 977.4487 | 0 | 987.8035 | 0.001967 | 988.2159 | 0.0075435 | 972.5247 | 0 | 725.9245 | 0 | 988.2159 | 0.0023701 | 988.2159 | 0.0012138 | 982.3 | 0.00059601 | 988.2159 | 0.0028261 | 725.8056 | 9.7551e-06 | 988.2159 | 0.0053895 | 988.2159 | 0.00028618 | 987.8035 | 0.00357 | 1069.5909 | 0.01406 | 987.8035 | 0.00059781 | 1070.1644 | 0 | 1069.5909 | 0.01497 | 972.5247 | 0
| 988.4594 | -4.231e-07 | 988.0462 | -0.0010441 | 726.0527 | 0 | 988.4594 | -0.00062746 | 988.0462 | -0.00056461 | 977.69 | 0 | 988.0462 | -0.0047919 | 988.4594 | 0 | 972.7615 | 0 | 726.0527 | 0.00102 | 988.4594 | 0 | 988.4594 | 0 | 982.55 | 0.00069354 | 988.4594 | 0 | 725.9266 | 9.3803e-06 | 988.4594 | 0 | 988.4593 | 0 | 988.0462 | -0.00501 | 1069.7594 | 0.01551 | 988.0462 | 0.00047361 | 1070.3348 | 0 | 1069.7594 | 0.01431 | 972.7615 | 0
| 988.7028 | 0.00025542 | 988.2889 | -0.00078899 | 726.1809 | 0 | 988.7028 | 0.00041076 | 988.2889 | -0.006063 | 977.9314 | 0 | 988.2889 | 0.002814 | 988.7028 | 0.003013 | 972.9985 | 0 | 726.1809 | 0.00198 | 988.7028 | 0.00042395 | 988.7028 | 0 | 982.79 | 0.0024165 | 988.7028 | 0.0036319 | 726.0477 | 9.4857e-06 | 988.7028 | 0.0021114 | 988.7028 | 0.00022708 | 988.2889 | 0.00086153 | 1069.9279 | 0.01373 | 988.2889 | 0.0075432 | 1070.5053 | 0 | 1069.9279 | 0.01489 | 972.9985 | 0
| 988.9463 | 4.3258e-05 | 988.5317 | -0.001033 | 726.3091 | 0.0018 | 988.9463 | -0.0005044 | 988.5317 | -0.0037978 | 978.1727 | 0 | 988.5317 | -0.0057903 | 988.9463 | 0 | 973.2354 | 0 | 726.3091 | 0.00036425 | 988.9463 | 0 | 988.9463 | 0 | 983.03 | -0.00024923 | 988.9463 | 0 | 726.1688 | 1.0083e-05 | 988.9463 | 0 | 988.9463 | 0 | 988.5317 | -0.00573 | 1070.0964 | 0.01523 | 988.5317 | -0.0093552 | 1070.6757 | 0 | 1070.0964 | 0.01419 | 973.2354 | 0
| 989.1898 | 0.00073381 | 988.7744 | -0.00073465 | 726.4373 | 0 | 989.1898 | 3.9577e-05 | 988.7744 | -0.010145 | 978.4141 | 0 | 988.7744 | 0.0028059 | 989.1897 | 0.002819 | 973.4724 | 0 | 726.4373 | 0.00141 | 989.1897 | 0 | 989.1898 | 0.0019495 | 983.27 | -0.00047681 | 989.1897 | 0.0020899 | 726.2898 | 9.2984e-06 | 989.1897 | 0.0041053 | 989.1898 | 0.00032997 | 988.7744 | 0.00156 | 1070.2649 | 0.01355 | 988.7744 | -0.00053816 | 1070.8461 | 6.6672e-06 | 1070.2649 | 0.0148 | 973.4724 | 0
| 989.4332 | 0.00011307 | 989.0172 | -0.00071357 | 726.5655 | 0.00125 | 989.4332 | -0.00078635 | 989.0172 | -0.00022571 | 978.6555 | 0 | 989.0172 | -0.0057959 | 989.4332 | 0 | 973.7093 | 0 | 726.5655 | 0.00286 | 989.4332 | 0 | 989.4332 | 0 | 983.52 | 0.00040094 | 989.4332 | 0 | 726.4109 | 9.6497e-06 | 989.4332 | 0 | 989.4332 | 0 | 989.0172 | -0.00214 | 1070.4334 | 0.0157 | 989.0172 | 0.00037768 | 1071.0166 | 0 | 1070.4334 | 0.01411 | 973.7093 | 0
| 989.6767 | 0.00059877 | 989.2599 | 7.0205e-06 | 726.6937 | 0 | 989.6767 | -0.00037883 | 989.2599 | -0.0079474 | 978.8968 | 0 | 989.2599 | 0.0022559 | 989.6767 | 0.004045 | 973.9462 | 0 | 726.6937 | 0.00058673 | 989.6767 | 0.0048626 | 989.6767 | 0.0024226 | 983.76 | 0.0022214 | 989.6767 | 0.0031311 | 726.532 | 1.0223e-05 | 989.6767 | 0.0074048 | 989.6767 | 0.0004047 | 989.2599 | 0.00528 | 1070.6019 | 0.01519 | 989.2599 | 0.0074179 | 1071.187 | 0 | 1070.6019 | 0.01478 | 973.9462 | 0
| 989.9202 | -0.00010632 | 989.5027 | -0.00078995 | 726.8219 | 0.00177 | 989.9202 | -0.00083665 | 989.5027 | 0.0023776 | 979.1382 | 0 | 989.5027 | -0.0063932 | 989.9202 | 0 | 974.1832 | 0 | 726.8219 | 0.00090353 | 989.9202 | 0 | 989.9202 | 0 | 984 | -0.00093193 | 989.9202 | 0 | 726.653 | 1.1102e-05 | 989.9202 | 0 | 989.9202 | 0 | 989.5027 | -0.0051 | 1070.7704 | 0.01598 | 989.5027 | -0.0054939 | 1071.3574 | 0 | 1070.7704 | 0.01413 | 974.1832 | 0
| 990.1636 | 0.00053774 | 989.7455 | 0.00033726 | 726.9502 | 0 | 990.1636 | -0.00056612 | 989.7455 | -0.0103 | 979.3796 | 0 | 989.7455 | 0.0037634 | 990.1637 | 0.0080786 | 974.4202 | 0 | 726.9502 | 0.00027444 | 990.1637 | 0.0086042 | 990.1636 | 0.0038513 | 984.24 | 7.5855e-05 | 990.1637 | 0.0039876 | 726.7741 | 1.0259e-05 | 990.1637 | 0.0054397 | 990.1636 | 0.00043404 | 989.7455 | 0.00058891 | 1070.9389 | 0.01345 | 989.7455 | 0.010385 | 1071.5278 | 0 | 1070.9389 | 0.01481 | 974.4202 | 0
| 990.4072 | -0.00017379 | 989.9882 | -0.0014287 | 727.0784 | 0.00102 | 990.4072 | -0.00046689 | 989.9882 | 0.0008408 | 979.6209 | 0 | 989.9882 | -0.006742 | 990.4072 | 0 | 974.6571 | 0 | 727.0784 | 0.00136 | 990.4072 | 0 | 990.4072 | 0 | 984.48 | -0.00070437 | 990.4072 | 0 | 726.8952 | 9.919e-06 | 990.4072 | 0 | 990.4072 | 0 | 989.9882 | -0.00636 | 1071.1074 | 0.01546 | 989.9882 | -0.010301 | 1071.6983 | 0 | 1071.1074 | 0.01427 | 974.6571 | 0
| 990.6506 | 0.0007519 | 990.231 | -8.084e-05 | 727.2067 | 0 | 990.6506 | -0.00011059 | 990.231 | -0.011289 | 979.8623 | 0 | 990.231 | 0.0024752 | 990.6507 | 0.0051797 | 974.8941 | 0 | 727.2067 | 0.00249 | 990.6507 | 0.00018179 | 990.6506 | 0.00038574 | 984.73 | -0.00089942 | 990.6507 | 0.0048768 | 727.0163 | 1.1266e-05 | 990.6507 | 0.00589 | 990.6506 | 0.00025519 | 990.231 | 0.00421 | 1071.2759 | 0.01338 | 990.231 | 0.012958 | 1071.8687 | 0 | 1071.2759 | 0.01498 | 974.8941 | 0
| 990.8942 | -0.00028051 | 990.4738 | -0.0015993 | 727.335 | 0.00168 | 990.8942 | -0.00081605 | 990.4738 | 0.0018773 | 980.1038 | 0 | 990.4738 | -0.0060138 | 990.8942 | 0 | 975.131 | 0 | 727.335 | 0.00059133 | 990.8942 | 0 | 990.8942 | 0 | 984.97 | -0.00099695 | 990.8942 | 0 | 727.1373 | 1.1992e-05 | 990.8942 | 0 | 990.8942 | 0 | 990.4738 | -0.00575 | 1071.4444 | 0.01565 | 990.4738 | -0.00731 | 1072.0391 | 0 | 1071.4444 | 0.01454 | 975.131 | 0
| 991.1377 | 3.9628e-06 | 990.7166 | 0.00066387 | 727.4633 | 0 | 991.1377 | 0.00028845 | 990.7166 | -0.0062275 | 980.3452 | 0 | 990.7166 | 0.0033355 | 991.1377 | 0.01075 | 975.368 | 0 | 727.4633 | 0.00127 | 991.1377 | 0.0039495 | 991.1377 | 0.0044749 | 985.21 | -0.00021673 | 991.1377 | 0.0030914 | 727.2584 | 1.1395e-05 | 991.1377 | 0.004514 | 991.1377 | 0.00026568 | 990.7166 | 0.00351 | 1071.6129 | 0.01477 | 990.7166 | 0.0049975 | 1072.2096 | 6.6672e-06 | 1071.6129 | 0.01515 | 975.368 | 0
| 991.3812 | -0.00022222 | 990.9594 | -0.00060768 | 727.5916 | 0.00153 | 991.3812 | -0.00065691 | 990.9594 | 0.0044249 | 980.5865 | 0 | 990.9594 | -0.0062791 | 991.3812 | 0 | 975.605 | 0 | 727.5916 | 0.00061971 | 991.3812 | 0 | 991.3812 | 0 | 985.45 | -0.0015171 | 991.3812 | 0 | 727.3795 | 1.02e-05 | 991.3812 | 0 | 991.3812 | 0 | 990.9594 | -0.00565 | 1071.7814 | 0.01595 | 990.9594 | -0.0052562 | 1072.38 | 0 | 1071.7814 | 0.01476 | 975.605 | 0
| 991.6248 | 0.001057 | 991.2022 | 2.7331e-06 | 727.7199 | 0 | 991.6248 | 0.00024282 | 991.2022 | -0.0081526 | 980.828 | 0 | 991.2022 | 0.0040197 | 991.6247 | 0.0073644 | 975.842 | 0 | 727.7199 | 0.00198 | 991.6247 | 0.0026343 | 991.6248 | 0.0017661 | 985.7 | -0.00037928 | 991.6247 | 0.0014489 | 727.5006 | 9.4623e-06 | 991.6247 | 0.0060548 | 991.6248 | 9.6135e-05 | 991.2022 | 0.00535 | 1071.9499 | 0.01417 | 991.2022 | 0.0048522 | 1072.5504 | 0 | 1071.9499 | 0.01517 | 975.842 | 0
| 991.8683 | -0.00010296 | 991.445 | -0.001716 | 727.8483 | 0.0018 | 991.8683 | -0.0013101 | 991.445 | 0.0049888 | 981.0694 | 0 | 991.445 | -0.0062659 | 991.8683 | 0 | 976.079 | 0 | 727.8483 | 0.00161 | 991.8683 | 0 | 991.8683 | 0 | 985.94 | -0.00060684 | 991.8683 | 0 | 727.6216 | 1.02e-05 | 991.8683 | 0.00021928 | 991.8683 | 0 | 991.445 | -0.00509 | 1072.1184 | 0.01583 | 991.445 | -0.00095816 | 1072.7209 | 0 | 1072.1184 | 0.0148 | 976.079 | 0
| 992.1118 | 0.00083302 | 991.6878 | -0.00049409 | 727.9766 | 0 | 992.1118 | 0.00077181 | 991.6878 | -0.0073017 | 981.3109 | 0 | 991.6878 | 0.0026553 | 992.1118 | 0.0035417 | 976.316 | 0 | 727.9766 | 0.00115 | 992.1118 | 0.0061937 | 992.1118 | 0.0020859 | 986.18 | -0.00041178 | 992.1118 | 0.0010609 | 727.7427 | 9.193e-06 | 992.1118 | 0.0051659 | 992.1118 | 0.00026839 | 991.6878 | 0.00608 | 1072.2869 | 0.0147 | 991.6878 | 0.012539 | 1072.8913 | 6.6672e-06 | 1072.2869 | 0.01503 | 976.316 | 0
| 992.3553 | -0.00021282 | 991.9306 | -0.00077128 | 728.1049 | 0.00173 | 992.3553 | -0.00024355 | 991.9306 | -0.00056283 | 981.5523 | 0 | 991.9306 | -0.006308 | 992.3553 | 0 | 976.553 | 0 | 728.1049 | 0.0004494 | 992.3553 | 0 | 992.3553 | 0 | 986.42 | -0.0019397 | 992.3553 | 0 | 727.8638 | 9.7317e-06 | 992.3553 | 0 | 992.3554 | 0 | 991.9306 | -0.00725 | 1072.4554 | 0.01591 | 991.9306 | -0.018472 | 1073.0618 | 1.0001e-05 | 1072.4554 | 0.0147 | 976.553 | 0
| 992.5989 | 0.00054642 | 992.1734 | -0.00021214 | 728.2333 | 0 | 992.5989 | 0.00030327 | 992.1734 | -0.0093741 | 981.7937 | 0 | 992.1734 | 0.0027866 | 992.5989 | 0.0050204 | 976.79 | 0 | 728.2333 | 0.00266 | 992.5989 | 0.005713 | 992.5989 | 0.0021909 | 986.67 | -2.1673e-05 | 992.5989 | 0.003383 | 727.9849 | 8.8885e-06 | 992.5989 | 0.0049492 | 992.5989 | 0.00038874 | 992.1734 | 0.00243 | 1072.6238 | 0.01524 | 992.1734 | 0.024032 | 1073.2322 | 0 | 1072.6238 | 0.0148 | 976.79 | 0
| 992.8425 | -0.00084792 | 992.4162 | -0.00035053 | 728.3617 | 0.00095371 | 992.8425 | -0.00051895 | 992.4162 | 0.0066306 | 982.0352 | 0 | 992.4162 | -0.0049121 | 992.8425 | 0 | 977.027 | 0 | 728.3617 | 0.00079001 | 992.8425 | 0 | 992.8425 | 0 | 986.91 | -0.00070437 | 992.8425 | 0 | 728.106 | 1.0739e-05 | 992.8425 | 0 | 992.8425 | 0 | 992.4162 | -0.00374 | 1072.7923 | 0.01581 | 992.4162 | 0.0029401 | 1073.4027 | 1.0001e-05 | 1072.7923 | 0.01454 | 977.027 | 0
| 993.086 | 6.7616e-05 | 992.659 | -4.2202e-05 | 728.4901 | 0 | 993.086 | -0.00018199 | 992.659 | -0.0062581 | 982.2767 | 0 | 992.659 | 0.0034131 | 993.086 | 0.0050452 | 977.2641 | 0 | 728.4901 | 0 | 993.086 | 0.002651 | 993.086 | 0.00366 | 987.15 | -0.00047681 | 993.086 | 0.0080665 | 728.227 | 9.8136e-06 | 993.086 | 0.0050403 | 993.086 | 0.00033617 | 992.659 | 0.00338 | 1072.9608 | 0.01366 | 992.659 | 0.0058203 | 1073.5731 | 0 | 1072.9608 | 0.01486 | 977.2641 | 0
| 993.3296 | -0.00027212 | 992.9019 | -0.00015038 | 728.6185 | 0.00055488 | 993.3296 | -0.00029236 | 992.9019 | 0.001927 | 982.5181 | 0 | 992.9019 | -0.0059504 | 993.3296 | 0 | 977.5011 | 0 | 728.6185 | 0.00084678 | 993.3296 | 0 | 993.3296 | 0 | 987.39 | -0.0023624 | 993.3296 | 0 | 728.3481 | 1.02e-05 | 993.3296 | 0 | 993.3296 | 0 | 992.9019 | -0.00427 | 1073.1293 | 0.01542 | 992.9019 | -0.014747 | 1073.7435 | 0 | 1073.1293 | 0.01474 | 977.5011 | 0
| 993.5732 | 0.00012324 | 993.1447 | -0.00042922 | 728.7469 | 0 | 993.5732 | 0.00071779 | 993.1447 | -0.0054893 | 982.7596 | 0 | 993.1447 | 0.0032584 | 993.5732 | 0.0022497 | 977.7382 | 0 | 728.7469 | 0.00064351 | 993.5732 | 0.0027185 | 993.5732 | 0.00038542 | 987.63 | 0.00085607 | 993.5732 | 0.0025168 | 728.4692 | 8.2912e-06 | 993.5732 | 0.0061004 | 993.5732 | 0.00031319 | 993.1447 | 0.00388 | 1073.2978 | 0.01391 | 993.1447 | 0.0038296 | 1073.914 | 6.6672e-06 | 1073.2978 | 0.01509 | 977.7382 | 0
| 993.8168 | -0.00063236 | 993.3875 | -0.0015385 | 728.8753 | 0.00125 | 993.8168 | -0.00099115 | 993.3875 | 0.00027515 | 983.0011 | 0 | 993.3875 | -0.0062493 | 993.8168 | 0 | 977.9752 | 0 | 728.8753 | 0.00127 | 993.8168 | 0 | 993.8168 | 0 | 987.88 | 0.00030341 | 993.8168 | 0 | 728.5903 | 9.2164e-06 | 993.8168 | 0 | 993.8168 | 0 | 993.3875 | -0.00906 | 1073.4663 | 0.01526 | 993.3875 | 0.00066907 | 1074.0845 | 0 | 1073.4663 | 0.01475 | 977.9752 | 0
| 994.0604 | 0.00027847 | 993.6304 | 0.00040832 | 729.0037 | 0 | 994.0604 | 0.00048624 | 993.6304 | -0.008542 | 983.2426 | 0 | 993.6304 | 0.0022974 | 994.0603 | 0.0074242 | 978.2123 | 0 | 729.0037 | 0.00138 | 994.0603 | 0.0028536 | 994.0604 | 0.0027262 | 988.12 | 0.002189 | 994.0603 | 0.0043063 | 728.7114 | 9.6028e-06 | 994.0603 | 0.0073767 | 994.0604 | 0.00023864 | 993.6304 | 0.00456 | 1073.6348 | 0.01383 | 993.6304 | 0.010223 | 1074.2549 | 0 | 1073.6348 | 0.01514 | 978.2123 | 0
| 994.304 | -0.00030429 | 993.8732 | -0.0010437 | 729.1322 | 0.00194 | 994.304 | 0.00046495 | 993.8732 | 0.00094832 | 983.4841 | 0 | 993.8732 | -0.0050868 | 994.3039 | 0 | 978.4493 | 0 | 729.1322 | 0.0011 | 994.3039 | 0 | 994.304 | 0 | 988.36 | -0.00057433 | 994.3039 | 0 | 728.8325 | 1.02e-05 | 994.3039 | 0 | 994.304 | 0 | 993.8732 | -0.00902 | 1073.8033 | 0.01561 | 993.8732 | 0.001732 | 1074.4253 | 1.0001e-05 | 1073.8033 | 0.01467 | 978.4493 | 0
| 994.5475 | 0.00037256 | 994.1161 | -0.00017003 | 729.2607 | 0 | 994.5475 | 2.2799e-05 | 994.1161 | -0.010931 | 983.7256 | 0 | 994.1161 | 0.0033932 | 994.5475 | 0.0059675 | 978.6863 | 0 | 729.2607 | 0.00192 | 994.5475 | 0.00098522 | 994.5475 | 0.0018677 | 988.6 | 0.002124 | 994.5475 | 0.0035848 | 728.9535 | 1.0141e-05 | 994.5475 | 0.0042768 | 994.5476 | 0.00020827 | 994.1161 | 0.00218 | 1073.9717 | 0.01385 | 994.1161 | -0.0040154 | 1074.5958 | 0 | 1073.9717 | 0.0151 | 978.6863 | 0
| 994.7911 | -7.2857e-06 | 994.3589 | -0.00053255 | 729.3891 | 0.00189 | 994.7911 | -0.00055851 | 994.3589 | 0.00024166 | 983.9671 | 0 | 994.3589 | -0.0059898 | 994.7912 | 0 | 978.9235 | 0 | 729.3891 | 0.0001088 | 994.7912 | 0 | 994.7911 | 0 | 988.85 | 0.002384 | 994.7912 | 0 | 729.0746 | 1.0762e-05 | 994.7912 | 0 | 994.7911 | 0 | 994.359 | -0.0068 | 1074.1402 | 0.01537 | 994.3589 | -0.006638 | 1074.7663 | 0 | 1074.1402 | 0.01457 | 978.9235 | 0
| 995.0348 | 0.00010611 | 994.6018 | -0.0001325 | 729.5176 | 0 | 995.0348 | 0.00052205 | 994.6018 | -0.0057505 | 984.2086 | 0 | 994.6018 | 0.0028613 | 995.0348 | 0.003285 | 979.1605 | 0 | 729.5176 | 0.00172 | 995.0348 | 0.0021685 | 995.0348 | 0.0038703 | 989.09 | 0.00085607 | 995.0348 | 0.0095845 | 729.1957 | 1.0364e-05 | 995.0348 | 0.0029728 | 995.0348 | 0.00023315 | 994.6018 | 0.00347 | 1074.3087 | 0.01371 | 994.6018 | 0.0063523 | 1074.9367 | 0 | 1074.3087 | 0.01507 | 979.1605 | 0
| 995.2784 | -0.00052647 | 994.8447 | -0.00021671 | 729.6461 | 0.00084967 | 995.2784 | -0.00098576 | 994.8447 | -0.00075194 | 984.4501 | 0 | 994.8447 | -0.0057789 | 995.2784 | 0 | 979.3976 | 0 | 729.6461 | 0.00127 | 995.2784 | 0 | 995.2784 | 0 | 989.33 | -0.00080189 | 995.2784 | 0 | 729.3168 | 1.0692e-05 | 995.2784 | 0 | 995.2784 | 0 | 994.8447 | -0.00513 | 1074.4772 | 0.01563 | 994.8447 | -0.0042775 | 1075.1072 | 1.0001e-05 | 1074.4772 | 0.01454 | 979.3976 | 0
| 995.522 | 5.0464e-05 | 995.0876 | 0.00014558 | 729.7746 | 0 | 995.522 | 0.00034592 | 995.0876 | -0.0078079 | 984.6917 | 0 | 995.0876 | 0.0037188 | 995.522 | 0.0053055 | 979.6346 | 0 | 729.7746 | 0 | 995.522 | 0.0094502 | 995.522 | 0.0030165 | 989.57 | 0.0026441 | 995.522 | 0.0029325 | 729.4379 | 9.6731e-06 | 995.522 | 0.0075048 | 995.522 | 0.00035149 | 995.0875 | 0.00343 | 1074.6457 | 0.01419 | 995.0876 | -0.0063292 | 1075.2776 | 0 | 1074.6457 | 0.01509 | 979.6346 | 0
| 995.7656 | -0.00060264 | 995.3304 | -0.00073502 | 729.9031 | 0.00146 | 995.7656 | -9.6791e-05 | 995.3304 | 0.0037827 | 984.9332 | 0 | 995.3304 | -0.005922 | 995.7657 | 0 | 979.8718 | 0 | 729.9031 | 0.00232 | 995.7657 | 0 | 995.7656 | 0 | 989.82 | 0.00017338 | 995.7657 | 0 | 729.559 | 1.0692e-05 | 995.7657 | 0 | 995.7656 | 0 | 995.3304 | -0.00669 | 1074.8142 | 0.0159 | 995.3304 | -0.0043872 | 1075.4481 | 3.0002e-05 | 1074.8142 | 0.01464 | 979.8718 | 0
| 996.0093 | 0.00020549 | 995.5733 | -0.0003087 | 730.0317 | 0 | 996.0093 | 0.00026422 | 995.5733 | -0.0074685 | 985.1747 | 0 | 995.5733 | 0.0036976 | 996.0093 | 0.0026499 | 980.1088 | 0 | 730.0317 | 0.00257 | 996.0093 | 0.002687 | 996.0093 | 0.002282 | 990.06 | 0.0026766 | 996.0093 | 0.0057071 | 729.6801 | 9.8136e-06 | 996.0093 | 0.0088939 | 996.0093 | 0.00039777 | 995.5733 | 0.00279 | 1074.9826 | 0.01519 | 995.5733 | 0.00054128 | 1075.6185 | 0 | 1074.9826 | 0.01516 | 980.1088 | 0
| 996.2529 | -0.00020184 | 995.8162 | -0.00032653 | 730.1602 | 0.00137 | 996.2529 | -0.00089021 | 995.8162 | -0.0017503 | 985.4163 | 0 | 995.8162 | -0.0071152 | 996.2529 | 0 | 980.3459 | 0 | 730.1602 | 0.00201 | 996.2529 | 0 | 996.2529 | 0 | 990.3 | -0.00028175 | 996.2529 | 0 | 729.8012 | 1.1254e-05 | 996.2529 | 0 | 996.2529 | 0 | 995.8162 | -0.00643 | 1075.1511 | 0.01584 | 995.8162 | -0.0081324 | 1075.789 | 1.0001e-05 | 1075.1511 | 0.01475 | 980.346 | 0
| 996.4966 | 0.00014337 | 996.0591 | -0.00012784 | 730.2887 | 0 | 996.4966 | -8.7984e-05 | 996.0591 | -0.0090758 | 985.6578 | 0 | 996.0591 | 0.0038721 | 996.4966 | 0.0057901 | 980.5831 | 0 | 730.2887 | 0.00201 | 996.4966 | 0.0059849 | 996.4966 | 0.0057694 | 990.54 | 0.0018964 | 996.4966 | 0.0068937 | 729.9223 | 1.1043e-05 | 996.4966 | 0.0062063 | 996.4966 | 0.00028591 | 996.0591 | 0.00477 | 1075.3196 | 0.01503 | 996.0591 | -0.0019505 | 1075.9595 | 0 | 1075.3196 | 0.01505 | 980.5831 | 0
| 996.7402 | 0.00011373 | 996.302 | -0.0021166 | 730.4173 | 0.00095371 | 996.7402 | -0.00084501 | 996.302 | 0.0050572 | 985.8994 | 0 | 996.302 | -0.0069874 | 996.7402 | 0 | 980.8202 | 0 | 730.4173 | 0.00124 | 996.7402 | 0 | 996.7402 | 0 | 990.79 | -0.0015822 | 996.7402 | 0 | 730.0434 | 1.1805e-05 | 996.7402 | 0 | 996.7402 | 0 | 996.302 | -0.00699 | 1075.4881 | 0.016 | 996.302 | -0.0056709 | 1076.1299 | 0 | 1075.4881 | 0.0147 | 980.8202 | 0
| 996.9839 | 0.00040859 | 996.5449 | -0.00023352 | 730.5459 | 0 | 996.9839 | 0.000293 | 996.5449 | -0.0074059 | 986.141 | 0 | 996.5449 | 0.0040136 | 996.9839 | 0.0057439 | 981.0573 | 0 | 730.5459 | 0.00098419 | 996.9839 | 0.0094882 | 996.9839 | 0.0030108 | 991.03 | 0.0012787 | 996.9839 | 0.0035176 | 730.1645 | 1.0001e-05 | 996.9839 | 0.0018156 | 996.9839 | 0.00045013 | 996.5449 | -0.00044318 | 1075.6566 | 0.01452 | 996.5449 | 0.0035222 | 1076.3004 | 0 | 1075.6566 | 0.01492 | 981.0573 | 0
| 997.2276 | -0.00036299 | 996.7878 | -0.00027268 | 730.6745 | 0.00091902 | 997.2276 | -0.000602 | 996.7878 | -0.0022484 | 986.3826 | 0 | 996.7878 | -0.005555 | 997.2276 | 0 | 981.2944 | 0 | 730.6745 | 0.00255 | 997.2276 | 0 | 997.2276 | 0 | 991.27 | -0.00021673 | 997.2276 | 0 | 730.2855 | 9.3452e-06 | 997.2276 | 0 | 997.2276 | 0 | 996.7878 | -0.00189 | 1075.825 | 0.01597 | 996.7878 | 0.0015619 | 1076.4709 | 0 | 1075.825 | 0.01469 | 981.2944 | 0
| 997.4713 | 0.00023655 | 997.0307 | -1.2957e-05 | 730.8031 | 0 | 997.4713 | 0.00070157 | 997.0307 | -0.0099169 | 986.6241 | 0 | 997.0307 | 0.0034962 | 997.4713 | 0.0031974 | 981.5316 | 0 | 730.8031 | 0 | 997.4713 | 0.0075418 | 997.4713 | 0.0010864 | 991.51 | 0.00043346 | 997.4713 | 0.0064787 | 730.4067 | 7.7642e-06 | 997.4713 | 0.0042292 | 997.4713 | 0.00035235 | 997.0307 | 0.00555 | 1075.9935 | 0.01487 | 997.0307 | 0.0075849 | 1076.6413 | 0 | 1075.9935 | 0.01492 | 981.5316 | 0
| 997.715 | -0.00039752 | 997.2736 | -0.00052474 | 730.9317 | 0.00139 | 997.715 | -0.00016221 | 997.2736 | 0.0045207 | 986.8657 | 0 | 997.2736 | -0.0069401 | 997.7149 | 0 | 981.7687 | 0 | 730.9317 | 0.00147 | 997.7149 | 0 | 997.715 | 0 | 991.76 | -0.0008344 | 997.7149 | 0 | 730.5277 | 9.5911e-06 | 997.7149 | 0 | 997.715 | 0 | 997.2736 | -0.00629 | 1076.162 | 0.01584 | 997.2736 | -0.011789 | 1076.8118 | 0 | 1076.162 | 0.01469 | 981.7687 | 0
| 997.9586 | 0.00031923 | 997.5165 | 4.9676e-05 | 731.0603 | 0 | 997.9586 | -0.00020823 | 997.5165 | -0.0049295 | 987.1073 | 0 | 997.5165 | 0.0033712 | 997.9586 | 0.003757 | 982.0058 | 0 | 731.0603 | 0.00314 | 997.9586 | 0.0036781 | 997.9586 | 0.0038661 | 992 | 0.00085607 | 997.9586 | 0.0020974 | 730.6489 | 8.5957e-06 | 997.9586 | 0.0063938 | 997.9586 | 0.00051894 | 997.5166 | 0.00658 | 1076.3305 | 0.01429 | 997.5165 | 0.0096523 | 1076.9823 | 0 | 1076.3305 | 0.01503 | 982.0058 | 0
| 998.2023 | -4.262e-05 | 997.7595 | -0.00067438 | 731.1889 | 0.0003468 | 998.2023 | -0.00068756 | 997.7595 | 0.0016759 | 987.3489 | 0 | 997.7595 | -0.0062242 | 998.2023 | 0 | 982.243 | 0 | 731.1889 | 0.00053456 | 998.2023 | 0 | 998.2023 | 0 | 992.24 | 0.0012462 | 998.2023 | 0 | 730.7699 | 9.4857e-06 | 998.2023 | 0 | 998.2023 | 0 | 997.7595 | -0.00427 | 1076.4989 | 0.01576 | 997.7595 | 0.0043444 | 1077.1527 | 0 | 1076.4989 | 0.01477 | 982.243 | 0
| 998.446 | 0.00013717 | 998.0024 | -3.9862e-05 | 731.3176 | 0 | 998.446 | -0.00031917 | 998.0024 | -0.003401 | 987.5905 | 0 | 998.0024 | 0.0044146 | 998.446 | 0.0036855 | 982.4801 | 0 | 731.3176 | 0.00203 | 998.446 | 0.0054663 | 998.446 | 0.0021217 | 992.48 | 0.0015387 | 998.446 | 0.005556 | 730.891 | 7.7408e-06 | 998.446 | 0.0070075 | 998.446 | 0.00025778 | 998.0024 | 0.00741 | 1076.6674 | 0.01415 | 998.0024 | -0.0099235 | 1077.3232 | 0 | 1076.6674 | 0.01515 | 982.4801 | 0
| 998.6898 | -0.00060675 | 998.2453 | -0.00071586 | 731.4463 | 0.00132 | 998.6898 | -0.0011028 | 998.2453 | -0.00075967 | 987.8322 | 0 | 998.2453 | -0.0074316 | 998.6897 | 0 | 982.7173 | 0 | 731.4463 | 0.0017 | 998.6897 | 0 | 998.6898 | 0 | 992.73 | -0.00063934 | 998.6897 | 0 | 731.0122 | 8.5137e-06 | 998.6897 | 0 | 998.6898 | 0 | 998.2453 | -0.01015 | 1076.8359 | 0.01598 | 998.2453 | -0.006077 | 1077.4937 | 1.0001e-05 | 1076.8359 | 0.01471 | 982.7173 | 0
| 998.9335 | 6.8759e-05 | 998.4883 | 0.00048514 | 731.5749 | 0 | 998.9335 | -0.00029546 | 998.4883 | -0.0093531 | 988.0738 | 0 | 998.4883 | 0.0035005 | 998.9334 | 0.0055328 | 982.9545 | 0 | 731.5749 | 0.00038799 | 998.9334 | 0.0029456 | 998.9335 | 0.0046006 | 992.97 | 0.0016038 | 998.9334 | 0.0084964 | 731.1332 | 8.5606e-06 | 998.9334 | 0.0058887 | 998.9335 | 0.00029864 | 998.4883 | 0.00308 | 1077.0043 | 0.01473 | 998.4883 | 0.0086781 | 1077.6642 | 0 | 1077.0043 | 0.01512 | 982.9545 | 0
| 999.1772 | -0.00075411 | 998.7312 | -0.00096379 | 731.7036 | 0.00084967 | 999.1772 | -0.00058312 | 998.7312 | -0.0017375 | 988.3154 | 0 | 998.7312 | -0.0076918 | 999.1772 | 0 | 983.1916 | 0 | 731.7036 | 0.00201 | 999.1772 | 0 | 999.1772 | 0 | 993.21 | -0.0015171 | 999.1772 | 0 | 731.2544 | 1.0141e-05 | 999.1772 | 0 | 999.1772 | 0 | 998.7312 | -0.0058 | 1077.1728 | 0.01593 | 998.7312 | -0.00037502 | 1077.8347 | 1.0001e-05 | 1077.1728 | 0.01464 | 983.1916 | 0
| 999.4209 | -0.00012998 | 998.9742 | 4.0024e-05 | 731.8323 | 0 | 999.4209 | 9.5447e-05 | 998.9742 | -0.0085717 | 988.5571 | 0 | 998.9742 | 0.0038052 | 999.4209 | 0.0068416 | 983.4288 | 0 | 731.8323 | 0.00186 | 999.4209 | 0.0081737 | 999.4209 | 0.0016806 | 993.45 | 0.0016688 | 999.4209 | 0.0082904 | 731.3755 | 9.6848e-06 | 999.4209 | 0.010178 | 999.4209 | 0.0002168 | 998.9742 | 0.00579 | 1077.3413 | 0.01492 | 998.9742 | 0.0032477 | 1078.0051 | 0 | 1077.3413 | 0.01513 | 983.4288 | 0
| 999.6646 | -0.00050439 | 999.2171 | -0.0010491 | 731.961 | 0.00053755 | 999.6646 | -0.00080162 | 999.2171 | 0.0037585 | 988.7987 | 0 | 999.2171 | -0.0076469 | 999.6646 | 0 | 983.666 | 0 | 731.961 | 0.00176 | 999.6646 | 0 | 999.6646 | 0 | 993.7 | -0.00044429 | 999.6646 | 0 | 731.4966 | 1.0141e-05 | 999.6646 | 0 | 999.6646 | 0 | 999.2171 | -0.00596 | 1077.5098 | 0.01579 | 999.2171 | 0.013856 | 1078.1756 | 1.0001e-05 | 1077.5098 | 0.01472 | 983.6659 | 0
| 999.9084 | -0.00045222 | 999.4601 | 0.00026982 | 732.0897 | 0 | 999.9084 | 0.00014298 | 999.4601 | -0.0063919 | 989.0403 | 0 | 999.4601 | 0.004826 | 999.9084 | 0.0041079 | 983.9031 | 0 | 732.0897 | 0 | 999.9084 | 0.009493 | 999.9084 | 0.0036075 | 993.94 | 4.3346e-05 | 999.9084 | 0.0050795 | 731.6177 | 8.7479e-06 | 999.9084 | 0.0052974 | 999.9084 | 0.0002001 | 999.4601 | 0.00234 | 1077.6782 | 0.01427 | 999.4601 | 0.012884 | 1078.3461 | 0 | 1077.6782 | 0.0152 | 983.9031 | 0
| 1000.1521 | -0.0010548 | 999.703 | -0.001049 | 732.2185 | 0.00102 | 1000.1521 | -0.00051913 | 999.703 | -0.00039988 | 989.282 | 0 | 999.703 | -0.0057456 | 1000.1521 | 0 | 984.1403 | 0 | 732.2185 | 0.00141 | 1000.1521 | 0 | 1000.1521 | 0 | 994.18 | -0.00099695 | 1000.1521 | 0 | 731.7388 | 8.6191e-06 | 1000.1521 | 0 | 1000.1521 | 0 | 999.703 | -0.00676 | 1077.8467 | 0.01588 | 999.703 | -0.0012531 | 1078.5166 | 1.0001e-05 | 1077.8467 | 0.01479 | 984.1403 | 0
| 1000.3959 | 0.00093898 | 999.946 | -0.00046393 | 732.3472 | 0 | 1000.3959 | 0.00017649 | 999.946 | -0.0095376 | 989.5237 | 0 | 999.946 | 0.0030558 | 1000.3959 | 0.0035499 | 984.3776 | 0 | 732.3472 | 0.00107 | 1000.3959 | 0.0046314 | 1000.3959 | 0.0032223 | 994.42 | 0.00059601 | 1000.3959 | 0.0047194 | 731.8599 | 7.6354e-06 | 1000.3959 | 0.0084874 | 1000.3959 | 0.00027676 | 999.946 | 0.00519 | 1078.0152 | 0.01394 | 999.946 | 0.0026969 | 1078.687 | 0 | 1078.0152 | 0.0151 | 984.3776 | 0
| 1000.6396 | -0.0011223 | 1000.189 | -0.00076731 | 732.476 | 0.00062425 | 1000.6396 | -0.00064241 | 1000.189 | 0.0074475 | 989.7653 | 0 | 1000.189 | -0.0077407 | 1000.6396 | 0 | 984.6147 | 0 | 732.476 | 0.00064808 | 1000.6396 | 0 | 1000.6396 | 0 | 994.67 | -0.0016472 | 1000.6396 | 0 | 731.981 | 8.584e-06 | 1000.6396 | 0 | 1000.6396 | 0 | 1000.189 | -0.00423 | 1078.1836 | 0.01567 | 1000.189 | -0.00053767 | 1078.8575 | 1.0001e-05 | 1078.1836 | 0.01475 | 984.6147 | 0
| 1000.8834 | 0.00023939 | 1000.432 | 3.8479e-05 | 732.6047 | 0 | 1000.8834 | -2.3392e-05 | 1000.432 | -0.0076282 | 990.007 | 0 | 1000.432 | 0.0035484 | 1000.8834 | 0.0077198 | 984.8519 | 0 | 732.6047 | 0.00118 | 1000.8834 | 0 | 1000.8834 | 0.0029904 | 994.91 | 0.0014737 | 1000.8834 | 0.00048974 | 732.1021 | 8.6426e-06 | 1000.8834 | 0.003222 | 1000.8834 | 0.00020872 | 1000.432 | 0.00161 | 1078.3521 | 0.0141 | 1000.432 | 0.0052178 | 1079.028 | 0 | 1078.3521 | 0.01502 | 984.8519 | 0
| 1001.1271 | 0.00028266 | 1000.6749 | -0.00044849 | 732.7335 | 0.00102 | 1001.1271 | -0.00096512 | 1000.6749 | 0.00369 | 990.2487 | 0 | 1000.6749 | -0.008485 | 1001.1271 | 0 | 985.0892 | 0 | 732.7335 | 0.00116 | 1001.1271 | 0 | 1001.1271 | 0 | 995.15 | -0.0022323 | 1001.1271 | 0 | 732.2232 | 9.3569e-06 | 1001.1271 | 0 | 1001.1271 | 0 | 1000.6749 | -0.00493 | 1078.5205 | 0.0156 | 1000.6749 | -0.0023421 | 1079.1985 | 0 | 1078.5205 | 0.01472 | 985.0892 | 0
| 1001.3709 | 0.000389 | 1000.9179 | -0.00018408 | 732.8623 | 0 | 1001.3709 | 3.6631e-05 | 1000.9179 | -0.0066825 | 990.4904 | 0 | 1000.9179 | 0.0041532 | 1001.3709 | 0.0068866 | 985.3264 | 0 | 732.8623 | 0.00141 | 1001.3709 | 0.00142 | 1001.3709 | 0.0022492 | 995.39 | 0.0018964 | 1001.3709 | 0.0057993 | 732.3443 | 8.9119e-06 | 1001.3709 | 0.0068787 | 1001.3709 | 0.00024761 | 1000.9179 | 0.00657 | 1078.689 | 0.01496 | 1000.9179 | 0.0076673 | 1079.369 | 6.6672e-06 | 1078.689 | 0.01505 | 985.3264 | 0
| 1001.6147 | -0.00040767 | 1001.1609 | 1.7159e-05 | 732.9911 | 0.00045084 | 1001.6147 | -0.00083239 | 1001.1609 | 0.0055723 | 990.7321 | 0 | 1001.1609 | -0.0064122 | 1001.6147 | 0 | 985.5636 | 0 | 732.9911 | 0.00232 | 1001.6147 | 0 | 1001.6147 | 0 | 995.64 | -0.00024923 | 1001.6147 | 0 | 732.4654 | 9.6028e-06 | 1001.6147 | 0 | 1001.6147 | 0 | 1001.1609 | -0.00342 | 1078.8575 | 0.01572 | 1001.1609 | 0.014246 | 1079.5395 | 1.0001e-05 | 1078.8575 | 0.01474 | 985.5636 | 0
| 1001.8585 | 0.00047958 | 1001.4039 | 6.99e-05 | 733.1199 | 0 | 1001.8585 | 0.00079345 | 1001.4039 | -0.014888 | 990.9738 | 0 | 1001.4039 | 0.0044041 | 1001.8585 | 0.0030836 | 985.8008 | 0 | 733.1199 | 0 | 1001.8585 | 0.0026345 | 1001.8585 | 0.00036877 | 995.88 | 0.0019614 | 1001.8585 | 0.0033629 | 732.5865 | 9.7902e-06 | 1001.8585 | 0.0058639 | 1001.8585 | 0.0002805 | 1001.4039 | 0.00327 | 1079.0259 | 0.01552 | 1001.4039 | -0.0022234 | 1079.71 | 0 | 1079.0259 | 0.01513 | 985.8008 | 0
| 1002.1023 | -0.0005551 | 1001.6469 | -8.7645e-05 | 733.2487 | 0.00098839 | 1002.1023 | -0.0008662 | 1001.6469 | -0.001635 | 991.2155 | 0 | 1001.6469 | -0.0065027 | 1002.1023 | 0 | 986.0381 | 0 | 733.2487 | 0.00136 | 1002.1023 | 0 | 1002.1023 | 0 | 996.12 | 4.3346e-05 | 1002.1023 | 0 | 732.7076 | 9.4389e-06 | 1002.1023 | 0 | 1002.1023 | 0 | 1001.6469 | -0.00446 | 1079.1944 | 0.01577 | 1001.6469 | -0.0079796 | 1079.8805 | 1.0001e-05 | 1079.1944 | 0.01472 | 986.0381 | 0
| 1002.3461 | 0.00039436 | 1001.8899 | 6.4131e-06 | 733.3776 | 0 | 1002.3461 | 7.925e-05 | 1001.8899 | -0.0020598 | 991.4572 | 0 | 1001.8899 | 0.0042174 | 1002.3461 | 0.0090161 | 986.2753 | 0 | 733.3776 | 0.00081385 | 1002.3461 | 0.010007 | 1002.3461 | 0.008498 | 996.36 | -0.00060684 | 1002.3461 | 0.011051 | 732.8288 | 9.0173e-06 | 1002.3461 | 0.0070841 | 1002.3461 | 0.00064303 | 1001.8899 | 0.00497 | 1079.3629 | 0.01424 | 1001.8899 | 0.0050066 | 1080.051 | 0 | 1079.3629 | 0.01515 | 986.2753 | 0
| 1002.5898 | -0.00063494 | 1002.1329 | -0.00050347 | 733.5064 | 0.00041617 | 1002.5898 | -0.00057348 | 1002.1329 | 0.0064578 | 991.699 | 0 | 1002.1329 | -0.0070991 | 1002.5899 | 0 | 986.5126 | 0 | 733.5064 | 0.00161 | 1002.5899 | 0 | 1002.5898 | 0 | 996.61 | 4.3346e-05 | 1002.5899 | 0 | 732.9499 | 8.5606e-06 | 1002.5899 | 0 | 1002.5898 | 0 | 1002.1329 | -0.00675 | 1079.5313 | 0.01568 | 1002.1329 | -0.010145 | 1080.2214 | 0 | 1079.5313 | 0.01477 | 986.5126 | 0
| 1002.8337 | 0.00063607 | 1002.3759 | -4.4937e-05 | 733.6353 | 0 | 1002.8337 | -5.2603e-05 | 1002.3759 | -0.010743 | 991.9407 | 0 | 1002.3759 | 0.0031394 | 1002.8337 | 0.0039854 | 986.7498 | 0 | 733.6353 | 0.0013 | 1002.8337 | 0.00459 | 1002.8337 | 0.0020215 | 996.85 | -0.0011595 | 1002.8337 | 0.0046095 | 733.071 | 1.0013e-05 | 1002.8337 | 0.0090366 | 1002.8337 | 0.0003157 | 1002.3759 | 0.00111 | 1079.6998 | 0.0145 | 1002.3759 | 0.01501 | 1080.3919 | 0 | 1079.6998 | 0.01518 | 986.7498 | 0
| 1003.0775 | -0.00044434 | 1002.619 | -0.00027694 | 733.7642 | 8.6698e-05 | 1003.0775 | -0.00076193 | 1002.619 | 0.0065333 | 992.1824 | 0 | 1002.619 | -0.0075886 | 1003.0775 | 0 | 986.9871 | 0 | 733.7642 | 0.00113 | 1003.0775 | 0 | 1003.0775 | 0 | 997.09 | 0.0019289 | 1003.0775 | 0 | 733.1921 | 1.0715e-05 | 1003.0775 | 0 | 1003.0775 | 0 | 1002.619 | -0.0012 | 1079.8682 | 0.0159 | 1002.619 | -0.019786 | 1080.5624 | 0 | 1079.8682 | 0.01479 | 986.9871 | 0
| 1003.3214 | 0.0002407 | 1002.862 | -0.00065463 | 733.8931 | 0 | 1003.3214 | -1.2169e-05 | 1002.862 | -0.0057042 | 992.4242 | 0 | 1002.862 | 0.0021679 | 1003.3213 | 0.0013994 | 987.2244 | 0 | 733.8931 | 0.00024605 | 1003.3213 | 0.0059793 | 1003.3214 | 0.0025899 | 997.33 | -0.00063934 | 1003.3213 | 0.0025017 | 733.3132 | 1.0774e-05 | 1003.3213 | 0.0072045 | 1003.3214 | 0.00032149 | 1002.862 | 0.0035 | 1080.0367 | 0.01436 | 1002.862 | 0.012383 | 1080.7329 | 0 | 1080.0367 | 0.01506 | 987.2244 | 0
| 1003.5651 | -0.00062333 | 1003.105 | -0.0011551 | 734.0219 | 0.00022542 | 1003.5651 | -0.00099771 | 1003.105 | 0.00029348 | 992.6659 | 0 | 1003.105 | -0.0083816 | 1003.5652 | 0 | 987.4616 | 0 | 734.0219 | 0.00201 | 1003.5652 | 0 | 1003.5651 | 0 | 997.58 | -0.00080189 | 1003.5652 | 0 | 733.4343 | 9.5092e-06 | 1003.5652 | 0 | 1003.5651 | 0 | 1003.105 | -0.00828 | 1080.2051 | 0.01576 | 1003.105 | 0.0099739 | 1080.9034 | 0 | 1080.2051 | 0.01472 | 987.4616 | 0
| 1003.809 | 0.00030825 | 1003.3481 | 0.00033418 | 734.1509 | 0 | 1003.809 | 0.00012294 | 1003.3481 | -0.012854 | 992.9077 | 0 | 1003.3481 | 0.0057038 | 1003.809 | 0.00992 | 987.6989 | 0 | 734.1509 | 0.00121 | 1003.809 | 0.011482 | 1003.809 | 0.0056685 | 997.82 | -0.00076939 | 1003.809 | 0.011196 | 733.5554 | 9.2398e-06 | 1003.809 | 0.0062648 | 1003.809 | 0.00031108 | 1003.348 | 0.00613 | 1080.3736 | 0.01471 | 1003.3481 | 0.012334 | 1081.0739 | 6.6672e-06 | 1080.3736 | 0.01502 | 987.6989 | 0
| 1004.0529 | -0.0003279 | 1003.5911 | -0.00077031 | 734.2798 | 0.00179 | 1004.0529 | -0.00071724 | 1003.5911 | 0.0013656 | 993.1495 | 0 | 1003.5911 | -0.0074336 | 1004.0528 | 0 | 987.9362 | 0 | 734.2798 | 0.00081839 | 1004.0528 | 0 | 1004.0529 | 0 | 998.06 | -0.0018422 | 1004.0528 | 0 | 733.6766 | 9.919e-06 | 1004.0528 | 0 | 1004.0529 | 0 | 1003.5911 | -0.00906 | 1080.5421 | 0.01577 | 1003.5911 | -0.01224 | 1081.2444 | 0 | 1080.5421 | 0.01472 | 987.9362 | 0
| 1004.2967 | 0.00083368 | 1003.8341 | -0.000273 | 734.4087 | 0 | 1004.2967 | 0.00036386 | 1003.8341 | -0.012624 | 993.3912 | 0 | 1003.8341 | 0.0041265 | 1004.2967 | 0.0031713 | 988.1735 | 0 | 734.4087 | 0.0006719 | 1004.2967 | 0.0074354 | 1004.2967 | 0.0009397 | 998.3 | -0.00063934 | 1004.2967 | 0.00032349 | 733.7977 | 9.6497e-06 | 1004.2967 | 0.0046313 | 1004.2967 | 0.00016683 | 1003.8341 | 0.0081 | 1080.7105 | 0.01468 | 1003.8341 | 0.024303 | 1081.4149 | 0 | 1080.7105 | 0.01509 | 988.1735 | 0
| 1004.5405 | -0.00080832 | 1004.0772 | 1.757e-05 | 734.5377 | 0.00116 | 1004.5405 | -0.00033422 | 1004.0772 | 0.0066259 | 993.633 | 0 | 1004.0772 | -0.0085199 | 1004.5405 | 0 | 988.4108 | 0 | 734.5377 | 0 | 1004.5405 | 0 | 1004.5405 | 0 | 998.55 | 0.00030341 | 1004.5405 | 0 | 733.9188 | 6.9796e-06 | 1004.5405 | 0 | 1004.5405 | 0 | 1004.0772 | -0.00681 | 1080.879 | 0.01591 | 1004.0772 | -0.011703 | 1081.5854 | 0 | 1080.879 | 0.01514 | 988.4108 | 0
| 1004.7844 | 0.0010814 | 1004.3202 | -0.00088197 | 734.6666 | 0 | 1004.7844 | -0.00059319 | 1004.3202 | -0.0099002 | 993.8748 | 0 | 1004.3202 | -0.0082757 | 1004.7844 | 0 | 988.6481 | 0 | 734.6666 | 0.0026 | 1004.7844 | 0 | 1004.7844 | 0 | 998.79 | -0.0013546 | 1004.7844 | 0 | 734.0399 | 1.9768e-05 | 1004.7844 | 0 | 1004.7844 | 0 | 1004.3202 | -0.00885 | 1081.0474 | 0.01626 | 1004.3202 | -0.01599 | 1081.7559 | 0 | 1081.0474 | 0.0151 | 988.6481 | 0
| 1005.0283 | 0.00056435 | 1004.5633 | 0.00012197 | 734.7956 | 0.00113 | 1005.0283 | -7.9852e-05 | 1004.5633 | -0.012306 | 994.1166 | 0 | 1004.5633 | 0.0025608 | 1005.0283 | 0.011015 | 988.8854 | 0 | 734.7956 | 0.00266 | 1005.0283 | 0.0087148 | 1005.0283 | 0.0053699 | 999.03 | -0.00080189 | 1005.0283 | 0.0047364 | 734.161 | 1.7016e-05 | 1005.0283 | 0.0077924 | 1005.0283 | 0.00025249 | 1004.5633 | 0.00554 | 1081.2159 | 0.01449 | 1004.5633 | 0.0067954 | 1081.9264 | 5.0004e-05 | 1081.2159 | 0.01511 | 988.8854 | 0
| 1005.2721 | -0.00013061 | 1004.8063 | 7.1993e-05 | 734.9246 | 0 | 1005.2721 | -0.0008587 | 1004.8063 | 0.0074112 | 994.3584 | 0 | 1004.8063 | -0.0071976 | 1005.2721 | 0 | 989.1227 | 0 | 734.9246 | 0.00078546 | 1005.2721 | 0 | 1005.2721 | 0 | 999.27 | -0.0020047 | 1005.2721 | 0 | 734.2822 | 3.1244e-05 | 1005.2721 | 0 | 1005.2721 | 0 | 1004.8063 | -0.00373 | 1081.3843 | 0.0163 | 1004.8063 | 0.010716 | 1082.097 | 0 | 1081.3843 | 0.01477 | 989.1227 | 0
| 1005.516 | 2.049e-05 | 1005.0494 | 0.00052392 | 735.0536 | 0.00086701 | 1005.516 | -0.0003977 | 1005.0494 | -0.0097667 | 994.6002 | 0 | 1005.0494 | 0.0044249 | 1005.516 | 0.0055058 | 989.36 | 0 | 735.0536 | 0.00198 | 1005.516 | 0.0068726 | 1005.516 | 0.0045677 | 999.52 | 0.0022214 | 1005.516 | 0.0075604 | 734.4033 | 1.4697e-05 | 1005.516 | 0.0097196 | 1005.516 | 0.00027582 | 1005.0494 | 0.00744 | 1081.5528 | 0.01403 | 1005.0494 | 0.00051828 | 1082.2675 | 3.0002e-05 | 1081.5528 | 0.0152 | 989.36 | 0
| 1005.7599 | -0.00058926 | 1005.2925 | -0.001102 | 735.1826 | 0 | 1005.7599 | -0.00041894 | 1005.2925 | 0.00051072 | 994.842 | 0 | 1005.2925 | -0.0085336 | 1005.7599 | 0 | 989.5973 | 0 | 735.1826 | 0.00144 | 1005.7599 | 0 | 1005.7599 | 0 | 999.76 | -0.00060684 | 1005.7599 | 0 | 734.5244 | 2.9394e-05 | 1005.7599 | 0 | 1005.7599 | 0 | 1005.2925 | -0.00762 | 1081.7212 | 0.01628 | 1005.2925 | -0.019024 | 1082.438 | 0 | 1081.7212 | 0.01478 | 989.5973 | 0
| 1006.0038 | -0.00014346 | 1005.5356 | -0.00028549 | 735.3116 | 0.00041617 | 1006.0038 | 4.3654e-05 | 1005.5356 | -0.0087632 | 995.0838 | 0 | 1005.5356 | 0.0034921 | 1006.0038 | 0.0030125 | 989.8347 | 0 | 735.3116 | 0.00204 | 1006.0038 | 0 | 1006.0038 | 0.0034149 | 1000 | -0.00015171 | 1006.0038 | 0.0036203 | 734.6455 | 1.4861e-05 | 1006.0038 | 0.0099665 | 1006.0038 | 0.00023311 | 1005.5356 | 0.00277 | 1081.8897 | 0.01447 | 1005.5356 | 0.010101 | 1082.6085 | 5.0004e-05 | 1081.8897 | 0.01514 | 989.8347 | 0
| 1006.2477 | -0.00032305 | 1005.7786 | -0.00067014 | 735.4406 | 0 | 1006.2477 | -0.0010398 | 1005.7786 | -0.0054639 | 995.3256 | 0 | 1005.7786 | -0.0088048 | 1006.2477 | 0 | 990.072 | 0 | 735.4406 | 0.00072869 | 1006.2477 | 0 | 1006.2477 | 0 | 1000.2 | 0.0016688 | 1006.2477 | 0 | 734.7667 | 2.882e-05 | 1006.2477 | 0 | 1006.2477 | 0 | 1005.7786 | -0.00751 | 1082.0581 | 0.01616 | 1005.7786 | -0.012439 | 1082.779 | 0 | 1082.0581 | 0.01471 | 990.072 | 0
| 1006.4916 | 0.00076129 | 1006.0217 | -0.00020717 | 735.5697 | 0.00187 | 1006.4916 | -0.00011552 | 1006.0217 | -0.013676 | 995.5674 | 0 | 1006.0217 | 0.0035903 | 1006.4916 | 0.012475 | 990.3093 | 0 | 735.5697 | 0.00229 | 1006.4916 | 0.0024278 | 1006.4916 | 0.0025447 | 1000.5 | 0.0027091 | 1006.4916 | 0 | 734.8878 | 1.3994e-05 | 1006.4916 | 0 | 1006.4916 | 0.0002452 | 1006.0217 | 0.00711 | 1082.2265 | 0.01384 | 1006.0217 | 0.015351 | 1082.9495 | 1.0001e-05 | 1082.2265 | 0.01514 | 990.3093 | 0
| 1006.7355 | 0.00023896 | 1006.2648 | -0.00043039 | 735.6987 | 0 | 1006.7355 | -0.00053218 | 1006.2648 | 0.0023478 | 995.8093 | 0 | 1006.2648 | -0.0071848 | 1006.7355 | 0 | 990.5466 | 0 | 735.6987 | 0.00169 | 1006.7355 | 0 | 1006.7355 | 0 | 1000.7 | 0.00069354 | 1006.7355 | 0 | 735.0089 | 3.2041e-05 | 1006.7355 | 0 | 1006.7355 | 0 | 1006.2648 | -0.00214 | 1082.395 | 0.01586 | 1006.2648 | 6.4433e-05 | 1083.12 | 0 | 1082.395 | 0.01469 | 990.5466 | 0
| 1006.9794 | 0.00021247 | 1006.5079 | -4.4743e-05 | 735.8278 | 0.00101 | 1006.9794 | 0.00044821 | 1006.5079 | -0.016614 | 996.0511 | 0 | 1006.5079 | 0.0053592 | 1006.9794 | 0.0046077 | 990.784 | 0 | 735.8278 | 0.00232 | 1006.9794 | 0.0082729 | 1006.9794 | 0.0012923 | 1001 | 0.0011487 | 1006.9794 | 0.0027561 | 735.13 | 1.8081e-05 | 1006.9794 | 0.0075651 | 1006.9794 | 0.0004751 | 1006.5079 | 0.00702 | 1082.5634 | 0.01414 | 1006.5079 | 0.0044681 | 1083.2905 | 3.0002e-05 | 1082.5634 | 0.01515 | 990.784 | 0
| 1007.2233 | -0.00028152 | 1006.751 | -0.00046353 | 735.9569 | 0 | 1007.2233 | -0.000638 | 1006.751 | 0.0084155 | 996.293 | 0 | 1006.751 | -0.0080889 | 1007.2233 | 0 | 991.0214 | 0 | 735.9569 | 0.00041639 | 1007.2233 | 0 | 1007.2233 | 0 | 1001.2 | -0.0008344 | 1007.2233 | 0 | 735.2512 | 3.4383e-05 | 1007.2233 | 0 | 1007.2233 | 0 | 1006.751 | -0.00848 | 1082.7319 | 0.01601 | 1006.751 | 0.01193 | 1083.461 | 0 | 1082.7319 | 0.0147 | 991.0214 | 0
| 1007.4672 | 0.00025235 | 1006.9941 | -0.00062668 | 736.086 | 0.00142 | 1007.4672 | 0.00029652 | 1006.9941 | -0.014474 | 996.5349 | 0 | 1006.9941 | 0.0023367 | 1007.4672 | 0.0042011 | 991.2587 | 0 | 736.086 | 0.0017 | 1007.4672 | 0.0055234 | 1007.4672 | 0.00057682 | 1001.5 | 0.00075855 | 1007.4672 | 0.011122 | 735.3723 | 1.6301e-05 | 1007.4672 | 0.0039919 | 1007.4672 | 0.00010486 | 1006.9941 | 0.0081 | 1082.9003 | 0.01357 | 1006.9941 | 0.011835 | 1083.6316 | 5.0004e-05 | 1082.9003 | 0.01514 | 991.2587 | 0
| 1007.7112 | -0.00068076 | 1007.2372 | -0.00026648 | 736.2151 | 0 | 1007.7112 | -0.00064652 | 1007.2372 | 0.0073559 | 996.7767 | 0 | 1007.2372 | -0.010202 | 1007.7112 | 0 | 991.4961 | 0 | 736.2151 | 0.00189 | 1007.7112 | 0 | 1007.7112 | 0 | 1001.7 | -0.0014196 | 1007.7112 | 0 | 735.4934 | 3.313e-05 | 1007.7112 | 0 | 1007.7112 | 0 | 1007.2372 | -0.00456 | 1083.0687 | 0.01594 | 1007.2372 | -0.016559 | 1083.8021 | 0 | 1083.0687 | 0.01476 | 991.4961 | 0
| 1007.9551 | -5.3284e-05 | 1007.4803 | -0.00046677 | 736.3442 | 0.0007803 | 1007.9551 | 0.00024194 | 1007.4803 | -0.0088991 | 997.0186 | 0 | 1007.4803 | 0.0044575 | 1007.9551 | 0.0044534 | 991.7335 | 0 | 736.3442 | 0 | 1007.9551 | 0.0062792 | 1007.9551 | 0.0066206 | 1001.9 | 0.0031317 | 1007.9551 | 0.0065448 | 735.6146 | 1.6828e-05 | 1007.9551 | 0.011175 | 1007.9551 | 0.00047517 | 1007.4803 | 0.00752 | 1083.2372 | 0.01428 | 1007.4803 | -0.007637 | 1083.9726 | 1.0001e-05 | 1083.2372 | 0.01516 | 991.7335 | 0
| 1008.199 | -0.00066315 | 1007.7234 | -0.00082065 | 736.4733 | 0 | 1008.199 | -0.00069409 | 1007.7234 | 0.0059619 | 997.2605 | 0 | 1007.7234 | -0.0086022 | 1008.1991 | 0 | 991.9708 | 0 | 736.4733 | 0.00078546 | 1008.1991 | 0 | 1008.199 | 0 | 1002.2 | 0.0002384 | 1008.1991 | 0 | 735.7357 | 3.2989e-05 | 1008.1991 | 0 | 1008.199 | 0 | 1007.7234 | -0.00823 | 1083.4056 | 0.01624 | 1007.7234 | 0.0084318 | 1084.1431 | 0 | 1083.4056 | 0.0148 | 991.9708 | 0
| 1008.443 | 0.0011659 | 1007.9666 | -0.00017044 | 736.6024 | 0.00132 | 1008.443 | -0.00014223 | 1007.9666 | -0.0079182 | 997.5024 | 0 | 1007.9666 | 0.0049594 | 1008.443 | 0.0045534 | 992.2082 | 0 | 736.6024 | 0.00158 | 1008.443 | 0.0084453 | 1008.443 | 0.0042806 | 1002.4 | 0.0011487 | 1008.443 | 0.011814 | 735.8568 | 1.6173e-05 | 1008.443 | 0.0057442 | 1008.443 | 0.00018512 | 1007.9666 | 0.00852 | 1083.5741 | 0.01377 | 1007.9666 | 0.023425 | 1084.3136 | 3.0002e-05 | 1083.5741 | 0.01516 | 992.2082 | 0
| 1008.687 | -0.00026421 | 1008.2097 | 0.00026403 | 736.7316 | 0 | 1008.687 | -0.0004953 | 1008.2097 | 0.0051323 | 997.7443 | 0 | 1008.2097 | -0.0080422 | 1008.687 | 0 | 992.4456 | 0 | 736.7316 | 0.00243 | 1008.687 | 0 | 1008.687 | 0 | 1002.7 | 0.00040094 | 1008.687 | 0 | 735.9779 | 3.3458e-05 | 1008.687 | 0 | 1008.687 | 0 | 1008.2097 | -0.0073 | 1083.7425 | 0.01624 | 1008.2097 | 0.00026522 | 1084.4841 | 0 | 1083.7425 | 0.01478 | 992.4456 | 0
| 1008.9309 | 0.00052124 | 1008.4528 | -0.00038208 | 736.8607 | 0.00137 | 1008.9309 | 0.00015927 | 1008.4528 | -0.0046533 | 997.9861 | 0 | 1008.4528 | 0.0044601 | 1008.9309 | 0.0063573 | 992.683 | 0 | 736.8607 | 0.00224 | 1008.9309 | 0.0063175 | 1008.9309 | 0.0034089 | 1002.9 | -0.00050931 | 1008.9309 | 0 | 736.0991 | 1.7308e-05 | 1008.9309 | 0.0068719 | 1008.9309 | 0.00029877 | 1008.4528 | 0.0057 | 1083.9109 | 0.01382 | 1008.4528 | -0.0072316 | 1084.6547 | 1.0001e-05 | 1083.9109 | 0.01512 | 992.683 | 0
| 1009.1749 | -0.00059376 | 1008.6959 | -1.7212e-05 | 736.9899 | 0 | 1009.1749 | -0.00018972 | 1008.6959 | -0.0046194 | 998.2281 | 0 | 1008.6959 | -0.0084079 | 1009.1749 | 0 | 992.9204 | 0 | 736.9899 | 4.7316e-05 | 1009.1749 | 0 | 1009.1749 | 0 | 1003.2 | -0.00054182 | 1009.1749 | 0 | 736.2202 | 3.2966e-05 | 1009.1749 | 0 | 1009.1749 | 0 | 1008.696 | -0.00604 | 1084.0794 | 0.01645 | 1008.6959 | -0.0079477 | 1084.8252 | 0 | 1084.0794 | 0.01471 | 992.9204 | 0
| 1009.4189 | 5.5117e-05 | 1008.9391 | 6.6847e-06 | 737.1191 | 0.00101 | 1009.4189 | 0.00029857 | 1008.9391 | -0.0086411 | 998.47 | 0 | 1008.9391 | 0.004601 | 1009.4189 | 0.0069357 | 993.1578 | 0 | 737.1191 | 0.00158 | 1009.4189 | 0.01442 | 1009.4189 | 0.0071458 | 1003.4 | 0.0012137 | 1009.4189 | 0.0090262 | 736.3413 | 1.5681e-05 | 1009.4189 | 0.0087749 | 1009.4189 | 0.00046169 | 1008.9391 | 0.01011 | 1084.2478 | 0.01366 | 1008.9391 | -0.0063238 | 1084.9957 | 6.9993e-05 | 1084.2478 | 0.01512 | 993.1578 | 0
| 1009.6628 | -0.00030276 | 1009.1822 | -0.00063069 | 737.2483 | 0 | 1009.6628 | -0.000655 | 1009.1822 | -0.0010549 | 998.7119 | 0 | 1009.1822 | -0.0095781 | 1009.6628 | 0 | 993.3952 | 0 | 737.2483 | 0.00184 | 1009.6628 | 0 | 1009.6628 | 0 | 1003.6 | -0.0017771 | 1009.6628 | 0 | 736.4625 | 3.3832e-05 | 1009.6628 | 0 | 1009.6628 | 0 | 1009.1822 | -0.01099 | 1084.4162 | 0.01607 | 1009.1822 | 0.0074276 | 1085.1662 | 0 | 1084.4162 | 0.01475 | 993.3952 | 0
| 1009.9068 | 0.001137 | 1009.4254 | -0.00067854 | 737.3775 | 0.00108 | 1009.9068 | 9.6689e-05 | 1009.4254 | -0.015028 | 998.9539 | 0 | 1009.4254 | 0.0057063 | 1009.9068 | 0 | 993.6326 | 0 | 737.3775 | 0.00050617 | 1009.9068 | 0 | 1009.9068 | 0 | 1003.9 | 0.00036844 | 1009.9068 | 0.008492 | 736.5836 | 1.8187e-05 | 1009.9068 | 0.0058894 | 1009.9068 | 0.00028234 | 1009.4254 | 0.0041 | 1084.5847 | 0.01514 | 1009.4254 | 0.016093 | 1085.3368 | 3.0002e-05 | 1084.5847 | 0.01517 | 993.6326 | 0
| 1010.1508 | 0.00017476 | 1009.6685 | -0.0014891 | 737.5067 | 0 | 1010.1508 | -0.001039 | 1009.6685 | 0.0059802 | 999.1957 | 0 | 1009.6685 | -0.01212 | 1010.1508 | 0 | 993.8701 | 0 | 737.5067 | 0.0013 | 1010.1508 | 0 | 1010.1508 | 0 | 1004.1 | -0.0018747 | 1010.1508 | 0 | 736.7047 | 3.3868e-05 | 1010.1508 | 0 | 1010.1508 | 0 | 1009.6685 | -0.00771 | 1084.7531 | 0.01637 | 1009.6685 | -0.0072443 | 1085.5073 | 0 | 1084.7531 | 0.01477 | 993.8701 | 0
| 1010.3948 | 0.00061361 | 1009.9117 | 0.00033071 | 737.636 | 0.00144 | 1010.3948 | 0.00046473 | 1009.9117 | -0.010572 | 999.4377 | 0 | 1009.9117 | 0.0047777 | 1010.3948 | 0.004409 | 994.1075 | 0 | 737.636 | 0.00090353 | 1010.3948 | 0.00089842 | 1010.3948 | 0.0041373 | 1004.4 | 0.00072604 | 1010.3948 | 0.0046373 | 736.8259 | 1.5728e-05 | 1010.3948 | 0.0087378 | 1010.3948 | 0.00032421 | 1009.9117 | 0.00789 | 1084.9215 | 0.01345 | 1009.9117 | -0.002262 | 1085.6778 | 5.0004e-05 | 1084.9215 | 0.01515 | 994.1075 | 0
| 1010.6388 | -0.00054646 | 1010.1548 | -0.0013402 | 737.7652 | 0 | 1010.6388 | -0.0009943 | 1010.1548 | -0.0051932 | 999.6796 | 0 | 1010.1548 | -0.0090033 | 1010.6388 | 0 | 994.3449 | 0 | 737.7652 | 0.00050157 | 1010.6388 | 0 | 1010.6388 | 0 | 1004.6 | 0.0022864 | 1010.6388 | 0 | 736.947 | 3.1865e-05 | 1010.6388 | 0 | 1010.6388 | 0 | 1010.1549 | -0.00423 | 1085.09 | 0.01593 | 1010.1548 | -0.0051967 | 1085.8484 | 0 | 1085.09 | 0.01473 | 994.3449 | 0
| 1010.8828 | 0.0003338 | 1010.398 | 2.5353e-05 | 737.8945 | 0.00071094 | 1010.8828 | 0.00021039 | 1010.398 | -0.016278 | 999.9216 | 0 | 1010.398 | 0.0042585 | 1010.8828 | 0.0051379 | 994.5823 | 0 | 737.8945 | 0.00201 | 1010.8828 | 0.0044411 | 1010.8828 | 0.004458 | 1004.9 | 0.0013763 | 1010.8828 | 0.0081333 | 737.0682 | 1.6219e-05 | 1010.8828 | 0.012516 | 1010.8828 | 0.00025944 | 1010.398 | 0.01002 | 1085.2584 | 0.01373 | 1010.398 | -0.0064587 | 1086.0189 | 1.0001e-05 | 1085.2584 | 0.01511 | 994.5823 | 0
| 1011.1268 | 3.6441e-05 | 1010.6412 | -0.0010202 | 738.0237 | 0 | 1011.1268 | -0.0011107 | 1010.6412 | -0.0007783 | 1000.1636 | 0 | 1010.6412 | -0.010099 | 1011.1268 | 0 | 994.8198 | 0 | 738.0237 | 0 | 1011.1268 | 0 | 1011.1268 | 0 | 1005.1 | -0.0013546 | 1011.1268 | 0 | 737.1893 | 3.4113e-05 | 1011.1268 | 0 | 1011.1268 | 0 | 1010.6412 | -0.00438 | 1085.4268 | 0.01617 | 1010.6412 | 0.0049607 | 1086.1894 | 0 | 1085.4268 | 0.01469 | 994.8198 | 0
| 1011.3709 | 4.3836e-05 | 1010.8844 | -6.6958e-06 | 738.153 | 0.00065893 | 1011.3709 | -0.00010816 | 1010.8844 | -0.018157 | 1000.4055 | 0 | 1010.8844 | 0.0049409 | 1011.3709 | 0 | 995.0573 | 0 | 738.153 | 0.00246 | 1011.3709 | 0.0058251 | 1011.3709 | 0.0035907 | 1005.3 | 0.002384 | 1011.3709 | 0.0065754 | 737.3104 | 1.7941e-05 | 1011.3709 | 0.0063809 | 1011.3709 | 0.00032774 | 1010.8844 | 0.00616 | 1085.5952 | 0.01491 | 1010.8844 | 0.017196 | 1086.36 | 3.0002e-05 | 1085.5952 | 0.01512 | 995.0572 | 0
| 1011.6149 | -0.00051989 | 1011.1275 | 0.00034128 | 738.2823 | 0 | 1011.6149 | -0.00022036 | 1011.1275 | 0.0079674 | 1000.6475 | 0 | 1011.1275 | -0.0084858 | 1011.6149 | 0 | 995.2947 | 0 | 738.2823 | 0 | 1011.6149 | 0 | 1011.6149 | 0 | 1005.6 | -0.00050931 | 1011.6149 | 0 | 737.4316 | 3.5097e-05 | 1011.6149 | 0 | 1011.6149 | 0 | 1011.1275 | -0.00688 | 1085.7637 | 0.01554 | 1011.1275 | 0.013172 | 1086.5305 | 0 | 1085.7637 | 0.01468 | 995.2947 | 0
| 1011.8589 | 0.00040454 | 1011.3707 | 1.7045e-05 | 738.4116 | 0.0014 | 1011.8589 | 1.6919e-05 | 1011.3707 | -0.0096611 | 1000.8895 | 0 | 1011.3707 | 0.005539 | 1011.8589 | 0.0070696 | 995.5322 | 0 | 738.4116 | 0.00198 | 1011.8589 | 0.0093301 | 1011.8589 | 0.0055207 | 1005.8 | 1.0836e-05 | 1011.8589 | 0.0069864 | 737.5527 | 1.7203e-05 | 1011.8589 | 0.0088603 | 1011.859 | 0.00031895 | 1011.3707 | 0.00728 | 1085.9321 | 0.01477 | 1011.3707 | 0.01549 | 1086.701 | 5.0004e-05 | 1085.9321 | 0.01512 | 995.5322 | 0
| 1012.103 | -0.00023532 | 1011.6139 | -0.0015304 | 738.5409 | 0 | 1012.103 | -0.00096151 | 1011.6139 | 0.0032028 | 1001.1315 | 0 | 1011.6139 | -0.011248 | 1012.103 | 0 | 995.7696 | 0 | 738.5409 | 0.00277 | 1012.103 | 0 | 1012.103 | 0 | 1006.1 | 1.0836e-05 | 1012.103 | 0 | 737.6739 | 3.4922e-05 | 1012.103 | 0 | 1012.103 | 0 | 1011.6139 | -0.00797 | 1086.1005 | 0.01616 | 1011.6139 | -0.021746 | 1086.8716 | 0 | 1086.1005 | 0.01471 | 995.7696 | 0
| 1012.347 | 0.00057867 | 1011.8571 | 0.00030417 | 738.6703 | 0.00177 | 1012.347 | -0.00048632 | 1011.8571 | -0.016679 | 1001.3735 | 0 | 1011.8571 | 0.0065659 | 1012.347 | 0.0024477 | 996.0071 | 0 | 738.6703 | 0.00067647 | 1012.347 | 0.00058051 | 1012.347 | 0.0083882 | 1006.3 | 0.0019614 | 1012.347 | 0.012186 | 737.795 | 1.7753e-05 | 1012.347 | 0.010563 | 1012.347 | 0.00027401 | 1011.8571 | 0.00735 | 1086.2689 | 0.01444 | 1011.8571 | 0.0067935 | 1087.0421 | 6.9993e-05 | 1086.2689 | 0.01517 | 996.0071 | 0
| 1012.5911 | -8.1139e-05 | 1012.1003 | -0.0002286 | 738.7996 | 0 | 1012.5911 | -0.00066372 | 1012.1003 | 0.0046102 | 1001.6155 | 0 | 1012.1003 | -0.010705 | 1012.5911 | 0 | 996.2446 | 0 | 738.7996 | 0.00215 | 1012.5911 | 0 | 1012.5911 | 0 | 1006.6 | -0.0030125 | 1012.5911 | 0 | 737.9162 | 3.4793e-05 | 1012.5911 | 0 | 1012.5911 | 0 | 1012.1003 | -0.0084 | 1086.4374 | 0.01638 | 1012.1003 | -0.01877 | 1087.2127 | 0 | 1086.4374 | 0.0148 | 996.2446 | 0
| 1012.8351 | -0.00018191 | 1012.3435 | -4.0968e-05 | 738.929 | 0.00257 | 1012.8351 | -0.00012166 | 1012.3435 | -0.014399 | 1001.8575 | 0 | 1012.3435 | 0.0056395 | 1012.8351 | 0.006778 | 996.4821 | 0 | 738.929 | 0 | 1012.8351 | 0.0041745 | 1012.8351 | 0.0066383 | 1006.8 | 0.00079106 | 1012.8351 | 0.00434 | 738.0373 | 1.7074e-05 | 1012.8351 | 0.016768 | 1012.8351 | 0.00028922 | 1012.3435 | 0.00677 | 1086.6058 | 0.01391 | 1012.3435 | 0.013118 | 1087.3832 | 5.0004e-05 | 1086.6058 | 0.01515 | 996.4821 | 0
| 1013.0792 | -0.00060294 | 1012.5867 | -0.00072876 | 739.0584 | 0 | 1013.0792 | -0.00070326 | 1012.5867 | -0.0012509 | 1002.0995 | 0 | 1012.5867 | -0.0097633 | 1013.0792 | 0 | 996.7195 | 0 | 739.0584 | 0.00101 | 1013.0792 | 0 | 1013.0792 | 0 | 1007 | -0.0019722 | 1013.0792 | 0 | 738.1584 | 3.5179e-05 | 1013.0792 | 0 | 1013.0792 | 0 | 1012.5867 | -0.00468 | 1086.7742 | 0.01623 | 1012.5867 | -0.040322 | 1087.5537 | 0 | 1086.7742 | 0.01479 | 996.7195 | 0
| 1013.3232 | 0.00093748 | 1012.8299 | -2.3207e-05 | 739.1877 | 0.00168 | 1013.3232 | -0.00017428 | 1012.8299 | -0.023347 | 1002.3415 | 0 | 1012.8299 | 0.0058113 | 1013.3232 | 0.0079658 | 996.957 | 0 | 739.1877 | 0.00204 | 1013.3232 | 0.0084701 | 1013.3232 | 0.0057121 | 1007.3 | 0.0018314 | 1013.3232 | 0.0066816 | 738.2796 | 1.8152e-05 | 1013.3232 | 0.0091106 | 1013.3232 | 0.00038485 | 1012.8299 | 0.00579 | 1086.9426 | 0.01403 | 1012.8299 | 0.018364 | 1087.7243 | 1.0001e-05 | 1086.9426 | 0.01511 | 996.957 | 0
| 1013.5673 | -0.00088127 | 1013.0731 | -0.00075551 | 739.3171 | 0 | 1013.5673 | 7.195e-05 | 1013.0731 | 0.0029142 | 1002.5835 | 0 | 1013.0731 | -0.011286 | 1013.5673 | 0 | 997.1945 | 0 | 739.3171 | 0.00016089 | 1013.5673 | 0 | 1013.5673 | 0 | 1007.5 | -0.00050931 | 1013.5673 | 0 | 738.4007 | 3.5554e-05 | 1013.5673 | 0 | 1013.5673 | 0 | 1013.0731 | -0.01136 | 1087.111 | 0.01614 | 1013.0731 | -0.0013865 | 1087.8948 | 0 | 1087.111 | 0.01477 | 997.1945 | 0
| 1013.8114 | 0.00026577 | 1013.3164 | -0.00041429 | 739.4465 | 0.00093636 | 1013.8114 | 0.0002295 | 1013.3164 | -0.006213 | 1002.8256 | 0 | 1013.3164 | 0.0044337 | 1013.8114 | 0.0087828 | 997.432 | 0 | 739.4465 | 0.00079001 | 1013.8114 | 0.0014936 | 1013.8114 | 0.00087857 | 1007.8 | 0.0016038 | 1013.8114 | 0.006736 | 738.5219 | 1.7426e-05 | 1013.8114 | 0.0091994 | 1013.8114 | 0.00036575 | 1013.3164 | -0.00205 | 1087.2794 | 0.01456 | 1013.3164 | 0.0069264 | 1088.0654 | 3.0002e-05 | 1087.2794 | 0.01514 | 997.432 | 0
| 1014.0555 | -0.00033029 | 1013.5596 | -0.001104 | 739.5759 | 0 | 1014.0555 | -0.00057662 | 1013.5596 | 0.0047598 | 1003.0676 | 0 | 1013.5596 | -0.012796 | 1014.0555 | 0 | 997.6696 | 0 | 739.5759 | 0.00055835 | 1014.0555 | 0 | 1014.0555 | 0 | 1008 | 0.00014088 | 1014.0555 | 0 | 738.643 | 3.5823e-05 | 1014.0555 | 0 | 1014.0555 | 0 | 1013.5596 | -0.01058 | 1087.4479 | 0.0163 | 1013.5596 | -0.0097654 | 1088.2359 | 0 | 1087.4479 | 0.0147 | 997.6696 | 0
| 1014.2996 | 0.00066795 | 1013.8028 | -0.00012847 | 739.7054 | 0.00052021 | 1014.2996 | 0.0004703 | 1013.8028 | -0.016064 | 1003.3096 | 0 | 1013.8028 | 0.0056518 | 1014.2996 | 0 | 997.907 | 0 | 739.7054 | 0.00181 | 1014.2996 | 0.012757 | 1014.2996 | 0.0029523 | 1008.3 | -0.00099695 | 1014.2996 | 0.0094788 | 738.7642 | 1.8409e-05 | 1014.2996 | 0.0086694 | 1014.2996 | 0.00015223 | 1013.8028 | 0.00446 | 1087.6163 | 0.01442 | 1013.8028 | -0.0041434 | 1088.4065 | 6.9993e-05 | 1087.6163 | 0.01507 | 997.907 | 0
| 1014.5437 | -0.00022888 | 1014.046 | -0.0010342 | 739.8348 | 0 | 1014.5437 | -0.0010571 | 1014.046 | -0.0017986 | 1003.5517 | 0 | 1014.046 | -0.010485 | 1014.5437 | 0 | 998.1446 | 0 | 739.8348 | 0 | 1014.5437 | 0 | 1014.5437 | 0 | 1008.5 | -0.00034676 | 1014.5437 | 0 | 738.8853 | 3.4687e-05 | 1014.5437 | 0 | 1014.5437 | 0 | 1014.046 | -0.017 | 1087.7847 | 0.01628 | 1014.046 | -0.0046595 | 1088.577 | 0 | 1087.7847 | 0.01451 | 998.1446 | 0
| 1014.7878 | -3.3963e-05 | 1014.2893 | -0.00082129 | 739.9643 | 0.00217 | 1014.7878 | 0.00029414 | 1014.2893 | -0.013922 | 1003.7938 | 0 | 1014.2893 | 0.0031596 | 1014.7878 | 0.009995 | 998.3821 | 0 | 739.9643 | 0.00136 | 1014.7878 | 0.0074234 | 1014.7878 | 0.0071457 | 1008.7 | 0.0010511 | 1014.7878 | 0.0014043 | 739.0065 | 1.6301e-05 | 1014.7878 | 0.0082165 | 1014.7878 | 0.0003691 | 1014.2893 | 0.00498 | 1087.9531 | 0.0143 | 1014.2893 | 0.0067428 | 1088.7476 | 3.0002e-05 | 1087.9531 | 0.01497 | 998.3821 | 0
| 1015.0319 | -5.9894e-05 | 1014.5325 | -0.00098395 | 740.0937 | 0 | 1015.0319 | -0.00058305 | 1014.5325 | -0.0032287 | 1004.0358 | 0 | 1014.5325 | -0.0097813 | 1015.0319 | 0 | 998.6196 | 0 | 740.0937 | 0.00030283 | 1015.0319 | 0 | 1015.0319 | 0 | 1009 | 0.00043346 | 1015.0319 | 0 | 739.1276 | 3.2228e-05 | 1015.0319 | 0 | 1015.0319 | 0 | 1014.5325 | -0.00691 | 1088.1215 | 0.0163 | 1014.5325 | -0.023448 | 1088.9181 | 0 | 1088.1215 | 0.01429 | 998.6196 | 0
| 1015.276 | 0.0002304 | 1014.7758 | 0.00020377 | 740.2232 | 0.00158 | 1015.276 | -0.00029491 | 1014.7758 | -0.012316 | 1004.2779 | 0 | 1014.7758 | 0.0085204 | 1015.276 | 0.002829 | 998.8572 | 0 | 740.2232 | 0.00193 | 1015.276 | 0.0075787 | 1015.276 | 0.0064908 | 1009.2 | 0.0017663 | 1015.276 | 0.0094403 | 739.2488 | 1.5927e-05 | 1015.276 | 0.0094451 | 1015.276 | 0.0001873 | 1014.7758 | 0.00721 | 1088.2899 | 0.01335 | 1014.7758 | 0.024996 | 1089.0887 | 3.0002e-05 | 1088.2899 | 0.01479 | 998.8572 | 0
| 1015.5201 | -0.00034833 | 1015.019 | -0.00078611 | 740.3527 | 0 | 1015.5201 | -0.00065165 | 1015.019 | 0.00079745 | 1004.52 | 0 | 1015.019 | -0.01268 | 1015.5201 | 0 | 999.0947 | 0 | 740.3527 | 0.00172 | 1015.5201 | 0 | 1015.5201 | 0 | 1009.5 | 0.00056349 | 1015.5201 | 0 | 739.3699 | 3.3458e-05 | 1015.5201 | 0 | 1015.5201 | 0 | 1015.019 | -0.01201 | 1088.4583 | 0.01561 | 1015.019 | -0.014956 | 1089.2592 | 0 | 1088.4583 | 0.01418 | 999.0947 | 0
| 1015.7643 | 0.00020434 | 1015.2623 | -0.0006145 | 740.4822 | 0.00106 | 1015.7643 | -1.9924e-05 | 1015.2623 | -0.022953 | 1004.762 | 0 | 1015.2623 | 0.0047748 | 1015.7643 | 0.003219 | 999.3323 | 0 | 740.4822 | 0.00193 | 1015.7643 | 0.0025501 | 1015.7643 | 0.0067532 | 1009.7 | 0.00036844 | 1015.7643 | 0.0030563 | 739.4911 | 1.7566e-05 | 1015.7643 | 0.010392 | 1015.7643 | 0.00030165 | 1015.2623 | 0.00235 | 1088.6267 | 0.01398 | 1015.2623 | -0.0057912 | 1089.4298 | 3.0002e-05 | 1088.6267 | 0.01482 | 999.3323 | 0
| 1016.0084 | -0.0005452 | 1015.5055 | 8.5912e-08 | 740.6117 | 0 | 1016.0084 | -0.00067598 | 1015.5055 | -0.0040412 | 1005.0041 | 0 | 1015.5055 | -0.0099378 | 1016.0084 | 0 | 999.5698 | 0 | 740.6117 | 0.00092742 | 1016.0084 | 0 | 1016.0084 | 0 | 1010 | -0.0014196 | 1016.0084 | 0 | 739.6122 | 3.2638e-05 | 1016.0084 | 0 | 1016.0084 | 0 | 1015.5055 | -0.00041307 | 1088.7952 | 0.01596 | 1015.5055 | -0.012772 | 1089.6003 | 0 | 1088.7952 | 0.01426 | 999.5698 | 0
| 1016.2526 | 0.0010417 | 1015.7488 | 0.0005881 | 740.7412 | 0.00186 | 1016.2526 | -7.7033e-05 | 1015.7488 | -0.016221 | 1005.2462 | 0 | 1015.7488 | 0.0034885 | 1016.2525 | 0.007017 | 999.8074 | 0 | 740.7412 | 0.00030748 | 1016.2525 | 0.016643 | 1016.2526 | 0.0099017 | 1010.2 | 0.0012137 | 1016.2525 | 0.0079664 | 739.7334 | 1.5107e-05 | 1016.2525 | 0.010552 | 1016.2526 | 0.00037428 | 1015.7488 | 0.00666 | 1088.9636 | 0.01336 | 1015.7488 | 0.029798 | 1089.7709 | 3.0002e-05 | 1088.9636 | 0.01487 | 999.8074 | 0
| 1016.4967 | -8.3925e-05 | 1015.9921 | -0.0013411 | 740.8708 | 0 | 1016.4967 | -0.0014541 | 1015.9921 | 0.0025794 | 1005.4883 | 0 | 1015.9921 | -0.01232 | 1016.4967 | 0 | 1000.0449 | 0 | 740.8708 | 0.00121 | 1016.4967 | 0 | 1016.4967 | 0 | 1010.4 | 0.00040094 | 1016.4967 | 0 | 739.8546 | 3.1244e-05 | 1016.4967 | 0 | 1016.4967 | 0 | 1015.9921 | -0.01141 | 1089.132 | 0.01608 | 1015.9921 | -0.034419 | 1089.9415 | 0 | 1089.132 | 0.01439 | 1000.0449 | 0
| 1016.7408 | -0.00033428 | 1016.2353 | -0.00086205 | 741.0003 | 0.00248 | 1016.7408 | 0.000195 | 1016.2353 | -0.010868 | 1005.7305 | 0 | 1016.2353 | 0.0054696 | 1016.7408 | 0.0079034 | 1000.2825 | 0 | 741.0003 | 0.00141 | 1016.7408 | 0.0017013 | 1016.7408 | 0.0026078 | 1010.7 | 0.002384 | 1016.7408 | 0.0097132 | 739.9757 | 1.6196e-05 | 1016.7408 | 0.0080169 | 1016.7409 | 0.00029165 | 1016.2354 | 0.00219 | 1089.3004 | 0.01445 | 1016.2353 | 0.027412 | 1090.112 | 3.0002e-05 | 1089.3004 | 0.01501 | 1000.2825 | 0
| 1016.985 | 5.5995e-05 | 1016.4786 | 0.00041277 | 741.1299 | 0 | 1016.985 | -0.00073728 | 1016.4786 | 0.008035 | 1005.9726 | 0 | 1016.4786 | -0.010638 | 1016.985 | 0 | 1000.5201 | 0 | 741.1299 | 0.00158 | 1016.985 | 0 | 1016.985 | 0 | 1010.9 | -0.0014196 | 1016.985 | 0 | 740.0969 | 3.4348e-05 | 1016.985 | 0 | 1016.985 | 0 | 1016.4786 | -0.00596 | 1089.4688 | 0.01635 | 1016.4786 | -0.014411 | 1090.2826 | 0 | 1089.4688 | 0.01451 | 1000.5201 | 0
| 1017.2292 | 0.00037461 | 1016.7219 | 8.9075e-05 | 741.2595 | 0.00118 | 1017.2292 | 0.000652 | 1016.7219 | -0.012923 | 1006.2147 | 0 | 1016.7219 | 0.0081745 | 1017.2292 | 0 | 1000.7577 | 0 | 741.2595 | 0.00102 | 1017.2292 | 0 | 1017.2292 | 0.0071096 | 1011.2 | 0.0023515 | 1017.2292 | 0 | 740.218 | 1.8163e-05 | 1017.2292 | 0 | 1017.2292 | 0.0001277 | 1016.7219 | 0.00784 | 1089.6372 | 0.01347 | 1016.7219 | 0.016147 | 1090.4531 | 3.0002e-05 | 1089.6372 | 0.01505 | 1000.7577 | 0
| 1017.4733 | 8.7551e-05 | 1016.9652 | 9.1565e-05 | 741.389 | 0 | 1017.4733 | -0.00013535 | 1016.9652 | -0.004566 | 1006.4568 | 0 | 1016.9652 | -0.010517 | 1017.4733 | 0 | 1000.9952 | 0 | 741.389 | 0.00144 | 1017.4733 | 0 | 1017.4733 | 0 | 1011.4 | 0.00053099 | 1017.4733 | 0 | 740.3392 | 3.5179e-05 | 1017.4733 | 0 | 1017.4733 | 0 | 1016.9652 | -0.00899 | 1089.8056 | 0.01603 | 1016.9652 | -0.0054278 | 1090.6237 | 0 | 1089.8056 | 0.0146 | 1000.9952 | 0
| 1017.7175 | 0.00053994 | 1017.2085 | 0.00026246 | 741.5186 | 0.00039883 | 1017.7175 | -0.00019911 | 1017.2085 | -0.011613 | 1006.699 | 0 | 1017.2085 | 0.0071451 | 1017.7175 | 0 | 1001.2328 | 0 | 741.5186 | 0.00113 | 1017.7175 | 0 | 1017.7175 | 0.0046475 | 1011.7 | -0.00089942 | 1017.7175 | 0 | 740.4603 | 1.7039e-05 | 1017.7175 | 0 | 1017.7175 | 0.0003048 | 1017.2085 | 0.00553 | 1089.974 | 0.01419 | 1017.2085 | 0.0059896 | 1090.7942 | 3.0002e-05 | 1089.974 | 0.01513 | 1001.2328 | 0
| 1017.9617 | 0.00039331 | 1017.4518 | -0.0010025 | 741.6482 | 0 | 1017.9617 | -0.0010567 | 1017.4518 | 0.00042494 | 1006.9411 | 0 | 1017.4518 | -0.012713 | 1017.9617 | 0 | 1001.4705 | 0 | 741.6482 | 0.00212 | 1017.9617 | 0 | 1017.9617 | 0 | 1011.9 | -0.00070437 | 1017.9617 | 0 | 740.5815 | 3.5308e-05 | 1017.9617 | 0 | 1017.9617 | 0 | 1017.4518 | -0.01337 | 1090.1424 | 0.01621 | 1017.4518 | -0.035045 | 1090.9648 | 0 | 1090.1424 | 0.0147 | 1001.4705 | 0
| 1018.2059 | 0.00071845 | 1017.6951 | -5.8072e-05 | 741.7779 | 0.0012 | 1018.2059 | 0.00016067 | 1017.6951 | -0.014276 | 1007.1833 | 0 | 1017.6951 | 0.0058144 | 1018.2059 | 0 | 1001.7081 | 0 | 741.7779 | 0.00238 | 1018.2059 | 0 | 1018.2059 | 0.0060737 | 1012.1 | 0.00069354 | 1018.2059 | 0 | 740.7026 | 1.8433e-05 | 1018.2059 | 0 | 1018.2059 | 0.00022716 | 1017.6951 | 0.01369 | 1090.3108 | 0.01428 | 1017.6951 | 0.0023129 | 1091.1354 | 3.0002e-05 | 1090.3108 | 0.01516 | 1001.7081 | 0
| 1018.4501 | 0.00048521 | 1017.9384 | -0.0014109 | 741.9075 | 0 | 1018.4501 | 1.2316e-05 | 1017.9384 | 0.010901 | 1007.4254 | 0 | 1017.9384 | -0.014845 | 1018.4501 | 0 | 1001.9457 | 0 | 741.9075 | 0.00078546 | 1018.4501 | 0 | 1018.4501 | 0 | 1012.4 | -5.4182e-05 | 1018.4501 | 0 | 740.8238 | 3.5273e-05 | 1018.4501 | 0 | 1018.4501 | 0 | 1017.9384 | -0.01142 | 1090.4792 | 0.01642 | 1017.9384 | -0.010052 | 1091.3059 | 0 | 1090.4792 | 0.01476 | 1001.9457 | 0
| 1018.6943 | 0.00096134 | 1018.1817 | 0.00058122 | 742.0371 | 0.00058956 | 1018.6943 | 0.00053698 | 1018.1817 | -0.022874 | 1007.6676 | 0 | 1018.1817 | 0.0073631 | 1018.6943 | 0 | 1002.1833 | 0 | 742.0371 | 0 | 1018.6943 | 0 | 1018.6943 | 0.0064592 | 1012.6 | -0.00031426 | 1018.6943 | 0 | 740.945 | 1.7074e-05 | 1018.6943 | 0 | 1018.6943 | 9.9715e-05 | 1018.1817 | 0.01247 | 1090.6476 | 0.01454 | 1018.1817 | 0.016932 | 1091.4765 | 3.0002e-05 | 1090.6476 | 0.01517 | 1002.1833 | 0
| 1018.9385 | 7.0361e-06 | 1018.425 | -0.00052875 | 742.1668 | 0 | 1018.9385 | -0.00061979 | 1018.425 | 0.011484 | 1007.9097 | 0 | 1018.425 | -0.011107 | 1018.9385 | 0 | 1002.4209 | 0 | 742.1668 | 0 | 1018.9385 | 0 | 1018.9385 | 0 | 1012.9 | -0.0014521 | 1018.9385 | 0 | 741.0661 | 3.3095e-05 | 1018.9385 | 0 | 1018.9385 | 0 | 1018.425 | -0.00627 | 1090.816 | 0.01617 | 1018.425 | -0.0039885 | 1091.6471 | 0 | 1090.816 | 0.01478 | 1002.4209 | 0
| 1019.1827 | 0.0008246 | 1018.6683 | 0.00036943 | 742.2965 | 0.00116 | 1019.1827 | -0.0001873 | 1018.6683 | -0.009846 | 1008.1519 | 0 | 1018.6683 | 0.008834 | 1019.1827 | 0 | 1002.6585 | 0 | 742.2965 | 0.00013718 | 1019.1827 | 0 | 1019.1827 | 0.006715 | 1013.1 | 0.00010836 | 1019.1827 | 0 | 741.1873 | 1.6255e-05 | 1019.1827 | 0 | 1019.1827 | 0.00033742 | 1018.6683 | 0.00038238 | 1090.9844 | 0.01437 | 1018.6683 | 0.028839 | 1091.8176 | 1.0001e-05 | 1090.9844 | 0.01516 | 1002.6585 | 0
| 1019.4269 | 0.00057542 | 1018.9116 | -0.00081179 | 742.4262 | 0 | 1019.4269 | -0.0006565 | 1018.9116 | 0.0018442 | 1008.3941 | 0 | 1018.9116 | -0.011722 | 1019.4269 | 0 | 1002.8962 | 0 | 742.4262 | 0.00198 | 1019.4269 | 0 | 1019.4269 | 0 | 1013.4 | 0.00040094 | 1019.4269 | 0 | 741.3085 | 3.4441e-05 | 1019.4269 | 0 | 1019.4269 | 0 | 1018.9116 | -0.00417 | 1091.1528 | 0.01626 | 1018.9116 | 0.011214 | 1091.9882 | 0 | 1091.1528 | 0.0148 | 1002.8962 | 0
| 1019.6711 | 0.00060021 | 1019.155 | 0.00034552 | 742.5559 | 0.00158 | 1019.6711 | -0.00034656 | 1019.155 | -0.022122 | 1008.6363 | 0 | 1019.155 | 0.01071 | 1019.6711 | 0 | 1003.1338 | 0 | 742.5559 | 0.00127 | 1019.6711 | 0 | 1019.6711 | 0.0069361 | 1013.6 | 0.00079106 | 1019.6711 | 0 | 741.4296 | 1.8269e-05 | 1019.6711 | 0 | 1019.6711 | 0.00028187 | 1019.155 | 0.00694 | 1091.3212 | 0.01507 | 1019.155 | 0.0045407 | 1092.1588 | 1.0001e-05 | 1091.3212 | 0.01515 | 1003.1338 | 0
| 1019.9153 | -6.6785e-05 | 1019.3983 | -0.00052479 | 742.6856 | 0 | 1019.9153 | -0.00043629 | 1019.3983 | 0.0031832 | 1008.8785 | 0 | 1019.3983 | -0.012591 | 1019.9153 | 0 | 1003.3714 | 0 | 742.6856 | 0.00238 | 1019.9153 | 0 | 1019.9153 | 0 | 1013.8 | -0.00080189 | 1019.9153 | 0 | 741.5508 | 3.3704e-05 | 1019.9153 | 0 | 1019.9153 | 0 | 1019.3983 | -0.00834 | 1091.4896 | 0.01619 | 1019.3983 | 0.0060701 | 1092.3294 | 0 | 1091.4896 | 0.01477 | 1003.3714 | 0
| 1020.1596 | 0.00097416 | 1019.6416 | -0.0001501 | 742.8153 | 0.0014 | 1020.1596 | 0.00020421 | 1019.6416 | -0.015797 | 1009.1207 | 0 | 1019.6416 | 0.0059112 | 1020.1596 | 0 | 1003.6091 | 0 | 742.8153 | 0 | 1020.1596 | 0 | 1020.1596 | 0.0032944 | 1014.1 | 0.00040094 | 1020.1596 | 0 | 741.672 | 1.5435e-05 | 1020.1596 | 0 | 1020.1596 | 0.00027391 | 1019.6416 | 0.00566 | 1091.6579 | 0.0141 | 1019.6416 | 0.01691 | 1092.4999 | 5.0004e-05 | 1091.6579 | 0.01512 | 1003.6091 | 0
| 1020.4038 | -0.00089292 | 1019.885 | -0.00052133 | 742.945 | 0 | 1020.4038 | -0.00040801 | 1019.885 | -0.0019387 | 1009.3629 | 0 | 1019.885 | -0.01323 | 1020.4038 | 0 | 1003.8467 | 0 | 742.945 | 0.00124 | 1020.4038 | 0 | 1020.4038 | 0 | 1014.3 | -0.00063934 | 1020.4038 | 0 | 741.7931 | 3.149e-05 | 1020.4038 | 0 | 1020.4038 | 0 | 1019.885 | 0 | 1091.8263 | 0.0164 | 1019.885 | -0.02195 | 1092.6705 | 0 | 1091.8263 | 0.0148 | 1003.8467 | 0
| 1020.6481 | 0.00047587 | 1020.1283 | -0.00075369 | 743.0748 | 0.00153 | 1020.6481 | -0.00018095 | 1020.1283 | -0.020079 | 1009.6052 | 0 | 1020.1283 | 0.0050045 | 1020.6481 | 0 | 1004.0844 | 0 | 743.0748 | 0.00238 | 1020.6481 | 0 | 1020.6481 | 0.0040531 | 1014.6 | 0.0022539 | 1020.6481 | 0 | 741.9143 | 1.6055e-05 | 1020.6481 | 0 | 1020.6481 | 0.00017963 | 1020.1283 | 0 | 1091.9947 | 0.01435 | 1020.1283 | 0.015844 | 1092.8411 | 3.0002e-05 | 1091.9947 | 0.01514 | 1004.0844 | 0
| 1020.8923 | -0.00067749 | 1020.3717 | -0.00078596 | 743.2045 | 0 | 1020.8923 | -0.00068353 | 1020.3717 | -0.0099824 | 1009.8474 | 0 | 1020.3717 | -0.013102 | 1020.8923 | 0 | 1004.322 | 0 | 743.2045 | 0.00041639 | 1020.8923 | 0 | 1020.8923 | 0 | 1014.8 | -0.0023624 | 1020.8923 | 0 | 742.0354 | 3.2474e-05 | 1020.8923 | 0 | 1020.8923 | 0 | 1020.3717 | 0 | 1092.1631 | 0.01633 | 1020.3717 | -0.038126 | 1093.0117 | 0 | 1092.1631 | 0.01479 | 1004.322 | 0
| 1021.1366 | 0.00084971 | 1020.615 | -0.00028411 | 743.3343 | 0.00177 | 1021.1366 | 3.9446e-06 | 1020.615 | -0.021183 | 1010.0896 | 0 | 1020.615 | 0.0081392 | 1021.1366 | 0 | 1004.5597 | 0 | 743.3343 | 0.00107 | 1021.1366 | 0 | 1021.1366 | 0.0065625 | 1015.1 | -0.00021673 | 1021.1366 | 0 | 742.1566 | 1.6418e-05 | 1021.1366 | 0 | 1021.1366 | 0.0002037 | 1020.615 | 0 | 1092.3315 | 0.0137 | 1020.615 | 0.0039983 | 1093.1822 | 5.0004e-05 | 1092.3315 | 0.01514 | 1004.5597 | 0
| 1021.3809 | -5.3908e-05 | 1020.8584 | -0.00016641 | 743.4641 | 0 | 1021.3809 | -0.00011232 | 1020.8584 | 0.011184 | 1010.3318 | 0 | 1020.8584 | -0.011624 | 1021.3808 | 0 | 1004.7974 | 0 | 743.4641 | 0.00098419 | 1021.3808 | 0 | 1021.3809 | 0 | 1015.3 | 0.0012787 | 1021.3808 | 0 | 742.2778 | 3.4933e-05 | 1021.3808 | 0 | 1021.3809 | 0 | 1020.8584 | 0 | 1092.4999 | 0.01605 | 1020.8584 | -0.033665 | 1093.3528 | 0 | 1092.4999 | 0.01478 | 1004.7974 | 0
| 1021.6251 | 0.00082182 | 1021.1017 | -0.00087288 | 743.5939 | 0.00046818 | 1021.6251 | -0.00018985 | 1021.1017 | -0.020061 | 1010.5741 | 0 | 1021.1017 | 0.0050988 | 1021.6251 | 0 | 1005.0351 | 0 | 743.5939 | 0.00241 | 1021.6251 | 0 | 1021.6251 | 0.00088018 | 1015.5 | 0.0028067 | 1021.6251 | 0 | 742.399 | 1.8515e-05 | 1021.6251 | 0 | 1021.6251 | 0.00037924 | 1021.1017 | 0 | 1092.6683 | 0.01468 | 1021.1017 | 0.013658 | 1093.5234 | 5.0004e-05 | 1092.6683 | 0.01514 | 1005.0351 | 0
| 1021.8694 | -0.00040008 | 1021.3451 | -0.00040229 | 743.7237 | 0 | 1021.8694 | -0.00082224 | 1021.3451 | 0.0085291 | 1010.8163 | 0 | 1021.3451 | -0.012772 | 1021.8694 | 0 | 1005.2728 | 0 | 743.7237 | 0.00089903 | 1021.8694 | 0 | 1021.8694 | 0 | 1015.8 | 0.00020589 | 1021.8694 | 0 | 742.5201 | 3.5929e-05 | 1021.8694 | 0 | 1021.8694 | 0 | 1021.3451 | 0 | 1092.8366 | 0.01617 | 1021.3451 | 0.0054059 | 1093.694 | 0 | 1092.8366 | 0.0148 | 1005.2728 | 0
| 1022.1136 | 0.00040283 | 1021.5885 | 0.00015703 | 743.8535 | 0.0012 | 1022.1136 | 1.4496e-05 | 1021.5885 | -0.022895 | 1011.0586 | 0 | 1021.5885 | 0.0055162 | 1022.1137 | 0 | 1005.5104 | 0 | 743.8535 | 0.00073324 | 1022.1137 | 0 | 1022.1136 | 0.0051975 | 1016 | 0.00059601 | 1022.1137 | 0 | 742.6413 | 1.7402e-05 | 1022.1137 | 0 | 1022.1137 | 0.00023329 | 1021.5885 | 0 | 1093.005 | 0.01481 | 1021.5885 | 0.0064784 | 1093.8646 | 5.0004e-05 | 1093.005 | 0.01519 | 1005.5104 | 0
| 1022.358 | 0.00041407 | 1021.8318 | -9.0531e-05 | 743.9833 | 0 | 1022.358 | -0.00035558 | 1021.8318 | 0.0063331 | 1011.3008 | 0 | 1021.8318 | 0 | 1022.358 | 0 | 1005.7482 | 0 | 743.9833 | 0.00107 | 1022.358 | 0 | 1022.358 | 0 | 1016.3 | -0.00028175 | 1022.358 | 0 | 742.7625 | 3.3458e-05 | 1022.358 | 0 | 1022.358 | 0 | 1021.8319 | 0 | 1093.1734 | 0.01617 | 1021.8318 | 0.017769 | 1094.0351 | 0 | 1093.1734 | 0.0148 | 1005.7482 | 0
| 1022.6022 | 9.9158e-06 | 1022.0752 | 4.6131e-05 | 744.1132 | 0.00147 | 1022.6022 | -2.7116e-06 | 1022.0752 | 0 | 1011.5431 | 0 | 1022.0752 | 0 | 1022.6022 | 0 | 1005.9858 | 0 | 744.1132 | 0.0038 | 1022.6022 | 0 | 1022.6022 | 0.0071804 | 1016.5 | 0.0002384 | 1022.6022 | 0 | 742.8836 | 1.6055e-05 | 1022.6022 | 0 | 1022.6022 | 0.00028998 | 1022.0752 | 0 | 1093.3418 | 0.01484 | 1022.0752 | 0.00017141 | 1094.2057 | 3.0002e-05 | 1093.3418 | 0.01514 | 1005.9858 | 0
| 1022.8466 | -0.00014042 | 1022.3186 | -0.0012607 | 744.243 | 0 | 1022.8466 | -0.00054879 | 1022.3186 | 0 | 1011.7854 | 0 | 1022.3186 | 0 | 1022.8465 | 0 | 1006.2236 | 0 | 744.243 | 0.00061512 | 1022.8465 | 0 | 1022.8466 | 0 | 1016.8 | -0.0017771 | 1022.8465 | 0 | 743.0048 | 3.4078e-05 | 1022.8465 | 0 | 1022.8466 | 0 | 1022.3186 | 0 | 1093.5102 | 0.01607 | 1022.3186 | -0.026516 | 1094.3763 | 0 | 1093.5102 | 0.01478 | 1006.2236 | 0
| 1023.0908 | 0.00089918 | 1022.562 | -0.0002783 | 744.3729 | 0.00177 | 1023.0908 | -0.00049715 | 1022.562 | 0 | 1012.0276 | 0 | 1022.562 | 0 | 1023.0909 | 0 | 1006.4612 | 0 | 744.3729 | 0 | 1023.0909 | 0 | 1023.0908 | 0.0035199 | 1017 | 0.0019614 | 1023.0909 | 0 | 743.126 | 1.8023e-05 | 1023.0909 | 0 | 1023.0908 | 0.0005034 | 1022.562 | 0 | 1093.6785 | 0.01419 | 1022.562 | -0.015224 | 1094.5469 | 6.9993e-05 | 1093.6785 | 0.01515 | 1006.4612 | 0
| 1023.3351 | -0.00013397 | 1022.8054 | -0.00089577 | 744.5028 | 0 | 1023.3351 | -0.00013522 | 1022.8054 | 0 | 1012.27 | 0 | 1022.8054 | 0 | 1023.3352 | 0 | 1006.699 | 0 | 744.5028 | 0.00092742 | 1023.3352 | 0 | 1023.3351 | 0 | 1017.2 | -0.0013871 | 1023.3352 | 0 | 743.2472 | 3.5554e-05 | 1023.3352 | 0 | 1023.3351 | 0 | 1022.8054 | 0 | 1093.8469 | 0.01617 | 1022.8054 | 0.00098689 | 1094.7175 | 0 | 1093.8469 | 0.01476 | 1006.699 | 0
| 1023.5795 | 0.00040089 | 1023.0488 | -0.00050749 | 744.6327 | 0.00149 | 1023.5795 | 0.00024112 | 1023.0488 | 0 | 1012.5123 | 0 | 1023.0488 | 0 | 1023.5795 | 0 | 1006.9367 | 0 | 744.6327 | 0.003 | 1023.5795 | 0 | 1023.5795 | 0 | 1017.5 | 0.0013438 | 1023.5795 | 0 | 743.3683 | 1.7531e-05 | 1023.5795 | 0 | 1023.5795 | 0.00020423 | 1023.0488 | 0 | 1094.0153 | 0.01403 | 1023.0488 | -0.0075831 | 1094.8881 | 5.0004e-05 | 1094.0153 | 0.01513 | 1006.9367 | 0
| 1023.8238 | 2.0703e-05 | 1023.2922 | -0.00077844 | 744.7626 | 0 | 1023.8238 | -0.0012043 | 1023.2922 | 0 | 1012.7546 | 0 | 1023.2922 | 0 | 1023.8238 | 0 | 1007.1744 | 0 | 744.7626 | 0.00252 | 1023.8238 | 0 | 1023.8238 | 0 | 1017.7 | -0.00096444 | 1023.8238 | 0 | 743.4895 | 3.4933e-05 | 1023.8238 | 0 | 1023.8238 | 0 | 1023.2922 | 0 | 1094.1837 | 0.01621 | 1023.2922 | -0.018714 | 1095.0587 | 0 | 1094.1837 | 0.01473 | 1007.1744 | 0
| 1024.0681 | 0.00030548 | 1023.5356 | -0.00012644 | 744.8925 | 0.00123 | 1024.0681 | 0.00020074 | 1023.5356 | 0 | 1012.9968 | 0 | 1023.5356 | 0 | 1024.0681 | 0 | 1007.4122 | 0 | 744.8925 | 0 | 1024.0681 | 0 | 1024.0681 | 0.0049259 | 1018 | 0.0023191 | 1024.0681 | 0 | 743.6107 | 1.7718e-05 | 1024.0681 | 0 | 1024.0681 | 0.00022654 | 1023.5356 | 0 | 1094.352 | 0.014 | 1023.5356 | 0.016562 | 1095.2293 | 1.0001e-05 | 1094.352 | 0.01513 | 1007.4122 | 0
| 1024.3125 | -0.00047153 | 1023.779 | -0.00048748 | 745.0224 | 0 | 1024.3125 | -0.00042091 | 1023.779 | 0 | 1013.2392 | 0 | 1023.779 | 0 | 1024.3125 | 0 | 1007.6499 | 0 | 745.0224 | 0.00223 | 1024.3125 | 0 | 1024.3125 | 0 | 1018.2 | -0.0015822 | 1024.3125 | 0 | 743.7319 | 3.3774e-05 | 1024.3125 | 0 | 1024.3125 | 0 | 1023.779 | 0 | 1094.5204 | 0.01637 | 1023.779 | 0 | 1095.3999 | 0 | 1094.5204 | 0.01475 | 1007.6499 | 0
| 1024.5568 | 0.0002324 | 1024.0224 | 0.00020925 | 745.1524 | 0.00165 | 1024.5568 | -0.00032339 | 1024.0224 | 0 | 1013.4815 | 0 | 1024.0224 | 0 | 1024.5568 | 0 | 1007.8876 | 0 | 745.1524 | 0.00013718 | 1024.5568 | 0 | 1024.5568 | 0.0089767 | 1018.5 | 0.0012462 | 1024.5568 | 0 | 743.853 | 1.636e-05 | 1024.5568 | 0 | 1024.5568 | 0.00035196 | 1024.0224 | 0 | 1094.6888 | 0.01416 | 1024.0224 | 0 | 1095.5704 | 5.0004e-05 | 1094.6888 | 0.01516 | 1007.8876 | 0
| 1024.8011 | -0.00077529 | 1024.2658 | -0.00091411 | 745.2823 | 0 | 1024.8011 | -0.00031657 | 1024.2658 | 0 | 1013.7238 | 0 | 1024.2658 | 0 | 1024.8011 | 0 | 1008.1254 | 0 | 745.2823 | 0.00084224 | 1024.8011 | 0 | 1024.8011 | 0 | 1018.7 | 0.00079106 | 1024.8011 | 0 | 743.9742 | 3.2474e-05 | 1024.8011 | 0 | 1024.8012 | 0 | 1024.2658 | 0 | 1094.8572 | 0.01624 | 1024.2658 | 0 | 1095.741 | 0 | 1094.8572 | 0.01473 | 1008.1254 | 0
| 1025.0455 | 0.001299 | 1024.5093 | -0.00070265 | 745.4123 | 0.0012 | 1025.0455 | 7.4809e-05 | 1024.5093 | 0 | 1013.9661 | 0 | 1024.5093 | 0 | 1025.0455 | 0 | 1008.3632 | 0 | 745.4123 | 0.00167 | 1025.0455 | 0 | 1025.0455 | 3.1733e-06 | 1018.9 | 0.0019289 | 1025.0455 | 0 | 744.0954 | 1.65e-05 | 1025.0455 | 0 | 1025.0455 | 0.00031281 | 1024.5093 | 0 | 1095.0255 | 0.01372 | 1024.5093 | 0 | 1095.9116 | 5.0004e-05 | 1095.0255 | 0.01513 | 1008.3632 | 0
| 1025.2898 | -0.00069707 | 1024.7527 | -0.0011135 | 745.5423 | 0 | 1025.2898 | -0.00054725 | 1024.7527 | 0 | 1014.2085 | 0 | 1024.7527 | 0 | 1025.2898 | 0 | 1008.6009 | 0 | 745.5423 | 0.00081385 | 1025.2898 | 0 | 1025.2898 | 0 | 1019.2 | -0.00093193 | 1025.2898 | 0 | 744.2166 | 3.5144e-05 | 1025.2898 | 0 | 1025.2898 | 0 | 1024.7527 | 0 | 1095.1939 | 0.01624 | 1024.7527 | 0 | 1096.0822 | 0 | 1095.1939 | 0.01466 | 1008.6009 | 0
| 1025.5342 | 0.00077405 | 1024.9961 | -0.00097333 | 745.6723 | 0.00142 | 1025.5342 | 0.00058411 | 1024.9961 | 0 | 1014.4509 | 0 | 1024.9961 | 0 | 1025.5342 | 0 | 1008.8387 | 0 | 745.6723 | 0.00232 | 1025.5342 | 0 | 1025.5342 | 6.3856e-06 | 1019.4 | -0.00041178 | 1025.5342 | 0 | 744.3378 | 1.8725e-05 | 1025.5342 | 0 | 1025.5342 | 0.00040052 | 1024.9961 | 0 | 1095.3623 | 0.0138 | 1024.9961 | 0 | 1096.2528 | 6.9993e-05 | 1095.3623 | 0.01511 | 1008.8387 | 0
| 1025.7786 | 1.3073e-05 | 1025.2395 | -0.00047055 | 745.8023 | 0 | 1025.7786 | -0.00075205 | 1025.2395 | 0 | 1014.6932 | 0 | 1025.2395 | 0 | 1025.7786 | 0 | 1009.0765 | 0 | 745.8023 | 0.00115 | 1025.7786 | 0 | 1025.7786 | 0 | 1019.7 | -0.0017121 | 1025.7786 | 0 | 744.4589 | 3.58e-05 | 1025.7786 | 0 | 1025.7786 | 0 | 1025.2395 | 0 | 1095.5306 | 0.01645 | 1025.2395 | 0 | 1096.4234 | 0 | 1095.5306 | 0.01471 | 1009.0765 | 0
| 1026.0229 | -0.00014011 | 1025.483 | 0.00033982 | 745.9323 | 0.00229 | 1026.0229 | 0.00050221 | 1025.483 | 0 | 1014.9355 | 0 | 1025.483 | 0 | 1026.023 | 0 | 1009.3142 | 0 | 745.9323 | 0.00173 | 1026.023 | 0 | 1026.0229 | 7.7222e-06 | 1019.9 | -0.0019397 | 1026.023 | 0 | 744.5801 | 1.7156e-05 | 1026.023 | 0 | 1026.023 | 0.0005151 | 1025.483 | 0 | 1095.699 | 0.01445 | 1025.483 | 0 | 1096.594 | 5.0004e-05 | 1095.699 | 0.01519 | 1009.3142 | 0
| 1026.2673 | 1.4987e-05 | 1025.7264 | -0.00090697 | 746.0623 | 0 | 1026.2673 | -0.00054826 | 1025.7264 | 0 | 1015.1779 | 0 | 1025.7264 | 0 | 1026.2673 | 0 | 1009.552 | 0 | 746.0623 | 0.00203 | 1026.2673 | 0 | 1026.2673 | 0 | 1020.2 | -0.0010945 | 1026.2673 | 0 | 744.7013 | 3.457e-05 | 1026.2673 | 0 | 1026.2673 | 0 | 1025.7264 | 0 | 1095.8673 | 0.01617 | 1025.7264 | 0 | 1096.7646 | 0 | 1095.8673 | 0.01307 | 1009.552 | 0
| 1026.5117 | 0.00064976 | 1025.9699 | 0.00013596 | 746.1924 | 0.00057222 | 1026.5117 | 0.00058938 | 1025.9699 | 0 | 1015.4203 | 0 | 1025.9699 | 0 | 1026.5117 | 0 | 1009.7898 | 0 | 746.1924 | 0.00181 | 1026.5117 | 0 | 1026.5117 | 5.1082e-06 | 1020.4 | 0.0026766 | 1026.5117 | 0 | 744.8225 | 1.7402e-05 | 1026.5117 | 0 | 1026.5117 | 0.00041395 | 1025.9699 | 0 | 1096.0357 | 0.00971 | 1025.9699 | 0 | 1096.9352 | 3.0002e-05 | 1096.0357 | 0.00836 | 1009.7898 | 0
| 1026.7561 | -0.00036413 | 1026.2133 | -0.0029609 | 746.3224 | 0 | 1026.7561 | -0.00069849 | 1026.2133 | 0 | 1015.6627 | 0 | 1026.2133 | 0 | 1026.7561 | 0 | 1010.0276 | 0 | 746.3224 | 0 | 1026.7561 | 0 | 1026.7561 | 0 | 1020.6 | -0.0034026 | 1026.7561 | 0 | 744.9437 | 3.4301e-05 | 1026.7561 | 0 | 1026.7561 | 0 | 1026.2133 | 0 | 1096.2041 | 0.00045705 | 1026.2133 | 0 | 1097.1058 | 0 | 1096.2041 | 0.00327 | 1010.0276 | 0
| 1027.0005 | 0.0008438 | 1026.4568 | -0.0018794 | 746.4525 | 0.00029479 | 1027.0005 | -0.000693 | 1026.4568 | 0 | 1015.9051 | 0 | 1026.4568 | 0 | 1027.0005 | 0 | 1010.2654 | 0 | 746.4525 | 0 | 1027.0005 | 0 | 1027.0005 | 0 | 1020.9 | -0.0023299 | 1027.0005 | 0 | 745.0648 | 1.6899e-05 | 1027.0005 | 0 | 1027.0005 | 0 | 1026.4568 | 0 | 1096.3724 | 0 | 1026.4568 | 0 | 1097.2764 | 6.9993e-05 | 1096.3724 | 0.00022355 | 1010.2654 | 0
| 1027.2449 | -0.00071141 | 1026.7002 | -0.0026374 | 746.5825 | 0 | 1027.2449 | -0.00039235 | 1026.7002 | 0 | 1016.1475 | 0 | 1026.7002 | 0 | 1027.2449 | 0 | 1010.5032 | 0 | 746.5825 | 0 | 1027.2449 | 0 | 1027.2449 | 0 | 1021.1 | -0.00047681 | 1027.2449 | 0 | 745.186 | 3.3317e-05 | 1027.2449 | 0 | 1027.2449 | 0 | 1026.7002 | 0 | 1096.5408 | 0 | 1026.7002 | 0 | 1097.447 | 0 | 1096.5408 | 0.0002081 | 1010.5032 | 0
| 1027.4893 | 5.5163e-05 | 1026.9437 | -0.0022129 | 746.7126 | 0.00102 | 1027.4893 | 0.0003719 | 1026.9437 | 0 | 1016.3898 | 0 | 1026.9437 | 0 | 1027.4893 | 0 | 1010.741 | 0 | 746.7126 | 0 | 1027.4893 | 0 | 1027.4893 | 0 | 1021.4 | -0.0018422 | 1027.4893 | 0 | 745.3072 | 1.6418e-05 | 1027.4893 | 0 | 1027.4893 | 0 | 1026.9437 | 0 | 1096.7091 | 5.2751e-05 | 1026.9437 | 0 | 1097.6176 | 6.9993e-05 | 1096.7091 | 0.00018544 | 1010.741 | 0
| 1027.7338 | 5.6668e-05 | 1027.1872 | -0.002802 | 746.8427 | 0 | 1027.7338 | -0.00034963 | 1027.1872 | 0 | 1016.6323 | 0 | 1027.1872 | 0 | 1027.7337 | 0 | 1010.9788 | 0 | 746.8427 | 0 | 1027.7337 | 0 | 1027.7338 | 0 | 1021.6 | -0.0025575 | 1027.7337 | 0 | 745.4284 | 3.1865e-05 | 1027.7337 | 0 | 1027.7338 | 0 | 1027.1872 | 0 | 1096.8775 | 0 | 1027.1872 | 0 | 1097.7882 | 0 | 1096.8775 | 0.00024441 | 1010.9788 | 0
| 1027.9781 | 0.00063828 | 1027.4306 | -0.0020809 | 746.9729 | 0.00076297 | 1027.9781 | 0.00053103 | 1027.4306 | 0 | 1016.8747 | 0 | 1027.4306 | 0 | 1027.9782 | 0 | 1011.2166 | 0 | 746.9729 | 0 | 1027.9782 | 0 | 1027.9781 | 0 | 1021.9 | -0.0024923 | 1027.9782 | 0 | 745.5496 | 2.3152e-05 | 1027.9782 | 0 | 1027.9781 | 4.3508e-05 | 1027.4306 | 0 | 1097.0459 | 0.00068578 | 1027.4306 | 0 | 1097.9588 | 6.9993e-05 | 1097.0459 | 0.0002648 | 1011.2166 | 0
0

## Integration (hidden)
LED Item # | M365L2 |  | M365L3 |  | M365LP1 |  | M385L2 |  | M385LP1 |  | M405L4 |  | M405LP1 |  | M455L3 |  | M455L4 |  | M470L5 |  | M470L3 |  | M505L3 |  | M505L4 |  | M530L3 |  | M530L4 |  | M590L3 |  | M590L4 |  | M617L3 |  | M617L4 |  | M625L4 |  | M660L3 |  | M780L3 |  | M810L3 |  | M850L3 |  | M940L3 |  | MCWHL8-C4
| Area Under Normalized Curve |  | Area Under Normalized Curve |  | Area Under Normalized Curve |  | Area Under Normalized Curve |  | Area Under Normalized Curve |  | Area Under Normalized Curve |  | Area Under Normalized Curve |  | Area Under Normalized Curve |  | Area Under Normalized Curve |  | Area Under Normalized Curve |  | Area Under Normalized Curve |  | Area Under Normalized Curve |  | Area Under Normalized Curve |  | Area Under Normalized Curve |  | Area Under Normalized Curve |  | Area Under Normalized Curve |  | Area Under Normalized Curve |  | Area Under Normalized Curve |  | Area Under Normalized Curve |  | Area Under Normalized Curve |  | Area Under Normalized Curve |  | Area Under Normalized Curve |  | Area Under Normalized Curve |  | Area Under Normalized Curve |  | Area Under Normalized Curve |  | Area Under Normalized Curve
| Total | #REF! | Total | 12.0411 | Total | 13.4132 | Total | 12.562 | Total | 13.4332 | Total | 16.0289 | Total | 16.3791 | Total | 22.729 | Total | #REF! | Total | 32.5337 | Total | #REF! | Total | 38.2839 | Total | 40.986 | Total | #REF! | Total | 41.3202 | Total | 14.8711 | Total | 19.7106 | Total | 18.4367 | Total | 20.7268 | Total | 25.537 | Total | 25.537 | Total | 37.4574 | Total | 36.3782 | Total | 34.5024 | Total | 73.1931 | Total | 90.9354
Integration
| #REF! |  | 0.0001666 |  | -0.0001475 |  | 1.9878e-06 |  | 0 |  | 0 |  | 0 |  | 0 |  | #REF! |  | 0 |  | #REF! |  | 0.00017281 |  | 0 |  | #REF! |  | 1.0495e-06 |  | 1.5172e-05 |  | 0 |  | 1.2765e-06 |  | 0 |  | 0 |  | 0 |  | 0.00027559 |  | 0 |  | 2.8399e-06 |  | 0.00060798 |  | 0
| #REF! |  | 5.0945e-05 |  | -4.1043e-05 |  | 0 |  | 0 |  | 0 |  | 0 |  | 0 |  | #REF! |  | 0 |  | #REF! |  | 0.00019039 |  | 0 |  | #REF! |  | 1.3389e-06 |  | -2.8445e-05 |  | 0 |  | 1.2004e-06 |  | 0 |  | 0 |  | 0 |  | 0.00029017 |  | 0 |  | 2.3238e-06 |  | 0.00059263 |  | 0
| #REF! |  | 6.3786e-05 |  | -3.2511e-06 |  | 4.9567e-05 |  | 0 |  | 0 |  | 0 |  | 0 |  | #REF! |  | 0 |  | #REF! |  | 0.00010929 |  | 0 |  | #REF! |  | 1.3391e-06 |  | -1.0844e-06 |  | 0 |  | 1.1825e-06 |  | 0 |  | 0 |  | 0 |  | 0.00028482 |  | 0 |  | 0 |  | 0.0005919 |  | 0
| #REF! |  | 9.0717e-05 |  | 7.1318e-05 |  | 4.9571e-05 |  | 0 |  | 0 |  | 0 |  | 0 |  | #REF! |  | 0 |  | #REF! |  | 6.7352e-05 |  | 0 |  | #REF! |  | 1.6588e-06 |  | -0.00015713 |  | 0 |  | 1.1139e-06 |  | 0 |  | 0 |  | 0 |  | 0.00029405 |  | 0 |  | 0 |  | 0.00059654 |  | 0
| #REF! |  | 7.5787e-05 |  | 0.00010229 |  | 2.1809e-05 |  | 0 |  | 0 |  | 0 |  | 0 |  | #REF! |  | 0 |  | #REF! |  | 0.00011299 |  | 0 |  | #REF! |  | 1.6589e-06 |  | -2.384e-05 |  | 0 |  | 9.5417e-07 |  | 0 |  | 0 |  | 0 |  | 0.00019682 |  | 0 |  | 2.3241e-06 |  | 0.00059658 |  | 0
| #REF! |  | 8.7614e-06 |  | 7.1956e-05 |  | 2.1808e-05 |  | 0 |  | 0 |  | 0 |  | 0 |  | #REF! |  | 0 |  | #REF! |  | 9.5128e-05 |  | 0 |  | #REF! |  | 1.2778e-06 |  | 9.1018e-06 |  | 0 |  | 8.3331e-07 |  | 0 |  | 0 |  | 0 |  | 0.0001569 |  | 0 |  | 2.3241e-06 |  | 0.00059124 |  | 0
| #REF! |  | 5.3767e-06 |  | -1.0674e-05 |  | 1.8834e-05 |  | 0 |  | 0 |  | 0 |  | 0 |  | #REF! |  | 0 |  | #REF! |  | 3.6509e-05 |  | 0 |  | #REF! |  | 1.2779e-06 |  | -0.00017338 |  | 0 |  | 8.1866e-07 |  | 0 |  | 0 |  | 0 |  | 0.00020273 |  | 0 |  | 2.3244e-06 |  | 0.00058744 |  | 0
| #REF! |  | 0.00016531 |  | 2.1699e-05 |  | 1.8834e-05 |  | 0 |  | 0 |  | 0 |  | 0 |  | #REF! |  | 0 |  | #REF! |  | 8.5196e-05 |  | 0 |  | #REF! |  | 1.819e-06 |  | 2.8175e-05 |  | 0 |  | 8.4484e-07 |  | 0 |  | 0 |  | 0 |  | 0.00026955 |  | 0 |  | 2.3244e-06 |  | 0.00058748 |  | 0
| #REF! |  | 0.00012151 |  | 4.0407e-05 |  | 0 |  | 0 |  | 0 |  | 0 |  | 0 |  | #REF! |  | 0 |  | #REF! |  | 0.00014209 |  | 0 |  | #REF! |  | 1.8193e-06 |  | -0.00012787 |  | 0 |  | 8.22e-07 |  | 0 |  | 0 |  | 0 |  | 0.00031181 |  | 0 |  | 7.7481e-07 |  | 0.00059059 |  | 0
| #REF! |  | 0.00012679 |  | 0.00018438 |  | 7.948e-06 |  | 0 |  | 0 |  | 0 |  | 0 |  | #REF! |  | 0 |  | #REF! |  | 0.00010801 |  | 0 |  | #REF! |  | 2.9683e-06 |  | -0.0002384 |  | 0 |  | 8.4619e-07 |  | 0 |  | 0 |  | 0 |  | 0.00022042 |  | 0 |  | 1.2915e-06 |  | 0.00059443 |  | 0
| #REF! |  | 0.00011238 |  | 0.00020674 |  | 3.3718e-05 |  | 0 |  | 0 |  | 0 |  | 0 |  | #REF! |  | 0 |  | #REF! |  | 0.00013373 |  | 0 |  | #REF! |  | 2.9685e-06 |  | -0.00015133 |  | 0 |  | 8.4946e-07 |  | 0 |  | 0 |  | 0 |  | 0.00016053 |  | 0 |  | 4.3912e-06 |  | 0.00060219 |  | 0
| #REF! |  | 0.00011972 |  | 2.0376e-05 |  | 4.1662e-05 |  | 0 |  | 0 |  | 0 |  | 0 |  | #REF! |  | 0 |  | #REF! |  | 0.00019547 |  | 0 |  | #REF! |  | 1.5733e-06 |  | 2.1674e-05 |  | 0 |  | 8.1069e-07 |  | 0 |  | 0 |  | 0 |  | 0.00023043 |  | 0 |  | 3.8748e-06 |  | 0.00060834 |  | 0
| #REF! |  | 0.0001425 |  | -7.1375e-06 |  | 1.5894e-05 |  | 0 |  | 0 |  | 0 |  | 0 |  | #REF! |  | 0 |  | #REF! |  | 8.2303e-05 |  | 0 |  | #REF! |  | 1.5733e-06 |  | -6.2857e-05 |  | 0 |  | 7.8585e-07 |  | 0 |  | 0 |  | 0 |  | 0.00026042 |  | 0 |  | 2.325e-06 |  | 0.00061226 |  | 0
| #REF! |  | 6.8086e-05 |  | -5.7102e-06 |  | 0 |  | 0 |  | 0 |  | 0 |  | 0 |  | #REF! |  | 0 |  | #REF! |  | 3.8403e-05 |  | 0 |  | #REF! |  | 2.0019e-06 |  | -0.00029042 |  | 0 |  | 8.528e-07 |  | 0 |  | 0 |  | 0 |  | 0.00027962 |  | 0 |  | 2.3252e-06 |  | 0.00060918 |  | 0
| #REF! |  | 4.613e-05 |  | 8.4069e-07 |  | 1.8829e-05 |  | 0 |  | 0 |  | 0 |  | 0 |  | #REF! |  | 0 |  | #REF! |  | 0.00010927 |  | 0 |  | #REF! |  | 2.0019e-06 |  | -0.0003732 |  | 0 |  | 9.7699e-07 |  | 0 |  | 0 |  | 0 |  | 0.000315 |  | 0 |  | 7.7506e-07 |  | 0.00060542 |  | 0
| #REF! |  | 4.8429e-05 |  | -4.0304e-05 |  | 1.8829e-05 |  | 0 |  | 0 |  | 0 |  | 0 |  | #REF! |  | 0 |  | #REF! |  | 0.00010602 |  | 0 |  | #REF! |  | 1.1761e-06 |  | -0.00039769 |  | 0 |  | 1.065e-06 |  | 0 |  | 0 |  | 0 |  | 0.00039567 |  | 0 |  | 7.7511e-07 |  | 0.00060926 |  | 0
| #REF! |  | 0.00013977 |  | -6.8586e-05 |  | 1.2882e-05 |  | 0 |  | 0 |  | 0 |  | 0 |  | #REF! |  | 0 |  | #REF! |  | 0.00015173 |  | 0 |  | #REF! |  | 1.1762e-06 |  | -8.5607e-05 |  | 0 |  | 1.1052e-06 |  | 0 |  | 0 |  | 0 |  | 0.00038033 |  | 0 |  | 7.7516e-07 |  | 0.00061699 |  | 0
| #REF! |  | 0.00017182 |  | -4.6354e-05 |  | 1.2882e-05 |  | 0 |  | 0 |  | 0 |  | 0 |  | #REF! |  | 0 |  | #REF! |  | 0.00022629 |  | 0 |  | #REF! |  | 1.8228e-06 |  | -7.9105e-05 |  | 0 |  | 1.102e-06 |  | 0 |  | 0 |  | 0 |  | 0.00030198 |  | 0 |  | 1.292e-06 |  | 0.00062548 |  | 0
| #REF! |  | 6.5632e-05 |  | 3.7539e-05 |  | 1.7836e-05 |  | 0 |  | 0 |  | 0 |  | 0 |  | #REF! |  | 0 |  | #REF! |  | 0.00017601 |  | 0 |  | #REF! |  | 1.823e-06 |  | -4.8926e-05 |  | 0 |  | 1.1333e-06 |  | 0 |  | 0 |  | 0 |  | 0.00031199 |  | 0 |  | 1.292e-06 |  | 0.00063167 |  | 0
| #REF! |  | 7.8625e-05 |  | 5.8281e-05 |  | 1.7834e-05 |  | 0 |  | 0 |  | 0 |  | 0 |  | #REF! |  | 0 |  | #REF! |  | 0.00017428 |  | 0 |  | #REF! |  | 1.8683e-06 |  | 0.00018422 |  | 0 |  | 1.1091e-06 |  | 0 |  | 0 |  | 0 |  | 0.00032738 |  | 0 |  | 1.2921e-06 |  | 0.00063709 |  | 0
| #REF! |  | 8.7584e-05 |  | -9.1381e-06 |  | 7.3139e-05 |  | 0 |  | 0 |  | 0 |  | 0 |  | #REF! |  | 0 |  | #REF! |  | 0.00010799 |  | 0 |  | #REF! |  | 1.8685e-06 |  | 8.9943e-05 |  | 0 |  | 1.0755e-06 |  | 0 |  | 0 |  | 0 |  | 0.00032202 |  | 0 |  | 2.8428e-06 |  | 0.00063713 |  | 0
| #REF! |  | 7.9336e-05 |  | -6.5704e-05 |  | 0.00010095 |  | 0 |  | 0 |  | 0 |  | 0 |  | #REF! |  | 0 |  | #REF! |  | 0 |  | 0 |  | #REF! |  | 1.1001e-06 |  | 8.6694e-05 |  | 0 |  | 1.045e-06 |  | 0 |  | 0 |  | 0 |  | 0.00036276 |  | 0 |  | 2.3261e-06 |  | 0.00062791 |  | 0
| #REF! |  | 0.00011883 |  | -3.2418e-05 |  | 2.7805e-05 |  | 0 |  | 0 |  | 0 |  | 0 |  | #REF! |  | 0 |  | #REF! |  | 7.9418e-05 |  | 0 |  | #REF! |  | 1.1002e-06 |  | 0.00014846 |  | 0 |  | 1.0297e-06 |  | 0 |  | 0 |  | 0 |  | 0.00032975 |  | 0 |  | 2.3261e-06 |  | 0.00061415 |  | 0
| #REF! |  | 0.00011514 |  | 6.3259e-05 |  | 4.3693e-05 |  | 0 |  | 0 |  | 0 |  | 0 |  | #REF! |  | 0 |  | #REF! |  | 0.00012105 |  | 0 |  | #REF! |  | 2.9071e-06 |  | -6.5994e-05 |  | 0 |  | 1.061e-06 |  | 0 |  | 0 |  | 0 |  | 0.00025213 |  | 0 |  | 2.3264e-06 |  | 0.00060497 |  | 0
| #REF! |  | 6.9744e-05 |  | 1.9709e-05 |  | 7.3415e-05 |  | 0 |  | 0 |  | 0 |  | 0 |  | #REF! |  | 0 |  | #REF! |  | 0.00010962 |  | 0 |  | #REF! |  | 2.9076e-06 |  | -0.00030016 |  | 0 |  | 1.0139e-06 |  | 0 |  | 0 |  | 0 |  | 0.0003144 |  | 0 |  | 2.3264e-06 |  | 0.00061035 |  | 0
| #REF! |  | -5.2742e-06 |  | -6.2244e-06 |  | 2.9719e-05 |  | 0 |  | 0 |  | 0 |  | 0 |  | #REF! |  | 0 |  | #REF! |  | 0.00018739 |  | 0 |  | #REF! |  | 1.5971e-06 |  | -0.00015062 |  | 0 |  | 9.3683e-07 |  | 0 |  | 0 |  | 0 |  | 0.00035286 |  | 0 |  | 2.3264e-06 |  | 0.000615 |  | 0
| #REF! |  | 6.7148e-05 |  | 4.1539e-05 |  | 2.3774e-05 |  | 0 |  | 0 |  | 0 |  | 0 |  | #REF! |  | 0 |  | #REF! |  | 0.00013047 |  | 0 |  | #REF! |  | 1.5972e-06 |  | -8.886e-05 |  | 0 |  | 8.3685e-07 |  | 0 |  | 0 |  | 0 |  | 0.00026833 |  | 0 |  | 0 |  | 0.00061354 |  | 0
| #REF! |  | 0.00012497 |  | -6.4056e-05 |  | 2.3776e-05 |  | 0 |  | 0 |  | 0 |  | 0 |  | #REF! |  | 0 |  | #REF! |  | 0.00013048 |  | 0 |  | #REF! |  | 1.2224e-06 |  | -0.00026739 |  | 0 |  | 7.2538e-07 |  | 0 |  | 0 |  | 0 |  | 0.00031907 |  | 0 |  | 0 |  | 0.0006097 |  | 0
| #REF! |  | 9.0259e-05 |  | -5.4394e-05 |  | 0 |  | 0 |  | 0 |  | 0 |  | 0 |  | #REF! |  | 0 |  | #REF! |  | 0.00020965 |  | 0 |  | #REF! |  | 1.2225e-06 |  | -0.00021564 |  | 0 |  | 6.6801e-07 |  | 0 |  | 0 |  | 0 |  | 0.00035369 |  | 0 |  | 2.3268e-06 |  | 0.00060974 |  | 0
| #REF! |  | 6.9209e-05 |  | 0.00013896 |  | 0 |  | 0 |  | 0 |  | 0 |  | 0 |  | #REF! |  | 0 |  | #REF! |  | 0.0001254 |  | 0 |  | #REF! |  | 2.5407e-06 |  | -0.00011811 |  | 0 |  | 7.0243e-07 |  | 0 |  | 0 |  | 0 |  | 0.00026067 |  | 0 |  | 2.327e-06 |  | 0.00061362 |  | 0
| #REF! |  | 6.371e-05 |  | 0.00016817 |  | 7.9968e-05 |  | 0 |  | 0 |  | 0 |  | 0 |  | #REF! |  | 0 |  | #REF! |  | 7.8639e-05 |  | 0 |  | #REF! |  | 2.5407e-06 |  | -1.1372e-06 |  | 0 |  | 8.492e-07 |  | 0 |  | 0 |  | 0 |  | 0.00022993 |  | 0 |  | 7.7566e-07 |  | 0.00060828 |  | 0
| #REF! |  | 0.00011165 |  | 5.8982e-05 |  | 9.8831e-05 |  | 0 |  | 0 |  | 0 |  | 0 |  | #REF! |  | 0 |  | #REF! |  | 4.3504e-05 |  | 0 |  | #REF! |  | 1.0824e-06 |  | -0.00014087 |  | 0 |  | 9.5375e-07 |  | 0 |  | 0 |  | 0 |  | 0.0002261 |  | 0 |  | 1.2929e-06 |  | 0.0006014 |  | 0
| #REF! |  | 2.3547e-05 |  | 4.7147e-05 |  | 4.1644e-05 |  | 0 |  | 0 |  | 0 |  | 0 |  | #REF! |  | 0 |  | #REF! |  | 3.2155e-05 |  | 0 |  | #REF! |  | 1.0824e-06 |  | -0.00022215 |  | 0 |  | 9.1231e-07 |  | 0 |  | 0 |  | 0 |  | 0.00022304 |  | 0 |  | 2.8447e-06 |  | 0.00060374 |  | 0
| #REF! |  | -1.5596e-05 |  | 0.00010698 |  | 2.2779e-05 |  | 0 |  | 0 |  | 0 |  | 0 |  | #REF! |  | 0 |  | #REF! |  | 7.7014e-05 |  | 0 |  | #REF! |  | 1.717e-06 |  | 0.00017122 |  | 0 |  | 8.5183e-07 |  | 0 |  | 0 |  | 0 |  | 0.00026766 |  | 0 |  | 2.3273e-06 |  | 0.00061301 |  | 0
| #REF! |  | 5.8825e-05 |  | 9.9744e-05 |  | 2.4759e-05 |  | 0 |  | 0 |  | 0 |  | 0 |  | #REF! |  | 0 |  | #REF! |  | 5.756e-05 |  | 0 |  | #REF! |  | 1.7171e-06 |  | 0.00045286 |  | 0 |  | 8.9973e-07 |  | 0 |  | 0 |  | 0 |  | 0.00030537 |  | 0 |  | 7.7586e-07 |  | 0.00061921 |  | 0
| #REF! |  | 0.00011373 |  | 4.3604e-05 |  | 2.4757e-05 |  | 0 |  | 0 |  | 0 |  | 0 |  | #REF! |  | 0 |  | #REF! |  | 1.2698e-05 |  | 0 |  | #REF! |  | 1.2144e-06 |  | 0.00019722 |  | 0 |  | 1.0274e-06 |  | 0 |  | 0 |  | 0 |  | 0.00034152 |  | 0 |  | 1.2931e-06 |  | 0.00061459 |  | 0
| #REF! |  | 0.00010212 |  | -3.7878e-05 |  | 6.4534e-05 |  | 0 |  | 0 |  | 0 |  | 0 |  | #REF! |  | 0 |  | #REF! |  | 9.7087e-05 |  | 0 |  | #REF! |  | 1.2145e-06 |  | -0.00014412 |  | 0 |  | 1.116e-06 |  | 0 |  | 0 |  | 0 |  | 0.0003108 |  | 0 |  | 1.2932e-06 |  | 0.00060698 |  | 0
| #REF! |  | 1.5081e-05 |  | -0.00011274 |  | 6.4534e-05 |  | 0 |  | 0 |  | 0 |  | 0 |  | #REF! |  | 0 |  | #REF! |  | 0.00018389 |  | 0 |  | #REF! |  | 9.0731e-07 |  | 7.3687e-05 |  | 0 |  | 1.1492e-06 |  | 0 |  | 0 |  | 0 |  | 0.00024464 |  | 0 |  | 2.8452e-06 |  | 0.00061082 |  | 0
| #REF! |  | 0.00010908 |  | -5.2623e-05 |  | 1.9806e-05 |  | 0 |  | 0 |  | 0 |  | 0 |  | #REF! |  | 0 |  | #REF! |  | 0.00017076 |  | 0 |  | #REF! |  | 9.0745e-07 |  | 0.00031973 |  | 0 |  | 1.2283e-06 |  | 0 |  | 0 |  | 0 |  | 0.00033007 |  | 0 |  | 4.3971e-06 |  | 0.00062014 |  | 0
| #REF! |  | 0.00019663 |  | -2.8404e-06 |  | 1.9804e-05 |  | 0 |  | 0 |  | 0 |  | 0 |  | #REF! |  | 0 |  | #REF! |  | 0.0001776 |  | 0 |  | #REF! |  | 1.0207e-06 |  | 0.0001127 |  | 0 |  | 1.2623e-06 |  | 0 |  | 0 |  | 0 |  | 0.00029776 |  | 0 |  | 7.502e-06 |  | 0.00062552 |  | 0
| #REF! |  | 0.00016834 |  | -1.6334e-05 |  | 1.6832e-05 |  | 0 |  | 0 |  | 0 |  | 0 |  | #REF! |  | 0 |  | #REF! |  | 0.00012255 |  | 0 |  | #REF! |  | 1.0209e-06 |  | 8.3441e-05 |  | 0 |  | 1.2656e-06 |  | 0 |  | 0 |  | 0 |  | 0.00020313 |  | 0 |  | 7.502e-06 |  | 0.00062479 |  | 0
| #REF! |  | 7.7217e-05 |  | -2.9479e-05 |  | 1.6834e-05 |  | 0 |  | 0 |  | 0 |  | 0 |  | #REF! |  | 0 |  | #REF! |  | 5.2682e-05 |  | 0 |  | #REF! |  | 1.9236e-06 |  | -6.258e-05 |  | 0 |  | 1.242e-06 |  | 0 |  | 0 |  | 0 |  | 0.00031011 |  | 0 |  | 2.8458e-06 |  | 0.00062329 |  | 0
| #REF! |  | -1.7055e-05 |  | -7.821e-05 |  | 4.9504e-06 |  | 0 |  | 0 |  | 0 |  | 0 |  | #REF! |  | 0 |  | #REF! |  | 6.2402e-05 |  | 0 |  | #REF! |  | 1.9237e-06 |  | -0.00016363 |  | 0 |  | 1.2153e-06 |  | 0 |  | 0 |  | 0 |  | 0.00041402 |  | 0 |  | 5.1741e-07 |  | 0.00062411 |  | 0
| #REF! |  | 2.1766e-05 |  | -3.5454e-05 |  | 2.8769e-05 |  | 0 |  | 0 |  | 0 |  | 0 |  | #REF! |  | 0 |  | #REF! |  | 8.0235e-05 |  | 0 |  | #REF! |  | 1.4185e-06 |  | -4.3346e-05 |  | 0 |  | 1.1828e-06 |  | 0 |  | 0 |  | 0 |  | 0.00038403 |  | 0 |  | 5.1748e-07 |  | 0.00062645 |  | 0
| #REF! |  | 0.00012143 |  | -2.9419e-05 |  | 6.2427e-05 |  | 0 |  | 0 |  | 0 |  | 0 |  | #REF! |  | 0 |  | #REF! |  | 0.00010612 |  | 0 |  | #REF! |  | 1.4186e-06 |  | -4.3346e-05 |  | 0 |  | 1.1675e-06 |  | 0 |  | 0 |  | 0 |  | 0.00031248 |  | 0 |  | 2.8461e-06 |  | 0.00062419 |  | 0
| #REF! |  | 0.00014513 |  | -8.711e-05 |  | 5.4488e-05 |  | 0 |  | 0 |  | 0 |  | 0 |  | #REF! |  | 0 |  | #REF! |  | 7.3703e-05 |  | 0 |  | #REF! |  | 1.9675e-06 |  | -0.00023325 |  | 0 |  | 1.1523e-06 |  | 0 |  | 0 |  | 0 |  | 0.00032327 |  | 0 |  | 2.3288e-06 |  | 0.00062346 |  | 0
| #REF! |  | 9.5969e-05 |  | -0.00014122 |  | 5.9434e-05 |  | 0 |  | 0 |  | 0 |  | 0 |  | #REF! |  | 0 |  | #REF! |  | 0.00010624 |  | 0 |  | #REF! |  | 1.9677e-06 |  | -0.00031642 |  | 0 |  | 1.0739e-06 |  | 0 |  | 0 |  | 0 |  | 0.000341 |  | 0 |  | 0 |  | 0.00062735 |  | 0
| #REF! |  | 6.1875e-05 |  | -6.1063e-05 |  | 4.3562e-05 |  | 0 |  | 0 |  | 0 |  | 0 |  | #REF! |  | 0 |  | #REF! |  | 0.00012732 |  | 0 |  | #REF! |  | 1.7594e-06 |  | -0.00029042 |  | 0 |  | 9.374e-07 |  | 0 |  | 0 |  | 0 |  | 0.00023169 |  | 0 |  | 2.0702e-06 |  | 0.00063196 |  | 0
| #REF! |  | -1.7739e-05 |  | -3.4211e-05 |  | 3.9595e-06 |  | 0 |  | 0 |  | 0 |  | 0 |  | #REF! |  | 0 |  | #REF! |  | 3.1606e-05 |  | 0 |  | #REF! |  | 1.7594e-06 |  | -0.00017523 |  | 0 |  | 8.0084e-07 |  | 0 |  | 0 |  | 0 |  | 0.00028407 |  | 0 |  | 2.8469e-06 |  | 0.00063051 |  | 0
| #REF! |  | -2.4766e-05 |  | 2.2324e-05 |  | 3.9592e-06 |  | 0 |  | 0 |  | 0 |  | 0 |  | #REF! |  | 0 |  | #REF! |  | 1.3505e-06 |  | 0 |  | #REF! |  | 1.9251e-06 |  | 7.3688e-05 |  | 0 |  | 7.5241e-07 |  | 0 |  | 0 |  | 0 |  | 0.00040725 |  | 0 |  | 7.7636e-07 |  | 0.00062281 |  | 0
| #REF! |  | 5.1247e-05 |  | 6.7927e-05 |  | 9.8989e-06 |  | 0 |  | 0 |  | 0 |  | 0 |  | #REF! |  | 0 |  | #REF! |  | 8.049e-05 |  | 0 |  | #REF! |  | 1.9252e-06 |  | 7.0438e-05 |  | 0 |  | 6.9696e-07 |  | 0 |  | 0 |  | 0 |  | 0.0003018 |  | 0 |  | 2.3294e-06 |  | 0.00062285 |  | 0
| #REF! |  | 6.3976e-05 |  | 3.9795e-05 |  | 9.8989e-06 |  | 0 |  | 0 |  | 0 |  | 0 |  | #REF! |  | 0 |  | #REF! |  | 0.00018039 |  | 0 |  | #REF! |  | 2.1895e-06 |  | -0.00014087 |  | 0 |  | 6.8802e-07 |  | 0 |  | 0 |  | 0 |  | 0.00014333 |  | 0 |  | 2.3294e-06 |  | 0.00062986 |  | 0
| #REF! |  | 0.00010936 |  | 0.00011072 |  | 3.1675e-05 |  | 0 |  | 0 |  | 0 |  | 0 |  | #REF! |  | 0 |  | #REF! |  | 0.00011907 |  | 0 |  | #REF! |  | 2.1897e-06 |  | -0.00028445 |  | 0 |  | 7.3915e-07 |  | 0 |  | 0 |  | 0 |  | 0.00018414 |  | 0 |  | 7.7651e-07 |  | 0.00063525 |  | 0
| #REF! |  | 9.9933e-05 |  | 0.00015851 |  | 3.1673e-05 |  | 0 |  | 0 |  | 0 |  | 0 |  | #REF! |  | 0 |  | #REF! |  | 2.0252e-05 |  | 0 |  | #REF! |  | 2.2845e-06 |  | -0.00026115 |  | 0 |  | 8.5595e-07 |  | 0 |  | 0 |  | 0 |  | 0.00031572 |  | 0 |  | 7.7656e-07 |  | 0.00063144 |  | 0
| #REF! |  | 2.9881e-05 |  | 3.3635e-05 |  | 6.5071e-05 |  | 0 |  | 0 |  | 0 |  | 0 |  | #REF! |  | 0 |  | #REF! |  | 9.0125e-05 |  | 0 |  | #REF! |  | 2.2847e-06 |  | -0.0004172 |  | 0 |  | 1.0361e-06 |  | 0 |  | 0 |  | 0 |  | 0.00021552 |  | 0 |  | 7.7661e-07 |  | 0.00063071 |  | 0
| #REF! |  | 0.00013159 |  | -7.4072e-05 |  | 6.5065e-05 |  | 0 |  | 0 |  | 0 |  | 0 |  | #REF! |  | 0 |  | #REF! |  | 8.9037e-05 |  | 0 |  | #REF! |  | 1.275e-06 |  | -0.00030153 |  | 0 |  | 1.1152e-06 |  | 0 |  | 0 |  | 0 |  | 0.00014468 |  | 0 |  | 1.2944e-06 |  | 0.00064076 |  | 0
| #REF! |  | 0.0001821 |  | -2.4065e-05 |  | 0 |  | 0 |  | 0 |  | 0 |  | 0 |  | #REF! |  | 0 |  | #REF! |  | 1.431e-05 |  | 0 |  | #REF! |  | 1.2752e-06 |  | -4.0094e-05 |  | 0 |  | 1.0745e-06 |  | 0 |  | 0 |  | 0 |  | 0.00028266 |  | 0 |  | 5.1778e-07 |  | 0.00064774 |  | 0
| #REF! |  | 0.00010025 |  | -3.737e-05 |  | 0 |  | 0 |  | 0 |  | 0 |  | 0 |  | #REF! |  | 0 |  | #REF! |  | 5.914e-05 |  | 0 |  | #REF! |  | 8.8328e-07 |  | 3.1427e-05 |  | 0 |  | 1.042e-06 |  | 0 |  | 0 |  | 0 |  | 0.00034813 |  | 0 |  | 0 |  | 0.00064389 |  | 0
| #REF! |  | 0.0001484 |  | 5.5352e-05 |  | 2.7709e-05 |  | 0 |  | 0 |  | 0 |  | 0 |  | #REF! |  | 0 |  | #REF! |  | 0.00011274 |  | 0 |  | #REF! |  | 9.0788e-07 |  | 5.686e-06 |  | 0 |  | 1.1148e-06 |  | 0 |  | 0 |  | 0 |  | 0.00038746 |  | 0 |  | 7.7676e-07 |  | 0.00063781 |  | 0
| #REF! |  | 0.00011818 |  | 4.614e-05 |  | 2.7709e-05 |  | 0 |  | 0 |  | 0 |  | 0 |  | #REF! |  | 0 |  | #REF! |  | 6.7913e-05 |  | 0 |  | #REF! |  | 1.001e-06 |  | -4.9851e-05 |  | 0 |  | 1.2101e-06 |  | 0 |  | 0 |  | 0 |  | 0.00028426 |  | 0 |  | 1.2946e-06 |  | 0.00064478 |  | 0
| #REF! |  | 2.6991e-05 |  | -3.935e-05 |  | 0 |  | 0 |  | 0 |  | 0 |  | 0 |  | #REF! |  | 0 |  | #REF! |  | 9.8731e-05 |  | 0 |  | #REF! |  | 9.7661e-07 |  | -1.0831e-06 |  | 0 |  | 1.2356e-06 |  | 0 |  | 0 |  | 0 |  | 0.00018951 |  | 0 |  | 1.2948e-06 |  | 0.00064941 |  | 0
| #REF! |  | 1.5498e-05 |  | -5.5678e-05 |  | 0 |  | 0 |  | 0 |  | 0 |  | 0 |  | #REF! |  | 0 |  | #REF! |  | 0.00016777 |  | 0 |  | #REF! |  | 1.0361e-06 |  | -0.00020253 |  | 0 |  | 1.2371e-06 |  | 0 |  | 0 |  | 0 |  | 0.0002342 |  | 0 |  | 1.2947e-06 |  | 0.00064251 |  | 0
| #REF! |  | -2.804e-06 |  | -9.1554e-06 |  | 1.6822e-05 |  | 0 |  | 0 |  | 0 |  | 0 |  | #REF! |  | 0 |  | #REF! |  | 0.00015636 |  | 0 |  | #REF! |  | 1.0362e-06 |  | -0.00024166 |  | 0 |  | 1.246e-06 |  | 0 |  | 0 |  | 0 |  | 0.00031282 |  | 0 |  | 2.8487e-06 |  | 0.00063566 |  | 0
| #REF! |  | -9.0286e-06 |  | -0.00012654 |  | 1.6822e-05 |  | 0 |  | 0 |  | 0 |  | 0 |  | #REF! |  | 0 |  | #REF! |  | 8.7309e-05 |  | 0 |  | #REF! |  | 5.8628e-07 |  | -0.0004172 |  | 0 |  | 1.1982e-06 |  | 0 |  | 0 |  | 0 |  | 0.00035905 |  | 0 |  | 2.3307e-06 |  | 0.00063874 |  | 0
| #REF! |  | 4.2804e-05 |  | -0.00016223 |  | 1.7809e-05 |  | 0 |  | 0 |  | 0 |  | 0 |  | #REF! |  | 0 |  | #REF! |  | 1.2687e-05 |  | 0 |  | #REF! |  | 5.8637e-07 |  | -0.00042781 |  | 0 |  | 1.1458e-06 |  | 0 |  | 0 |  | 0 |  | 0.00027894 |  | 0 |  | 3.8851e-06 |  | 0.00063879 |  | 0
| #REF! |  | 9.3867e-05 |  | 0.00019257 |  | 2.4752e-05 |  | 0 |  | 0 |  | 0 |  | 0 |  | #REF! |  | 0 |  | #REF! |  | 9.143e-05 |  | 0 |  | #REF! |  | 2.7089e-06 |  | -0.00014738 |  | 0 |  | 1.0597e-06 |  | 0 |  | 0 |  | 0 |  | 0.00027742 |  | 0 |  | 3.8848e-06 |  | 0.00062573 |  | 0
| #REF! |  | 9.0453e-05 |  | 0.000173 |  | 6.4573e-05 |  | 0 |  | 0 |  | 0 |  | 0 |  | #REF! |  | 0 |  | #REF! |  | 0.00017746 |  | 0 |  | #REF! |  | 2.7093e-06 |  | -0.00021239 |  | 0 |  | 9.6964e-07 |  | 0 |  | 0 |  | 0 |  | 0.00025197 |  | 0 |  | 7.7706e-07 |  | 0.00061806 |  | 0
| #REF! |  | 5.7913e-05 |  | -4.1836e-05 |  | 9.63e-05 |  | 0 |  | 0 |  | 0 |  | 0 |  | #REF! |  | 0 |  | #REF! |  | 0.00015324 |  | 0 |  | #REF! |  | 6.562e-07 |  | -0.00019614 |  | 0 |  | 9.3396e-07 |  | 0 |  | 0 |  | 0 |  | 0.00021422 |  | 0 |  | 1.2951e-06 |  | 0.00062273 |  | 0
| #REF! |  | 7.362e-05 |  | -3.171e-05 |  | 5.3514e-05 |  | 0 |  | 0 |  | 0 |  | 0 |  | #REF! |  | 0 |  | #REF! |  | 5.4533e-05 |  | 0 |  | #REF! |  | 6.563e-07 |  | -0.00010696 |  | 0 |  | 9.8579e-07 |  | 0 |  | 0 |  | 0 |  | 0.00031986 |  | 0 |  | 2.8496e-06 |  | 0.00063124 |  | 0
| #REF! |  | 8.3057e-05 |  | 6.7664e-05 |  | 1.484e-05 |  | 0 |  | 0 |  | 0 |  | 0 |  | #REF! |  | 0 |  | #REF! |  | 1.5658e-05 |  | 0 |  | #REF! |  | 1.6392e-06 |  | -0.00020264 |  | 0 |  | 1.0427e-06 |  | 0 |  | 0 |  | 0 |  | 0.00034298 |  | 0 |  | 2.3315e-06 |  | 0.00062893 |  | 0
| #REF! |  | 1.3689e-05 |  | 0.00014307 |  | 4.5505e-05 |  | 0 |  | 0 |  | 0 |  | 0 |  | #REF! |  | 0 |  | #REF! |  | 0.00013375 |  | 0 |  | #REF! |  | 1.6393e-06 |  | -0.00031967 |  | 0 |  | 1.0281e-06 |  | 0 |  | 0 |  | 0 |  | 0.00034072 |  | 0 |  | 0 |  | 0.00061976 |  | 0
| #REF! |  | 2.9295e-05 |  | 4.6778e-05 |  | 6.2362e-05 |  | 0 |  | 0 |  | 0 |  | 0 |  | #REF! |  | 0 |  | #REF! |  | 0.00015805 |  | 0 |  | #REF! |  | 1.0154e-06 |  | -0.00010696 |  | 0 |  | 1.0179e-06 |  | 0 |  | 0 |  | 0 |  | 0.00034688 |  | 0 |  | 5.1818e-07 |  | 0.00060974 |  | 0
| #REF! |  | -1.5753e-05 |  | -7.0731e-05 |  | 3.466e-05 |  | 0 |  | 0 |  | 0 |  | 0 |  | #REF! |  | 0 |  | #REF! |  | 0.00013692 |  | 0 |  | #REF! |  | 1.0154e-06 |  | 8.9942e-05 |  | 0 |  | 1.0205e-06 |  | 0 |  | 0 |  | 0 |  | 0.00036929 |  | 0 |  | 1.2954e-06 |  | 0.00060597 |  | 0
| #REF! |  | -3.3953e-05 |  | -5.5256e-05 |  | 2.673e-05 |  | 0 |  | 0 |  | 0 |  | 0 |  | #REF! |  | 0 |  | #REF! |  | 9.6985e-05 |  | 0 |  | #REF! |  | 9.9974e-07 |  | -4.5516e-06 |  | 0 |  | 1.0321e-06 |  | 0 |  | 0 |  | 0 |  | 0.00041708 |  | 0 |  | 7.7731e-07 |  | 0.00061368 |  | 0
| #REF! |  | 0.00011248 |  | -8.1724e-05 |  | 8.9222e-06 |  | 0 |  | 0 |  | 0 |  | 0 |  | #REF! |  | 0 |  | #REF! |  | 6.1033e-05 |  | 0 |  | #REF! |  | 9.9974e-07 |  | -5.3099e-05 |  | 0 |  | 1.0564e-06 |  | 0 |  | 0 |  | 0 |  | 0.00042713 |  | 0 |  | 0 |  | 0.00062991 |  | 0
| #REF! |  | 0.00013654 |  | -0.00012235 |  | 2.8753e-05 |  | 0 |  | 0 |  | 0 |  | 0 |  | #REF! |  | 0 |  | #REF! |  | 0.00013976 |  | 0 |  | #REF! |  | 1.11e-06 |  | 0.00015171 |  | 0 |  | 1.1664e-06 |  | 0 |  | 0 |  | 0 |  | 0.00039169 |  | 0 |  | 5.1828e-07 |  | 0.00064306 |  | 0
| #REF! |  | 1.0931e-05 |  | -2.431e-05 |  | 6.6336e-05 |  | 0 |  | 0 |  | 0 |  | 0 |  | #REF! |  | 0 |  | #REF! |  | 0.00017739 |  | 0 |  | #REF! |  | 1.11e-06 |  | 0.00023097 |  | 0 |  | 1.2649e-06 |  | 0 |  | 0 |  | 0 |  | 0.00036473 |  | 0 |  | 1.2957e-06 |  | 0.00064927 |  | 0
| #REF! |  | 7.8543e-06 |  | -2.0313e-05 |  | 3.7585e-05 |  | 0 |  | 0 |  | 0 |  | 0 |  | #REF! |  | 0 |  | #REF! |  | 0.00014024 |  | 0 |  | #REF! |  | 6.4989e-07 |  | -0.00022215 |  | 0 |  | 1.2739e-06 |  | 0 |  | 0 |  | 0 |  | 0.00018199 |  | 0 |  | 1.2958e-06 |  | 0.00065008 |  | 0
| #REF! |  | 7.6339e-05 |  | -4.279e-05 |  | 2.0769e-05 |  | 0 |  | 0 |  | 0 |  | 0 |  | #REF! |  | 0 |  | #REF! |  | 0.000114 |  | 0 |  | #REF! |  | 6.4994e-07 |  | -0.00016688 |  | 0 |  | 1.2113e-06 |  | 0 |  | 0 |  | 0 |  | 0.00010411 |  | 0 |  | 2.8507e-06 |  | 0.00065321 |  | 0
| #REF! |  | 1.6347e-05 |  | -3.9643e-05 |  | 6.1418e-05 |  | 0 |  | 0 |  | 0 |  | 0 |  | #REF! |  | 0 |  | #REF! |  | 0.00016085 |  | 0 |  | #REF! |  | 1.1823e-06 |  | 0.00011833 |  | 0 |  | 1.1654e-06 |  | 0 |  | 0 |  | 0 |  | 0.00026377 |  | 0 |  | 2.3327e-06 |  | 0.0006571 |  | 0
| #REF! |  | 5.5445e-05 |  | 1.511e-05 |  | 7.1296e-05 |  | 0 |  | 0 |  | 0 |  | 0 |  | #REF! |  | 0 |  | #REF! |  | 8.8397e-05 |  | 0 |  | #REF! |  | 1.1824e-06 |  | -0.00015388 |  | 0 |  | 1.1993e-06 |  | 0 |  | 0 |  | 0 |  | 0.00030619 |  | 0 |  | 3.8878e-06 |  | 0.00066482 |  | 0
| #REF! |  | 5.9058e-05 |  | 2.7068e-05 |  | 3.0659e-05 |  | 0 |  | 0 |  | 0 |  | 0 |  | #REF! |  | 0 |  | #REF! |  | 8.0419e-05 |  | 0 |  | #REF! |  | 1.3989e-06 |  | -6.2857e-05 |  | 0 |  | 1.2204e-06 |  | 0 |  | 0 |  | 0 |  | 0.0003286 |  | 0 |  | 4.4065e-06 |  | 0.00066876 |  | 0
| #REF! |  | 3.3131e-05 |  | -5.0434e-05 |  | 0 |  | 0 |  | 0 |  | 0 |  | 0 |  | #REF! |  | 0 |  | #REF! |  | 0.00013356 |  | 0 |  | #REF! |  | 1.399e-06 |  | 5.0059e-05 |  | 0 |  | 1.1407e-06 |  | 0 |  | 0 |  | 0 |  | 0.00031934 |  | 0 |  | 5.1841e-07 |  | 0.00066182 |  | 0
| #REF! |  | 0.00016226 |  | -4.1854e-05 |  | 0 |  | 0 |  | 0 |  | 0 |  | 0 |  | #REF! |  | 0 |  | #REF! |  | 0.00014326 |  | 0 |  | #REF! |  | 1.6534e-06 |  | 6.3934e-05 |  | 0 |  | 1.0422e-06 |  | 0 |  | 0 |  | 0 |  | 0.00026229 |  | 0 |  | 2.0739e-06 |  | 0.00064879 |  | 0
| #REF! |  | 9.262e-05 |  | 3.1062e-05 |  | 5.8166e-05 |  | 0 |  | 0 |  | 0 |  | 0 |  | #REF! |  | 0 |  | #REF! |  | 0.00017222 |  | 0 |  | #REF! |  | 1.6534e-06 |  | 0.00020372 |  | 0 |  | 1.0314e-06 |  | 0 |  | 0 |  | 0 |  | 0.00017652 |  | 0 |  | 4.4071e-06 |  | 0.00063722 |  | 0
| #REF! |  | 1.8137e-05 |  | 8.6177e-05 |  | 6.1139e-05 |  | 0 |  | 0 |  | 0 |  | 0 |  | #REF! |  | 0 |  | #REF! |  | 0.00011396 |  | 0 |  | #REF! |  | 1.4224e-06 |  | 2.9584e-05 |  | 0 |  | 1.1178e-06 |  | 0 |  | 0 |  | 0 |  | 0.00020045 |  | 0 |  | 2.3333e-06 |  | 0.00063957 |  | 0
| #REF! |  | 0.00011563 |  | 1.3278e-06 |  | 2.9671e-05 |  | 0 |  | 0 |  | 0 |  | 0 |  | #REF! |  | 0 |  | #REF! |  | 0.00011567 |  | 0 |  | #REF! |  | 1.4224e-06 |  | -5.6349e-05 |  | 0 |  | 1.201e-06 |  | 0 |  | 0 |  | 0 |  | 0.00014891 |  | 0 |  | 0 |  | 0.00063961 |  | 0
| #REF! |  | 0.00012825 |  | 8.4566e-06 |  | 2.6698e-05 |  | 0 |  | 0 |  | 0 |  | 0 |  | #REF! |  | 0 |  | #REF! |  | 0.00018362 |  | 0 |  | #REF! |  | 1.4644e-06 |  | 3.1426e-05 |  | 0 |  | 1.1863e-06 |  | 0 |  | 0 |  | 0 |  | 0.00012191 |  | 0 |  | 2.0743e-06 |  | 0.00063426 |  | 0
| #REF! |  | 0.00011865 |  | 5.5119e-06 |  | 9.8876e-06 |  | 0 |  | 0 |  | 0 |  | 0 |  | #REF! |  | 0 |  | #REF! |  | 0.00020014 |  | 0 |  | #REF! |  | 1.4645e-06 |  | -7.9654e-05 |  | 0 |  | 1.1276e-06 |  | 0 |  | 0 |  | 0 |  | 0.00025233 |  | 0 |  | 2.8522e-06 |  | 0.00062967 |  | 0
| #REF! |  | 2.4493e-05 |  | -6.5463e-05 |  | 9.8876e-06 |  | 0 |  | 0 |  | 0 |  | 0 |  | #REF! |  | 0 |  | #REF! |  | 0.00010036 |  | 0 |  | #REF! |  | 1.038e-06 |  | -1.0844e-05 |  | 0 |  | 1.0695e-06 |  | 0 |  | 0 |  | 0 |  | 0.0003573 |  | 0 |  | 1.2965e-06 |  | 0.00063202 |  | 0
| #REF! |  | 1.5792e-05 |  | -9.1529e-05 |  | 0 |  | 0 |  | 0 |  | 0 |  | 0 |  | #REF! |  | 0 |  | #REF! |  | 9.0084e-05 |  | 0 |  | #REF! |  | 1.0381e-06 |  | 2.9583e-05 |  | 0 |  | 1.0362e-06 |  | 0 |  | 0 |  | 0 |  | 0.00038662 |  | 0 |  | 1.2965e-06 |  | 0.0006382 |  | 0
| #REF! |  | 8.228e-05 |  | -8.966e-05 |  | 0 |  | 0 |  | 0 |  | 0 |  | 0 |  | #REF! |  | 0 |  | #REF! |  | 0.00023205 |  | 0 |  | #REF! |  | 1.6488e-06 |  | -8.8859e-05 |  | 0 |  | 1.0274e-06 |  | 0 |  | 0 |  | 0 |  | 0.00039207 |  | 0 |  | 7.7801e-07 |  | 0.00064368 |  | 0
| #REF! |  | 5.8136e-05 |  | -2.6269e-05 |  | 2.0762e-05 |  | 0 |  | 0 |  | 0 |  | 0 |  | #REF! |  | 0 |  | #REF! |  | 0.00014817 |  | 0 |  | #REF! |  | 1.6491e-06 |  | -6.9354e-05 |  | 0 |  | 1.051e-06 |  | 0 |  | 0 |  | 0 |  | 0.00043298 |  | 0 |  | 7.7801e-07 |  | 0.00064522 |  | 0
| #REF! |  | 0.00014811 |  | -2.2175e-05 |  | 2.076e-05 |  | 0 |  | 0 |  | 0 |  | 0 |  | #REF! |  | 0 |  | #REF! |  | 6.3783e-05 |  | 0 |  | #REF! |  | 1.4727e-06 |  | -0.00015474 |  | 0 |  | 1.0838e-06 |  | 0 |  | 0 |  | 0 |  | 0.00050173 |  | 0 |  | 7.7806e-07 |  | 0.00063836 |  | 0
| #REF! |  | 0.00018298 |  | -0.0001288 |  | 4.3497e-05 |  | 0 |  | 0 |  | 0 |  | 0 |  | #REF! |  | 0 |  | #REF! |  | 0.000122 |  | 0 |  | #REF! |  | 1.4729e-06 |  | -0.00017013 |  | 0 |  | 1.0768e-06 |  | 0 |  | 0 |  | 0 |  | 0.00039753 |  | 0 |  | 0 |  | 0.00063605 |  | 0
| #REF! |  | 0.00010423 |  | -7.8683e-05 |  | 4.3497e-05 |  | 0 |  | 0 |  | 0 |  | 0 |  | #REF! |  | 0 |  | #REF! |  | 0.00012998 |  | 0 |  | #REF! |  | 1.9479e-06 |  | -0.00015063 |  | 0 |  | 1.032e-06 |  | 0 |  | 0 |  | 0 |  | 0.00026169 |  | 0 |  | 0 |  | 0.00063531 |  | 0
| #REF! |  | 3.9404e-05 |  | 2.5417e-06 |  | 4.9428e-05 |  | 0 |  | 0 |  | 0 |  | 0 |  | #REF! |  | 0 |  | #REF! |  | 0.00014481 |  | 0 |  | #REF! |  | 1.9482e-06 |  | -8.3062e-05 |  | 0 |  | 9.8605e-07 |  | 0 |  | 0 |  | 0 |  | 0.00032656 |  | 0 |  | 7.7821e-07 |  | 0.00063844 |  | 0
| #REF! |  | 4.5418e-05 |  | -6.1868e-05 |  | 9.0046e-05 |  | 0 |  | 0 |  | 0 |  | 0 |  | #REF! |  | 0 |  | #REF! |  | 7.9237e-05 |  | 0 |  | #REF! |  | 9.4612e-07 |  | -0.00017338 |  | 0 |  | 9.8806e-07 |  | 0 |  | 0 |  | 0 |  | 0.0002957 |  | 0 |  | 4.4096e-06 |  | 0.00063617 |  | 0
| #REF! |  | 9.9566e-05 |  | 1.4142e-05 |  | 5.7426e-05 |  | 0 |  | 0 |  | 0 |  | 0 |  | #REF! |  | 0 |  | #REF! |  | 4.018e-05 |  | 0 |  | #REF! |  | 9.4619e-07 |  | -0.00027763 |  | 0 |  | 1.0501e-06 |  | 0 |  | 0 |  | 0 |  | 0.00030035 |  | 0 |  | 4.4102e-06 |  | 0.00062926 |  | 0
| #REF! |  | 5.1023e-05 |  | 1.9107e-05 |  | 2.3738e-05 |  | 0 |  | 0 |  | 0 |  | 0 |  | #REF! |  | 0 |  | #REF! |  | 5.2583e-05 |  | 0 |  | #REF! |  | 5.7534e-07 |  | -0.0002384 |  | 0 |  | 1.1071e-06 |  | 0 |  | 0 |  | 0 |  | 0.00033048 |  | 0 |  | 1.2971e-06 |  | 0.00063007 |  | 0
| #REF! |  | 6.4306e-05 |  | -6.5958e-05 |  | 2.2749e-05 |  | 0 |  | 0 |  | 0 |  | 0 |  | #REF! |  | 0 |  | #REF! |  | 2.508e-05 |  | 0 |  | #REF! |  | 5.7538e-07 |  | -4.3348e-06 |  | 0 |  | 1.1002e-06 |  | 0 |  | 0 |  | 0 |  | 0.00032585 |  | 0 |  | 1.2972e-06 |  | 0.00063162 |  | 0
| #REF! |  | 0.00010548 |  | -3.0144e-05 |  | 1.5814e-05 |  | 0 |  | 0 |  | 0 |  | 0 |  | #REF! |  | 0 |  | #REF! |  | 8.7913e-05 |  | 0 |  | #REF! |  | 1.0448e-06 |  | -5.5754e-05 |  | 0 |  | 1.0503e-06 |  | 0 |  | 0 |  | 0 |  | 0.00032666 |  | 0 |  | 1.2973e-06 |  | 0.00063633 |  | 0
| #REF! |  | 0.00013422 |  | -6.9695e-05 |  | 2.9652e-06 |  | 0 |  | 0 |  | 0 |  | 0 |  | #REF! |  | 0 |  | #REF! |  | 7.5233e-05 |  | 0 |  | #REF! |  | 1.0449e-06 |  | -0.00036844 |  | 0 |  | 9.9784e-07 |  | 0 |  | 0 |  | 0 |  | 0.00024131 |  | 0 |  | 5.1894e-07 |  | 0.00063556 |  | 0
| #REF! |  | 0.0001499 |  | -7.0057e-05 |  | 6.928e-06 |  | 0 |  | 0 |  | 0 |  | 0 |  | #REF! |  | 0 |  | #REF! |  | 0 |  | 0 |  | #REF! |  | 1.623e-06 |  | -0.00029128 |  | 0 |  | 9.8193e-07 |  | 0 |  | 0 |  | 0 |  | 0.00024288 |  | 0 |  | 5.1894e-07 |  | 0.00063564 |  | 0
| #REF! |  | 6.3955e-05 |  | -5.8782e-06 |  | 3.9619e-06 |  | 0 |  | 0 |  | 0 |  | 0 |  | #REF! |  | 0 |  | #REF! |  | 4.5023e-05 |  | 0 |  | #REF! |  | 1.6232e-06 |  | -6.9352e-05 |  | 0 |  | 9.3785e-07 |  | 0 |  | 0 |  | 0 |  | 0.00029427 |  | 0 |  | 1.2974e-06 |  | 0.00063642 |  | 0
| #REF! |  | 7.3717e-05 |  | 7.1186e-05 |  | 0 |  | 0 |  | 0 |  | 0 |  | 0 |  | #REF! |  | 0 |  | #REF! |  | 0.00010259 |  | 0 |  | #REF! |  | 1.1677e-06 |  | -2.0589e-05 |  | 0 |  | 9.769e-07 |  | 0 |  | 0 |  | 0 |  | 0.00039392 |  | 0 |  | 1.2975e-06 |  | 0.00063337 |  | 0
| #REF! |  | 1.7801e-05 |  | 0.00010313 |  | 1.3835e-05 |  | 0 |  | 0 |  | 0 |  | 0 |  | #REF! |  | 0 |  | #REF! |  | 9.6112e-05 |  | 0 |  | #REF! |  | 1.1679e-06 |  | 3.641e-05 |  | 0 |  | 1.032e-06 |  | 0 |  | 0 |  | 0 |  | 0.0003646 |  | 0 |  | 2.8546e-06 |  | 0.00063573 |  | 0
| #REF! |  | 8.2116e-05 |  | 3.2162e-05 |  | 6.1379e-05 |  | 0 |  | 0 |  | 0 |  | 0 |  | #REF! |  | 0 |  | #REF! |  | 4.7721e-05 |  | 0 |  | #REF! |  | 1.6329e-06 |  | 0.00037602 |  | 0 |  | 9.886e-07 |  | 0 |  | 0 |  | 0 |  | 0.00023948 |  | 0 |  | 2.8547e-06 |  | 0.00063886 |  | 0
| #REF! |  | 0.00017022 |  | 3.0834e-05 |  | 0.00012162 |  | 0 |  | 0 |  | 0 |  | 0 |  | #REF! |  | 0 |  | #REF! |  | 7.698e-05 |  | 0 |  | #REF! |  | 1.6331e-06 |  | 0.00022074 |  | 0 |  | 9.4826e-07 |  | 0 |  | 0 |  | 0 |  | 0.00024876 |  | 0 |  | 2.8549e-06 |  | 0.00063581 |  | 0
| #REF! |  | 8.0516e-05 |  | 4.5682e-05 |  | 7.4087e-05 |  | 0 |  | 0 |  | 0 |  | 0 |  | #REF! |  | 0 |  | #REF! |  | 7.3751e-05 |  | 0 |  | #REF! |  | 1.1188e-06 |  | -8.2357e-05 |  | 0 |  | 9.2466e-07 |  | 0 |  | 0 |  | 0 |  | 0.0002565 |  | 0 |  | 2.336e-06 |  | 0.00062272 |  | 0
| #REF! |  | 4.0829e-05 |  | 4.8498e-05 |  | 6.6097e-05 |  | 0 |  | 0 |  | 0 |  | 0 |  | #REF! |  | 0 |  | #REF! |  | 0.00011875 |  | 0 |  | #REF! |  | 1.1189e-06 |  | -4.3346e-05 |  | 0 |  | 9.3811e-07 |  | 0 |  | 0 |  | 0 |  | 0.00031754 |  | 0 |  | 7.7871e-07 |  | 0.00061267 |  | 0
| #REF! |  | 2.8625e-05 |  | 8.4845e-05 |  | 6.6103e-05 |  | 0 |  | 0 |  | 0 |  | 0 |  | #REF! |  | 0 |  | #REF! |  | 0.00012847 |  | 0 |  | #REF! |  | 1.471e-06 |  | -0.00028104 |  | 0 |  | 9.2026e-07 |  | 0 |  | 0 |  | 0 |  | 0.00039099 |  | 0 |  | 1.2979e-06 |  | 0.00061661 |  | 0
| #REF! |  | 1.0483e-05 |  | 0.00012435 |  | 0 |  | 0 |  | 0 |  | 0 |  | 0 |  | #REF! |  | 0 |  | #REF! |  | 1.5638e-05 |  | 0 |  | #REF! |  | 1.5837e-06 |  | -0.00036192 |  | 0 |  | 9.3059e-07 |  | 0 |  | 0 |  | 0 |  | 0.00039408 |  | 0 |  | 2.8555e-06 |  | 0.00062434 |  | 0
| #REF! |  | 2.335e-05 |  | 3.9026e-05 |  | 0 |  | 0 |  | 0 |  | 0 |  | 0 |  | #REF! |  | 0 |  | #REF! |  | 9.6296e-05 |  | 0 |  | #REF! |  | 1.1662e-06 |  | -0.00021277 |  | 0 |  | 9.8375e-07 |  | 0 |  | 0 |  | 0 |  | 0.00038795 |  | 0 |  | 2.3364e-06 |  | 0.00062674 |  | 0
| #REF! |  | 6.3181e-05 |  | -4.5416e-05 |  | 2.9641e-06 |  | 0 |  | 0 |  | 0 |  | 0 |  | #REF! |  | 0 |  | #REF! |  | 0.00018346 |  | 0 |  | #REF! |  | 1.0538e-06 |  | -0.00015713 |  | 0 |  | 1.0005e-06 |  | 0 |  | 0 |  | 0 |  | 0.00035781 |  | 0 |  | 2.3364e-06 |  | 0.0006306 |  | 0
| #REF! |  | -1.987e-05 |  | -5.9263e-05 |  | 2.9644e-06 |  | 0 |  | 0 |  | 0 |  | 0 |  | #REF! |  | 0 |  | #REF! |  | 0.00012223 |  | 0 |  | #REF! |  | 5.2504e-07 |  | -9.2115e-05 |  | 0 |  | 9.7295e-07 |  | 0 |  | 0 |  | 0 |  | 0.0003586 |  | 0 |  | 2.3366e-06 |  | 0.00063528 |  | 0
| #REF! |  | 4.1401e-05 |  | 1.8264e-05 |  | 7.6346e-05 |  | 0 |  | 0 |  | 0 |  | 0 |  | #REF! |  | 0 |  | #REF! |  | 8.0057e-05 |  | 0 |  | #REF! |  | 5.2512e-07 |  | 5.6888e-06 |  | 0 |  | 1.0102e-06 |  | 0 |  | 0 |  | 0 |  | 0.00045601 |  | 0 |  | 2.3367e-06 |  | 0.00064537 |  | 0
| #REF! |  | 0.00010661 |  | 4.9124e-05 |  | 7.634e-05 |  | 0 |  | 0 |  | 0 |  | 0 |  | #REF! |  | 0 |  | #REF! |  | 7.6816e-05 |  | 0 |  | #REF! |  | 1.7179e-06 |  | 4.4429e-05 |  | 0 |  | 1.0916e-06 |  | 0 |  | 0 |  | 0 |  | 0.00042667 |  | 0 |  | 2.3369e-06 |  | 0.00065082 |  | 0
| #REF! |  | 1.0291e-05 |  | -0.00010546 |  | 2.4696e-05 |  | 0 |  | 0 |  | 0 |  | 0 |  | #REF! |  | 0 |  | #REF! |  | 0.00013208 |  | 0 |  | #REF! |  | 1.718e-06 |  | -4.2099e-05 |  | 0 |  | 1.1769e-06 |  | 0 |  | 0 |  | 0 |  | 0.00035249 |  | 0 |  | 7.7896e-07 |  | 0.00065396 |  | 0
| #REF! |  | 3.8397e-05 |  | -0.00015451 |  | 4.252e-05 |  | 0 |  | 0 |  | 0 |  | 0 |  | #REF! |  | 0 |  | #REF! |  | 0.00010027 |  | 0 |  | #REF! |  | 5.8605e-07 |  | -0.00012462 |  | 0 |  | 1.2263e-06 |  | 0 |  | 0 |  | 0 |  | 0.0003293 |  | 0 |  | 7.7906e-07 |  | 0.00065087 |  | 0
| #REF! |  | 2.3691e-05 |  | 1.6935e-05 |  | 1.7823e-05 |  | 0 |  | 0 |  | 0 |  | 0 |  | #REF! |  | 0 |  | #REF! |  | 6.1985e-06 |  | 0 |  | #REF! |  | 5.861e-07 |  | 0.00017977 |  | 0 |  | 1.184e-06 |  | 0 |  | 0 |  | 0 |  | 0.0002845 |  | 0 |  | 2.337e-06 |  | 0.00064322 |  | 0
| #REF! |  | -1.3981e-05 |  | 3.3528e-06 |  | 0 |  | 0 |  | 0 |  | 0 |  | 0 |  | #REF! |  | 0 |  | #REF! |  | 6.198e-06 |  | 0 |  | #REF! |  | 9.1594e-07 |  | 0.00011595 |  | 0 |  | 1.1514e-06 |  | 0 |  | 0 |  | 0 |  | 0.00023117 |  | 0 |  | 2.3373e-06 |  | 0.00064326 |  | 0
| #REF! |  | 4.8146e-05 |  | -8.1001e-05 |  | 7.6333e-05 |  | 0 |  | 0 |  | 0 |  | 0 |  | #REF! |  | 0 |  | #REF! |  | 3.0451e-05 |  | 0 |  | #REF! |  | 9.1607e-07 |  | 2.1673e-05 |  | 0 |  | 1.1253e-06 |  | 0 |  | 0 |  | 0 |  | 0.00020102 |  | 0 |  | 2.3373e-06 |  | 0.0006479 |  | 0
| #REF! |  | 7.3601e-05 |  | 7.4356e-06 |  | 0.0001464 |  | 0 |  | 0 |  | 0 |  | 0 |  | #REF! |  | 0 |  | #REF! |  | 9.9379e-05 |  | 0 |  | #REF! |  | 1.6368e-06 |  | -1.1372e-06 |  | 0 |  | 1.1509e-06 |  | 0 |  | 0 |  | 0 |  | 0.00020954 |  | 0 |  | 2.3376e-06 |  | 0.00065877 |  | 0
| #REF! |  | -3.0361e-07 |  | -7.7346e-05 |  | 0.00012142 |  | 0 |  | 0 |  | 0 |  | 0 |  | #REF! |  | 0 |  | #REF! |  | 6.8922e-05 |  | 0 |  | #REF! |  | 1.637e-06 |  | -0.00030342 |  | 0 |  | 1.1818e-06 |  | 0 |  | 0 |  | 0 |  | 0.00031549 |  | 0 |  | 2.3375e-06 |  | 0.00065726 |  | 0
| #REF! |  | -5.149e-05 |  | -0.00013154 |  | 5.136e-05 |  | 0 |  | 0 |  | 0 |  | 0 |  | #REF! |  | 0 |  | #REF! |  | 3.5037e-05 |  | 0 |  | #REF! |  | 9.2287e-07 |  | -0.0002708 |  | 0 |  | 1.1395e-06 |  | 0 |  | 0 |  | 0 |  | 0.00027297 |  | 0 |  | 2.3378e-06 |  | 0.00065035 |  | 0
| #REF! |  | 2.8838e-05 |  | -3.8467e-05 |  | 2.568e-05 |  | 0 |  | 0 |  | 0 |  | 0 |  | #REF! |  | 0 |  | #REF! |  | 0.00015294 |  | 0 |  | #REF! |  | 9.23e-07 |  | -0.00014737 |  | 0 |  | 1.0216e-06 |  | 0 |  | 0 |  | 0 |  | 0.00021886 |  | 0 |  | 7.7926e-07 |  | 0.00064265 |  | 0
| #REF! |  | 0.00013093 |  | 1.293e-05 |  | 5.3395e-05 |  | 0 |  | 0 |  | 0 |  | 0 |  | #REF! |  | 0 |  | #REF! |  | 0.00012221 |  | 0 |  | #REF! |  | 1.689e-06 |  | 8.42e-05 |  | 0 |  | 9.4866e-07 |  | 0 |  | 0 |  | 0 |  | 0.00030163 |  | 0 |  | 1.2989e-06 |  | 0.00063264 |  | 0
| #REF! |  | 0.00016995 |  | -1.7513e-05 |  | 7.7098e-05 |  | 0 |  | 0 |  | 0 |  | 0 |  | #REF! |  | 0 |  | #REF! |  | 7.6645e-05 |  | 0 |  | #REF! |  | 1.6891e-06 |  | 5.7428e-05 |  | 0 |  | 1.0057e-06 |  | 0 |  | 0 |  | 0 |  | 0.00025911 |  | 0 |  | 1.2989e-06 |  | 0.00062572 |  | 0
| #REF! |  | 0.00020502 |  | -1.2395e-06 |  | 4.938e-05 |  | 0 |  | 0 |  | 0 |  | 0 |  | #REF! |  | 0 |  | #REF! |  | 0.00010737 |  | 0 |  | #REF! |  | 1.4417e-06 |  | -0.00017339 |  | 0 |  | 1.1193e-06 |  | 0 |  | 0 |  | 0 |  | 0.00026918 |  | 0 |  | 7.7941e-07 |  | 0.00062344 |  | 0
| #REF! |  | 0.00023323 |  | 6.3266e-05 |  | 3.4563e-05 |  | 0 |  | 0 |  | 0 |  | 0 |  | #REF! |  | 0 |  | #REF! |  | 0.00013185 |  | 0 |  | #REF! |  | 1.4418e-06 |  | -0.00015474 |  | 0 |  | 1.2104e-06 |  | 0 |  | 0 |  | 0 |  | 0.00022322 |  | 0 |  | 0 |  | 0.00062808 |  | 0
| #REF! |  | 9.9128e-05 |  | 9.1105e-05 |  | 3.4566e-05 |  | 0 |  | 0 |  | 0 |  | 0 |  | #REF! |  | 0 |  | #REF! |  | 0.00020162 |  | 0 |  | #REF! |  | 1.364e-06 |  | -0.00021564 |  | 0 |  | 1.1719e-06 |  | 0 |  | 0 |  | 0 |  | 0.00014123 |  | 0 |  | 0 |  | 0.00063663 |  | 0
| #REF! |  | -3.7352e-05 |  | 4.9025e-05 |  | 5.9245e-06 |  | 0 |  | 0 |  | 0 |  | 0 |  | #REF! |  | 0 |  | #REF! |  | 0.00010478 |  | 0 |  | #REF! |  | 1.3641e-06 |  | -0.00028446 |  | 0 |  | 1.0835e-06 |  | 0 |  | 0 |  | 0 |  | 0.0002731 |  | 0 |  | 0 |  | 0.00063981 |  | 0
| #REF! |  | 1.155e-05 |  | -6.2036e-05 |  | 5.925e-06 |  | 0 |  | 0 |  | 0 |  | 0 |  | #REF! |  | 0 |  | #REF! |  | 3.6648e-05 |  | 0 |  | #REF! |  | 1.1186e-06 |  | -0.00015388 |  | 0 |  | 9.8364e-07 |  | 0 |  | 0 |  | 0 |  | 0.00042938 |  | 0 |  | 5.1971e-07 |  | 0.00063826 |  | 0
| #REF! |  | 4.7253e-06 |  | -3.6792e-05 |  | 4.5422e-05 |  | 0 |  | 0 |  | 0 |  | 0 |  | #REF! |  | 0 |  | #REF! |  | 0.00010099 |  | 0 |  | #REF! |  | 1.1186e-06 |  | -5.234e-05 |  | 0 |  | 1.0003e-06 |  | 0 |  | 0 |  | 0 |  | 0.00030979 |  | 0 |  | 5.1971e-07 |  | 0.00062979 |  | 0
| #REF! |  | 4.3802e-06 |  | 3.1125e-05 |  | 4.5422e-05 |  | 0 |  | 0 |  | 0 |  | 0 |  | #REF! |  | 0 |  | #REF! |  | 0.00013838 |  | 0 |  | #REF! |  | 9.5911e-07 |  | -0.00012787 |  | 0 |  | 1.0535e-06 |  | 0 |  | 0 |  | 0 |  | 0.00031987 |  | 0 |  | 5.1974e-07 |  | 0.00062055 |  | 0
| #REF! |  | 0.00010909 |  | 3.047e-05 |  | 2.6658e-05 |  | 0 |  | 0 |  | 0 |  | 0 |  | #REF! |  | 0 |  | #REF! |  | 7.4022e-05 |  | 0 |  | #REF! |  | 9.5911e-07 |  | -0.00035614 |  | 0 |  | 1.0581e-06 |  | 0 |  | 0 |  | 0 |  | 0.00040392 |  | 0 |  | 5.1978e-07 |  | 0.00062523 |  | 0
| #REF! |  | 0.00020009 |  | 9.2877e-05 |  | 4.5462e-05 |  | 0 |  | 0 |  | 0 |  | 0 |  | #REF! |  | 0 |  | #REF! |  | 1.886e-05 |  | 0 |  | #REF! |  | 1.5986e-06 |  | -0.00029691 |  | 0 |  | 1.0364e-06 |  | 0 |  | 0 |  | 0 |  | 0.00047979 |  | 0 |  | 5.1978e-07 |  | 0.00063765 |  | 0
| #REF! |  | 0.00015778 |  | 0.0001059 |  | 1.8803e-05 |  | 0 |  | 0 |  | 0 |  | 0 |  | #REF! |  | 0 |  | #REF! |  | 6.5459e-05 |  | 0 |  | #REF! |  | 1.5987e-06 |  | -9.6715e-05 |  | 0 |  | 1.0377e-06 |  | 0 |  | 0 |  | 0 |  | 0.00055872 |  | 0 |  | 1.2995e-06 |  | 0.00064771 |  | 0
| #REF! |  | 0.00015083 |  | -2.0886e-05 |  | 3.1668e-05 |  | 0 |  | 0 |  | 0 |  | 0 |  | #REF! |  | 0 |  | #REF! |  | 8.4857e-05 |  | 0 |  | #REF! |  | 8.3192e-07 |  | -0.00027742 |  | 0 |  | 1.0885e-06 |  | 0 |  | 0 |  | 0 |  | 0.00027866 |  | 0 |  | 1.2996e-06 |  | 0.00064315 |  | 0
| #REF! |  | 0.00014523 |  | -2.6642e-05 |  | 0.0001313 |  | 0 |  | 0 |  | 0 |  | 0 |  | #REF! |  | 0 |  | #REF! |  | 0.00018173 |  | 0 |  | #REF! |  | 8.3198e-07 |  | -0.00030993 |  | 0 |  | 1.0796e-06 |  | 0 |  | 0 |  | 0 |  | 0.00012111 |  | 0 |  | 5.1988e-07 |  | 0.00063928 |  | 0
| #REF! |  | 7.1925e-05 |  | 2.8502e-05 |  | 0.0001313 |  | 0 |  | 0 |  | 0 |  | 0 |  | #REF! |  | 0 |  | #REF! |  | 0.00029492 |  | 0 |  | #REF! |  | 1.3953e-06 |  | -8.9888e-05 |  | 0 |  | 1.0783e-06 |  | 0 |  | 0 |  | 0 |  | 0.00023641 |  | 0 |  | 5.1988e-07 |  | 0.00064706 |  | 0
| #REF! |  | 0.00011831 |  | 8.0601e-05 |  | 5.536e-05 |  | 0 |  | 0 |  | 0 |  | 0 |  | #REF! |  | 0 |  | #REF! |  | 0.00023059 |  | 0 |  | #REF! |  | 1.3954e-06 |  | -0.00016363 |  | 0 |  | 1.0969e-06 |  | 0 |  | 0 |  | 0 |  | 0.00045594 |  | 0 |  | 2.8597e-06 |  | 0.00065179 |  | 0
| #REF! |  | 0.00010836 |  | 9.2016e-05 |  | 2.3692e-05 |  | 0 |  | 0 |  | 0 |  | 0 |  | #REF! |  | 0 |  | #REF! |  | 0.00014005 |  | 0 |  | #REF! |  | 1.4628e-06 |  | -0.00011719 |  | 0 |  | 1.1016e-06 |  | 0 |  | 0 |  | 0 |  | 0.00055426 |  | 0 |  | 2.3396e-06 |  | 0.00064715 |  | 0
| #REF! |  | 8.7001e-05 |  | -8.7324e-06 |  | 0 |  | 0 |  | 0 |  | 0 |  | 0 |  | #REF! |  | 0 |  | #REF! |  | 0.00015599 |  | 0 |  | #REF! |  | 1.4628e-06 |  | 2.8174e-05 |  | 0 |  | 1.0952e-06 |  | 0 |  | 0 |  | 0 |  | 0.00037856 |  | 0 |  | 2.3399e-06 |  | 0.00063558 |  | 0
| #REF! |  | 0.00016437 |  | -5.8917e-05 |  | 1.3852e-05 |  | 0 |  | 0 |  | 0 |  | 0 |  | #REF! |  | 0 |  | #REF! |  | 9.5073e-05 |  | 0 |  | #REF! |  | 8.7344e-07 |  | 9.1025e-05 |  | 0 |  | 1.0605e-06 |  | 0 |  | 0 |  | 0 |  | 0.00032437 |  | 0 |  | 2.3399e-06 |  | 0.00062938 |  | 0
| #REF! |  | 0.00016682 |  | -7.3545e-05 |  | 4.9386e-05 |  | 0 |  | 0 |  | 0 |  | 0 |  | #REF! |  | 0 |  | #REF! |  | 2.0735e-05 |  | 0 |  | #REF! |  | 8.7344e-07 |  | 8.0189e-05 |  | 0 |  | 1.0773e-06 |  | 0 |  | 0 |  | 0 |  | 0.00037319 |  | 0 |  | 0 |  | 0.00063179 |  | 0
| #REF! |  | 5.5416e-05 |  | -7.5182e-05 |  | 3.5535e-05 |  | 0 |  | 0 |  | 0 |  | 0 |  | #REF! |  | 0 |  | #REF! |  | 6.06e-05 |  | 0 |  | #REF! |  | 1.3411e-06 |  | -0.00030152 |  | 0 |  | 1.0607e-06 |  | 0 |  | 0 |  | 0 |  | 0.00038405 |  | 0 |  | 0 |  | 0.00063802 |  | 0
| #REF! |  | 6.0544e-05 |  | -0.00015284 |  | 8.7665e-05 |  | 0 |  | 0 |  | 0 |  | 0 |  | #REF! |  | 0 |  | #REF! |  | 0.00016738 |  | 0 |  | #REF! |  | 1.3412e-06 |  | -0.00029692 |  | 0 |  | 9.574e-07 |  | 0 |  | 0 |  | 0 |  | 0.0003647 |  | 0 |  | 7.8011e-07 |  | 0.00064344 |  | 0
| #REF! |  | 0.00013513 |  | -0.00012987 |  | 0.00012229 |  | 0 |  | 0 |  | 0 |  | 0 |  | #REF! |  | 0 |  | #REF! |  | 0.0001981 |  | 0 |  | #REF! |  | 9.1542e-07 |  | -0.00031859 |  | 0 |  | 9.2027e-07 |  | 0 |  | 0 |  | 0 |  | 0.00030047 |  | 0 |  | 7.8011e-07 |  | 0.0006443 |  | 0
| #REF! |  | 0.00018079 |  | 3.8618e-05 |  | 0.00010293 |  | 0 |  | 0 |  | 0 |  | 0 |  | #REF! |  | 0 |  | #REF! |  | 7.0581e-05 |  | 0 |  | #REF! |  | 9.1548e-07 |  | -0.00040745 |  | 0 |  | 9.5309e-07 |  | 0 |  | 0 |  | 0 |  | 0.00031131 |  | 0 |  | 7.8016e-07 |  | 0.00063811 |  | 0
| #REF! |  | 0.00016272 |  | 6.2302e-05 |  | 6.8304e-05 |  | 0 |  | 0 |  | 0 |  | 0 |  | #REF! |  | 0 |  | #REF! |  | 0 |  | 0 |  | #REF! |  | 1.3667e-06 |  | -0.00021278 |  | 0 |  | 1.0128e-06 |  | 0 |  | 0 |  | 0 |  | 0.00033224 |  | 0 |  | 1.3004e-06 |  | 0.00063505 |  | 0
| #REF! |  | 0.00010747 |  | 2.0734e-06 |  | 2.0725e-05 |  | 0 |  | 0 |  | 0 |  | 0 |  | #REF! |  | 0 |  | #REF! |  | 9.5048e-05 |  | 0 |  | #REF! |  | 1.3668e-06 |  | -0.00014737 |  | 0 |  | 1.0321e-06 |  | 0 |  | 0 |  | 0 |  | 0.00027959 |  | 0 |  | 1.3004e-06 |  | 0.00063122 |  | 0
| #REF! |  | 0.00015044 |  | -0.00012018 |  | 5.9304e-05 |  | 0 |  | 0 |  | 0 |  | 0 |  | #REF! |  | 0 |  | #REF! |  | 0.00011875 |  | 0 |  | #REF! |  | 2.0644e-07 |  | 9.1032e-06 |  | 0 |  | 1.0726e-06 |  | 0 |  | 0 |  | 0 |  | 0.0002099 |  | 0 |  | 7.8026e-07 |  | 0.00062893 |  | 0
| #REF! |  | 0.00013609 |  | -5.6762e-05 |  | 0.00011143 |  | 0 |  | 0 |  | 0 |  | 0 |  | #REF! |  | 0 |  | #REF! |  | 0.00012671 |  | 0 |  | #REF! |  | 2.0646e-07 |  | 8.6697e-06 |  | 0 |  | 1.1523e-06 |  | 0 |  | 0 |  | 0 |  | 0.00036484 |  | 0 |  | 2.3409e-06 |  | 0.00062975 |  | 0
| #REF! |  | 4.4216e-05 |  | -3.2498e-05 |  | 7.8787e-05 |  | 0 |  | 0 |  | 0 |  | 0 |  | #REF! |  | 0 |  | #REF! |  | 0.00022197 |  | 0 |  | #REF! |  | 1.1748e-06 |  | -0.00010695 |  | 0 |  | 1.2467e-06 |  | 0 |  | 0 |  | 0 |  | 0.00040047 |  | 0 |  | 2.3411e-06 |  | 0.00063207 |  | 0
| #REF! |  | 4.8465e-05 |  | -8.9966e-05 |  | 5.0342e-05 |  | 0 |  | 0 |  | 0 |  | 0 |  | #REF! |  | 0 |  | #REF! |  | 0.00020772 |  | 0 |  | #REF! |  | 1.1748e-06 |  | -6.6103e-05 |  | 0 |  | 1.2422e-06 |  | 0 |  | 0 |  | 0 |  | 0.00033157 |  | 0 |  | 2.3411e-06 |  | 0.00063448 |  | 0
| #REF! |  | 0.00016275 |  | 3.1045e-06 |  | 4.4407e-05 |  | 0 |  | 0 |  | 0 |  | 0 |  | #REF! |  | 0 |  | #REF! |  | 9.3088e-05 |  | 0 |  | #REF! |  | 9.782e-07 |  | -9.6715e-05 |  | 0 |  | 1.1954e-06 |  | 0 |  | 0 |  | 0 |  | 0.0003827 |  | 0 |  | 2.3412e-06 |  | 0.00063138 |  | 0
| #REF! |  | 0.0001251 |  | -2.591e-05 |  | 2.2697e-05 |  | 0 |  | 0 |  | 0 |  | 0 |  | #REF! |  | 0 |  | #REF! |  | 9.1381e-05 |  | 0 |  | #REF! |  | 9.7827e-07 |  | 8.0189e-05 |  | 0 |  | 1.1449e-06 |  | 0 |  | 0 |  | 0 |  | 0.0003719 |  | 0 |  | 2.3414e-06 |  | 0.00063069 |  | 0
| #REF! |  | -2.3339e-05 |  | -0.00011413 |  | 4.0498e-05 |  | 0 |  | 0 |  | 0 |  | 0 |  | #REF! |  | 0 |  | #REF! |  | 0.00010268 |  | 0 |  | #REF! |  | 6.6207e-07 |  | -0.00012061 |  | 0 |  | 1.1468e-06 |  | 0 |  | 0 |  | 0 |  | 0.00044009 |  | 0 |  | 2.3415e-06 |  | 0.00062991 |  | 0
| #REF! |  | -1.5983e-05 |  | -7.6893e-05 |  | 4.9378e-05 |  | 0 |  | 0 |  | 0 |  | 0 |  | #REF! |  | 0 |  | #REF! |  | 6.5418e-05 |  | 0 |  | #REF! |  | 6.6207e-07 |  | -0.00031967 |  | 0 |  | 1.175e-06 |  | 0 |  | 0 |  | 0 |  | 0.00042772 |  | 0 |  | 2.3415e-06 |  | 0.0006315 |  | 0
| #REF! |  | 0.00012526 |  | 2.6837e-05 |  | 3.1575e-05 |  | 0 |  | 0 |  | 0 |  | 0 |  | #REF! |  | 0 |  | #REF! |  | 9.1267e-05 |  | 0 |  | #REF! |  | 1.588e-06 |  | -0.00027763 |  | 0 |  | 1.1874e-06 |  | 0 |  | 0 |  | 0 |  | 0.00032856 |  | 0 |  | 2.3417e-06 |  | 0.00063542 |  | 0
| #REF! |  | 0.00016417 |  | 4.212e-06 |  | 0 |  | 0 |  | 0 |  | 0 |  | 0 |  | #REF! |  | 0 |  | #REF! |  | 8.3191e-05 |  | 0 |  | #REF! |  | 1.5881e-06 |  | -0.00022865 |  | 0 |  | 1.1579e-06 |  | 0 |  | 0 |  | 0 |  | 0.00040452 |  | 0 |  | 7.8061e-07 |  | 0.00063778 |  | 0
| #REF! |  | 6.715e-05 |  | -6.3927e-05 |  | 3.758e-05 |  | 0 |  | 0 |  | 0 |  | 0 |  | #REF! |  | 0 |  | #REF! |  | 7.8337e-05 |  | 0 |  | #REF! |  | 5.6812e-07 |  | -0.00024008 |  | 0 |  | 1.0918e-06 |  | 0 |  | 0 |  | 0 |  | 0.00049677 |  | 0 |  | 7.8066e-07 |  | 0.00063085 |  | 0
| #REF! |  | 4.7398e-05 |  | -3.0268e-05 |  | 3.9553e-05 |  | 0 |  | 0 |  | 0 |  | 0 |  | #REF! |  | 0 |  | #REF! |  | 6.8647e-05 |  | 0 |  | #REF! |  | 5.6812e-07 |  | -0.0002319 |  | 0 |  | 1.0334e-06 |  | 0 |  | 0 |  | 0 |  | 0.00042237 |  | 0 |  | 0 |  | 0.00062697 |  | 0
| #REF! |  | 6.9791e-05 |  | 4.1435e-06 |  | 1.9733e-06 |  | 0 |  | 0 |  | 0 |  | 0 |  | #REF! |  | 0 |  | #REF! |  | 0.00020613 |  | 0 |  | #REF! |  | 1.4733e-06 |  | -3.5273e-05 |  | 0 |  | 1.029e-06 |  | 0 |  | 0 |  | 0 |  | 0.000355 |  | 0 |  | 5.2048e-07 |  | 0.00062783 |  | 0
| #REF! |  | 0.00011597 |  | -7.0024e-06 |  | 3.8479e-05 |  | 0 |  | 0 |  | 0 |  | 0 |  | #REF! |  | 0 |  | #REF! |  | 0.00024979 |  | 0 |  | #REF! |  | 1.4735e-06 |  | 1.192e-05 |  | 0 |  | 1.065e-06 |  | 0 |  | 0 |  | 0 |  | 0.00031779 |  | 0 |  | 1.3013e-06 |  | 0.00063093 |  | 0
| #REF! |  | 0.0001655 |  | -3.6587e-05 |  | 8.4952e-05 |  | 0 |  | 0 |  | 0 |  | 0 |  | #REF! |  | 0 |  | #REF! |  | 8.9669e-05 |  | 0 |  | #REF! |  | 1.1604e-06 |  | -0.00010013 |  | 0 |  | 1.0233e-06 |  | 0 |  | 0 |  | 0 |  | 0.00037365 |  | 0 |  | 1.3013e-06 |  | 0.00062791 |  | 0
| #REF! |  | 0.0001218 |  | -2.6258e-05 |  | 6.3243e-05 |  | 0 |  | 0 |  | 0 |  | 0 |  | #REF! |  | 0 |  | #REF! |  | 7.0244e-05 |  | 0 |  | #REF! |  | 1.1606e-06 |  | -0.00010836 |  | 0 |  | 9.9571e-07 |  | 0 |  | 0 |  | 0 |  | 0.00037132 |  | 0 |  | 2.8632e-06 |  | 0.00062171 |  | 0
| #REF! |  | 8.1834e-05 |  | -3.3762e-05 |  | 1.6772e-05 |  | 0 |  | 0 |  | 0 |  | 0 |  | #REF! |  | 0 |  | #REF! |  | 0.00025595 |  | 0 |  | #REF! |  | 6.2799e-07 |  | 4.3237e-05 |  | 0 |  | 1.0106e-06 |  | 0 |  | 0 |  | 0 |  | 0.00037522 |  | 0 |  | 2.8632e-06 |  | 0.00062408 |  | 0
| #REF! |  | 3.6334e-05 |  | -5.6023e-05 |  | 5.5243e-05 |  | 0 |  | 0 |  | 0 |  | 0 |  | #REF! |  | 0 |  | #REF! |  | 0.00026397 |  | 0 |  | #REF! |  | 6.2808e-07 |  | -0.00022865 |  | 0 |  | 1.0511e-06 |  | 0 |  | 0 |  | 0 |  | 0.00036904 |  | 0 |  | 2.8632e-06 |  | 0.00062412 |  | 0
| #REF! |  | -7.2003e-05 |  | -0.00013809 |  | 5.5243e-05 |  | 0 |  | 0 |  | 0 |  | 0 |  | #REF! |  | 0 |  | #REF! |  | 0.00010897 |  | 0 |  | #REF! |  | 9.6213e-07 |  | -0.00038345 |  | 0 |  | 1.0826e-06 |  | 0 |  | 0 |  | 0 |  | 0.00033648 |  | 0 |  | 2.8635e-06 |  | 0.00062024 |  | 0
| #REF! |  | -5.6931e-05 |  | -0.00014505 |  | 2.3674e-05 |  | 0 |  | 0 |  | 0 |  | 0 |  | #REF! |  | 0 |  | #REF! |  | 5.7329e-05 |  | 0 |  | #REF! |  | 9.6221e-07 |  | 6.3934e-05 |  | 0 |  | 1.0814e-06 |  | 0 |  | 0 |  | 0 |  | 0.00024147 |  | 0 |  | 1.3016e-06 |  | 0.00061334 |  | 0
| #REF! |  | 8.0053e-06 |  | 0.00010289 |  | 2.3674e-05 |  | 0 |  | 0 |  | 0 |  | 0 |  | #REF! |  | 0 |  | #REF! |  | 3.149e-05 |  | 0 |  | #REF! |  | 2.2164e-06 |  | 0.00020026 |  | 0 |  | 1.0564e-06 |  | 0 |  | 0 |  | 0 |  | 0.0002756 |  | 0 |  | 7.8101e-07 |  | 0.00061183 |  | 0
| #REF! |  | 2.071e-05 |  | 0.00016586 |  | 6.9048e-06 |  | 0 |  | 0 |  | 0 |  | 0 |  | #REF! |  | 0 |  | #REF! |  | 3.6333e-05 |  | 0 |  | #REF! |  | 2.2166e-06 |  | 6.0684e-05 |  | 0 |  | 1.0713e-06 |  | 0 |  | 0 |  | 0 |  | 0.00046527 |  | 0 |  | 7.8106e-07 |  | 0.00061028 |  | 0
| #REF! |  | 3.8705e-05 |  | 2.4843e-05 |  | 6.9048e-06 |  | 0 |  | 0 |  | 0 |  | 0 |  | #REF! |  | 0 |  | #REF! |  | 2.6643e-05 |  | 0 |  | #REF! |  | 9.2443e-07 |  | 5.6892e-06 |  | 0 |  | 1.0527e-06 |  | 0 |  | 0 |  | 0 |  | 0.00041877 |  | 0 |  | 2.8639e-06 |  | 0.00060799 |  | 0
| #REF! |  | 6.7522e-05 |  | 7.3054e-05 |  | 3.1562e-05 |  | 0 |  | 0 |  | 0 |  | 0 |  | #REF! |  | 0 |  | #REF! |  | 0.00013827 |  | 0 |  | #REF! |  | 9.2456e-07 |  | -0.00012136 |  | 0 |  | 1.0142e-06 |  | 0 |  | 0 |  | 0 |  | 0.00040484 |  | 0 |  | 2.8641e-06 |  | 0.00061036 |  | 0
| #REF! |  | 0.0001285 |  | 3.3235e-05 |  | 3.1562e-05 |  | 0 |  | 0 |  | 0 |  | 0 |  | #REF! |  | 0 |  | #REF! |  | 0.00023833 |  | 0 |  | #REF! |  | 4.9819e-07 |  | -0.00017863 |  | 0 |  | 1.0143e-06 |  | 0 |  | 0 |  | 0 |  | 0.00042816 |  | 0 |  | 1.3019e-06 |  | 0.00062052 |  | 0
| #REF! |  | 0.00010368 |  | -6.2311e-06 |  | 7.2806e-05 |  | 0 |  | 0 |  | 0 |  | 0 |  | #REF! |  | 0 |  | #REF! |  | 0.00017348 |  | 0 |  | #REF! |  | 4.9823e-07 |  | -5.9601e-05 |  | 0 |  | 1.0798e-06 |  | 0 |  | 0 |  | 0 |  | 0.00048553 |  | 0 |  | 2.8645e-06 |  | 0.00063289 |  | 0
| #REF! |  | 5.8065e-06 |  | 4.3646e-05 |  | 7.28e-05 |  | 0 |  | 0 |  | 0 |  | 0 |  | #REF! |  | 0 |  | #REF! |  | 9.9254e-05 |  | 0 |  | #REF! |  | 5.9532e-07 |  | 9.4439e-05 |  | 0 |  | 1.1699e-06 |  | 0 |  | 0 |  | 0 |  | 0.00041578 |  | 0 |  | 2.3436e-06 |  | 0.00063685 |  | 0
| #REF! |  | -3.0581e-05 |  | -5.9599e-05 |  | 0 |  | 0 |  | 0 |  | 0 |  | 0 |  | #REF! |  | 0 |  | #REF! |  | 0.00015272 |  | 0 |  | #REF! |  | 5.9536e-07 |  | 0.00029149 |  | 0 |  | 1.1847e-06 |  | 0 |  | 0 |  | 0 |  | 0.00026453 |  | 0 |  | 2.3438e-06 |  | 0.00063146 |  | 0
| #REF! |  | 9.7934e-06 |  | -1.7975e-05 |  | 0 |  | 0 |  | 0 |  | 0 |  | 0 |  | #REF! |  | 0 |  | #REF! |  | 0.00011773 |  | 0 |  | #REF! |  | 9.2872e-07 |  | 0.00026169 |  | 0 |  | 1.1128e-06 |  | 0 |  | 0 |  | 0 |  | 0.00031653 |  | 0 |  | 2.8648e-06 |  | 0.00062607 |  | 0
| #REF! |  | 1.5422e-05 |  | 1.0873e-05 |  | 5.2269e-05 |  | 0 |  | 0 |  | 0 |  | 0 |  | #REF! |  | 0 |  | #REF! |  | 4.0088e-05 |  | 0 |  | #REF! |  | 9.2885e-07 |  | -1.7338e-05 |  | 0 |  | 1.0312e-06 |  | 0 |  | 0 |  | 0 |  | 0.00022779 |  | 0 |  | 5.2088e-07 |  | 0.00062064 |  | 0
| #REF! |  | 5.1104e-05 |  | -5.7774e-05 |  | 5.4242e-05 |  | 0 |  | 0 |  | 0 |  | 0 |  | #REF! |  | 0 |  | #REF! |  | 4.762e-05 |  | 0 |  | #REF! |  | 7.1962e-07 |  | -2.8445e-05 |  | 0 |  | 9.6245e-07 |  | 0 |  | 0 |  | 0 |  | 0.00025496 |  | 0 |  | 5.2091e-07 |  | 0.00061913 |  | 0
| #REF! |  | 0.00014244 |  | -7.6933e-06 |  | 5.0298e-05 |  | 0 |  | 0 |  | 0 |  | 0 |  | #REF! |  | 0 |  | #REF! |  | 3.1478e-05 |  | 0 |  | #REF! |  | 7.1968e-07 |  | -2.5031e-05 |  | 0 |  | 9.0853e-07 |  | 0 |  | 0 |  | 0 |  | 0.00041743 |  | 0 |  | 5.2094e-07 |  | 0.00061917 |  | 0
| #REF! |  | 0.00019837 |  | -1.0218e-05 |  | 4.8316e-05 |  | 0 |  | 0 |  | 0 |  | 0 |  | #REF! |  | 0 |  | #REF! |  | 0.00012687 |  | 0 |  | #REF! |  | 1.3611e-06 |  | -0.00016688 |  | 0 |  | 8.8804e-07 |  | 0 |  | 0 |  | 0 |  | 0.00037791 |  | 0 |  | 5.2098e-07 |  | 0.00062158 |  | 0
| #REF! |  | 0.00015631 |  | 2.9474e-05 |  | 0 |  | 0 |  | 0 |  | 0 |  | 0 |  | #REF! |  | 0 |  | #REF! |  | 0.00020132 |  | 0 |  | #REF! |  | 1.3612e-06 |  | -0.00027421 |  | 0 |  | 9.2983e-07 |  | 0 |  | 0 |  | 0 |  | 0.00034064 |  | 0 |  | 2.8654e-06 |  | 0.0006161 |  | 0
| #REF! |  | 0.00015915 |  | 4.1208e-05 |  | 0 |  | 0 |  | 0 |  | 0 |  | 0 |  | #REF! |  | 0 |  | #REF! |  | 0.0002593 |  | 0 |  | #REF! |  | 8.5931e-07 |  | -0.00029366 |  | 0 |  | 1.0662e-06 |  | 0 |  | 0 |  | 0 |  | 0.00033681 |  | 0 |  | 2.8656e-06 |  | 0.00060532 |  | 0
| #REF! |  | 0.00015067 |  | -2.9464e-05 |  | 8.3023e-05 |  | 0 |  | 0 |  | 0 |  | 0 |  | #REF! |  | 0 |  | #REF! |  | 0.00020585 |  | 0 |  | #REF! |  | 8.5944e-07 |  | -0.0005234 |  | 0 |  | 1.1654e-06 |  | 0 |  | 0 |  | 0 |  | 0.00026753 |  | 0 |  | 1.3026e-06 |  | 0.00059915 |  | 0
| #REF! |  | 0.00010373 |  | -3.9032e-05 |  | 8.3016e-05 |  | 0 |  | 0 |  | 0 |  | 0 |  | #REF! |  | 0 |  | #REF! |  | 0.00011201 |  | 0 |  | #REF! |  | 7.7852e-07 |  | -0.00042046 |  | 0 |  | 1.1293e-06 |  | 0 |  | 0 |  | 0 |  | 0.00020778 |  | 0 |  | 7.8161e-07 |  | 0.00059919 |  | 0
| #REF! |  | 0.00021643 |  | 0.00011605 |  | 5.2256e-05 |  | 0 |  | 0 |  | 0 |  | 0 |  | #REF! |  | 0 |  | #REF! |  | 0.0001376 |  | 0 |  | #REF! |  | 1.2699e-06 |  | -0.00026057 |  | 0 |  | 1.1276e-06 |  | 0 |  | 0 |  | 0 |  | 0.00023517 |  | 0 |  | 0 |  | 0.00060773 |  | 0
| #REF! |  | 0.00023224 |  | 0.00015023 |  | 5.2256e-05 |  | 0 |  | 0 |  | 0 |  | 0 |  | #REF! |  | 0 |  | #REF! |  | 8.7725e-05 |  | 0 |  | #REF! |  | 1.6166e-06 |  | 8.9933e-05 |  | 0 |  | 1.1661e-06 |  | 0 |  | 0 |  | 0 |  | 0.00034929 |  | 0 |  | 5.2111e-07 |  | 0.00061242 |  | 0
| #REF! |  | 0.00010144 |  | -2.032e-05 |  | 1.3803e-05 |  | 0 |  | 0 |  | 0 |  | 0 |  | #REF! |  | 0 |  | #REF! |  | 0.00011218 |  | 0 |  | #REF! |  | 1.1255e-06 |  | 0.00034703 |  | 0 |  | 1.1379e-06 |  | 0 |  | 0 |  | 0 |  | 0.00038502 |  | 0 |  | 4.4297e-06 |  | 0.00061169 |  | 0
| #REF! |  | 1.1004e-05 |  | -3.4655e-05 |  | 1.3802e-05 |  | 0 |  | 0 |  | 0 |  | 0 |  | #REF! |  | 0 |  | #REF! |  | 0.00019274 |  | 0 |  | #REF! |  | 1.217e-06 |  | 0.00018746 |  | 0 |  | 1.0305e-06 |  | 0 |  | 0 |  | 0 |  | 0.00043007 |  | 0 |  | 3.9088e-06 |  | 0.00060551 |  | 0
| #REF! |  | 9.6502e-05 |  | 4.4332e-06 |  | 3.7463e-05 |  | 0 |  | 0 |  | 0 |  | 0 |  | #REF! |  | 0 |  | #REF! |  | 0.00022685 |  | 0 |  | #REF! |  | 1.217e-06 |  | -0.00012061 |  | 0 |  | 9.5856e-07 |  | 0 |  | 0 |  | 0 |  | 0.00045882 |  | 0 |  | 7.8176e-07 |  | 0.00059934 |  | 0
| #REF! |  | 0.00019279 |  | 1.9171e-05 |  | 5.3274e-05 |  | 0 |  | 0 |  | 0 |  | 0 |  | #REF! |  | 0 |  | #REF! |  | 0.00012906 |  | 0 |  | #REF! |  | 9.9081e-07 |  | -0.00024691 |  | 0 |  | 1.0647e-06 |  | 0 |  | 0 |  | 0 |  | 0.00037811 |  | 0 |  | 1.303e-06 |  | 0.00060016 |  | 0
| #REF! |  | 0.00018125 |  | -5.2873e-05 |  | 1.5809e-05 |  | 0 |  | 0 |  | 0 |  | 0 |  | #REF! |  | 0 |  | #REF! |  | 0.000166 |  | 0 |  | #REF! |  | 9.9088e-07 |  | 5.7432e-05 |  | 0 |  | 1.1999e-06 |  | 0 |  | 0 |  | 0 |  | 0.00024123 |  | 0 |  | 5.2121e-07 |  | 0.0006002 |  | 0
| #REF! |  | 5.9764e-05 |  | -5.7211e-05 |  | 0 |  | 0 |  | 0 |  | 0 |  | 0 |  | #REF! |  | 0 |  | #REF! |  | 0.00019453 |  | 0 |  | #REF! |  | 7.9949e-07 |  | 0.00012175 |  | 0 |  | 1.2554e-06 |  | 0 |  | 0 |  | 0 |  | 0.0002785 |  | 0 |  | 5.2128e-07 |  | 0.00059787 |  | 0
| #REF! |  | 4.1791e-05 |  | 3.8134e-05 |  | 2.9571e-05 |  | 0 |  | 0 |  | 0 |  | 0 |  | #REF! |  | 0 |  | #REF! |  | 9.1041e-05 |  | 0 |  | #REF! |  | 7.9955e-07 |  | 9.6444e-05 |  | 0 |  | 1.1955e-06 |  | 0 |  | 0 |  | 0 |  | 0.0003906 |  | 0 |  | 2.867e-06 |  | 0.00059484 |  | 0
| #REF! |  | 0.0001411 |  | 3.6289e-05 |  | 2.9574e-05 |  | 0 |  | 0 |  | 0 |  | 0 |  | #REF! |  | 0 |  | #REF! |  | 0.00012678 |  | 0 |  | #REF! |  | 1.1299e-06 |  | -1.4791e-05 |  | 0 |  | 1.101e-06 |  | 0 |  | 0 |  | 0 |  | 0.00030829 |  | 0 |  | 2.3459e-06 |  | 0.00059484 |  | 0
| #REF! |  | 0.00011721 |  | -7.1208e-05 |  | 0 |  | 0 |  | 0 |  | 0 |  | 0 |  | #REF! |  | 0 |  | #REF! |  | 0.00012847 |  | 0 |  | #REF! |  | 1.1299e-06 |  | -4.9847e-05 |  | 0 |  | 1.0547e-06 |  | 0 |  | 0 |  | 0 |  | 0.00038908 |  | 0 |  | 0 |  | 0.00059876 |  | 0
| #REF! |  | 9.5405e-05 |  | -5.2652e-05 |  | 0 |  | 0 |  | 0 |  | 0 |  | 0 |  | #REF! |  | 0 |  | #REF! |  | 0.00016997 |  | 0 |  | #REF! |  | 1.0688e-06 |  | 3.2997e-05 |  | 0 |  | 1.0149e-06 |  | 0 |  | 0 |  | 0 |  | 0.00044657 |  | 0 |  | 0 |  | 0.00060501 |  | 0
| #REF! |  | 9.0599e-05 |  | -2.1768e-05 |  | 1.0842e-05 |  | 0 |  | 0 |  | 0 |  | 0 |  | #REF! |  | 0 |  | #REF! |  | 0.00019725 |  | 0 |  | #REF! |  | 1.0689e-06 |  | -1.4792e-05 |  | 0 |  | 9.3639e-07 |  | 0 |  | 0 |  | 0 |  | 0.0003099 |  | 0 |  | 7.8206e-07 |  | 0.00061049 |  | 0
| #REF! |  | 0.00011434 |  | 9.9799e-07 |  | 2.3684e-05 |  | 0 |  | 0 |  | 0 |  | 0 |  | #REF! |  | 0 |  | #REF! |  | 0.00012809 |  | 0 |  | #REF! |  | 1.1884e-06 |  | 0.00013871 |  | 0 |  | 8.767e-07 |  | 0 |  | 0 |  | 0 |  | 0.00037129 |  | 0 |  | 1.3034e-06 |  | 0.00061208 |  | 0
| #REF! |  | 0.0001279 |  | 9.1953e-06 |  | 1.9744e-05 |  | 0 |  | 0 |  | 0 |  | 0 |  | #REF! |  | 0 |  | #REF! |  | 3.658e-05 |  | 0 |  | #REF! |  | 1.1886e-06 |  | -6.5999e-05 |  | 0 |  | 9.2489e-07 |  | 0 |  | 0 |  | 0 |  | 0.00037364 |  | 0 |  | 5.2144e-07 |  | 0.00061056 |  | 0
| #REF! |  | 6.2782e-05 |  | 9.6461e-06 |  | 6.8993e-06 |  | 0 |  | 0 |  | 0 |  | 0 |  | #REF! |  | 0 |  | #REF! |  | 9.4923e-05 |  | 0 |  | #REF! |  | 1.3965e-06 |  | -0.00035544 |  | 0 |  | 1.0892e-06 |  | 0 |  | 0 |  | 0 |  | 0.000355 |  | 0 |  | 0 |  | 0.00060823 |  | 0
| #REF! |  | 3.3289e-05 |  | 1.63e-05 |  | 2.6609e-05 |  | 0 |  | 0 |  | 0 |  | 0 |  | #REF! |  | 0 |  | #REF! |  | 0.00019779 |  | 0 |  | #REF! |  | 1.3965e-06 |  | -9.6715e-05 |  | 0 |  | 1.1851e-06 |  | 0 |  | 0 |  | 0 |  | 0.00035269 |  | 0 |  | 7.8221e-07 |  | 0.00060905 |  | 0
| #REF! |  | 0.00013122 |  | 1.8513e-05 |  | 2.6609e-05 |  | 0 |  | 0 |  | 0 |  | 0 |  | #REF! |  | 0 |  | #REF! |  | 0.00016539 |  | 0 |  | #REF! |  | 9.1974e-07 |  | 2.8174e-05 |  | 0 |  | 1.1253e-06 |  | 0 |  | 0 |  | 0 |  | 0.00023075 |  | 0 |  | 1.3038e-06 |  | 0.0006068 |  | 0
| #REF! |  | 0.00026645 |  | 3.7174e-05 |  | 7.8843e-06 |  | 0 |  | 0 |  | 0 |  | 0 |  | #REF! |  | 0 |  | #REF! |  | 6.3863e-05 |  | 0 |  | #REF! |  | 9.1981e-07 |  | 2.2757e-05 |  | 0 |  | 1.0082e-06 |  | 0 |  | 0 |  | 0 |  | 0.00021282 |  | 0 |  | 2.8683e-06 |  | 0.00059825 |  | 0
| #REF! |  | 0.00020215 |  | 5.3366e-05 |  | 7.8843e-06 |  | 0 |  | 0 |  | 0 |  | 0 |  | #REF! |  | 0 |  | #REF! |  | 2.8237e-05 |  | 0 |  | #REF! |  | 1.8338e-06 |  | -0.00010354 |  | 0 |  | 9.5355e-07 |  | 0 |  | 0 |  | 0 |  | 0.00030219 |  | 0 |  | 2.8685e-06 |  | 0.00059363 |  | 0
| #REF! |  | 7.0593e-05 |  | 6.5703e-05 |  | 6.1382e-05 |  | 0 |  | 0 |  | 0 |  | 0 |  | #REF! |  | 0 |  | #REF! |  | 9.2821e-05 |  | 0 |  | #REF! |  | 1.834e-06 |  | -0.00024165 |  | 0 |  | 9.6836e-07 |  | 0 |  | 0 |  | 0 |  | 0.00030494 |  | 0 |  | 1.3039e-06 |  | 0.00059677 |  | 0
| #REF! |  | 4.2734e-05 |  | -1.1321e-05 |  | 6.1376e-05 |  | 0 |  | 0 |  | 0 |  | 0 |  | #REF! |  | 0 |  | #REF! |  | 0.0001523 |  | 0 |  | #REF! |  | 1.064e-06 |  | -0.00032201 |  | 0 |  | 1.0328e-06 |  | 0 |  | 0 |  | 0 |  | 0.00030028 |  | 0 |  | 7.8241e-07 |  | 0.00060221 |  | 0
| #REF! |  | 7.7724e-05 |  | -6.513e-05 |  | 1.5767e-05 |  | 0 |  | 0 |  | 0 |  | 0 |  | #REF! |  | 0 |  | #REF! |  | 0.00012805 |  | 0 |  | #REF! |  | 1.064e-06 |  | -0.00016038 |  | 0 |  | 1.1199e-06 |  | 0 |  | 0 |  | 0 |  | 0.00043676 |  | 0 |  | 2.3472e-06 |  | 0.00060695 |  | 0
| #REF! |  | 8.9921e-05 |  | -0.00013497 |  | 2.0704e-05 |  | 0 |  | 0 |  | 0 |  | 0 |  | #REF! |  | 0 |  | #REF! |  | 6.3714e-05 |  | 0 |  | #REF! |  | 4.0345e-07 |  | -0.00012061 |  | 0 |  | 1.1328e-06 |  | 0 |  | 0 |  | 0 |  | 0.00043831 |  | 0 |  | 2.3474e-06 |  | 0.00060773 |  | 0
| #REF! |  | 7.6205e-05 |  | -7.9641e-05 |  | 4.4356e-05 |  | 0 |  | 0 |  | 0 |  | 0 |  | #REF! |  | 0 |  | #REF! |  | 2.205e-05 |  | 0 |  | #REF! |  | 4.0351e-07 |  | -0.00035955 |  | 0 |  | 1.0265e-06 |  | 0 |  | 0 |  | 0 |  | 0.00036764 |  | 0 |  | 2.3475e-06 |  | 0.00060548 |  | 0
| #REF! |  | 5.6483e-05 |  | 1.1533e-05 |  | 3.9414e-05 |  | 0 |  | 0 |  | 0 |  | 0 |  | #REF! |  | 0 |  | #REF! |  | 3.8181e-05 |  | 0 |  | #REF! |  | 5.2187e-07 |  | -0.00035543 |  | 0 |  | 8.9014e-07 |  | 0 |  | 0 |  | 0 |  | 0.00039251 |  | 0 |  | 2.8692e-06 |  | 0.00060237 |  | 0
| #REF! |  | 6.5086e-05 |  | -1.753e-05 |  | 1.5766e-05 |  | 0 |  | 0 |  | 0 |  | 0 |  | #REF! |  | 0 |  | #REF! |  | 0.00014274 |  | 0 |  | #REF! |  | 5.2194e-07 |  | -0.00017523 |  | 0 |  | 9.1002e-07 |  | 0 |  | 0 |  | 0 |  | 0.00037855 |  | 0 |  | 1.3043e-06 |  | 0.00060085 |  | 0
| #REF! |  | 0.0001728 |  | -0.00010342 |  | 2.4652e-05 |  | 0 |  | 0 |  | 0 |  | 0 |  | #REF! |  | 0 |  | #REF! |  | 0.00016194 |  | 0 |  | #REF! |  | 5.0254e-07 |  | 8.0192e-05 |  | 0 |  | 1.0377e-06 |  | 0 |  | 0 |  | 0 |  | 0.00031249 |  | 0 |  | 7.8261e-07 |  | 0.00060167 |  | 0
| #REF! |  | 0.00015782 |  | 1.4287e-05 |  | 2.8593e-05 |  | 0 |  | 0 |  | 0 |  | 0 |  | #REF! |  | 0 |  | #REF! |  | 0.00021194 |  | 0 |  | #REF! |  | 5.0261e-07 |  | 0.00033679 |  | 0 |  | 1.1363e-06 |  | 0 |  | 0 |  | 0 |  | 0.00037937 |  | 0 |  | 2.348e-06 |  | 0.0005986 |  | 0
| #REF! |  | 0.00013087 |  | 4.5412e-05 |  | 1.9705e-05 |  | 0 |  | 0 |  | 0 |  | 0 |  | #REF! |  | 0 |  | #REF! |  | 0.00024433 |  | 0 |  | #REF! |  | 7.0427e-07 |  | 0.00028218 |  | 0 |  | 1.1918e-06 |  | 0 |  | 0 |  | 0 |  | 0.0004299 |  | 0 |  | 2.348e-06 |  | 0.00059082 |  | 0
| #REF! |  | 0.00011427 |  | 1.1304e-05 |  | 3.744e-05 |  | 0 |  | 0 |  | 0 |  | 0 |  | #REF! |  | 0 |  | #REF! |  | 0.00015057 |  | 0 |  | #REF! |  | 7.0432e-07 |  | 0.00015171 |  | 0 |  | 1.2118e-06 |  | 0 |  | 0 |  | 0 |  | 0.00040041 |  | 0 |  | 7.8271e-07 |  | 0.0005909 |  | 0
| #REF! |  | 6.5475e-05 |  | 0.000136 |  | 3.7437e-05 |  | 0 |  | 0 |  | 0 |  | 0 |  | #REF! |  | 0 |  | #REF! |  | 6.0792e-05 |  | 0 |  | #REF! |  | 1.7029e-06 |  | -9.3298e-05 |  | 0 |  | 1.2183e-06 |  | 0 |  | 0 |  | 0 |  | 0.00038875 |  | 0 |  | 7.8276e-07 |  | 0.00059479 |  | 0
| #REF! |  | 8.5487e-06 |  | -4.2623e-05 |  | 6.8178e-05 |  | 0 |  | 0 |  | 0 |  | 0 |  | #REF! |  | 0 |  | #REF! |  | 7.7268e-05 |  | 0 |  | #REF! |  | 1.703e-06 |  | -0.00024165 |  | 0 |  | 1.1371e-06 |  | 0 |  | 0 |  | 0 |  | 0.00034057 |  | 0 |  | 7.8281e-07 |  | 0.00059949 |  | 0
| #REF! |  | 7.2101e-05 |  | -0.00016969 |  | 9.8789e-05 |  | 0 |  | 0 |  | 0 |  | 0 |  | #REF! |  | 0 |  | #REF! |  | 0.00013976 |  | 0 |  | #REF! |  | 1.0693e-06 |  | -2.8445e-05 |  | 0 |  | 1.0277e-06 |  | 0 |  | 0 |  | 0 |  | 0.00038647 |  | 0 |  | 7.8281e-07 |  | 0.00060108 |  | 0
| #REF! |  | 0.00017368 |  | -2.5212e-05 |  | 7.3959e-05 |  | 0 |  | 0 |  | 0 |  | 0 |  | #REF! |  | 0 |  | #REF! |  | 0.00013636 |  | 0 |  | #REF! |  | 1.0694e-06 |  | -0.0001445 |  | 0 |  | 1.0245e-06 |  | 0 |  | 0 |  | 0 |  | 0.00038805 |  | 0 |  | 0 |  | 0.00060035 |  | 0
| #REF! |  | 0.00016568 |  | -2.6271e-06 |  | 4.3344e-05 |  | 0 |  | 0 |  | 0 |  | 0 |  | #REF! |  | 0 |  | #REF! |  | 0.0001217 |  | 0 |  | #REF! |  | 1.157e-06 |  | -0.00034243 |  | 0 |  | 1.1252e-06 |  | 0 |  | 0 |  | 0 |  | 0.0004114 |  | 0 |  | 0 |  | 0.00060116 |  | 0
| #REF! |  | 0.00011937 |  | -5.9948e-06 |  | 3.7434e-05 |  | 0 |  | 0 |  | 0 |  | 0 |  | #REF! |  | 0 |  | #REF! |  | 0.00010079 |  | 0 |  | #REF! |  | 1.1572e-06 |  | -0.00032883 |  | 0 |  | 1.176e-06 |  | 0 |  | 0 |  | 0 |  | 0.00043865 |  | 0 |  | 7.8291e-07 |  | 0.00060198 |  | 0
| #REF! |  | 1.894e-05 |  | -2.9589e-05 |  | 3.7434e-05 |  | 0 |  | 0 |  | 0 |  | 0 |  | #REF! |  | 0 |  | #REF! |  | 0.00013645 |  | 0 |  | #REF! |  | 1.4553e-06 |  | -0.00028066 |  | 0 |  | 1.1582e-06 |  | 0 |  | 0 |  | 0 |  | 0.00036632 |  | 0 |  | 7.8296e-07 |  | 0.00060276 |  | 0
| #REF! |  | 2.8609e-05 |  | -6.7132e-05 |  | 1.2805e-05 |  | 0 |  | 0 |  | 0 |  | 0 |  | #REF! |  | 0 |  | #REF! |  | 0.00013805 |  | 0 |  | #REF! |  | 1.4556e-06 |  | -0.00018547 |  | 0 |  | 1.1569e-06 |  | 0 |  | 0 |  | 0 |  | 0.00043793 |  | 0 |  | 7.8301e-07 |  | 0.00059583 |  | 0
| #REF! |  | 0.0001138 |  | -1.0832e-05 |  | 1.2806e-05 |  | 0 |  | 0 |  | 0 |  | 0 |  | #REF! |  | 0 |  | #REF! |  | 5.4555e-05 |  | 0 |  | #REF! |  | 1.3944e-06 |  | -0.00014792 |  | 0 |  | 1.1595e-06 |  | 0 |  | 0 |  | 0 |  | 0.00043949 |  | 0 |  | 2.8711e-06 |  | 0.00058961 |  | 0
| #REF! |  | 9.4488e-05 |  | -1.3511e-05 |  | 2.955e-06 |  | 0 |  | 0 |  | 0 |  | 0 |  | #REF! |  | 0 |  | #REF! |  | 0.00010962 |  | 0 |  | #REF! |  | 1.3946e-06 |  | -0.00015713 |  | 0 |  | 1.1654e-06 |  | 0 |  | 0 |  | 0 |  | 0.00051341 |  | 0 |  | 2.8714e-06 |  | 0.00058809 |  | 0
| #REF! |  | 0.00010297 |  | -2.3013e-05 |  | 3.7511e-05 |  | 0 |  | 0 |  | 0 |  | 0 |  | #REF! |  | 0 |  | #REF! |  | 0.00020279 |  | 0 |  | #REF! |  | 1.699e-06 |  | -6.5994e-05 |  | 0 |  | 1.0881e-06 |  | 0 |  | 0 |  | 0 |  | 0.00043021 |  | 0 |  | 7.8311e-07 |  | 0.00059202 |  | 0
| #REF! |  | 9.3927e-05 |  | 3.9599e-05 |  | 5.7206e-05 |  | 0 |  | 0 |  | 0 |  | 0 |  | #REF! |  | 0 |  | #REF! |  | 0.0001219 |  | 0 |  | #REF! |  | 1.699e-06 |  | -7.6234e-05 |  | 0 |  | 1.0462e-06 |  | 0 |  | 0 |  | 0 |  | 0.00034388 |  | 0 |  | 2.3495e-06 |  | 0.00059361 |  | 0
| #REF! |  | 7.9131e-05 |  | 8.5133e-05 |  | 2.2655e-05 |  | 0 |  | 0 |  | 0 |  | 0 |  | #REF! |  | 0 |  | #REF! |  | 4.1117e-05 |  | 0 |  | #REF! |  | 1.6786e-06 |  | -0.00022215 |  | 0 |  | 1.1166e-06 |  | 0 |  | 0 |  | 0 |  | 0.00023826 |  | 0 |  | 4.4379e-06 |  | 0.0005921 |  | 0
| #REF! |  | 0.00014413 |  | 2.3111e-05 |  | 3.9393e-05 |  | 0 |  | 0 |  | 0 |  | 0 |  | #REF! |  | 0 |  | #REF! |  | 7.0293e-05 |  | 0 |  | #REF! |  | 1.6787e-06 |  | -0.00020595 |  | 0 |  | 1.2115e-06 |  | 0 |  | 0 |  | 0 |  | 0.00017757 |  | 0 |  | 4.4382e-06 |  | 0.0005991 |  | 0
| #REF! |  | 0.00018348 |  | -6.5663e-05 |  | 3.9397e-05 |  | 0 |  | 0 |  | 0 |  | 0 |  | #REF! |  | 0 |  | #REF! |  | 0.00016245 |  | 0 |  | #REF! |  | 1.7531e-07 |  | 5.7432e-05 |  | 0 |  | 1.2882e-06 |  | 0 |  | 0 |  | 0 |  | 0.00031749 |  | 0 |  | 2.872e-06 |  | 0.00060462 |  | 0
| #REF! |  | 0.0001543 |  | -6.9507e-05 |  | 3.9393e-05 |  | 0 |  | 0 |  | 0 |  | 0 |  | #REF! |  | 0 |  | #REF! |  | 0.00016066 |  | 0 |  | #REF! |  | 1.7532e-07 |  | -6.2586e-05 |  | 0 |  | 1.2443e-06 |  | 0 |  | 0 |  | 0 |  | 0.00024114 |  | 0 |  | 2.8722e-06 |  | 0.00060462 |  | 0
| #REF! |  | 0.00013744 |  | -7.5451e-05 |  | 5.6174e-05 |  | 0 |  | 0 |  | 0 |  | 0 |  | #REF! |  | 0 |  | #REF! |  | 8.9476e-05 |  | 0 |  | #REF! |  | 1.2486e-06 |  | -0.00032542 |  | 0 |  | 1.1542e-06 |  | 0 |  | 0 |  | 0 |  | 0.00023104 |  | 0 |  | 2.8722e-06 |  | 0.00060077 |  | 0
| #REF! |  | 9.6144e-05 |  | -4.7426e-05 |  | 2.072e-05 |  | 0 |  | 0 |  | 0 |  | 0 |  | #REF! |  | 0 |  | #REF! |  | 0.00024119 |  | 0 |  | #REF! |  | 1.2486e-06 |  | -0.00034243 |  | 0 |  | 1.0885e-06 |  | 0 |  | 0 |  | 0 |  | 0.00033543 |  | 0 |  | 5.2224e-07 |  | 0.00059847 |  | 0
| #REF! |  | 2.3716e-05 |  | -1.5514e-06 |  | 3.9387e-06 |  | 0 |  | 0 |  | 0 |  | 0 |  | #REF! |  | 0 |  | #REF! |  | 0.00029133 |  | 0 |  | #REF! |  | 1.3057e-06 |  | -0.00016157 |  | 0 |  | 1.0319e-06 |  | 0 |  | 0 |  | 0 |  | 0.00041639 |  | 0 |  | 5.2228e-07 |  | 0.00060007 |  | 0
| #REF! |  | 1.0956e-05 |  | 4.2678e-06 |  | 1.9697e-05 |  | 0 |  | 0 |  | 0 |  | 0 |  | #REF! |  | 0 |  | #REF! |  | 0.00020105 |  | 0 |  | #REF! |  | 1.3059e-06 |  | -7.2814e-05 |  | 0 |  | 9.7898e-07 |  | 0 |  | 0 |  | 0 |  | 0.00041642 |  | 0 |  | 1.3057e-06 |  | 0.00060166 |  | 0
| #REF! |  | 4.0957e-05 |  | -3.1125e-05 |  | 1.9695e-05 |  | 0 |  | 0 |  | 0 |  | 0 |  | #REF! |  | 0 |  | #REF! |  | 0.0001412 |  | 0 |  | #REF! |  | 1.0398e-06 |  | -1.0831e-05 |  | 0 |  | 9.2352e-07 |  | 0 |  | 0 |  | 0 |  | 0.0003604 |  | 0 |  | 1.3059e-06 |  | 0.00060404 |  | 0
| #REF! |  | 0.00012747 |  | -0.00014901 |  | 0 |  | 0 |  | 0 |  | 0 |  | 0 |  | #REF! |  | 0 |  | #REF! |  | 0.00014289 |  | 0 |  | #REF! |  | 1.04e-06 |  | 0.00019684 |  | 0 |  | 9.0618e-07 |  | 0 |  | 0 |  | 0 |  | 0.00036663 |  | 0 |  | 1.3058e-06 |  | 0.00060248 |  | 0
| #REF! |  | 2.7591e-05 |  | -0.00018015 |  | 0 |  | 0 |  | 0 |  | 0 |  | 0 |  | #REF! |  | 0 |  | #REF! |  | 0.00013484 |  | 0 |  | #REF! |  | 8.8572e-07 |  | -5.9167e-05 |  | 0 |  | 9.6754e-07 |  | 0 |  | 0 |  | 0 |  | 0.00033473 |  | 0 |  | 1.3059e-06 |  | 0.00059551 |  | 0
| #REF! |  | 2.3725e-05 |  | -7.1986e-05 |  | 7.3821e-05 |  | 0 |  | 0 |  | 0 |  | 0 |  | #REF! |  | 0 |  | #REF! |  | 1.5584e-05 |  | 0 |  | #REF! |  | 8.8585e-07 |  | -0.00037168 |  | 0 |  | 1.0301e-06 |  | 0 |  | 0 |  | 0 |  | 0.00031142 |  | 0 |  | 1.3059e-06 |  | 0.00058781 |  | 0
| #REF! |  | 0.00016157 |  | -2.4904e-05 |  | 7.382e-05 |  | 0 |  | 0 |  | 0 |  | 0 |  | #REF! |  | 0 |  | #REF! |  | 0.00013515 |  | 0 |  | #REF! |  | 9.8576e-07 |  | -0.00043124 |  | 0 |  | 1.0708e-06 |  | 0 |  | 0 |  | 0 |  | 0.00042509 |  | 0 |  | 7.8366e-07 |  | 0.00058002 |  | 0
| #REF! |  | 0.0001076 |  | -8.2395e-07 |  | 9.846e-06 |  | 0 |  | 0 |  | 0 |  | 0 |  | #REF! |  | 0 |  | #REF! |  | 0.00022371 |  | 0 |  | #REF! |  | 9.8576e-07 |  | -0.00020936 |  | 0 |  | 1.1329e-06 |  | 0 |  | 0 |  | 0 |  | 0.00051543 |  | 0 |  | 0 |  | 0.0005785 |  | 0
| #REF! |  | 7.8854e-05 |  | -1.5273e-05 |  | 9.8469e-06 |  | 0 |  | 0 |  | 0 |  | 0 |  | #REF! |  | 0 |  | #REF! |  | 0.00012351 |  | 0 |  | #REF! |  | 8.5409e-07 |  | 1.5171e-05 |  | 0 |  | 1.1774e-06 |  | 0 |  | 0 |  | 0 |  | 0.00045937 |  | 0 |  | 5.2248e-07 |  | 0.00058395 |  | 0
| #REF! |  | 0.00017809 |  | -7.31e-05 |  | 8.8613e-06 |  | 0 |  | 0 |  | 0 |  | 0 |  | #REF! |  | 0 |  | #REF! |  | 9.5681e-05 |  | 0 |  | #REF! |  | 8.5416e-07 |  | 2.2758e-06 |  | 0 |  | 1.1698e-06 |  | 0 |  | 0 |  | 0 |  | 0.00039947 |  | 0 |  | 1.3062e-06 |  | 0.00059103 |  | 0
| #REF! |  | 0.00017369 |  | -4.9064e-05 |  | 8.8613e-06 |  | 0 |  | 0 |  | 0 |  | 0 |  | #REF! |  | 0 |  | #REF! |  | 6.0755e-05 |  | 0 |  | #REF! |  | 6.2726e-07 |  | 1.5171e-05 |  | 0 |  | 1.0691e-06 |  | 0 |  | 0 |  | 0 |  | 0.00041583 |  | 0 |  | 1.3063e-06 |  | 0.00059337 |  | 0
| #REF! |  | 6.6167e-05 |  | 5.9859e-05 |  | 4.9223e-06 |  | 0 |  | 0 |  | 0 |  | 0 |  | #REF! |  | 0 |  | #REF! |  | 7.2104e-05 |  | 0 |  | #REF! |  | 6.2735e-07 |  | -0.00018888 |  | 0 |  | 1.0124e-06 |  | 0 |  | 0 |  | 0 |  | 0.00038317 |  | 0 |  | 2.874e-06 |  | 0.00058566 |  | 0
| #REF! |  | 5.2722e-05 |  | -2.4557e-05 |  | 1.5777e-05 |  | 0 |  | 0 |  | 0 |  | 0 |  | #REF! |  | 0 |  | #REF! |  | 0.00012637 |  | 0 |  | #REF! |  | 1.9993e-07 |  | -0.00056777 |  | 0 |  | 1.0486e-06 |  | 0 |  | 0 |  | 0 |  | 0.00036993 |  | 0 |  | 2.874e-06 |  | 0.00057709 |  | 0
| #REF! |  | 2.2102e-05 |  | -8.1058e-05 |  | 1.4792e-05 |  | 0 |  | 0 |  | 0 |  | 0 |  | #REF! |  | 0 |  | #REF! |  | 0.00010073 |  | 0 |  | #REF! |  | 1.9995e-07 |  | -0.00061225 |  | 0 |  | 1.1474e-06 |  | 0 |  | 0 |  | 0 |  | 0.00038319 |  | 0 |  | 1.3064e-06 |  | 0.0005709 |  | 0
| #REF! |  | -3.7271e-05 |  | 6.9723e-05 |  | 2.0713e-05 |  | 0 |  | 0 |  | 0 |  | 0 |  | #REF! |  | 0 |  | #REF! |  | 0.00011346 |  | 0 |  | #REF! |  | 1.6584e-06 |  | -0.00039027 |  | 0 |  | 1.2256e-06 |  | 0 |  | 0 |  | 0 |  | 0.00047513 |  | 0 |  | 7.8391e-07 |  | 0.00057015 |  | 0
| #REF! |  | 3.7075e-05 |  | 2.5137e-05 |  | 6.8953e-05 |  | 0 |  | 0 |  | 0 |  | 0 |  | #REF! |  | 0 |  | #REF! |  | 0.00017487 |  | 0 |  | #REF! |  | 1.6586e-06 |  | -4.8926e-05 |  | 0 |  | 1.1804e-06 |  | 0 |  | 0 |  | 0 |  | 0.00044945 |  | 0 |  | 2.3519e-06 |  | 0.00056941 |  | 0
| #REF! |  | 0.00010828 |  | 1.7417e-05 |  | 8.572e-05 |  | 0 |  | 0 |  | 0 |  | 0 |  | #REF! |  | 0 |  | #REF! |  | 0.00017315 |  | 0 |  | #REF! |  | 1.4308e-06 |  | -5.3098e-05 |  | 0 |  | 1.0843e-06 |  | 0 |  | 0 |  | 0 |  | 0.0003996 |  | 0 |  | 2.3519e-06 |  | 0.00056785 |  | 0
| #REF! |  | 3.6397e-05 |  | 9.5765e-05 |  | 3.3547e-05 |  | 0 |  | 0 |  | 0 |  | 0 |  | #REF! |  | 0 |  | #REF! |  | 9.7243e-05 |  | 0 |  | #REF! |  | 1.431e-06 |  | -0.00021619 |  | 0 |  | 1.0062e-06 |  | 0 |  | 0 |  | 0 |  | 0.00031341 |  | 0 |  | 2.352e-06 |  | 0.00057338 |  | 0
| #REF! |  | 4.8924e-05 |  | 7.692e-05 |  | 1.8747e-05 |  | 0 |  | 0 |  | 0 |  | 0 |  | #REF! |  | 0 |  | #REF! |  | 3.1958e-05 |  | 0 |  | #REF! |  | 9.5752e-07 |  | -4.5513e-05 |  | 0 |  | 9.9794e-07 |  | 0 |  | 0 |  | 0 |  | 0.00031341 |  | 0 |  | 2.8747e-06 |  | 0.00057806 |  | 0
| #REF! |  | 0.00017586 |  | 4.2543e-05 |  | 2.2683e-05 |  | 0 |  | 0 |  | 0 |  | 0 |  | #REF! |  | 0 |  | #REF! |  | 4.4845e-05 |  | 0 |  | #REF! |  | 9.5766e-07 |  | -0.00030017 |  | 0 |  | 1.0205e-06 |  | 0 |  | 0 |  | 0 |  | 0.00035994 |  | 0 |  | 2.8751e-06 |  | 0.0005742 |  | 0
| #REF! |  | 0.00016836 |  | 4.8792e-05 |  | 3.937e-06 |  | 0 |  | 0 |  | 0 |  | 0 |  | #REF! |  | 0 |  | #REF! |  | 4.4845e-05 |  | 0 |  | #REF! |  | 1.3719e-06 |  | -0.00028446 |  | 0 |  | 1.0084e-06 |  | 0 |  | 0 |  | 0 |  | 0.00042464 |  | 0 |  | 4.4433e-06 |  | 0.00056566 |  | 0
| #REF! |  | 5.8005e-05 |  | 8.1324e-05 |  | 0 |  | 0 |  | 0 |  | 0 |  | 0 |  | #REF! |  | 0 |  | #REF! |  | 0.00010274 |  | 0 |  | #REF! |  | 1.372e-06 |  | 0.00011833 |  | 0 |  | 9.6778e-07 |  | 0 |  | 0 |  | 0 |  | 0.00045895 |  | 0 |  | 2.8753e-06 |  | 0.00056258 |  | 0
| #REF! |  | 4.1245e-05 |  | -1.1007e-05 |  | 1.5786e-05 |  | 0 |  | 0 |  | 0 |  | 0 |  | #REF! |  | 0 |  | #REF! |  | 0.00017143 |  | 0 |  | #REF! |  | 4.9943e-07 |  | -8.8859e-05 |  | 0 |  | 9.723e-07 |  | 0 |  | 0 |  | 0 |  | 0.00039976 |  | 0 |  | 2.8753e-06 |  | 0.00057119 |  | 0
| #REF! |  | 4.8586e-05 |  | -8.5444e-05 |  | 4.8263e-05 |  | 0 |  | 0 |  | 0 |  | 0 |  | #REF! |  | 0 |  | #REF! |  | 6.868e-05 |  | 0 |  | #REF! |  | 4.9951e-07 |  | -7.2821e-05 |  | 0 |  | 1.0311e-06 |  | 0 |  | 0 |  | 0 |  | 0.00046287 |  | 0 |  | 4.4442e-06 |  | 0.00057353 |  | 0
| #REF! |  | 0.00011155 |  | 1.423e-05 |  | 5.8128e-05 |  | 0 |  | 0 |  | 0 |  | 0 |  | #REF! |  | 0 |  | #REF! |  | 5.7328e-05 |  | 0 |  | #REF! |  | 1.2862e-06 |  | 6.3719e-05 |  | 0 |  | 1.0564e-06 |  | 0 |  | 0 |  | 0 |  | 0.00050814 |  | 0 |  | 2.3528e-06 |  | 0.00057126 |  | 0
| #REF! |  | 0.0002081 |  | 2.8755e-05 |  | 4.9271e-05 |  | 0 |  | 0 |  | 0 |  | 0 |  | #REF! |  | 0 |  | #REF! |  | 7.6392e-05 |  | 0 |  | #REF! |  | 1.2864e-06 |  | -0.00012061 |  | 0 |  | 1.0519e-06 |  | 0 |  | 0 |  | 0 |  | 0.00048476 |  | 0 |  | 7.8426e-07 |  | 0.00057282 |  | 0
| #REF! |  | 0.00015764 |  | 3.5938e-05 |  | 2.3622e-05 |  | 0 |  | 0 |  | 0 |  | 0 |  | #REF! |  | 0 |  | #REF! |  | 1.9064e-05 |  | 0 |  | #REF! |  | 1.1423e-06 |  | 2.4923e-05 |  | 0 |  | 1.0584e-06 |  | 0 |  | 0 |  | 0 |  | 0.00037255 |  | 0 |  | 1.3073e-06 |  | 0.0005752 |  | 0
| #REF! |  | 0.00013305 |  | 7.0796e-05 |  | 3.6413e-05 |  | 0 |  | 0 |  | 0 |  | 0 |  | #REF! |  | 0 |  | #REF! |  | 5.6113e-05 |  | 0 |  | #REF! |  | 1.1424e-06 |  | 5.686e-06 |  | 0 |  | 1.0934e-06 |  | 0 |  | 0 |  | 0 |  | 0.0003149 |  | 0 |  | 1.3073e-06 |  | 0.00057835 |  | 0
| #REF! |  | 0.00010826 |  | -0.00011763 |  | 3.6417e-05 |  | 0 |  | 0 |  | 0 |  | 0 |  | #REF! |  | 0 |  | #REF! |  | 5.6118e-05 |  | 0 |  | #REF! |  | 1.2837e-06 |  | -0.00015816 |  | 0 |  | 1.0991e-06 |  | 0 |  | 0 |  | 0 |  | 0.00032739 |  | 0 |  | 1.3074e-06 |  | 0.00057605 |  | 0
| #REF! |  | 4.1438e-05 |  | -0.00017056 |  | 0 |  | 0 |  | 0 |  | 0 |  | 0 |  | #REF! |  | 0 |  | #REF! |  | 2.8725e-05 |  | 0 |  | #REF! |  | 1.2839e-06 |  | 3.7928e-05 |  | 0 |  | 1.08e-06 |  | 0 |  | 0 |  | 0 |  | 0.00025354 |  | 0 |  | 1.3074e-06 |  | 0.00057531 |  | 0
| #REF! |  | 6.0611e-05 |  | -2.7522e-05 |  | 0 |  | 0 |  | 0 |  | 0 |  | 0 |  | #REF! |  | 0 |  | #REF! |  | 0.0001831 |  | 0 |  | #REF! |  | 6.4216e-07 |  | 3.2997e-05 |  | 0 |  | 1.0664e-06 |  | 0 |  | 0 |  | 0 |  | 0.00035488 |  | 0 |  | 1.3074e-06 |  | 0.00057297 |  | 0
| #REF! |  | 9.744e-05 |  | 9.7808e-06 |  | 0 |  | 0 |  | 0 |  | 0 |  | 0 |  | #REF! |  | 0 |  | #REF! |  | 0.00019275 |  | 0 |  | #REF! |  | 6.4225e-07 |  | -7.6234e-05 |  | 0 |  | 1.0748e-06 |  | 0 |  | 0 |  | 0 |  | 0.00050054 |  | 0 |  | 1.3075e-06 |  | 0.00056836 |  | 0
| #REF! |  | 9.8287e-05 |  | -9.8299e-06 |  | 0 |  | 0 |  | 0 |  | 0 |  | 0 |  | #REF! |  | 0 |  | #REF! |  | 5.3969e-05 |  | 0 |  | #REF! |  | 7.5748e-07 |  | -4.6596e-05 |  | 0 |  | 1.104e-06 |  | 0 |  | 0 |  | 0 |  | 0.00034461 |  | 0 |  | 7.8456e-07 |  | 0.00056369 |  | 0
| #REF! |  | 0.00013906 |  | 2.4811e-05 |  | 1.0823e-05 |  | 0 |  | 0 |  | 0 |  | 0 |  | #REF! |  | 0 |  | #REF! |  | 3.1411e-05 |  | 0 |  | #REF! |  | 7.5754e-07 |  | -0.00013768 |  | 0 |  | 1.1357e-06 |  | 0 |  | 0 |  | 0 |  | 0.0002994 |  | 0 |  | 2.3538e-06 |  | 0.00056372 |  | 0
| #REF! |  | 7.7673e-05 |  | 0.00015167 |  | 1.0824e-05 |  | 0 |  | 0 |  | 0 |  | 0 |  | #REF! |  | 0 |  | #REF! |  | 0.00016055 |  | 0 |  | #REF! |  | 2.0725e-06 |  | -0.00021619 |  | 0 |  | 1.1189e-06 |  | 0 |  | 0 |  | 0 |  | 0.0003197 |  | 0 |  | 2.3538e-06 |  | 0.00057156 |  | 0
| #REF! |  | 5.2346e-05 |  | 7.1785e-05 |  | 5.9015e-05 |  | 0 |  | 0 |  | 0 |  | 0 |  | #REF! |  | 0 |  | #REF! |  | 0.00017825 |  | 0 |  | #REF! |  | 2.0728e-06 |  | -0.00024165 |  | 0 |  | 1.0544e-06 |  | 0 |  | 0 |  | 0 |  | 0.00039224 |  | 0 |  | 2.3538e-06 |  | 0.00057627 |  | 0
| #REF! |  | 9.0519e-05 |  | -9.241e-05 |  | 5.9015e-05 |  | 0 |  | 0 |  | 0 |  | 0 |  | #REF! |  | 0 |  | #REF! |  | 9.7677e-05 |  | 0 |  | #REF! |  | 6.5752e-07 |  | -0.00014791 |  | 0 |  | 9.9561e-07 |  | 0 |  | 0 |  | 0 |  | 0.00050999 |  | 0 |  | 2.3541e-06 |  | 0.00057393 |  | 0
| #REF! |  | 2.584e-05 |  | -3.0287e-05 |  | 0 |  | 0 |  | 0 |  | 0 |  | 0 |  | #REF! |  | 0 |  | #REF! |  | 0.00015378 |  | 0 |  | #REF! |  | 6.5752e-07 |  | -8.3062e-05 |  | 0 |  | 1.0015e-06 |  | 0 |  | 0 |  | 0 |  | 0.00050304 |  | 0 |  | 2.3541e-06 |  | 0.00057011 |  | 0
| #REF! |  | 5.4699e-05 |  | 6.2146e-05 |  | 0 |  | 0 |  | 0 |  | 0 |  | 0 |  | #REF! |  | 0 |  | #REF! |  | 0.00012295 |  | 0 |  | #REF! |  | 1.0361e-06 |  | -0.00032201 |  | 0 |  | 1.1024e-06 |  | 0 |  | 0 |  | 0 |  | 0.00046092 |  | 0 |  | 4.447e-06 |  | 0.00056933 |  | 0
| #REF! |  | 0.00017745 |  | 2.3213e-05 |  | 3.2468e-05 |  | 0 |  | 0 |  | 0 |  | 0 |  | #REF! |  | 0 |  | #REF! |  | 3.3291e-05 |  | 0 |  | #REF! |  | 1.0361e-06 |  | -0.00032293 |  | 0 |  | 1.2517e-06 |  | 0 |  | 0 |  | 0 |  | 0.00052569 |  | 0 |  | 2.8777e-06 |  | 0.00057092 |  | 0
| #REF! |  | 0.00016855 |  | -4.3034e-05 |  | 3.2468e-05 |  | 0 |  | 0 |  | 0 |  | 0 |  | #REF! |  | 0 |  | #REF! |  | 1.5572e-05 |  | 0 |  | #REF! |  | 1.7367e-06 |  | 1.2509e-05 |  | 0 |  | 1.3255e-06 |  | 0 |  | 0 |  | 0 |  | 0.00047346 |  | 0 |  | 7.8481e-07 |  | 0.00057096 |  | 0
| #REF! |  | 8.6334e-05 |  | -9.7327e-05 |  | 1.8694e-05 |  | 0 |  | 0 |  | 0 |  | 0 |  | #REF! |  | 0 |  | #REF! |  | 0.00010863 |  | 0 |  | #REF! |  | 1.737e-06 |  | 0.00016953 |  | 0 |  | 1.2744e-06 |  | 0 |  | 0 |  | 0 |  | 0.00034556 |  | 0 |  | 0 |  | 0.0005749 |  | 0
| #REF! |  | 0.00013045 |  | -9.5775e-05 |  | 2.6583e-05 |  | 0 |  | 0 |  | 0 |  | 0 |  | #REF! |  | 0 |  | #REF! |  | 0.0001199 |  | 0 |  | #REF! |  | 9.342e-07 |  | 0.0001452 |  | 0 |  | 1.1485e-06 |  | 0 |  | 0 |  | 0 |  | 0.00046182 |  | 0 |  | 2.0931e-06 |  | 0.00057805 |  | 0
| #REF! |  | 0.00015548 |  | 1.4617e-05 |  | 5.7079e-05 |  | 0 |  | 0 |  | 0 |  | 0 |  | #REF! |  | 0 |  | #REF! |  | 6.3614e-05 |  | 0 |  | #REF! |  | 9.3433e-07 |  | 6.7126e-05 |  | 0 |  | 1.0775e-06 |  | 0 |  | 0 |  | 0 |  | 0.00053752 |  | 0 |  | 2.0932e-06 |  | 0.00057107 |  | 0
| #REF! |  | 0.00015361 |  | -6.6444e-05 |  | 0.00013032 |  | 0 |  | 0 |  | 0 |  | 0 |  | #REF! |  | 0 |  | #REF! |  | 0.00016499 |  | 0 |  | #REF! |  | 6.9553e-07 |  | 8.7609e-05 |  | 0 |  | 1.095e-06 |  | 0 |  | 0 |  | 0 |  | 0.00038539 |  | 0 |  | 5.2331e-07 |  | 0.00055859 |  | 0
| #REF! |  | 0.00015786 |  | -3.0034e-05 |  | 0.00010474 |  | 0 |  | 0 |  | 0 |  | 0 |  | #REF! |  | 0 |  | #REF! |  | 0.00016499 |  | 0 |  | #REF! |  | 6.9563e-07 |  | 0.00033679 |  | 0 |  | 1.1525e-06 |  | 0 |  | 0 |  | 0 |  | 0.00029336 |  | 0 |  | 1.3084e-06 |  | 0.00054536 |  | 0
| #REF! |  | 9.2384e-05 |  | 1.3458e-05 |  | 2.3609e-05 |  | 0 |  | 0 |  | 0 |  | 0 |  | #REF! |  | 0 |  | #REF! |  | 9.0988e-05 |  | 0 |  | #REF! |  | 7.9187e-07 |  | 0.00013871 |  | 0 |  | 1.1469e-06 |  | 0 |  | 0 |  | 0 |  | 0.00029103 |  | 0 |  | 4.4487e-06 |  | 0.00054305 |  | 0
| #REF! |  | 0.00013318 |  | -3.6491e-05 |  | 0 |  | 0 |  | 0 |  | 0 |  | 0 |  | #REF! |  | 0 |  | #REF! |  | 8.1335e-05 |  | 0 |  | #REF! |  | 7.9199e-07 |  | 4.665e-05 |  | 0 |  | 1.0854e-06 |  | 0 |  | 0 |  | 0 |  | 0.00029417 |  | 0 |  | 3.6636e-06 |  | 0.00055089 |  | 0
| #REF! |  | 0.00021664 |  | 1.4401e-05 |  | 1.0846e-05 |  | 0 |  | 0 |  | 0 |  | 0 |  | #REF! |  | 0 |  | #REF! |  | 9.2345e-05 |  | 0 |  | #REF! |  | 7.3119e-07 |  | 9.1018e-06 |  | 0 |  | 1.1037e-06 |  | 0 |  | 0 |  | 0 |  | 0.0003574 |  | 0 |  | 0 |  | 0.00056263 |  | 0
| #REF! |  | 0.00021726 |  | -2.5794e-05 |  | 3.2488e-05 |  | 0 |  | 0 |  | 0 |  | 0 |  | #REF! |  | 0 |  | #REF! |  | 0.00013445 |  | 0 |  | #REF! |  | 7.3129e-07 |  | -0.00017989 |  | 0 |  | 1.0985e-06 |  | 0 |  | 0 |  | 0 |  | 0.00045888 |  | 0 |  | 0 |  | 0.00057281 |  | 0
| #REF! |  | 0.00015526 |  | -3.0073e-05 |  | 2.164e-05 |  | 0 |  | 0 |  | 0 |  | 0 |  | #REF! |  | 0 |  | #REF! |  | 6.9205e-05 |  | 0 |  | #REF! |  | 1.3494e-06 |  | -0.00012403 |  | 0 |  | 1.0823e-06 |  | 0 |  | 0 |  | 0 |  | 0.00058764 |  | 0 |  | 2.0938e-06 |  | 0.00057281 |  | 0
| #REF! |  | 0.0001261 |  | 5.4507e-05 |  | 0 |  | 0 |  | 0 |  | 0 |  | 0 |  | #REF! |  | 0 |  | #REF! |  | 3.1935e-05 |  | 0 |  | #REF! |  | 1.3496e-06 |  | -0.00012744 |  | 0 |  | 1.0495e-06 |  | 0 |  | 0 |  | 0 |  | 0.00053542 |  | 0 |  | 2.8793e-06 |  | 0.00056508 |  | 0
| #REF! |  | 0.00012979 |  | 4.7327e-05 |  | 2.0704e-05 |  | 0 |  | 0 |  | 0 |  | 0 |  | #REF! |  | 0 |  | #REF! |  | 4.1059e-05 |  | 0 |  | #REF! |  | 1.3234e-06 |  | -0.00023326 |  | 0 |  | 1.0766e-06 |  | 0 |  | 0 |  | 0 |  | 0.00037074 |  | 0 |  | 7.8521e-07 |  | 0.00055884 |  | 0
| #REF! |  | 7.3645e-05 |  | -2.8133e-05 |  | 3.4475e-05 |  | 0 |  | 0 |  | 0 |  | 0 |  | #REF! |  | 0 |  | #REF! |  | 1.2078e-05 |  | 0 |  | #REF! |  | 1.3234e-06 |  | -0.00027091 |  | 0 |  | 1.0587e-06 |  | 0 |  | 0 |  | 0 |  | 0.00041994 |  | 0 |  | 7.8531e-07 |  | 0.00055809 |  | 0
| #REF! |  | 0.00011922 |  | -6.4249e-05 |  | 6.5032e-05 |  | 0 |  | 0 |  | 0 |  | 0 |  | #REF! |  | 0 |  | #REF! |  | 3.7841e-05 |  | 0 |  | #REF! |  | 7.3489e-07 |  | -0.00028787 |  | 0 |  | 9.4543e-07 |  | 0 |  | 0 |  | 0 |  | 0.00044338 |  | 0 |  | 7.8531e-07 |  | 0.00056203 |  | 0
| #REF! |  | 0.0001736 |  | -6.97e-05 |  | 8.0776e-05 |  | 0 |  | 0 |  | 0 |  | 0 |  | #REF! |  | 0 |  | #REF! |  | 5.0725e-05 |  | 0 |  | #REF! |  | 7.35e-07 |  | -6.5994e-05 |  | 0 |  | 9.1003e-07 |  | 0 |  | 0 |  | 0 |  | 0.00042702 |  | 0 |  | 0 |  | 0.00056051 |  | 0
| #REF! |  | 0.00011697 |  | 7.8682e-06 |  | 2.9506e-05 |  | 0 |  | 0 |  | 0 |  | 0 |  | #REF! |  | 0 |  | #REF! |  | 7.3118e-05 |  | 0 |  | #REF! |  | 9.8774e-07 |  | 0.00017295 |  | 0 |  | 9.4625e-07 |  | 0 |  | 0 |  | 0 |  | 0.00054645 |  | 0 |  | 2.0944e-06 |  | 0.00055582 |  | 0
| #REF! |  | 2.5605e-05 |  | -6.6575e-06 |  | 4.9175e-06 |  | 0 |  | 0 |  | 0 |  | 0 |  | #REF! |  | 0 |  | #REF! |  | 0.00013272 |  | 0 |  | #REF! |  | 9.8774e-07 |  | 6.3937e-05 |  | 0 |  | 1.0795e-06 |  | 0 |  | 0 |  | 0 |  | 0.00054418 |  | 0 |  | 2.88e-06 |  | 0.00055355 |  | 0
| #REF! |  | 3.6391e-05 |  | 2.8229e-05 |  | 3.9418e-05 |  | 0 |  | 0 |  | 0 |  | 0 |  | #REF! |  | 0 |  | #REF! |  | 9.2606e-05 |  | 0 |  | #REF! |  | 1.2807e-06 |  | -1.1372e-06 |  | 0 |  | 1.1198e-06 |  | 0 |  | 0 |  | 0 |  | 0.00045049 |  | 0 |  | 1.3091e-06 |  | 0.00055511 |  | 0
| #REF! |  | 3.4426e-05 |  | 1.0982e-05 |  | 8.6631e-05 |  | 0 |  | 0 |  | 0 |  | 0 |  | #REF! |  | 0 |  | #REF! |  | 0.00016181 |  | 0 |  | #REF! |  | 1.2809e-06 |  | -7.282e-05 |  | 0 |  | 1.0854e-06 |  | 0 |  | 0 |  | 0 |  | 0.00047629 |  | 0 |  | 1.3092e-06 |  | 0.00055827 |  | 0
| #REF! |  | 2.3567e-05 |  | 7.6136e-05 |  | 5.2122e-05 |  | 0 |  | 0 |  | 0 |  | 0 |  | #REF! |  | 0 |  | #REF! |  | 0.00016985 |  | 0 |  | #REF! |  | 1.9803e-06 |  | -0.00023515 |  | 0 |  | 1.0455e-06 |  | 0 |  | 0 |  | 0 |  | 0.00047085 |  | 0 |  | 1.3092e-06 |  | 0.00055284 |  | 0
| #REF! |  | 9.9816e-05 |  | 0.00014525 |  | 6.8841e-06 |  | 0 |  | 0 |  | 0 |  | 0 |  | #REF! |  | 0 |  | #REF! |  | 0.00011994 |  | 0 |  | #REF! |  | 1.9803e-06 |  | 0.00012858 |  | 0 |  | 1.0604e-06 |  | 0 |  | 0 |  | 0 |  | 0.00048884 |  | 0 |  | 5.2374e-07 |  | 0.00054975 |  | 0
| #REF! |  | 7.646e-05 |  | 1.168e-05 |  | 6.8835e-06 |  | 0 |  | 0 |  | 0 |  | 0 |  | #REF! |  | 0 |  | #REF! |  | 0.00015992 |  | 0 |  | #REF! |  | 1.262e-06 |  | 0.00022074 |  | 0 |  | 1.1011e-06 |  | 0 |  | 0 |  | 0 |  | 0.00051227 |  | 0 |  | 0 |  | 0.00054585 |  | 0
| #REF! |  | 8.6452e-05 |  | 5.1844e-05 |  | 3.2454e-05 |  | 0 |  | 0 |  | 0 |  | 0 |  | #REF! |  | 0 |  | #REF! |  | 0.00013101 |  | 0 |  | #REF! |  | 1.262e-06 |  | -3.1858e-05 |  | 0 |  | 1.0973e-06 |  | 0 |  | 0 |  | 0 |  | 0.00040222 |  | 0 |  | 7.8561e-07 |  | 0.0005467 |  | 0
| #REF! |  | 8.8337e-05 |  | 9.0585e-05 |  | 3.2451e-05 |  | 0 |  | 0 |  | 0 |  | 0 |  | #REF! |  | 0 |  | #REF! |  | 8.2957e-05 |  | 0 |  | #REF! |  | 7.578e-07 |  | 0.00010294 |  | 0 |  | 1.1136e-06 |  | 0 |  | 0 |  | 0 |  | 0.00047485 |  | 0 |  | 7.8571e-07 |  | 0.00054982 |  | 0
| #REF! |  | 9.3049e-05 |  | 5.5126e-05 |  | 3.8351e-05 |  | 0 |  | 0 |  | 0 |  | 0 |  | #REF! |  | 0 |  | #REF! |  | 6.3584e-05 |  | 0 |  | #REF! |  | 7.5791e-07 |  | 0.00016612 |  | 0 |  | 1.1537e-06 |  | 0 |  | 0 |  | 0 |  | 0.00053658 |  | 0 |  | 7.8571e-07 |  | 0.00055142 |  | 0
| #REF! |  | 0.00015581 |  | -1.3381e-05 |  | 5.7078e-05 |  | 0 |  | 0 |  | 0 |  | 0 |  | #REF! |  | 0 |  | #REF! |  | 0.00018138 |  | 0 |  | #REF! |  | 6.5463e-07 |  | 0.00010809 |  | 0 |  | 1.214e-06 |  | 0 |  | 0 |  | 0 |  | 0.00031713 |  | 0 |  | 1.3096e-06 |  | 0.00054911 |  | 0
| #REF! |  | 0.00014316 |  | -8.0334e-05 |  | 7.2806e-05 |  | 0 |  | 0 |  | 0 |  | 0 |  | #REF! |  | 0 |  | #REF! |  | 0.00020244 |  | 0 |  | #REF! |  | 6.5482e-07 |  | 0.00021391 |  | 0 |  | 1.1642e-06 |  | 0 |  | 0 |  | 0 |  | 0.0002609 |  | 0 |  | 5.2384e-07 |  | 0.00053821 |  | 0
| #REF! |  | 9.006e-05 |  | -5.3635e-06 |  | 5.408e-05 |  | 0 |  | 0 |  | 0 |  | 0 |  | #REF! |  | 0 |  | #REF! |  | 6.7479e-05 |  | 0 |  | #REF! |  | 9.5706e-07 |  | 0.00019722 |  | 0 |  | 1.0666e-06 |  | 0 |  | 0 |  | 0 |  | 0.00031014 |  | 0 |  | 5.2388e-07 |  | 0.00053278 |  | 0
| #REF! |  | 8.5771e-05 |  | 0.00010655 |  | 0 |  | 0 |  | 0 |  | 0 |  | 0 |  | #REF! |  | 0 |  | #REF! |  | 0 |  | 0 |  | #REF! |  | 9.5706e-07 |  | -2.8445e-05 |  | 0 |  | 9.8447e-07 |  | 0 |  | 0 |  | 0 |  | 0.00035857 |  | 0 |  | 2.8815e-06 |  | 0.00053278 |  | 0
| #REF! |  | 9.5868e-05 |  | 6.3014e-05 |  | 0 |  | 0 |  | 0 |  | 0 |  | 0 |  | #REF! |  | 0 |  | #REF! |  | 0 |  | 0 |  | #REF! |  | 1.0394e-06 |  | 1.2523e-05 |  | 0 |  | 9.9483e-07 |  | 0 |  | 0 |  | 0 |  | 0.00044378 |  | 0 |  | 2.3577e-06 |  | 0.00054222 |  | 0
| #REF! |  | 0.00011966 |  | 1.7076e-05 |  | 3.1464e-05 |  | 0 |  | 0 |  | 0 |  | 0 |  | #REF! |  | 0 |  | #REF! |  | 1.4217e-05 |  | 0 |  | #REF! |  | 1.0395e-06 |  | 8.0791e-05 |  | 0 |  | 1.0758e-06 |  | 0 |  | 0 |  | 0 |  | 0.00048597 |  | 0 |  | 2.3577e-06 |  | 0.00055472 |  | 0
| #REF! |  | 0.00012651 |  | 0.0001656 |  | 3.4418e-05 |  | 0 |  | 0 |  | 0 |  | 0 |  | #REF! |  | 0 |  | #REF! |  | 4.4264e-05 |  | 0 |  | #REF! |  | 1.4561e-06 |  | -0.00015133 |  | 0 |  | 1.1516e-06 |  | 0 |  | 0 |  | 0 |  | 0.00050553 |  | 0 |  | 2.358e-06 |  | 0.00056101 |  | 0
| #REF! |  | 0.00010078 |  | 0.00020634 |  | 1.8687e-05 |  | 0 |  | 0 |  | 0 |  | 0 |  | #REF! |  | 0 |  | #REF! |  | 3.0049e-05 |  | 0 |  | #REF! |  | 1.4561e-06 |  | -5.635e-05 |  | 0 |  | 1.2151e-06 |  | 0 |  | 0 |  | 0 |  | 0.00042977 |  | 0 |  | 2.3579e-06 |  | 0.00055714 |  | 0
| #REF! |  | 6.1948e-05 |  | 0.00014027 |  | 1.5731e-05 |  | 0 |  | 0 |  | 0 |  | 0 |  | #REF! |  | 0 |  | #REF! |  | 9.9225e-05 |  | 0 |  | #REF! |  | 1.6355e-06 |  | -2.8447e-05 |  | 0 |  | 1.1802e-06 |  | 0 |  | 0 |  | 0 |  | 0.00045712 |  | 0 |  | 6.0265e-06 |  | 0.00054698 |  | 0
| #REF! |  | 8.9477e-05 |  | 2.8533e-05 |  | 2.4577e-05 |  | 0 |  | 0 |  | 0 |  | 0 |  | #REF! |  | 0 |  | #REF! |  | 0.0001956 |  | 0 |  | #REF! |  | 1.6357e-06 |  | -1.4792e-05 |  | 0 |  | 1.144e-06 |  | 0 |  | 0 |  | 0 |  | 0.00052204 |  | 0 |  | 6.0265e-06 |  | 0.0005408 |  | 0
| #REF! |  | 0.00014446 |  | -8.1338e-06 |  | 2.4579e-05 |  | 0 |  | 0 |  | 0 |  | 0 |  | #REF! |  | 0 |  | #REF! |  | 0.00012483 |  | 0 |  | #REF! |  | 1.8429e-06 |  | 0.00023781 |  | 0 |  | 1.1079e-06 |  | 0 |  | 0 |  | 0 |  | 0.00052751 |  | 0 |  | 2.3583e-06 |  | 0.00053845 |  | 0
| #REF! |  | 0.00013783 |  | -5.9611e-05 |  | 7.8806e-05 |  | 0 |  | 0 |  | 0 |  | 0 |  | #REF! |  | 0 |  | #REF! |  | 0.00011348 |  | 0 |  | #REF! |  | 1.8432e-06 |  | 0.0001127 |  | 0 |  | 1.1338e-06 |  | 0 |  | 0 |  | 0 |  | 0.00055646 |  | 0 |  | 0 |  | 0.00054083 |  | 0
| #REF! |  | 0.0001135 |  | -9.5758e-05 |  | 8.4718e-05 |  | 0 |  | 0 |  | 0 |  | 0 |  | #REF! |  | 0 |  | #REF! |  | 0.00015988 |  | 0 |  | #REF! |  | 1.043e-06 |  | -0.00028104 |  | 0 |  | 1.1533e-06 |  | 0 |  | 0 |  | 0 |  | 0.00050573 |  | 0 |  | 5.2411e-07 |  | 0.00054012 |  | 0
| #REF! |  | 0.00014333 |  | -9.8565e-05 |  | 5.5063e-05 |  | 0 |  | 0 |  | 0 |  | 0 |  | #REF! |  | 0 |  | #REF! |  | 7.4831e-05 |  | 0 |  | #REF! |  | 1.0431e-06 |  | -0.00041758 |  | 0 |  | 1.1261e-06 |  | 0 |  | 0 |  | 0 |  | 0.00039862 |  | 0 |  | 2.8828e-06 |  | 0.00053305 |  | 0
| #REF! |  | 0.00018724 |  | -8.8239e-05 |  | 7.1819e-05 |  | 0 |  | 0 |  | 0 |  | 0 |  | #REF! |  | 0 |  | #REF! |  | 0 |  | 0 |  | #REF! |  | 5.554e-07 |  | -0.00023666 |  | 0 |  | 1.0964e-06 |  | 0 |  | 0 |  | 0 |  | 0.00036974 |  | 0 |  | 4.4555e-06 |  | 0.00052608 |  | 0
| #REF! |  | 0.00017915 |  | -2.5672e-05 |  | 5.1169e-05 |  | 0 |  | 0 |  | 0 |  | 0 |  | #REF! |  | 0 |  | #REF! |  | 6.7461e-05 |  | 0 |  | #REF! |  | 5.5548e-07 |  | -5.6349e-05 |  | 0 |  | 1.0265e-06 |  | 0 |  | 0 |  | 0 |  | 0.00038775 |  | 0 |  | 6.028e-06 |  | 0.00052924 |  | 0
| #REF! |  | 0.00020384 |  | -6.2504e-05 |  | 2.8507e-05 |  | 0 |  | 0 |  | 0 |  | 0 |  | #REF! |  | 0 |  | #REF! |  | 0.00016667 |  | 0 |  | #REF! |  | 1.5497e-06 |  | -0.00020595 |  | 0 |  | 1.09e-06 |  | 0 |  | 0 |  | 0 |  | 0.0004839 |  | 0 |  | 4.4558e-06 |  | 0.00054097 |  | 0
| #REF! |  | 0.00020941 |  | -3.7305e-05 |  | 5.7252e-05 |  | 0 |  | 0 |  | 0 |  | 0 |  | #REF! |  | 0 |  | #REF! |  | 9.9199e-05 |  | 0 |  | #REF! |  | 1.5499e-06 |  | -0.00022643 |  | 0 |  | 1.1827e-06 |  | 0 |  | 0 |  | 0 |  | 0.0004855 |  | 0 |  | 1.3106e-06 |  | 0.00054726 |  | 0
| #REF! |  | 0.00012576 |  | -3.0078e-05 |  | 5.7257e-05 |  | 0 |  | 0 |  | 0 |  | 0 |  | #REF! |  | 0 |  | #REF! |  | 5.8958e-05 |  | 0 |  | #REF! |  | 1.0436e-06 |  | -5.5753e-05 |  | 0 |  | 1.1963e-06 |  | 0 |  | 0 |  | 0 |  | 0.00032447 |  | 0 |  | 7.8636e-07 |  | 0.00054886 |  | 0
| #REF! |  | 9.8457e-05 |  | 2.8962e-05 |  | 6.4621e-05 |  | 0 |  | 0 |  | 0 |  | 0 |  | #REF! |  | 0 |  | #REF! |  | 9.2472e-05 |  | 0 |  | #REF! |  | 1.0438e-06 |  | -8.6475e-05 |  | 0 |  | 1.1045e-06 |  | 0 |  | 0 |  | 0 |  | 0.00033778 |  | 0 |  | 2.3594e-06 |  | 0.00054577 |  | 0
| #REF! |  | 0.0001063 |  | 6.443e-05 |  | 8.4325e-05 |  | 0 |  | 0 |  | 0 |  | 0 |  | #REF! |  | 0 |  | #REF! |  | 6.6778e-05 |  | 0 |  | #REF! |  | 5.9295e-07 |  | -0.00017013 |  | 0 |  | 1.0138e-06 |  | 0 |  | 0 |  | 0 |  | 0.00035579 |  | 0 |  | 2.8837e-06 |  | 0.00053955 |  | 0
| #REF! |  | 0.00010515 |  | -6.9748e-05 |  | 6.5901e-05 |  | 0 |  | 0 |  | 0 |  | 0 |  | #REF! |  | 0 |  | #REF! |  | 9.9013e-05 |  | 0 |  | #REF! |  | 5.9295e-07 |  | -0.00028445 |  | 0 |  | 9.8666e-07 |  | 0 |  | 0 |  | 0 |  | 0.00042463 |  | 0 |  | 1.3108e-06 |  | 0.00053332 |  | 0
| #REF! |  | 0.00010965 |  | -0.00010901 |  | 4.6193e-05 |  | 0 |  | 0 |  | 0 |  | 0 |  | #REF! |  | 0 |  | #REF! |  | 0.00014567 |  | 0 |  | #REF! |  | 5.7791e-07 |  | -8.6468e-05 |  | 0 |  | 1.008e-06 |  | 0 |  | 0 |  | 0 |  | 0.0004911 |  | 0 |  | 7.8656e-07 |  | 0.0005302 |  | 0
| #REF! |  | 0.00011488 |  | 1.3582e-05 |  | 3.7351e-05 |  | 0 |  | 0 |  | 0 |  | 0 |  | #REF! |  | 0 |  | #REF! |  | 0.00013945 |  | 0 |  | #REF! |  | 5.78e-07 |  | -0.00010354 |  | 0 |  | 1.1571e-06 |  | 0 |  | 0 |  | 0 |  | 0.00052163 |  | 0 |  | 7.8656e-07 |  | 0.00053258 |  | 0
| #REF! |  | 0.00015525 |  | 6.2349e-05 |  | 6.7887e-05 |  | 0 |  | 0 |  | 0 |  | 0 |  | #REF! |  | 0 |  | #REF! |  | 5.9514e-05 |  | 0 |  | #REF! |  | 1.0299e-06 |  | -0.00018205 |  | 0 |  | 1.2402e-06 |  | 0 |  | 0 |  | 0 |  | 0.00056546 |  | 0 |  | 1.3109e-06 |  | 0.00053496 |  | 0
| #REF! |  | 0.00014842 |  | 2.2384e-05 |  | 6.0024e-05 |  | 0 |  | 0 |  | 0 |  | 0 |  | #REF! |  | 0 |  | #REF! |  | 2.5472e-05 |  | 0 |  | #REF! |  | 1.0299e-06 |  | 9.3194e-05 |  | 0 |  | 1.1877e-06 |  | 0 |  | 0 |  | 0 |  | 0.00049275 |  | 0 |  | 5.2444e-07 |  | 0.00053734 |  | 0
| #REF! |  | 9.7156e-05 |  | 1.3943e-05 |  | 2.9483e-05 |  | 0 |  | 0 |  | 0 |  | 0 |  | #REF! |  | 0 |  | #REF! |  | 8.1249e-05 |  | 0 |  | #REF! |  | 1.4683e-06 |  | 8.42e-05 |  | 0 |  | 1.0291e-06 |  | 0 |  | 0 |  | 0 |  | 0.00044194 |  | 0 |  | 5.2444e-07 |  | 0.00053972 |  | 0
| #REF! |  | 7.6222e-05 |  | -4.5722e-05 |  | 0.00010202 |  | 0 |  | 0 |  | 0 |  | 0 |  | #REF! |  | 0 |  | #REF! |  | 5.5784e-05 |  | 0 |  | #REF! |  | 1.4688e-06 |  | -0.00023667 |  | 0 |  | 9.636e-07 |  | 0 |  | 0 |  | 0 |  | 0.00048265 |  | 0 |  | 5.2448e-07 |  | 0.0005421 |  | 0
| #REF! |  | 9.0277e-05 |  | 4.5728e-05 |  | 0.00010201 |  | 0 |  | 0 |  | 0 |  | 0 |  | #REF! |  | 0 |  | #REF! |  | 0.00010712 |  | 0 |  | #REF! |  | 1.4771e-06 |  | -0.00026739 |  | 0 |  | 1.0123e-06 |  | 0 |  | 0 |  | 0 |  | 0.00050299 |  | 0 |  | 5.2448e-07 |  | 0.00054053 |  | 0
| #REF! |  | 5.2121e-05 |  | 0.00012153 |  | 0 |  | 0 |  | 0 |  | 0 |  | 0 |  | #REF! |  | 0 |  | #REF! |  | 0.00010712 |  | 0 |  | #REF! |  | 1.4773e-06 |  | -0.00020594 |  | 0 |  | 1.0215e-06 |  | 0 |  | 0 |  | 0 |  | 0.00050849 |  | 0 |  | 2.885e-06 |  | 0.00053431 |  | 0
| #REF! |  | 0.00012767 |  | 3.8107e-05 |  | 0 |  | 0 |  | 0 |  | 0 |  | 0 |  | #REF! |  | 0 |  | #REF! |  | 7.9905e-05 |  | 0 |  | #REF! |  | 1.1439e-06 |  | -0.00021889 |  | 0 |  | 1.059e-06 |  | 0 |  | 0 |  | 0 |  | 0.00057737 |  | 0 |  | 2.3604e-06 |  | 0.00052887 |  | 0
| #REF! |  | 7.8339e-05 |  | -2.7686e-05 |  | 5.4051e-05 |  | 0 |  | 0 |  | 0 |  | 0 |  | #REF! |  | 0 |  | #REF! |  | 0.00016322 |  | 0 |  | #REF! |  | 1.1439e-06 |  | -0.00019571 |  | 0 |  | 1.0908e-06 |  | 0 |  | 0 |  | 0 |  | 0.00056802 |  | 0 |  | 0 |  | 0.00052656 |  | 0
| #REF! |  | -1.6672e-05 |  | -5.1383e-05 |  | 5.6017e-05 |  | 0 |  | 0 |  | 0 |  | 0 |  | #REF! |  | 0 |  | #REF! |  | 8.3305e-05 |  | 0 |  | #REF! |  | 1.1899e-06 |  | 0.00010809 |  | 0 |  | 1.1875e-06 |  | 0 |  | 0 |  | 0 |  | 0.00052581 |  | 0 |  | 5.2461e-07 |  | 0.00052894 |  | 0
| #REF! |  | 0.00011797 |  | -2.7091e-05 |  | 1.9701e-06 |  | 0 |  | 0 |  | 0 |  | 0 |  | #REF! |  | 0 |  | #REF! |  | 0 |  | 0 |  | #REF! |  | 1.1899e-06 |  | 0.00017636 |  | 0 |  | 1.2796e-06 |  | 0 |  | 0 |  | 0 |  | 0.00043194 |  | 0 |  | 1.3115e-06 |  | 0.00053445 |  | 0
| #REF! |  | 0.0001227 |  | 8.8231e-05 |  | 2.3639e-05 |  | 0 |  | 0 |  | 0 |  | 0 |  | #REF! |  | 0 |  | #REF! |  | 0.00011221 |  | 0 |  | #REF! |  | 1.7724e-06 |  | -7.6234e-05 |  | 0 |  | 1.3036e-06 |  | 0 |  | 0 |  | 0 |  | 0.00043429 |  | 0 |  | 1.3116e-06 |  | 0.00053993 |  | 0
| #REF! |  | 3.0088e-05 |  | 0.00013262 |  | 6.2945e-05 |  | 0 |  | 0 |  | 0 |  | 0 |  | #REF! |  | 0 |  | #REF! |  | 0.00011221 |  | 0 |  | #REF! |  | 1.7727e-06 |  | 2.1673e-06 |  | 0 |  | 1.2603e-06 |  | 0 |  | 0 |  | 0 |  | 0.00050631 |  | 0 |  | 1.3116e-06 |  | 0.00054387 |  | 0
| #REF! |  | 3.5458e-05 |  | -2.7537e-05 |  | 3.9303e-05 |  | 0 |  | 0 |  | 0 |  | 0 |  | #REF! |  | 0 |  | #REF! |  | 5.8989e-06 |  | 0 |  | #REF! |  | 1.0258e-06 |  | 8.0786e-05 |  | 0 |  | 1.1924e-06 |  | 0 |  | 0 |  | 0 |  | 0.00050086 |  | 0 |  | 1.3117e-06 |  | 0.00054312 |  | 0
| #REF! |  | 0.0001243 |  | -2.5214e-05 |  | 2.0634e-05 |  | 0 |  | 0 |  | 0 |  | 0 |  | #REF! |  | 0 |  | #REF! |  | 0.00011186 |  | 0 |  | #REF! |  | 1.0261e-06 |  | 5.0065e-05 |  | 0 |  | 1.147e-06 |  | 0 |  | 0 |  | 0 |  | 0.00055725 |  | 0 |  | 1.3118e-06 |  | 0.00053768 |  | 0
| #REF! |  | 0.00013378 |  | 9.6551e-05 |  | 5.9044e-05 |  | 0 |  | 0 |  | 0 |  | 0 |  | #REF! |  | 0 |  | #REF! |  | 0.00021816 |  | 0 |  | #REF! |  | 8.4516e-07 |  | -8.6475e-05 |  | 0 |  | 1.0925e-06 |  | 0 |  | 0 |  | 0 |  | 0.00059016 |  | 0 |  | 7.8711e-07 |  | 0.00053615 |  | 0
| #REF! |  | 0.00013283 |  | 0.00012826 |  | 6.0027e-05 |  | 0 |  | 0 |  | 0 |  | 0 |  | #REF! |  | 0 |  | #REF! |  | 0.00017453 |  | 0 |  | #REF! |  | 8.4516e-07 |  | 6.7131e-05 |  | 0 |  | 1.0155e-06 |  | 0 |  | 0 |  | 0 |  | 0.00051971 |  | 0 |  | 0 |  | 0.00053537 |  | 0
| #REF! |  | 0.00013267 |  | 3.509e-05 |  | 2.1615e-05 |  | 0 |  | 0 |  | 0 |  | 0 |  | #REF! |  | 0 |  | #REF! |  | 6.2326e-05 |  | 0 |  | #REF! |  | 9.3921e-07 |  | 0.00034021 |  | 0 |  | 1.0018e-06 |  | 0 |  | 0 |  | 0 |  | 0.00048455 |  | 0 |  | 0 |  | 0.00053152 |  | 0
| #REF! |  | 0.00013444 |  | -7.3677e-05 |  | 3.6352e-05 |  | 0 |  | 0 |  | 0 |  | 0 |  | #REF! |  | 0 |  | #REF! |  | 0.00010765 |  | 0 |  | #REF! |  | 9.3935e-07 |  | 0.00024274 |  | 0 |  | 1.0941e-06 |  | 0 |  | 0 |  | 0 |  | 0.00035852 |  | 0 |  | 7.8721e-07 |  | 0.00052056 |  | 0
| #REF! |  | 0.00018664 |  | -6.0385e-05 |  | 5.3094e-05 |  | 0 |  | 0 |  | 0 |  | 0 |  | #REF! |  | 0 |  | #REF! |  | 0.00011516 |  | 0 |  | #REF! |  | 1.0604e-06 |  | -8.6475e-05 |  | 0 |  | 1.1382e-06 |  | 0 |  | 0 |  | 0 |  | 0.000274 |  | 0 |  | 7.8721e-07 |  | 0.00050964 |  | 0
| #REF! |  | 0.00016645 |  | -3.4616e-05 |  | 2.9514e-05 |  | 0 |  | 0 |  | 0 |  | 0 |  | #REF! |  | 0 |  | #REF! |  | 7.5071e-06 |  | 0 |  | #REF! |  | 1.0604e-06 |  | -0.00028446 |  | 0 |  | 1.111e-06 |  | 0 |  | 0 |  | 0 |  | 0.00042355 |  | 0 |  | 3.9363e-06 |  | 0.00051123 |  | 0
| #REF! |  | 0.00010525 |  | -5.4772e-05 |  | 1.2772e-05 |  | 0 |  | 0 |  | 0 |  | 0 |  | #REF! |  | 0 |  | #REF! |  | 5.0939e-05 |  | 0 |  | #REF! |  | 1.3257e-06 |  | -0.00015475 |  | 0 |  | 1.0066e-06 |  | 0 |  | 0 |  | 0 |  | 0.00041966 |  | 0 |  | 4.4614e-06 |  | 0.00051753 |  | 0
| #REF! |  | 5.5695e-05 |  | -0.00014162 |  | 6.402e-05 |  | 0 |  | 0 |  | 0 |  | 0 |  | #REF! |  | 0 |  | #REF! |  | 0.00011835 |  | 0 |  | #REF! |  | 1.3259e-06 |  | 9.7853e-05 |  | 0 |  | 9.3342e-07 |  | 0 |  | 0 |  | 0 |  | 0.00039539 |  | 0 |  | 2.8868e-06 |  | 0.00052379 |  | 0
| #REF! |  | 1.1996e-05 |  | -0.00016876 |  | 6.402e-05 |  | 0 |  | 0 |  | 0 |  | 0 |  | #REF! |  | 0 |  | #REF! |  | 9.9053e-05 |  | 0 |  | #REF! |  | 6.094e-07 |  | 9.6444e-05 |  | 0 |  | 9.5029e-07 |  | 0 |  | 0 |  | 0 |  | 0.00054579 |  | 0 |  | 2.3621e-06 |  | 0.00052464 |  | 0
| #REF! |  | 3.0673e-05 |  | -6.915e-05 |  | 5.4032e-05 |  | 0 |  | 0 |  | 0 |  | 0 |  | #REF! |  | 0 |  | #REF! |  | 9.2254e-05 |  | 0 |  | #REF! |  | 6.0949e-07 |  | -0.00031518 |  | 0 |  | 1.0062e-06 |  | 0 |  | 0 |  | 0 |  | 0.0007024 |  | 0 |  | 0 |  | 0.00051916 |  | 0
| #REF! |  | 0.00012099 |  | 2.5168e-05 |  | 6.8802e-05 |  | 0 |  | 0 |  | 0 |  | 0 |  | #REF! |  | 0 |  | #REF! |  | 0.00015523 |  | 0 |  | #REF! |  | 9.0586e-07 |  | -0.00033907 |  | 0 |  | 1.097e-06 |  | 0 |  | 0 |  | 0 |  | 0.00070244 |  | 0 |  | 0 |  | 0.00051136 |  | 0
| #REF! |  | 0.00012975 |  | 5.6984e-05 |  | 2.5576e-05 |  | 0 |  | 0 |  | 0 |  | 0 |  | #REF! |  | 0 |  | #REF! |  | 0.00029064 |  | 0 |  | #REF! |  | 9.0599e-07 |  | 9.1023e-06 |  | 0 |  | 1.1211e-06 |  | 0 |  | 0 |  | 0 |  | 0.00043543 |  | 0 |  | 7.8746e-07 |  | 0.00051061 |  | 0
| #REF! |  | 8.608e-05 |  | 1.7392e-05 |  | 1.7698e-05 |  | 0 |  | 0 |  | 0 |  | 0 |  | #REF! |  | 0 |  | #REF! |  | 0.00019869 |  | 0 |  | #REF! |  | 1.1983e-06 |  | 2.2758e-06 |  | 0 |  | 1.1165e-06 |  | 0 |  | 0 |  | 0 |  | 0.00033597 |  | 0 |  | 7.8751e-07 |  | 0.00051766 |  | 0
| #REF! |  | 1.8691e-05 |  | -6.2836e-05 |  | 6.092e-05 |  | 0 |  | 0 |  | 0 |  | 0 |  | #REF! |  | 0 |  | #REF! |  | 0.00014544 |  | 0 |  | #REF! |  | 1.1985e-06 |  | -0.00014792 |  | 0 |  | 1.1063e-06 |  | 0 |  | 0 |  | 0 |  | 0.0004723 |  | 0 |  | 2.3627e-06 |  | 0.00052243 |  | 0
| #REF! |  | 1.3419e-05 |  | -4.7682e-05 |  | 5.4027e-05 |  | 0 |  | 0 |  | 0 |  | 0 |  | #REF! |  | 0 |  | #REF! |  | 0.0001567 |  | 0 |  | #REF! |  | 1.4555e-06 |  | -0.00015816 |  | 0 |  | 1.07e-06 |  | 0 |  | 0 |  | 0 |  | 0.00049736 |  | 0 |  | 2.8877e-06 |  | 0.00052008 |  | 0
| #REF! |  | 0.00014229 |  | 6.3272e-05 |  | 0 |  | 0 |  | 0 |  | 0 |  | 0 |  | #REF! |  | 0 |  | #REF! |  | 7.1715e-05 |  | 0 |  | #REF! |  | 1.4557e-06 |  | -0.00025465 |  | 0 |  | 1.07e-06 |  | 0 |  | 0 |  | 0 |  | 0.00053734 |  | 0 |  | 1.3127e-06 |  | 0.00051384 |  | 0
| #REF! |  | 0.00025242 |  | 0.00011547 |  | 0 |  | 0 |  | 0 |  | 0 |  | 0 |  | #REF! |  | 0 |  | #REF! |  | 0.000115 |  | 0 |  | #REF! |  | 1.3554e-06 |  | -0.00025373 |  | 0 |  | 1.1052e-06 |  | 0 |  | 0 |  | 0 |  | 0.00058438 |  | 0 |  | 7.8766e-07 |  | 0.00051466 |  | 0
| #REF! |  | 0.00011957 |  | 1.8661e-05 |  | 0 |  | 0 |  | 0 |  | 0 |  | 0 |  | #REF! |  | 0 |  | #REF! |  | 9.3922e-05 |  | 0 |  | #REF! |  | 1.3556e-06 |  | -0.00010013 |  | 0 |  | 1.2246e-06 |  | 0 |  | 0 |  | 0 |  | 0.00044105 |  | 0 |  | 7.8766e-07 |  | 0.00052096 |  | 0
| #REF! |  | 0.0001164 |  | -1.9442e-05 |  | 0 |  | 0 |  | 0 |  | 0 |  | 0 |  | #REF! |  | 0 |  | #REF! |  | 0.00010695 |  | 0 |  | #REF! |  | 1.0457e-06 |  | 2.2757e-05 |  | 0 |  | 1.2876e-06 |  | 0 |  | 0 |  | 0 |  | 0.00033297 |  | 0 |  | 1.3129e-06 |  | 0.00052413 |  | 0
| #REF! |  | 0.00024195 |  | -2.7226e-06 |  | 1.1787e-05 |  | 0 |  | 0 |  | 0 |  | 0 |  | #REF! |  | 0 |  | #REF! |  | 0.00020166 |  | 0 |  | #REF! |  | 1.0459e-06 |  | 1.5929e-05 |  | 0 |  | 1.2605e-06 |  | 0 |  | 0 |  | 0 |  | 0.00047634 |  | 0 |  | 2.8883e-06 |  | 0.00051786 |  | 0
| #REF! |  | 0.00015865 |  | 5.1783e-05 |  | 3.5412e-05 |  | 0 |  | 0 |  | 0 |  | 0 |  | #REF! |  | 0 |  | #REF! |  | 0.00014052 |  | 0 |  | #REF! |  | 2.4835e-06 |  | 8.4199e-05 |  | 0 |  | 1.2014e-06 |  | 0 |  | 0 |  | 0 |  | 0.00048655 |  | 0 |  | 2.3634e-06 |  | 0.00050692 |  | 0
| #REF! |  | 0.00020586 |  | 7.5273e-05 |  | 2.3629e-05 |  | 0 |  | 0 |  | 0 |  | 0 |  | #REF! |  | 0 |  | #REF! |  | 4.904e-05 |  | 0 |  | #REF! |  | 2.4835e-06 |  | 2.8173e-05 |  | 0 |  | 1.1644e-06 |  | 0 |  | 0 |  | 0 |  | 0.00040353 |  | 0 |  | 7.8781e-07 |  | 0.00050226 |  | 0
| #REF! |  | 0.00022386 |  | 3.0796e-06 |  | 0 |  | 0 |  | 0 |  | 0 |  | 0 |  | #REF! |  | 0 |  | #REF! |  | 0.00011186 |  | 0 |  | #REF! |  | 1.2945e-06 |  | -7.9604e-06 |  | 0 |  | 1.1619e-06 |  | 0 |  | 0 |  | 0 |  | 0.00058535 |  | 0 |  | 1.3131e-06 |  | 0.00050621 |  | 0
| #REF! |  | 0.00010485 |  | 2.4363e-05 |  | 0 |  | 0 |  | 0 |  | 0 |  | 0 |  | #REF! |  | 0 |  | #REF! |  | 0.00012472 |  | 0 |  | #REF! |  | 1.2947e-06 |  | -1.1372e-06 |  | 0 |  | 1.1335e-06 |  | 0 |  | 0 |  | 0 |  | 0.00061438 |  | 0 |  | 1.3132e-06 |  | 0.00051251 |  | 0
| #REF! |  | 8.1469e-05 |  | 7.6506e-05 |  | 0 |  | 0 |  | 0 |  | 0 |  | 0 |  | #REF! |  | 0 |  | #REF! |  | 0.00014566 |  | 0 |  | #REF! |  | 1.0226e-06 |  | -3.8691e-05 |  | 0 |  | 1.0997e-06 |  | 0 |  | 0 |  | 0 |  | 0.00051646 |  | 0 |  | 1.3132e-06 |  | 0.00051176 |  | 0
| #REF! |  | 7.1949e-05 |  | -7.8497e-05 |  | 2.9467e-06 |  | 0 |  | 0 |  | 0 |  | 0 |  | #REF! |  | 0 |  | #REF! |  | 0.0001087 |  | 0 |  | #REF! |  | 1.0226e-06 |  | -1.4791e-05 |  | 0 |  | 1.0836e-06 |  | 0 |  | 0 |  | 0 |  | 0.00037203 |  | 0 |  | 2.8892e-06 |  | 0.00050549 |  | 0
| #REF! |  | 7.9513e-05 |  | -0.00011612 |  | 2.9464e-06 |  | 0 |  | 0 |  | 0 |  | 0 |  | #REF! |  | 0 |  | #REF! |  | 0.00013587 |  | 0 |  | #REF! |  | 1.1604e-06 |  | -0.0002708 |  | 0 |  | 1.1173e-06 |  | 0 |  | 0 |  | 0 |  | 0.00031798 |  | 0 |  | 2.8894e-06 |  | 0.00049846 |  | 0
| #REF! |  | 2.5103e-05 |  | -3.9363e-06 |  | 3.0444e-05 |  | 0 |  | 0 |  | 0 |  | 0 |  | #REF! |  | 0 |  | #REF! |  | 0.00016159 |  | 0 |  | #REF! |  | 1.1606e-06 |  | -0.000421 |  | 0 |  | 1.1882e-06 |  | 0 |  | 0 |  | 0 |  | 0.00058942 |  | 0 |  | 5.2534e-07 |  | 0.00049536 |  | 0
| #REF! |  | -3.347e-05 |  | -4.5472e-05 |  | 5.5052e-05 |  | 0 |  | 0 |  | 0 |  | 0 |  | #REF! |  | 0 |  | #REF! |  | 0.00011175 |  | 0 |  | #REF! |  | 5.3289e-07 |  | -0.00011812 |  | 0 |  | 1.2831e-06 |  | 0 |  | 0 |  | 0 |  | 0.00066862 |  | 0 |  | 0 |  | 0.00050166 |  | 0
| #REF! |  | 4.8705e-05 |  | -2.2817e-05 |  | 2.4608e-05 |  | 0 |  | 0 |  | 0 |  | 0 |  | #REF! |  | 0 |  | #REF! |  | 0.00014045 |  | 0 |  | #REF! |  | 5.3289e-07 |  | -1.1372e-06 |  | 0 |  | 1.2091e-06 |  | 0 |  | 0 |  | 0 |  | 0.0005793 |  | 0 |  | 2.3643e-06 |  | 0.00050953 |  | 0
| #REF! |  | 0.00013064 |  | 6.4142e-05 |  | 0 |  | 0 |  | 0 |  | 0 |  | 0 |  | #REF! |  | 0 |  | #REF! |  | 0.00011953 |  | 0 |  | #REF! |  | 1.1632e-06 |  | -0.00028105 |  | 0 |  | 1.0495e-06 |  | 0 |  | 0 |  | 0 |  | 0.0004672 |  | 0 |  | 2.8899e-06 |  | 0.00051267 |  | 0
| #REF! |  | 7.4577e-05 |  | 4.6547e-05 |  | 5.1062e-05 |  | 0 |  | 0 |  | 0 |  | 0 |  | #REF! |  | 0 |  | #REF! |  | 6.8325e-05 |  | 0 |  | #REF! |  | 1.1632e-06 |  | -0.00020936 |  | 0 |  | 9.527e-07 |  | 0 |  | 0 |  | 0 |  | 0.00037159 |  | 0 |  | 2.8899e-06 |  | 0.00051349 |  | 0
| #REF! |  | 7.2164e-05 |  | 3.4967e-05 |  | 5.1062e-05 |  | 0 |  | 0 |  | 0 |  | 0 |  | #REF! |  | 0 |  | #REF! |  | 1.9021e-05 |  | 0 |  | #REF! |  | 1.1287e-06 |  | -0.00013768 |  | 0 |  | 9.333e-07 |  | 0 |  | 0 |  | 0 |  | 0.00044769 |  | 0 |  | 2.3646e-06 |  | 0.00051355 |  | 0
| #REF! |  | 0.00016749 |  | 6.0023e-05 |  | 0 |  | 0 |  | 0 |  | 0 |  | 0 |  | #REF! |  | 0 |  | #REF! |  | 3.9916e-05 |  | 0 |  | #REF! |  | 1.1287e-06 |  | -4.5513e-05 |  | 0 |  | 9.3915e-07 |  | 0 |  | 0 |  | 0 |  | 0.00042496 |  | 0 |  | 7.8821e-07 |  | 0.00051826 |  | 0
| #REF! |  | 0.00019315 |  | 2.3864e-05 |  | 0 |  | 0 |  | 0 |  | 0 |  | 0 |  | #REF! |  | 0 |  | #REF! |  | 0.00010674 |  | 0 |  | #REF! |  | 1.032e-06 |  | 2.2756e-05 |  | 0 |  | 9.6911e-07 |  | 0 |  | 0 |  | 0 |  | 0.00036537 |  | 0 |  | 1.3139e-06 |  | 0.00051983 |  | 0
| #REF! |  | 0.00018349 |  | 7.2544e-06 |  | 5.204e-05 |  | 0 |  | 0 |  | 0 |  | 0 |  | #REF! |  | 0 |  | #REF! |  | 6.9764e-05 |  | 0 |  | #REF! |  | 1.032e-06 |  | 3.2997e-05 |  | 0 |  | 1.1524e-06 |  | 0 |  | 0 |  | 0 |  | 0.0004352 |  | 0 |  | 1.3139e-06 |  | 0.0005144 |  | 0
| #REF! |  | 0.00012413 |  | 1.8664e-05 |  | 5.204e-05 |  | 0 |  | 0 |  | 0 |  | 0 |  | #REF! |  | 0 |  | #REF! |  | 2.8132e-05 |  | 0 |  | #REF! |  | 1.1615e-06 |  | 0.00017771 |  | 0 |  | 1.3018e-06 |  | 0 |  | 0 |  | 0 |  | 0.00057635 |  | 0 |  | 1.3139e-06 |  | 0.00050735 |  | 0
| #REF! |  | 0.00014366 |  | 2.0953e-07 |  | 3.3384e-05 |  | 0 |  | 0 |  | 0 |  | 0 |  | #REF! |  | 0 |  | #REF! |  | 3.2953e-05 |  | 0 |  | #REF! |  | 1.1615e-06 |  | 6.3715e-05 |  | 0 |  | 1.2713e-06 |  | 0 |  | 0 |  | 0 |  | 0.00053564 |  | 0 |  | 5.2561e-07 |  | 0.00049957 |  | 0
| #REF! |  | 0.00015183 |  | 1.0325e-05 |  | 6.3893e-05 |  | 0 |  | 0 |  | 0 |  | 0 |  | #REF! |  | 0 |  | #REF! |  | 7.7678e-06 |  | 0 |  | #REF! |  | 7.6192e-07 |  | 9.1032e-06 |  | 0 |  | 1.137e-06 |  | 0 |  | 0 |  | 0 |  | 0.00043447 |  | 0 |  | 5.2561e-07 |  | 0.000498 |  | 0
| #REF! |  | 0.00010458 |  | 5.0014e-05 |  | 5.1129e-05 |  | 0 |  | 0 |  | 0 |  | 0 |  | #REF! |  | 0 |  | #REF! |  | 7.1914e-05 |  | 0 |  | #REF! |  | 7.6192e-07 |  | 3.6411e-05 |  | 0 |  | 1.0433e-06 |  | 0 |  | 0 |  | 0 |  | 0.00052548 |  | 0 |  | 2.8909e-06 |  | 0.00049332 |  | 0
| #REF! |  | 0.00019945 |  | -5.7095e-05 |  | 3.5379e-05 |  | 0 |  | 0 |  | 0 |  | 0 |  | #REF! |  | 0 |  | #REF! |  | 0.00011156 |  | 0 |  | #REF! |  | 6.4683e-07 |  | -0.00023326 |  | 0 |  | 1.0422e-06 |  | 0 |  | 0 |  | 0 |  | 0.00064156 |  | 0 |  | 2.8912e-06 |  | 0.00049411 |  | 0
| #REF! |  | 0.00021674 |  | -9.8791e-05 |  | 1.5743e-05 |  | 0 |  | 0 |  | 0 |  | 0 |  | #REF! |  | 0 |  | #REF! |  | 0.00011949 |  | 0 |  | #REF! |  | 6.4692e-07 |  | -0.00017182 |  | 0 |  | 1.1267e-06 |  | 0 |  | 0 |  | 0 |  | 0.00056555 |  | 0 |  | 1.3142e-06 |  | 0.00049888 |  | 0
| #REF! |  | 6.4941e-05 |  | -1.652e-05 |  | 4.1329e-05 |  | 0 |  | 0 |  | 0 |  | 0 |  | #REF! |  | 0 |  | #REF! |  | 0.00011788 |  | 0 |  | #REF! |  | 1.3396e-06 |  | 0.00010809 |  | 0 |  | 1.1845e-06 |  | 0 |  | 0 |  | 0 |  | 0.00042907 |  | 0 |  | 7.8856e-07 |  | 0.00050358 |  | 0
| #REF! |  | 4.0048e-05 |  | 3.5659e-05 |  | 7.3729e-05 |  | 0 |  | 0 |  | 0 |  | 0 |  | #REF! |  | 0 |  | #REF! |  | 0.0001275 |  | 0 |  | #REF! |  | 1.34e-06 |  | 9.4439e-05 |  | 0 |  | 1.158e-06 |  | 0 |  | 0 |  | 0 |  | 0.00043066 |  | 0 |  | 2.3657e-06 |  | 0.00050205 |  | 0
| #REF! |  | 0.00014941 |  | -2.5134e-05 |  | 3.3378e-05 |  | 0 |  | 0 |  | 0 |  | 0 |  | #REF! |  | 0 |  | #REF! |  | 0.00014517 |  | 0 |  | #REF! |  | 7.7982e-07 |  | -4.8928e-05 |  | 0 |  | 1.0879e-06 |  | 0 |  | 0 |  | 0 |  | 0.00044167 |  | 0 |  | 2.8916e-06 |  | 0.00049659 |  | 0
| #REF! |  | 0.00018937 |  | -2.6605e-05 |  | 2.2582e-05 |  | 0 |  | 0 |  | 0 |  | 0 |  | #REF! |  | 0 |  | #REF! |  | 0.00014518 |  | 0 |  | #REF! |  | 7.7982e-07 |  | -0.00020914 |  | 0 |  | 1.0275e-06 |  | 0 |  | 0 |  | 0 |  | 0.00047308 |  | 0 |  | 5.2578e-07 |  | 0.00049976 |  | 0
| #REF! |  | 0.00010492 |  | 1.0368e-05 |  | 4.3243e-05 |  | 0 |  | 0 |  | 0 |  | 0 |  | #REF! |  | 0 |  | #REF! |  | 0.00010017 |  | 0 |  | #REF! |  | 1.0645e-06 |  | -0.00012743 |  | 0 |  | 1.0068e-06 |  | 0 |  | 0 |  | 0 |  | 0.00052722 |  | 0 |  | 0 |  | 0.00050917 |  | 0
| #REF! |  | 5.4201e-05 |  | -4.2895e-05 |  | 5.0115e-05 |  | 0 |  | 0 |  | 0 |  | 0 |  | #REF! |  | 0 |  | #REF! |  | 3.2944e-05 |  | 0 |  | #REF! |  | 1.0647e-06 |  | -1.1378e-05 |  | 0 |  | 9.6582e-07 |  | 0 |  | 0 |  | 0 |  | 0.00059947 |  | 0 |  | 2.3661e-06 |  | 0.00051708 |  | 0
| #REF! |  | 0.00010625 |  | -2.8403e-05 |  | 3.5356e-05 |  | 0 |  | 0 |  | 0 |  | 0 |  | #REF! |  | 0 |  | #REF! |  | 0.00010828 |  | 0 |  | #REF! |  | 1.0308e-06 |  | -0.00017523 |  | 0 |  | 1.0023e-06 |  | 0 |  | 0 |  | 0 |  | 0.00065597 |  | 0 |  | 2.8921e-06 |  | 0.00051316 |  | 0
| #REF! |  | 3.1646e-05 |  | -8.8146e-05 |  | 9.8298e-06 |  | 0 |  | 0 |  | 0 |  | 0 |  | #REF! |  | 0 |  | #REF! |  | 0.00012434 |  | 0 |  | #REF! |  | 1.031e-06 |  | -4.21e-05 |  | 0 |  | 1.0582e-06 |  | 0 |  | 0 |  | 0 |  | 0.00060186 |  | 0 |  | 5.2588e-07 |  | 0.0005077 |  | 0
| #REF! |  | 6.0987e-05 |  | -5.4585e-05 |  | 3.9263e-06 |  | 0 |  | 0 |  | 0 |  | 0 |  | #REF! |  | 0 |  | #REF! |  | 7.7939e-05 |  | 0 |  | #REF! |  | 1.3066e-06 |  | -6.5994e-05 |  | 0 |  | 1.0486e-06 |  | 0 |  | 0 |  | 0 |  | 0.00046928 |  | 0 |  | 0 |  | 0.00049989 |  | 0
| #REF! |  | 0.00016233 |  | 8.1635e-05 |  | 0 |  | 0 |  | 0 |  | 0 |  | 0 |  | #REF! |  | 0 |  | #REF! |  | 8.2766e-05 |  | 0 |  | #REF! |  | 1.3066e-06 |  | -0.00037321 |  | 0 |  | 1.035e-06 |  | 0 |  | 0 |  | 0 |  | 0.00046225 |  | 0 |  | 7.8886e-07 |  | 0.00049364 |  | 0
| #REF! |  | 0.0001534 |  | 7.0861e-05 |  | 0 |  | 0 |  | 0 |  | 0 |  | 0 |  | #REF! |  | 0 |  | #REF! |  | 7.1502e-05 |  | 0 |  | #REF! |  | 8.5327e-07 |  | -0.00022302 |  | 0 |  | 1.0213e-06 |  | 0 |  | 0 |  | 0 |  | 0.00055328 |  | 0 |  | 7.8891e-07 |  | 0.00048972 |  | 0
| #REF! |  | 0.00015317 |  | 9.8264e-05 |  | 1.0798e-05 |  | 0 |  | 0 |  | 0 |  | 0 |  | #REF! |  | 0 |  | #REF! |  | 0.00010821 |  | 0 |  | #REF! |  | 8.5339e-07 |  | -0.00021961 |  | 0 |  | 1.0513e-06 |  | 0 |  | 0 |  | 0 |  | 0.00042382 |  | 0 |  | 0 |  | 0.00049446 |  | 0
| #REF! |  | 8.9091e-05 |  | 0.00010006 |  | 1.0798e-05 |  | 0 |  | 0 |  | 0 |  | 0 |  | #REF! |  | 0 |  | #REF! |  | 0.00019814 |  | 0 |  | #REF! |  | 1.1968e-06 |  | -0.00032884 |  | 0 |  | 9.9162e-07 |  | 0 |  | 0 |  | 0 |  | 0.00037128 |  | 0 |  | 5.2601e-07 |  | 0.00050237 |  | 0
| #REF! |  | 4.4947e-05 |  | 8.289e-05 |  | 1.4723e-05 |  | 0 |  | 0 |  | 0 |  | 0 |  | #REF! |  | 0 |  | #REF! |  | 0.00012768 |  | 0 |  | #REF! |  | 1.3555e-06 |  | -0.00024008 |  | 0 |  | 9.5577e-07 |  | 0 |  | 0 |  | 0 |  | 0.00037128 |  | 0 |  | 2.8929e-06 |  | 0.00050629 |  | 0
| #REF! |  | -1.9608e-05 |  | 7.3229e-05 |  | 4.9157e-05 |  | 0 |  | 0 |  | 0 |  | 0 |  | #REF! |  | 0 |  | #REF! |  | 9.3721e-06 |  | 0 |  | #REF! |  | 9.9696e-07 |  | -0.00017338 |  | 0 |  | 9.8e-07 |  | 0 |  | 0 |  | 0 |  | 0.00031869 |  | 0 |  | 2.8932e-06 |  | 0.00050394 |  | 0
| #REF! |  | 3.6654e-05 |  | -8.379e-05 |  | 6.7806e-05 |  | 0 |  | 0 |  | 0 |  | 0 |  | #REF! |  | 0 |  | #REF! |  | 7.3587e-05 |  | 0 |  | #REF! |  | 8.3853e-07 |  | -0.00014109 |  | 0 |  | 1.0268e-06 |  | 0 |  | 0 |  | 0 |  | 0.00041529 |  | 0 |  | 2.8932e-06 |  | 0.00049851 |  | 0
| #REF! |  | 6.7395e-05 |  | -0.00013764 |  | 3.3372e-05 |  | 0 |  | 0 |  | 0 |  | 0 |  | #REF! |  | 0 |  | #REF! |  | 0.00016302 |  | 0 |  | #REF! |  | 8.0944e-07 |  | -0.0002196 |  | 0 |  | 1.0899e-06 |  | 0 |  | 0 |  | 0 |  | 0.00053148 |  | 0 |  | 2.8934e-06 |  | 0.00049615 |  | 0
| #REF! |  | 4.2202e-05 |  | -9.4065e-05 |  | 7.8674e-05 |  | 0 |  | 0 |  | 0 |  | 0 |  | #REF! |  | 0 |  | #REF! |  | 0.00020489 |  | 0 |  | #REF! |  | 8.0956e-07 |  | -0.00021277 |  | 0 |  | 1.1505e-06 |  | 0 |  | 0 |  | 0 |  | 0.00054093 |  | 0 |  | 4.4717e-06 |  | 0.00049226 |  | 0
| #REF! |  | 0.00011302 |  | -2.0972e-06 |  | 0.00010032 |  | 0 |  | 0 |  | 0 |  | 0 |  | #REF! |  | 0 |  | #REF! |  | 0.00011815 |  | 0 |  | #REF! |  | 1.5736e-06 |  | -0.00028446 |  | 0 |  | 1.2507e-06 |  | 0 |  | 0 |  | 0 |  | 0.00046952 |  | 0 |  | 3.9461e-06 |  | 0.0004915 |  | 0
| #REF! |  | 0.00014734 |  | 7.2201e-05 |  | 4.716e-05 |  | 0 |  | 0 |  | 0 |  | 0 |  | #REF! |  | 0 |  | #REF! |  | 4.5786e-05 |  | 0 |  | #REF! |  | 1.5738e-06 |  | -0.0003698 |  | 0 |  | 1.2553e-06 |  | 0 |  | 0 |  | 0 |  | 0.00051666 |  | 0 |  | 7.8921e-07 |  | 0.00049154 |  | 0
| #REF! |  | 0.0001658 |  | 8.7359e-05 |  | 2.5518e-05 |  | 0 |  | 0 |  | 0 |  | 0 |  | #REF! |  | 0 |  | #REF! |  | 6.8282e-05 |  | 0 |  | #REF! |  | 1.3183e-06 |  | -0.0001172 |  | 0 |  | 1.2248e-06 |  | 0 |  | 0 |  | 0 |  | 0.00049392 |  | 0 |  | 7.8921e-07 |  | 0.00049549 |  | 0
| #REF! |  | 0.0001422 |  | 5.889e-05 |  | 8.5466e-05 |  | 0 |  | 0 |  | 0 |  | 0 |  | #REF! |  | 0 |  | #REF! |  | 0.00018252 |  | 0 |  | #REF! |  | 1.3185e-06 |  | 0.00024464 |  | 0 |  | 1.1448e-06 |  | 0 |  | 0 |  | 0 |  | 0.00047194 |  | 0 |  | 2.3679e-06 |  | 0.00049706 |  | 0
| #REF! |  | 0.00012263 |  | 6.4308e-05 |  | 8.5458e-05 |  | 0 |  | 0 |  | 0 |  | 0 |  | #REF! |  | 0 |  | #REF! |  | 0.00024053 |  | 0 |  | #REF! |  | 1.7135e-06 |  | 0.00022416 |  | 0 |  | 1.1001e-06 |  | 0 |  | 0 |  | 0 |  | 0.0005772 |  | 0 |  | 2.3679e-06 |  | 0.00049238 |  | 0
| #REF! |  | 8.176e-05 |  | 0.00010336 |  | 1.5703e-05 |  | 0 |  | 0 |  | 0 |  | 0 |  | #REF! |  | 0 |  | #REF! |  | 0.00015508 |  | 0 |  | #REF! |  | 1.7135e-06 |  | 6.0305e-05 |  | 0 |  | 1.0799e-06 |  | 0 |  | 0 |  | 0 |  | 0.00047752 |  | 0 |  | 2.3679e-06 |  | 0.00048302 |  | 0
| #REF! |  | 0.00014834 |  | -1.3296e-05 |  | 3.931e-05 |  | 0 |  | 0 |  | 0 |  | 0 |  | #REF! |  | 0 |  | #REF! |  | 0.00010348 |  | 0 |  | #REF! |  | 8.5423e-07 |  | 5.689e-05 |  | 0 |  | 1.0559e-06 |  | 0 |  | 0 |  | 0 |  | 0.00046257 |  | 0 |  | 4.4734e-06 |  | 0.00047906 |  | 0
| #REF! |  | 0.00018153 |  | -5.176e-05 |  | 5.3049e-05 |  | 0 |  | 0 |  | 0 |  | 0 |  | #REF! |  | 0 |  | #REF! |  | 4.7396e-05 |  | 0 |  | #REF! |  | 8.5435e-07 |  | 0.00015588 |  | 0 |  | 1.0456e-06 |  | 0 |  | 0 |  | 0 |  | 0.00053882 |  | 0 |  | 2.1051e-06 |  | 0.00047991 |  | 0
| #REF! |  | 0.00011113 |  | -0.0001842 |  | 2.9441e-05 |  | 0 |  | 0 |  | 0 |  | 0 |  | #REF! |  | 0 |  | #REF! |  | 4.7396e-05 |  | 0 |  | #REF! |  | 1.1076e-06 |  | 0.00022757 |  | 0 |  | 1.0241e-06 |  | 0 |  | 0 |  | 0 |  | 0.00038568 |  | 0 |  | 5.2631e-07 |  | 0.00047916 |  | 0
| #REF! |  | 0.00013538 |  | -0.00014463 |  | 7.866e-05 |  | 0 |  | 0 |  | 0 |  | 0 |  | #REF! |  | 0 |  | #REF! |  | 0.0001295 |  | 0 |  | #REF! |  | 1.1077e-06 |  | 3.4677e-05 |  | 0 |  | 1.0639e-06 |  | 0 |  | 0 |  | 0 |  | 0.00038411 |  | 0 |  | 1.3158e-06 |  | 0.00047994 |  | 0
| #REF! |  | 0.00016727 |  | 7.0991e-06 |  | 7.8667e-05 |  | 0 |  | 0 |  | 0 |  | 0 |  | #REF! |  | 0 |  | #REF! |  | 0.00019865 |  | 0 |  | #REF! |  | 8.573e-07 |  | 5.3485e-05 |  | 0 |  | 1.1244e-06 |  | 0 |  | 0 |  | 0 |  | 0.00052475 |  | 0 |  | 7.8951e-07 |  | 0.00047997 |  | 0
| #REF! |  | 0.00014668 |  | -7.298e-05 |  | 1.2757e-05 |  | 0 |  | 0 |  | 0 |  | 0 |  | #REF! |  | 0 |  | #REF! |  | 0.00018392 |  | 0 |  | #REF! |  | 8.573e-07 |  | 0.00039824 |  | 0 |  | 1.1453e-06 |  | 0 |  | 0 |  | 0 |  | 0.00049179 |  | 0 |  | 7.8956e-07 |  | 0.00048236 |  | 0
| #REF! |  | 0.00012509 |  | -2.9088e-05 |  | 1.2757e-05 |  | 0 |  | 0 |  | 0 |  | 0 |  | #REF! |  | 0 |  | #REF! |  | 8.3187e-05 |  | 0 |  | #REF! |  | 1.3972e-06 |  | 0.00032997 |  | 0 |  | 1.0985e-06 |  | 0 |  | 0 |  | 0 |  | 0.00050989 |  | 0 |  | 1.316e-06 |  | 0.00048475 |  | 0
| #REF! |  | 0.00017552 |  | 2.8761e-05 |  | 0 |  | 0 |  | 0 |  | 0 |  | 0 |  | #REF! |  | 0 |  | #REF! |  | 4.6313e-05 |  | 0 |  | #REF! |  | 1.3972e-06 |  | -0.00013426 |  | 0 |  | 1.07e-06 |  | 0 |  | 0 |  | 0 |  | 0.0005586 |  | 0 |  | 1.316e-06 |  | 0.00048239 |  | 0
| #REF! |  | 0.00028467 |  | -4.0578e-05 |  | 2.0653e-05 |  | 0 |  | 0 |  | 0 |  | 0 |  | #REF! |  | 0 |  | #REF! |  | 0.00011025 |  | 0 |  | #REF! |  | 6.4605e-07 |  | -0.00012743 |  | 0 |  | 1.0635e-06 |  | 0 |  | 0 |  | 0 |  | 0.00048399 |  | 0 |  | 7.8966e-07 |  | 0.00047928 |  | 0
| #REF! |  | 0.00029173 |  | 2.5267e-07 |  | 8.5167e-05 |  | 0 |  | 0 |  | 0 |  | 0 |  | #REF! |  | 0 |  | #REF! |  | 0.00010383 |  | 0 |  | #REF! |  | 6.4614e-07 |  | 0.00015588 |  | 0 |  | 1.0616e-06 |  | 0 |  | 0 |  | 0 |  | 0.00050448 |  | 0 |  | 7.8966e-07 |  | 0.00046991 |  | 0
| #REF! |  | 0.00021593 |  | 3.5448e-05 |  | 7.3358e-05 |  | 0 |  | 0 |  | 0 |  | 0 |  | #REF! |  | 0 |  | #REF! |  | 0.00016437 |  | 0 |  | #REF! |  | 7.1363e-07 |  | 0.00021733 |  | 0 |  | 1.1183e-06 |  | 0 |  | 0 |  | 0 |  | 0.00064278 |  | 0 |  | 7.8971e-07 |  | 0.00046519 |  | 0
| #REF! |  | 0.00017989 |  | -8.0352e-06 |  | 1.3757e-05 |  | 0 |  | 0 |  | 0 |  | 0 |  | #REF! |  | 0 |  | #REF! |  | 0.00024162 |  | 0 |  | #REF! |  | 7.1363e-07 |  | 0.00024122 |  | 0 |  | 1.1795e-06 |  | 0 |  | 0 |  | 0 |  | 0.00065693 |  | 0 |  | 0 |  | 0.00046991 |  | 0
| #REF! |  | 0.00018151 |  | -3.3701e-07 |  | 5.1129e-05 |  | 0 |  | 0 |  | 0 |  | 0 |  | #REF! |  | 0 |  | #REF! |  | 0.00014069 |  | 0 |  | #REF! |  | 6.3888e-07 |  | 3.9823e-05 |  | 0 |  | 1.1933e-06 |  | 0 |  | 0 |  | 0 |  | 0.00054227 |  | 0 |  | 5.2654e-07 |  | 0.00047783 |  | 0
| #REF! |  | 0.00017463 |  | 6.2927e-05 |  | 4.6223e-05 |  | 0 |  | 0 |  | 0 |  | 0 |  | #REF! |  | 0 |  | #REF! |  | 2.3561e-05 |  | 0 |  | #REF! |  | 6.3888e-07 |  | -0.00012402 |  | 0 |  | 1.0325e-06 |  | 0 |  | 0 |  | 0 |  | 0.00059964 |  | 0 |  | 5.2654e-07 |  | 0.00048097 |  | 0
| #REF! |  | 0.00011947 |  | -5.3662e-06 |  | 1.5734e-05 |  | 0 |  | 0 |  | 0 |  | 0 |  | #REF! |  | 0 |  | #REF! |  | 0.00012334 |  | 0 |  | #REF! |  | 4.0346e-07 |  | 0.0001354 |  | 0 |  | 8.9456e-07 |  | 0 |  | 0 |  | 0 |  | 0.00072543 |  | 0 |  | 5.2658e-07 |  | 0.00047629 |  | 0
| #REF! |  | 0.00020408 |  | 8.3986e-06 |  | 4.9092e-05 |  | 0 |  | 0 |  | 0 |  | 0 |  | #REF! |  | 0 |  | #REF! |  | 0.00014395 |  | 0 |  | #REF! |  | 4.0357e-07 |  | -0.00025715 |  | 0 |  | 8.5159e-07 |  | 0 |  | 0 |  | 0 |  | 0.00067596 |  | 0 |  | 4.4762e-06 |  | 0.0004771 |  | 0
| #REF! |  | 0.00020394 |  | 9.6669e-05 |  | 5.598e-05 |  | 0 |  | 0 |  | 0 |  | 0 |  | #REF! |  | 0 |  | #REF! |  | 2.0611e-05 |  | 0 |  | #REF! |  | 1.1549e-06 |  | -0.00048244 |  | 0 |  | 8.6208e-07 |  | 0 |  | 0 |  | 0 |  | 0.00053609 |  | 0 |  | 3.9496e-06 |  | 0.00048263 |  | 0
| #REF! |  | 0.00014078 |  | 0.00010582 |  | 2.2618e-05 |  | 0 |  | 0 |  | 0 |  | 0 |  | #REF! |  | 0 |  | #REF! |  | 8.3173e-05 |  | 0 |  | #REF! |  | 1.1553e-06 |  | 4.3237e-05 |  | 0 |  | 9.324e-07 |  | 0 |  | 0 |  | 0 |  | 0.00051097 |  | 0 |  | 7.8996e-07 |  | 0.00048424 |  | 0
| #REF! |  | 0.00016484 |  | 0.00010902 |  | 0 |  | 0 |  | 0 |  | 0 |  | 0 |  | #REF! |  | 0 |  | #REF! |  | 0.00023026 |  | 0 |  | #REF! |  | 1.4366e-06 |  | 3.9823e-05 |  | 0 |  | 1.0204e-06 |  | 0 |  | 0 |  | 0 |  | 0.00054241 |  | 0 |  | 1.3167e-06 |  | 0.00048109 |  | 0
| #REF! |  | 9.325e-05 |  | 1.9847e-05 |  | 1.5698e-05 |  | 0 |  | 0 |  | 0 |  | 0 |  | #REF! |  | 0 |  | #REF! |  | 0.00015166 |  | 0 |  | #REF! |  | 1.437e-06 |  | -0.00010013 |  | 0 |  | 1.1429e-06 |  | 0 |  | 0 |  | 0 |  | 0.00053697 |  | 0 |  | 5.2671e-07 |  | 0.00047486 |  | 0
| #REF! |  | 9.3213e-05 |  | 5.5949e-05 |  | 1.5696e-05 |  | 0 |  | 0 |  | 0 |  | 0 |  | #REF! |  | 0 |  | #REF! |  | 1.6864e-05 |  | 0 |  | #REF! |  | 1.6875e-06 |  | 6.0304e-05 |  | 0 |  | 1.1156e-06 |  | 0 |  | 0 |  | 0 |  | 0.00048587 |  | 0 |  | 5.2671e-07 |  | 0.00046779 |  | 0
| #REF! |  | 0.00018495 |  | 8.8445e-05 |  | 4.1203e-05 |  | 0 |  | 0 |  | 0 |  | 0 |  | #REF! |  | 0 |  | #REF! |  | 0.00016111 |  | 0 |  | #REF! |  | 1.688e-06 |  | -2.8443e-05 |  | 0 |  | 1.0961e-06 |  | 0 |  | 0 |  | 0 |  | 0.00041669 |  | 0 |  | 2.8971e-06 |  | 0.000467 |  | 0
| #REF! |  | 0.00012513 |  | 5.1393e-05 |  | 4.1206e-05 |  | 0 |  | 0 |  | 0 |  | 0 |  | #REF! |  | 0 |  | #REF! |  | 0.00023481 |  | 0 |  | #REF! |  | 9.8337e-07 |  | -0.00012402 |  | 0 |  | 1.1508e-06 |  | 0 |  | 0 |  | 0 |  | 0.0005913 |  | 0 |  | 2.8971e-06 |  | 0.00047257 |  | 0
| #REF! |  | 0.00013 |  | -0.00011656 |  | 8.2592e-05 |  | 0 |  | 0 |  | 0 |  | 0 |  | #REF! |  | 0 |  | #REF! |  | 0.00018216 |  | 0 |  | #REF! |  | 9.8337e-07 |  | 5.6891e-05 |  | 0 |  | 1.192e-06 |  | 0 |  | 0 |  | 0 |  | 0.00055434 |  | 0 |  | 2.8973e-06 |  | 0.00047886 |  | 0
| #REF! |  | 0.00021746 |  | -0.000186 |  | 9.0466e-05 |  | 0 |  | 0 |  | 0 |  | 0 |  | #REF! |  | 0 |  | #REF! |  | 0.00018557 |  | 0 |  | #REF! |  | 9.5959e-07 |  | 0.00022074 |  | 0 |  | 1.1496e-06 |  | 0 |  | 0 |  | 0 |  | 0.00037904 |  | 0 |  | 2.3706e-06 |  | 0.00047892 |  | 0
| #REF! |  | 0.00017879 |  | 0.0001153 |  | 4.9069e-05 |  | 0 |  | 0 |  | 0 |  | 0 |  | #REF! |  | 0 |  | #REF! |  | 0.0001389 |  | 0 |  | #REF! |  | 1.0175e-06 |  | -6.2843e-05 |  | 0 |  | 1.0266e-06 |  | 0 |  | 0 |  | 0 |  | 0.00045768 |  | 0 |  | 2.3708e-06 |  | 0.00047341 |  | 0
| #REF! |  | 0.00015623 |  | 0.00019304 |  | 6.8729e-05 |  | 0 |  | 0 |  | 0 |  | 0 |  | #REF! |  | 0 |  | #REF! |  | 0.00015812 |  | 0 |  | #REF! |  | 9.1689e-07 |  | -0.00038003 |  | 0 |  | 9.9349e-07 |  | 0 |  | 0 |  | 0 |  | 0.00051434 |  | 0 |  | 2.3708e-06 |  | 0.00046794 |  | 0
| #REF! |  | 0.00017194 |  | -1.1786e-06 |  | 5.5977e-05 |  | 0 |  | 0 |  | 0 |  | 0 |  | #REF! |  | 0 |  | #REF! |  | 0.00015491 |  | 0 |  | #REF! |  | 8.5901e-07 |  | -0.00023325 |  | 0 |  | 1.088e-06 |  | 0 |  | 0 |  | 0 |  | 0.00046479 |  | 0 |  | 0 |  | 0.00046558 |  | 0
| #REF! |  | 0.00018246 |  | -4.4815e-05 |  | 8.2524e-05 |  | 0 |  | 0 |  | 0 |  | 0 |  | #REF! |  | 0 |  | #REF! |  | 8.4306e-05 |  | 0 |  | #REF! |  | 5.079e-07 |  | -0.00012061 |  | 0 |  | 1.2275e-06 |  | 0 |  | 0 |  | 0 |  | 0.00045069 |  | 0 |  | 0 |  | 0.00046721 |  | 0
| #REF! |  | 0.00022847 |  | -8.3702e-07 |  | 0.00014459 |  | 0 |  | 0 |  | 0 |  | 0 |  | #REF! |  | 0 |  | #REF! |  | 8.5912e-05 |  | 0 |  | #REF! |  | 5.0797e-07 |  | 1.2516e-05 |  | 0 |  | 1.2848e-06 |  | 0 |  | 0 |  | 0 |  | 0.00053092 |  | 0 |  | 2.3712e-06 |  | 0.00047665 |  | 0
| #REF! |  | 0.00023006 |  | 2.6422e-05 |  | 0.00014877 |  | 0 |  | 0 |  | 0 |  | 0 |  | #REF! |  | 0 |  | #REF! |  | 0.00010842 |  | 0 |  | #REF! |  | 1.9894e-06 |  | -6.258e-05 |  | 0 |  | 1.2314e-06 |  | 0 |  | 0 |  | 0 |  | 0.00056714 |  | 0 |  | 2.8982e-06 |  | 0.00048219 |  | 0
| #REF! |  | 0.00022022 |  | 0.00015723 |  | 5.8267e-05 |  | 0 |  | 0 |  | 0 |  | 0 |  | #REF! |  | 0 |  | #REF! |  | 0.00014878 |  | 0 |  | #REF! |  | 2.3507e-06 |  | -0.0001684 |  | 0 |  | 1.2238e-06 |  | 0 |  | 0 |  | 0 |  | 0.00058369 |  | 0 |  | 2.8982e-06 |  | 0.000483 |  | 0
| #REF! |  | 0.00024658 |  | 0.00013745 |  | 3.2443e-05 |  | 0 |  | 0 |  | 0 |  | 0 |  | #REF! |  | 0 |  | #REF! |  | 0.00014537 |  | 0 |  | #REF! |  | 8.2417e-07 |  | 0.00013881 |  | 0 |  | 1.2785e-06 |  | 0 |  | 0 |  | 0 |  | 0.0005916 |  | 0 |  | 2.3715e-06 |  | 0.00047359 |  | 0
| #REF! |  | 0.00014868 |  | -3.339e-05 |  | 5.1079e-05 |  | 0 |  | 0 |  | 0 |  | 0 |  | #REF! |  | 0 |  | #REF! |  | 8.8973e-05 |  | 0 |  | #REF! |  | 4.629e-07 |  | 6.03e-05 |  | 0 |  | 1.2375e-06 |  | 0 |  | 0 |  | 0 |  | 0.00049326 |  | 0 |  | 7.9051e-07 |  | 0.00046179 |  | 0
| #REF! |  | 6.7465e-05 |  | 5.6644e-05 |  | 4.2231e-05 |  | 0 |  | 0 |  | 0 |  | 0 |  | #REF! |  | 0 |  | #REF! |  | 3.1842e-05 |  | 0 |  | #REF! |  | 1.3339e-06 |  | -0.00020254 |  | 0 |  | 1.1014e-06 |  | 0 |  | 0 |  | 0 |  | 0.00045868 |  | 0 |  | 1.3175e-06 |  | 0.00046025 |  | 0
| #REF! |  | 8.3629e-05 |  | 0.00011502 |  | 7.5573e-05 |  | 0 |  | 0 |  | 0 |  | 0 |  | #REF! |  | 0 |  | #REF! |  | 0.00010916 |  | 0 |  | #REF! |  | 1.3339e-06 |  | -0.00022301 |  | 0 |  | 9.6518e-07 |  | 0 |  | 0 |  | 0 |  | 0.00047995 |  | 0 |  | 2.8989e-06 |  | 0.00046579 |  | 0
| #REF! |  | 0.00013758 |  | 2.3046e-05 |  | 8.9343e-05 |  | 0 |  | 0 |  | 0 |  | 0 |  | #REF! |  | 0 |  | #REF! |  | 0.000224 |  | 0 |  | #REF! |  | 7.3867e-07 |  | -0.00020594 |  | 0 |  | 9.0929e-07 |  | 0 |  | 0 |  | 0 |  | 0.00046267 |  | 0 |  | 2.3718e-06 |  | 0.00046975 |  | 0
| #REF! |  | 9.3104e-05 |  | -0.00010313 |  | 0.00010975 |  | 0 |  | 0 |  | 0 |  | 0 |  | #REF! |  | 0 |  | #REF! |  | 0.00020418 |  | 0 |  | #REF! |  | 7.3878e-07 |  | -2.1618e-05 |  | 0 |  | 9.0465e-07 |  | 0 |  | 0 |  | 0 |  | 0.00050834 |  | 0 |  | 3.9531e-06 |  | 0.00046899 |  | 0
| #REF! |  | 5.9784e-05 |  | -0.00010178 |  | 0.00010484 |  | 0 |  | 0 |  | 0 |  | 0 |  | #REF! |  | 0 |  | #REF! |  | 0.00010168 |  | 0 |  | #REF! |  | 1.1949e-06 |  | 7.0545e-05 |  | 0 |  | 8.9495e-07 |  | 0 |  | 0 |  | 0 |  | 0.00053745 |  | 0 |  | 3.9536e-06 |  | 0.00046584 |  | 0
| #REF! |  | 0.00013309 |  | -7.2286e-06 |  | 9.2394e-05 |  | 0 |  | 0 |  | 0 |  | 0 |  | #REF! |  | 0 |  | #REF! |  | 1.2311e-05 |  | 0 |  | #REF! |  | 1.1951e-06 |  | -1.1372e-06 |  | 0 |  | 9.1198e-07 |  | 0 |  | 0 |  | 0 |  | 0.00059104 |  | 0 |  | 7.9071e-07 |  | 0.00046197 |  | 0
| #REF! |  | 0.0001003 |  | 9.3475e-05 |  | 8.2564e-05 |  | 0 |  | 0 |  | 0 |  | 0 |  | #REF! |  | 0 |  | #REF! |  | 3.8003e-05 |  | 0 |  | #REF! |  | 1.3017e-06 |  | -0.00015133 |  | 0 |  | 9.1524e-07 |  | 0 |  | 0 |  | 0 |  | 0.00050604 |  | 0 |  | 7.9076e-07 |  | 0.00046197 |  | 0
| #REF! |  | 0.00014555 |  | 6.7307e-05 |  | 0.00011197 |  | 0 |  | 0 |  | 0 |  | 0 |  | #REF! |  | 0 |  | #REF! |  | 3.8003e-05 |  | 0 |  | #REF! |  | 1.3017e-06 |  | -0.00024691 |  | 0 |  | 9.5444e-07 |  | 0 |  | 0 |  | 0 |  | 0.00049112 |  | 0 |  | 2.3723e-06 |  | 0.00046279 |  | 0
| #REF! |  | 0.00016136 |  | -3.1891e-05 |  | 0.00015213 |  | 0 |  | 0 |  | 0 |  | 0 |  | #REF! |  | 0 |  | #REF! |  | 9.5578e-05 |  | 0 |  | #REF! |  | 6.8115e-07 |  | -0.00025032 |  | 0 |  | 1.0621e-06 |  | 0 |  | 0 |  | 0 |  | 0.00064223 |  | 0 |  | 6.0629e-06 |  | 0.00046672 |  | 0
| #REF! |  | 0.00015874 |  | 0.00012429 |  | 0.00016853 |  | 0 |  | 0 |  | 0 |  | 0 |  | #REF! |  | 0 |  | #REF! |  | 0.00012581 |  | 0 |  | #REF! |  | 6.8105e-07 |  | -0.00030153 |  | 0 |  | 1.2015e-06 |  | 0 |  | 0 |  | 0 |  | 0.00053841 |  | 0 |  | 4.4816e-06 |  | 0.00046127 |  | 0
| #REF! |  | 0.00026329 |  | 0.00022512 |  | 0.00019625 |  | 0 |  | 0 |  | 0 |  | 0 |  | #REF! |  | 0 |  | #REF! |  | 0.00015635 |  | 0 |  | #REF! |  | 1.635e-06 |  | -0.00019571 |  | 0 |  | 1.222e-06 |  | 0 |  | 0 |  | 0 |  | 0.00049118 |  | 0 |  | 1.3181e-06 |  | 0.00045812 |  | 0
| #REF! |  | 0.00022268 |  | 0.00016899 |  | 0.00019851 |  | 0 |  | 0 |  | 0 |  | 0 |  | #REF! |  | 0 |  | #REF! |  | 0.00023188 |  | 0 |  | #REF! |  | 1.649e-06 |  | -4.5513e-05 |  | 0 |  | 1.0792e-06 |  | 0 |  | 0 |  | 0 |  | 0.00061559 |  | 0 |  | 1.3183e-06 |  | 0.00046209 |  | 0
| #REF! |  | 5.2171e-05 |  | -6.2808e-06 |  | 0.00021321 |  | 0 |  | 0 |  | 0 |  | 0 |  | #REF! |  | 0 |  | #REF! |  | 0.00021095 |  | 0 |  | #REF! |  | 1.0419e-06 |  | -4.5513e-05 |  | 0 |  | 9.6513e-07 |  | 0 |  | 0 |  | 0 |  | 0.00054556 |  | 0 |  | 7.9096e-07 |  | 0.00046684 |  | 0
| #REF! |  | 6.7711e-05 |  | -4.5962e-05 |  | 0.00017589 |  | 0 |  | 0 |  | 0 |  | 0 |  | #REF! |  | 0 |  | #REF! |  | 0.00022848 |  | 0 |  | #REF! |  | 1.0283e-06 |  | 0.00016271 |  | 0 |  | 9.6057e-07 |  | 0 |  | 0 |  | 0 |  | 0.00048891 |  | 0 |  | 2.3729e-06 |  | 0.00047317 |  | 0
| #REF! |  | 0.00015434 |  | 5.6572e-05 |  | 0.000177 |  | 0 |  | 0 |  | 0 |  | 0 |  | #REF! |  | 0 |  | #REF! |  | 0.00017251 |  | 0 |  | #REF! |  | 1.0605e-06 |  | 1.2516e-05 |  | 0 |  | 1.0637e-06 |  | 0 |  | 0 |  | 0 |  | 0.00061567 |  | 0 |  | 2.373e-06 |  | 0.0004771 |  | 0
| #REF! |  | 8.7675e-05 |  | 8.0945e-05 |  | 0.00024373 |  | 0 |  | 0 |  | 0 |  | 0 |  | #REF! |  | 0 |  | #REF! |  | 7.4648e-05 |  | 0 |  | #REF! |  | 1.0606e-06 |  | -0.00028104 |  | 0 |  | 1.0291e-06 |  | 0 |  | 0 |  | 0 |  | 0.00052831 |  | 0 |  | 7.9106e-07 |  | 0.00048107 |  | 0
| #REF! |  | 9.5624e-05 |  | 9.9045e-05 |  | 0.00026805 |  | 0 |  | 0 |  | 0 |  | 0 |  | #REF! |  | 0 |  | #REF! |  | 4.0933e-05 |  | 0 |  | #REF! |  | 1.1381e-06 |  | -6.2577e-05 |  | 0 |  | 9.7183e-07 |  | 0 |  | 0 |  | 0 |  | 0.00043543 |  | 0 |  | 7.9111e-07 |  | 0.00047638 |  | 0
| #REF! |  | 0.00012724 |  | 2.4175e-05 |  | 0.00032007 |  | 0 |  | 0 |  | 0 |  | 0 |  | #REF! |  | 0 |  | #REF! |  | 3.6118e-05 |  | 0 |  | #REF! |  | 1.1383e-06 |  | 2.2758e-06 |  | 0 |  | 9.3856e-07 |  | 0 |  | 0 |  | 0 |  | 0.00050948 |  | 0 |  | 0 |  | 0.00046538 |  | 0
| #REF! |  | 0.00010388 |  | -2.6249e-05 |  | 0.00033025 |  | 0 |  | 0 |  | 0 |  | 0 |  | #REF! |  | 0 |  | #REF! |  | 7.9411e-05 |  | 0 |  | #REF! |  | 1.3862e-06 |  | -1.4792e-05 |  | 0 |  | 9.9605e-07 |  | 0 |  | 0 |  | 0 |  | 0.00052133 |  | 0 |  | 5.2744e-07 |  | 0.00045439 |  | 0
| #REF! |  | 0.0001861 |  | 6.4458e-05 |  | 0.000324 |  | 0 |  | 0 |  | 0 |  | 0 |  | #REF! |  | 0 |  | #REF! |  | 0.00019169 |  | 0 |  | #REF! |  | 1.3864e-06 |  | -3.5273e-05 |  | 0 |  | 1.2022e-06 |  | 0 |  | 0 |  | 0 |  | 0.00054731 |  | 0 |  | 1.3187e-06 |  | 0.0004536 |  | 0
| #REF! |  | 0.00029906 |  | 7.5262e-05 |  | 0.00033534 |  | 0 |  | 0 |  | 0 |  | 0 |  | #REF! |  | 0 |  | #REF! |  | 0.00013289 |  | 0 |  | #REF! |  | 6.7334e-07 |  | -0.00022301 |  | 0 |  | 1.2923e-06 |  | 0 |  | 0 |  | 0 |  | 0.00065922 |  | 0 |  | 1.3187e-06 |  | 0.0004576 |  | 0
| #REF! |  | 0.00019117 |  | 3.2811e-05 |  | 0.0004009 |  | 0 |  | 0 |  | 0 |  | 0 |  | #REF! |  | 0 |  | #REF! |  | 6.3896e-05 |  | 0 |  | #REF! |  | 6.7343e-07 |  | -0.00018888 |  | 0 |  | 1.2246e-06 |  | 0 |  | 0 |  | 0 |  | 0.00055368 |  | 0 |  | 1.3188e-06 |  | 0.00045523 |  | 0
| #REF! |  | 0.00011149 |  | 6.476e-05 |  | 0.00047272 |  | 0 |  | 0 |  | 0 |  | 0 |  | #REF! |  | 0 |  | #REF! |  | 8.744e-05 |  | 0 |  | #REF! |  | 1.3536e-06 |  | -0.00017864 |  | 0 |  | 1.0099e-06 |  | 0 |  | 0 |  | 0 |  | 0.00042215 |  | 0 |  | 7.9126e-07 |  | 0.00045602 |  | 0
| #REF! |  | 0.00014293 |  | 7.7104e-05 |  | 0.00046706 |  | 0 |  | 0 |  | 0 |  | 0 |  | #REF! |  | 0 |  | #REF! |  | 0.00015303 |  | 0 |  | #REF! |  | 1.3534e-06 |  | -0.00018714 |  | 0 |  | 8.9127e-07 |  | 0 |  | 0 |  | 0 |  | 0.00060968 |  | 0 |  | 0 |  | 0.00045923 |  | 0
| #REF! |  | 0.00017816 |  | 8.6653e-07 |  | 0.00054114 |  | 0 |  | 0 |  | 0 |  | 0 |  | #REF! |  | 0 |  | #REF! |  | 0.00020413 |  | 0 |  | #REF! |  | 5.1703e-07 |  | -1.1379e-05 |  | 0 |  | 9.6174e-07 |  | 0 |  | 0 |  | 0 |  | 0.00064828 |  | 0 |  | 2.1103e-06 |  | 0.0004608 |  | 0
| #REF! |  | 0.00017085 |  | -8.3946e-05 |  | 0.00063212 |  | 0 |  | 0 |  | 0 |  | 0 |  | #REF! |  | 0 |  | #REF! |  | 9.0414e-05 |  | 0 |  | #REF! |  | 5.1703e-07 |  | -3.5273e-05 |  | 0 |  | 1.0623e-06 |  | 0 |  | 0 |  | 0 |  | 0.00056485 |  | 0 |  | 2.9017e-06 |  | 0.00045062 |  | 0
| #REF! |  | 0.00010487 |  | -7.6847e-05 |  | 0.00070455 |  | 0 |  | 0 |  | 0 |  | 0 |  | #REF! |  | 0 |  | #REF! |  | 6.3407e-05 |  | 0 |  | #REF! |  | 8.5369e-07 |  | -0.00025032 |  | 0 |  | 1.1928e-06 |  | 0 |  | 0 |  | 0 |  | 0.00054122 |  | 0 |  | 1.3191e-06 |  | 0.00044196 |  | 0
| #REF! |  | 0.00013107 |  | -2.9831e-05 |  | 0.00077234 |  | 0 |  | 0 |  | 0 |  | 0 |  | #REF! |  | 0 |  | #REF! |  | 0.00011151 |  | 0 |  | #REF! |  | 8.5382e-07 |  | -0.0001923 |  | 0 |  | 1.2706e-06 |  | 0 |  | 0 |  | 0 |  | 0.00047662 |  | 0 |  | 1.3191e-06 |  | 0.00044905 |  | 0
| #REF! |  | 0.00014364 |  | -3.1514e-05 |  | 0.00084697 |  | 0 |  | 0 |  | 0 |  | 0 |  | #REF! |  | 0 |  | #REF! |  | 0.00018206 |  | 0 |  | #REF! |  | 5.9414e-07 |  | -5.2339e-05 |  | 0 |  | 1.3118e-06 |  | 0 |  | 0 |  | 0 |  | 0.00048771 |  | 0 |  | 7.9146e-07 |  | 0.00045777 |  | 0
| #REF! |  | 7.4781e-05 |  | -1.5742e-05 |  | 0.00097136 |  | 0 |  | 0 |  | 0 |  | 0 |  | #REF! |  | 0 |  | #REF! |  | 0.00015321 |  | 0 |  | #REF! |  | 5.9423e-07 |  | -0.00016498 |  | 0 |  | 1.2824e-06 |  | 0 |  | 0 |  | 0 |  | 0.00055783 |  | 0 |  | 7.9156e-07 |  | 0.00045619 |  | 0
| #REF! |  | 4.6094e-05 |  | 9.3649e-05 |  | 0.0010069 |  | 0 |  | 0 |  | 0 |  | 0 |  | #REF! |  | 0 |  | #REF! |  | 5.5366e-05 |  | 0 |  | #REF! |  | 1.5156e-06 |  | -0.00013767 |  | 0 |  | 1.2257e-06 |  | 0 |  | 0 |  | 0 |  | 0.00059573 |  | 0 |  | 7.9156e-07 |  | 0.0004468 |  | 0
| #REF! |  | 0.00015242 |  | 7.7564e-05 |  | 0.0011393 |  | 0 |  | 0 |  | 0 |  | 0 |  | #REF! |  | 0 |  | #REF! |  | 0.00011475 |  | 0 |  | #REF! |  | 1.5156e-06 |  | -0.00013085 |  | 0 |  | 1.1409e-06 |  | 0 |  | 0 |  | 0 |  | 0.00049329 |  | 0 |  | 7.9161e-07 |  | 0.00044758 |  | 0
| #REF! |  | 0.00017368 |  | -1.2062e-05 |  | 0.0012873 |  | 0 |  | 0 |  | 0 |  | 0 |  | #REF! |  | 0 |  | #REF! |  | 0.00019505 |  | 0 |  | #REF! |  | 1.5328e-06 |  | -0.0001684 |  | 0 |  | 1.0392e-06 |  | 0 |  | 0 |  | 0 |  | 0.00048462 |  | 0 |  | 7.9161e-07 |  | 0.00045783 |  | 0
| #REF! |  | 6.849e-05 |  | -3.0006e-06 |  | 0.0014032 |  | 0 |  | 0 |  | 0 |  | 0 |  | #REF! |  | 0 |  | #REF! |  | 0.00010063 |  | 0 |  | #REF! |  | 1.533e-06 |  | -3.8686e-05 |  | 0 |  | 9.589e-07 |  | 0 |  | 0 |  | 0 |  | 0.00058477 |  | 0 |  | 0 |  | 0.00046498 |  | 0
| #REF! |  | 8.5356e-05 |  | 7.5324e-06 |  | 0.0015785 |  | 0 |  | 0 |  | 0 |  | 0 |  | #REF! |  | 0 |  | #REF! |  | 0.00010855 |  | 0 |  | #REF! |  | 9.4529e-07 |  | 0.00016612 |  | 0 |  | 9.3353e-07 |  | 0 |  | 0 |  | 0 |  | 0.00052015 |  | 0 |  | 2.1112e-06 |  | 0.00046025 |  | 0
| #REF! |  | 0.00011706 |  | -1.3714e-05 |  | 0.001808 |  | 0 |  | 0 |  | 0 |  | 0 |  | #REF! |  | 0 |  | #REF! |  | 0.0002431 |  | 0 |  | #REF! |  | 9.4529e-07 |  | 0.00017294 |  | 0 |  | 1.0243e-06 |  | 0 |  | 0 |  | 0 |  | 0.00047525 |  | 0 |  | 2.903e-06 |  | 0.00045476 |  | 0
| #REF! |  | 0.00011415 |  | 1.0357e-06 |  | 0.0021314 |  | 0 |  | 0 |  | 0 |  | 0 |  | #REF! |  | 0 |  | #REF! |  | 0.00017254 |  | 0 |  | #REF! |  | 1.0071e-06 |  | -0.00032883 |  | 0 |  | 1.0289e-06 |  | 0 |  | 0 |  | 0 |  | 0.00045952 |  | 0 |  | 1.3196e-06 |  | 0.00045558 |  | 0
| #REF! |  | 0.00014575 |  | 0.00012152 |  | 0.00234 |  | 0 |  | 0 |  | 0 |  | 0 |  | #REF! |  | 0 |  | #REF! |  | 0.00012109 |  | 0 |  | #REF! |  | 1.0072e-06 |  | -0.00044489 |  | 0 |  | 1.0446e-06 |  | 0 |  | 0 |  | 0 |  | 0.00042408 |  | 0 |  | 1.3197e-06 |  | 0.00045403 |  | 0
| #REF! |  | 0.00015762 |  | 8.4013e-05 |  | 0.0025891 |  | 0 |  | 0 |  | 0 |  | 0 |  | #REF! |  | 0 |  | #REF! |  | 0.00022725 |  | 0 |  | #REF! |  | 8.6339e-07 |  | -0.00038686 |  | 0 |  | 1.0427e-06 |  | 0 |  | 0 |  | 0 |  | 0.00040361 |  | 0 |  | 7.9186e-07 |  | 0.00045012 |  | 0
| #REF! |  | 0.00014402 |  | -6.9622e-05 |  | 0.0030046 |  | 0 |  | 0 |  | 0 |  | 0 |  | #REF! |  | 0 |  | #REF! |  | 0.00023856 |  | 0 |  | #REF! |  | 8.6339e-07 |  | -0.00023667 |  | 0 |  | 1.0729e-06 |  | 0 |  | 0 |  | 0 |  | 0.00055969 |  | 0 |  | 2.3756e-06 |  | 0.00044145 |  | 0
| #REF! |  | 2.7954e-05 |  | -3.1605e-05 |  | 0.0032443 |  | 0 |  | 7.0442e-07 |  | 0 |  | 0 |  | #REF! |  | 0 |  | #REF! |  | 0.0001515 |  | 0 |  | #REF! |  | 1.5241e-06 |  | 0.00015588 |  | 0 |  | 1.0774e-06 |  | 0 |  | 0 |  | 0 |  | 0.00058023 |  | 0 |  | 2.9037e-06 |  | 0.00043675 |  | 0
| #REF! |  | -5.6794e-08 |  | -0.00010121 |  | 0.0036784 |  | 0 |  | 1.3731e-07 |  | 0 |  | 0 |  | #REF! |  | 0 |  | #REF! |  | 0.00016111 |  | 0 |  | #REF! |  | 1.5241e-06 |  | -0.00019229 |  | 0 |  | 1.0364e-06 |  | 0 |  | 0 |  | 0 |  | 0.00048487 |  | 0 |  | 5.2794e-07 |  | 0.00044308 |  | 0
| #REF! |  | 0.00013835 |  | 5.2605e-07 |  | 0.004199 |  | 0 |  | -3.6088e-08 |  | 0 |  | 0 |  | #REF! |  | 0 |  | #REF! |  | 0.00016902 |  | 0 |  | #REF! |  | 1.6851e-06 |  | -0.0003459 |  | 0 |  | 1.0384e-06 |  | 0 |  | 0 |  | 0 |  | 0.00049196 |  | 0 |  | 2.1119e-06 |  | 0.00045333 |  | 0
| #REF! |  | 0.00022868 |  | 0.0001694 |  | 0.0044265 |  | 0 |  | 1.3944e-07 |  | 0 |  | 0 |  | #REF! |  | 0 |  | #REF! |  | 0.00021875 |  | 0 |  | #REF! |  | 1.6853e-06 |  | 4.6652e-05 |  | 0 |  | 1.0312e-06 |  | 0 |  | 0 |  | 0 |  | 0.00045575 |  | 0 |  | 2.9041e-06 |  | 0.00045812 |  | 0
| #REF! |  | 0.00020283 |  | 0.0001397 |  | 0.0047073 |  | 0 |  | 6.2594e-07 |  | 0 |  | 0 |  | #REF! |  | 0 |  | #REF! |  | 0.00030413 |  | 0 |  | #REF! |  | 9.9668e-07 |  | 0.0002344 |  | 0 |  | 1.0235e-06 |  | 0 |  | 0 |  | 0 |  | 0.00050858 |  | 0 |  | 1.3201e-06 |  | 0.00044944 |  | 0
| #REF! |  | 0.00022245 |  | 0.00011956 |  | 0.0052438 |  | 0 |  | 3.7094e-07 |  | 0 |  | 0 |  | #REF! |  | 0 |  | #REF! |  | 0.00015036 |  | 0 |  | #REF! |  | 9.9668e-07 |  | -6.198e-05 |  | 0 |  | 9.8816e-07 |  | 0 |  | 0 |  | 0 |  | 0.00067263 |  | 0 |  | 5.2804e-07 |  | 0.00043449 |  | 0
| #REF! |  | 0.00025258 |  | 6.3071e-05 |  | 0.0058176 |  | 0 |  | 1.1013e-07 |  | 0 |  | 0 |  | #REF! |  | 0 |  | #REF! |  | 3.6375e-05 |  | 0 |  | #REF! |  | 8.6008e-07 |  | -0.0002708 |  | 0 |  | 9.4326e-07 |  | 0 |  | 0 |  | 0 |  | 0.00068529 |  | 0 |  | 0 |  | 0.00042427 |  | 0
| #REF! |  | 0.00016869 |  | 0.00014348 |  | 0.0061584 |  | 0 |  | 3.0428e-07 |  | 0 |  | 0 |  | #REF! |  | 0 |  | #REF! |  | 6.1777e-05 |  | 0 |  | #REF! |  | 1.1092e-06 |  | -9.6715e-05 |  | 0 |  | 8.8512e-07 |  | 0 |  | 0 |  | 0 |  | 0.00055048 |  | 0 |  | 2.3763e-06 |  | 0.00042351 |  | 0
| #REF! |  | 0.00018668 |  | 0.00013155 |  | 0.006666 |  | 0 |  | 1.4855e-07 |  | 0 |  | 0 |  | #REF! |  | 0 |  | #REF! |  | 0.00014863 |  | 0 |  | #REF! |  | 1.2649e-06 |  | 5.0065e-05 |  | 0 |  | 8.9884e-07 |  | 0 |  | 0 |  | 0 |  | 0.0004795 |  | 0 |  | 2.9046e-06 |  | 0.00043218 |  | 0
| #REF! |  | 0.00016902 |  | 2.6118e-05 |  | 0.0071758 |  | 0 |  | 3.7683e-07 |  | 0 |  | 0 |  | #REF! |  | 0 |  | #REF! |  | 0.00019501 |  | 0 |  | #REF! |  | 1.0157e-06 |  | 0.00031972 |  | 0 |  | 9.7078e-07 |  | 0 |  | 0 |  | 0 |  | 0.0004535 |  | 0 |  | 1.3204e-06 |  | 0.00044009 |  | 0
| #REF! |  | 6.2225e-05 |  | 3.1259e-05 |  | 0.0078472 |  | 0 |  | 8.5684e-07 |  | 0 |  | 0 |  | #REF! |  | 0 |  | #REF! |  | 0.00015769 |  | 0 |  | #REF! |  | 5.5395e-07 |  | 4.3228e-05 |  | 0 |  | 1.0421e-06 |  | 0 |  | 0 |  | 0 |  | 0.00038175 |  | 0 |  | 7.9226e-07 |  | 0.0004417 |  | 0
| #REF! |  | 0.00010698 |  | 7.8106e-05 |  | 0.008595 |  | 0 |  | 8.386e-07 |  | 0 |  | 0 |  | #REF! |  | 0 |  | #REF! |  | 0.00010971 |  | 0 |  | #REF! |  | 5.5411e-07 |  | 3.9816e-05 |  | 0 |  | 1.065e-06 |  | 0 |  | 0 |  | 0 |  | 0.00051903 |  | 0 |  | 2.3768e-06 |  | 0.00044646 |  | 0
| #REF! |  | 0.00015192 |  | 7.5725e-05 |  | 0.0091723 |  | 0 |  | 7.1446e-07 |  | 0 |  | 0 |  | #REF! |  | 0 |  | #REF! |  | 0.00015154 |  | 0 |  | #REF! |  | 8.0637e-07 |  | 0.00040848 |  | 0 |  | 1.0708e-06 |  | 0 |  | 0 |  | 0 |  | 0.00060501 |  | 0 |  | 2.9052e-06 |  | 0.00045119 |  | 0
| #REF! |  | 0.00013491 |  | 3.6151e-05 |  | 0.010001 |  | 0 |  | -1.4935e-08 |  | 0 |  | 0 |  | #REF! |  | 0 |  | #REF! |  | 0.00020912 |  | 0 |  | #REF! |  | 8.0661e-07 |  | 0.00013882 |  | 0 |  | 1.1057e-06 |  | 0 |  | 0 |  | 0 |  | 0.00052462 |  | 0 |  | 2.9053e-06 |  | 0.00044731 |  | 0
| #REF! |  | 0.00019308 |  | 0.00011608 |  | 0.010546 |  | 0 |  | -4.5102e-07 |  | 0 |  | 0 |  | #REF! |  | 0 |  | #REF! |  | 0.00018199 |  | 0 |  | #REF! |  | 1.1497e-06 |  | 7.7371e-05 |  | 0 |  | 1.0722e-06 |  | 0 |  | 0 |  | 0 |  | 0.00040076 |  | 0 |  | 2.9053e-06 |  | 0.00044178 |  | 0
| #REF! |  | 0.00023177 |  | 9.9455e-05 |  | 0.010871 |  | 0 |  | 8.8526e-08 |  | 0 |  | 0 |  | #REF! |  | 0 |  | #REF! |  | 0.00023849 |  | 0 |  | #REF! |  | 1.1501e-06 |  | -5.5759e-05 |  | 0 |  | 1.0411e-06 |  | 0 |  | 0 |  | 0 |  | 0.00038816 |  | 0 |  | 2.9055e-06 |  | 0.00044339 |  | 0
| #REF! |  | 0.00015471 |  | -5.216e-05 |  | 0.011305 |  | 0 |  | 1.1942e-07 |  | 0 |  | 0 |  | #REF! |  | 0 |  | #REF! |  | 0.00023343 |  | 0 |  | #REF! |  | 2.0366e-07 |  | -0.0001411 |  | 0 |  | 1.0305e-06 |  | 0 |  | 0 |  | 0 |  | 0.00051282 |  | 0 |  | 2.3772e-06 |  | 0.00045049 |  | 0
| #REF! |  | 5.5042e-05 |  | -8.0283e-05 |  | 0.012052 |  | 0 |  | -5.0907e-08 |  | 0 |  | 0 |  | #REF! |  | 0 |  | #REF! |  | 0.0001161 |  | 0 |  | #REF! |  | 2.0372e-07 |  | 0.00011833 |  | 0 |  | 1.0954e-06 |  | 0 |  | 0 |  | 0 |  | 0.00047106 |  | 0 |  | 2.3775e-06 |  | 0.00044345 |  | 0
| #REF! |  | 1.0148e-05 |  | 3.1319e-05 |  | 0.012948 |  | 0 |  | -3.7367e-07 |  | 0 |  | 0 |  | #REF! |  | 0 |  | #REF! |  | 2.0586e-05 |  | 0 |  | #REF! |  | 9.6589e-07 |  | -3.1858e-05 |  | 0 |  | 1.1895e-06 |  | 0 |  | 0 |  | 0 |  | 0.00032588 |  | 0 |  | 2.3775e-06 |  | 0.00042451 |  | 0
| #REF! |  | 0.00012393 |  | 1.8912e-05 |  | 0.01357 |  | 0 |  | 2.5393e-07 |  | 0 |  | 0 |  | #REF! |  | 0 |  | #REF! |  | 0.00014072 |  | 0 |  | #REF! |  | 9.6617e-07 |  | -0.00027296 |  | 0 |  | 1.264e-06 |  | 0 |  | 0 |  | 0 |  | 0.00038745 |  | 0 |  | 2.3775e-06 |  | 0.00041428 |  | 0
| #REF! |  | 0.00025731 |  | -0.00012919 |  | 0.01411 |  | 0 |  | 5.9938e-07 |  | 0 |  | 0 |  | #REF! |  | 0 |  | #REF! |  | 0.00027523 |  | 0 |  | #REF! |  | 1.202e-06 |  | -0.00045854 |  | 0 |  | 1.3315e-06 |  | 0 |  | 0 |  | 0 |  | 0.00054136 |  | 0 |  | 2.3777e-06 |  | 0.00041904 |  | 0
| #REF! |  | 0.00017881 |  | -4.133e-05 |  | 0.014759 |  | 0 |  | 2.6949e-07 |  | 0 |  | 0 |  | #REF! |  | 0 |  | #REF! |  | 0.00015509 |  | 0 |  | #REF! |  | 1.2024e-06 |  | -0.00018206 |  | 0 |  | 1.2819e-06 |  | 0 |  | 0 |  | 0 |  | 0.00059269 |  | 0 |  | 0 |  | 0.00042696 |  | 0
| #REF! |  | 0.0001639 |  | 0.00025042 |  | 0.015499 |  | 0 |  | 1.7911e-07 |  | 0 |  | 0 |  | #REF! |  | 0 |  | #REF! |  | 6.1768e-05 |  | 0 |  | #REF! |  | 2.5867e-06 |  | 0.00021391 |  | 0 |  | 1.2204e-06 |  | 0 |  | 0 |  | 0 |  | 0.00058401 |  | 0 |  | 0 |  | 0.00042617 |  | 0
| #REF! |  | 0.00019339 |  | 0.00015203 |  | 0.016009 |  | 0 |  | 4.8996e-08 |  | 0 |  | 0 |  | #REF! |  | 0 |  | #REF! |  | 0.00012594 |  | 0 |  | #REF! |  | 2.5867e-06 |  | 0.00024122 |  | 0 |  | 1.199e-06 |  | 0 |  | 0 |  | 0 |  | 0.00053432 |  | 0 |  | 2.378e-06 |  | 0.00042067 |  | 0
| #REF! |  | 0.00018786 |  | -6.4883e-05 |  | 0.016562 |  | 0 |  | -1.6379e-07 |  | 0 |  | 0 |  | #REF! |  | 0 |  | #REF! |  | 0.0002221 |  | 0 |  | #REF! |  | 9.4243e-07 |  | 8.0791e-05 |  | 0 |  | 1.1506e-06 |  | 0 |  | 0 |  | 0 |  | 0.00060855 |  | 0 |  | 2.9066e-06 |  | 0.0004207 |  | 0
| #REF! |  | 0.00022734 |  | -2.5068e-05 |  | 0.017335 |  | 0 |  | -1.0684e-07 |  | 0 |  | 0 |  | #REF! |  | 0 |  | #REF! |  | 0.00028481 |  | 0 |  | #REF! |  | 9.4243e-07 |  | 1.5929e-05 |  | 0 |  | 1.0316e-06 |  | 0 |  | 0 |  | 0 |  | 0.00059122 |  | 0 |  | 1.3213e-06 |  | 0.00042309 |  | 0
| #REF! |  | 0.00021411 |  | 4.762e-05 |  | 0.018219 |  | 0 |  | 5.2433e-07 |  | 0 |  | 0 |  | #REF! |  | 0 |  | #REF! |  | 0.00015658 |  | 0 |  | #REF! |  | 1.3662e-06 |  | 0.00041189 |  | 0 |  | 9.115e-07 |  | 0 |  | 0 |  | 0 |  | 0.00052571 |  | 0 |  | 7.9276e-07 |  | 0.00042546 |  | 0
| #REF! |  | 0.00018307 |  | -7.6341e-06 |  | 0.018892 |  | 0 |  | 5.4001e-07 |  | 0 |  | 0 |  | #REF! |  | 0 |  | #REF! |  | 2.8072e-05 |  | 0 |  | #REF! |  | 1.3662e-06 |  | 0.00025828 |  | 0 |  | 8.9188e-07 |  | 0 |  | 0 |  | 0 |  | 0.00054393 |  | 0 |  | 2.3784e-06 |  | 0.00042393 |  | 0
| #REF! |  | 0.0001413 |  | -4.0282e-05 |  | 0.01959 |  | 0 |  | 3.9491e-07 |  | 0 |  | 0 |  | #REF! |  | 0 |  | #REF! |  | 0.00010995 |  | 0 |  | #REF! |  | 1.0249e-06 |  | -0.00012744 |  | 0 |  | 1.0246e-06 |  | 0 |  | 0 |  | 0 |  | 0.00050209 |  | 0 |  | 2.3786e-06 |  | 0.00042393 |  | 0
| #REF! |  | 8.668e-05 |  | 4.2621e-05 |  | 0.020367 |  | 0 |  | 3.4148e-07 |  | 0 |  | 0 |  | #REF! |  | 0 |  | #REF! |  | 0.00022547 |  | 0 |  | #REF! |  | 1.0249e-06 |  | -0.00030874 |  | 0 |  | 1.1771e-06 |  | 0 |  | 0 |  | 0 |  | 0.0004437 |  | 0 |  | 0 |  | 0.00043107 |  | 0
| #REF! |  | 6.591e-05 |  | -4.6022e-05 |  | 0.021128 |  | 0 |  | 9.6949e-08 |  | 0 |  | 0 |  | #REF! |  | 0 |  | #REF! |  | 0.00016123 |  | 0 |  | #REF! |  | 8.5558e-07 |  | -0.00017523 |  | 0 |  | 1.2189e-06 |  | 0 |  | 0 |  | 0 |  | 0.00049502 |  | 0 |  | 0 |  | 0.00043817 |  | 0
| #REF! |  | 0.0001275 |  | -3.9078e-05 |  | 0.021983 |  | 0 |  | -4.4103e-08 |  | 0 |  | 0 |  | #REF! |  | 0 |  | #REF! |  | 8.6067e-05 |  | 0 |  | #REF! |  | 8.557e-07 |  | -0.0001445 |  | 0 |  | 1.1373e-06 |  | 0 |  | 0 |  | 0 |  | 0.0005693 |  | 0 |  | 7.9296e-07 |  | 0.00044612 |  | 0
| #REF! |  | 0.00016323 |  | 6.1366e-05 |  | 0.023082 |  | 0 |  | 5.3172e-07 |  | 0 |  | 0 |  | #REF! |  | 0 |  | #REF! |  | 0.00014861 |  | 0 |  | #REF! |  | 9.1118e-07 |  | -0.00013767 |  | 0 |  | 9.8696e-07 |  | 0 |  | 0 |  | 0 |  | 0.00059694 |  | 0 |  | 7.9296e-07 |  | 0.00044612 |  | 0
| #REF! |  | 0.00012398 |  | 4.5981e-05 |  | 0.023917 |  | 0 |  | 6.452e-07 |  | 0 |  | 0 |  | #REF! |  | 0 |  | #REF! |  | 0.00016273 |  | 0 |  | #REF! |  | 9.1118e-07 |  | 0.00012857 |  | 0 |  | 9.6537e-07 |  | 0 |  | 0 |  | 0 |  | 0.00059698 |  | 0 |  | 2.379e-06 |  | 0.00043826 |  | 0
| #REF! |  | 2.8495e-05 |  | 8.2474e-05 |  | 0.024641 |  | 0 |  | 2.1024e-07 |  | 0 |  | 0 |  | #REF! |  | 0 |  | #REF! |  | 8.8964e-05 |  | 0 |  | #REF! |  | 1.1515e-06 |  | 0.00017295 |  | 0 |  | 1.0675e-06 |  | 0 |  | 0 |  | 0 |  | 0.0005599 |  | 0 |  | 2.3792e-06 |  | 0.00043039 |  | 0
| #REF! |  | 3.3993e-05 |  | 0.00012679 |  | 0.02559 |  | 0 |  | 7.4721e-07 |  | 0 |  | 0 |  | #REF! |  | 0 |  | #REF! |  | 0.00011326 |  | 0 |  | #REF! |  | 1.1515e-06 |  | 9.1025e-05 |  | 0 |  | 1.1192e-06 |  | 0 |  | 0 |  | 0 |  | 0.00051962 |  | 0 |  | 7.9306e-07 |  | 0.00042012 |  | 0
| #REF! |  | 6.0842e-06 |  | 3.9624e-05 |  | 0.026692 |  | 0 |  | 6.9729e-07 |  | 0 |  | 0 |  | #REF! |  | 0 |  | #REF! |  | 0.00026103 |  | 0 |  | #REF! |  | 5.4645e-07 |  | -2.5033e-05 |  | 0 |  | 1.1088e-06 |  | 0 |  | 0 |  | 0 |  | 0.00058366 |  | 0 |  | 2.9081e-06 |  | 0.00041701 |  | 0
| #REF! |  | 2.9495e-05 |  | 2.4094e-05 |  | 0.028168 |  | 0 |  | 4.1728e-07 |  | 0 |  | 0 |  | #REF! |  | 0 |  | #REF! |  | 0.00024295 |  | 0 |  | #REF! |  | 5.4653e-07 |  | -8.9888e-05 |  | 0 |  | 1.0787e-06 |  | 0 |  | 0 |  | 0 |  | 0.00065001 |  | 0 |  | 2.9083e-06 |  | 0.00041543 |  | 0
| #REF! |  | 8.9159e-05 |  | 3.4016e-05 |  | 0.029235 |  | 0 |  | -1.1497e-07 |  | 0 |  | 0 |  | #REF! |  | 0 |  | #REF! |  | 0.00012245 |  | 0 |  | #REF! |  | 8.2337e-07 |  | -7.6289e-05 |  | 0 |  | 1.1593e-06 |  | 0 |  | 0 |  | 0 |  | 0.00070376 |  | 0 |  | 1.3219e-06 |  | 0.00041862 |  | 0
| #REF! |  | 0.00012315 |  | 5.5933e-05 |  | 0.030284 |  | 0 |  | 2.0527e-08 |  | 0 |  | 0 |  | #REF! |  | 0 |  | #REF! |  | 4.2775e-05 |  | 0 |  | #REF! |  | 8.2337e-07 |  | -1.8206e-05 |  | 0 |  | 1.2797e-06 |  | 0 |  | 0 |  | 0 |  | 0.00068717 |  | 0 |  | 1.322e-06 |  | 0.0004281 |  | 0
| #REF! |  | 0.00023065 |  | 4.792e-05 |  | 0.031242 |  | 0 |  | 4.5865e-07 |  | 0 |  | 0 |  | #REF! |  | 0 |  | #REF! |  | 7.458e-05 |  | 0 |  | #REF! |  | 8.6127e-07 |  | -0.00018206 |  | 0 |  | 1.268e-06 |  | 0 |  | 0 |  | 0 |  | 0.00069279 |  | 0 |  | 1.3221e-06 |  | 0.0004321 |  | 0
| #REF! |  | 0.000195 |  | -8.021e-06 |  | 0.032164 |  | 0 |  | 6.497e-07 |  | 0 |  | 0 |  | #REF! |  | 0 |  | #REF! |  | 0.00018362 |  | 0 |  | #REF! |  | 8.614e-07 |  | -0.00020936 |  | 0 |  | 1.1502e-06 |  | 0 |  | 0 |  | 0 |  | 0.0006288 |  | 0 |  | 1.3221e-06 |  | 0.00043052 |  | 0
| #REF! |  | 0.0001904 |  | -4.1646e-05 |  | 0.033354 |  | 0 |  | 9.1074e-07 |  | 0 |  | 0 |  | #REF! |  | 0 |  | #REF! |  | 0.00016303 |  | 0 |  | #REF! |  | 6.7727e-07 |  | -0.00010354 |  | 0 |  | 1.024e-06 |  | 0 |  | 0 |  | 0 |  | 0.00058618 |  | 0 |  | 1.3222e-06 |  | 0.00042423 |  | 0
| #REF! |  | 0.00023276 |  | -1.506e-05 |  | 0.03479 |  | 0 |  | 2.1385e-07 |  | 0 |  | 0 |  | #REF! |  | 0 |  | #REF! |  | 9.5431e-05 |  | 0 |  | #REF! |  | 6.7727e-07 |  | -0.00018547 |  | 0 |  | 9.7113e-07 |  | 0 |  | 0 |  | 0 |  | 0.00063915 |  | 0 |  | 5.2891e-07 |  | 0.00042347 |  | 0
| #REF! |  | 0.00014993 |  | 1.9936e-05 |  | 0.036448 |  | 0 |  | 6.8508e-08 |  | 0 |  | 0 |  | #REF! |  | 0 |  | #REF! |  | 4.1425e-05 |  | 0 |  | #REF! |  | 9.6488e-07 |  | -0.00014792 |  | 0 |  | 9.8618e-07 |  | 0 |  | 0 |  | 0 |  | 0.00058464 |  | 0 |  | 5.2891e-07 |  | 0.00042505 |  | 0
| #REF! |  | 9.2784e-05 |  | 8.6528e-05 |  | 0.037935 |  | 0 |  | 1.5877e-07 |  | 0 |  | 0 |  | #REF! |  | 0 |  | #REF! |  | 0.00010735 |  | 0 |  | #REF! |  | 9.6502e-07 |  | 8.7612e-05 |  | 0 |  | 9.5682e-07 |  | 0 |  | 0 |  | 0 |  | 0.00060684 |  | 0 |  | 1.3224e-06 |  | 0.00042115 |  | 0
| #REF! |  | 0.00015252 |  | 8.4084e-05 |  | 0.039429 |  | 0 |  | 9.5416e-08 |  | 0 |  | 0 |  | #REF! |  | 0 |  | #REF! |  | 0.00012445 |  | 0 |  | #REF! |  | 2.8139e-07 |  | 0.00038502 |  | 0 |  | 9.7645e-07 |  | 0 |  | 0 |  | 0 |  | 0.00063607 |  | 0 |  | 7.9346e-07 |  | 0.00041167 |  | 0
| #REF! |  | 0.00022101 |  | -2.9582e-05 |  | 0.040759 |  | 0 |  | 5.1497e-07 |  | 0 |  | 0 |  | #REF! |  | 0 |  | #REF! |  | 0.00011315 |  | 0 |  | #REF! |  | 2.8139e-07 |  | 9.1032e-05 |  | 0 |  | 1.0682e-06 |  | 0 |  | 0 |  | 0 |  | 0.00059186 |  | 0 |  | 7.9346e-07 |  | 0.00040616 |  | 0
| #REF! |  | 0.00020348 |  | -3.3129e-05 |  | 0.042467 |  | 0 |  | 3.1979e-07 |  | 0 |  | 0 |  | #REF! |  | 0 |  | #REF! |  | 9.8715e-05 |  | 0 |  | #REF! |  | 6.4271e-07 |  | -1.1372e-05 |  | 0 |  | 1.0957e-06 |  | 0 |  | 0 |  | 0 |  | 0.00065745 |  | 0 |  | 1.3225e-06 |  | 0.00040932 |  | 0
| #REF! |  | 0.00014737 |  | 6.3641e-05 |  | 0.044328 |  | 0 |  | 2.6537e-07 |  | 0 |  | 0 |  | #REF! |  | 0 |  | #REF! |  | 7.4415e-05 |  | 0 |  | #REF! |  | 6.428e-07 |  | 0.00027535 |  | 0 |  | 1.0977e-06 |  | 0 |  | 0 |  | 0 |  | 0.00068677 |  | 0 |  | 1.3226e-06 |  | 0.00041175 |  | 0
| #REF! |  | 6.4035e-05 |  | 0.00014741 |  | 0.046297 |  | 0 |  | 1.1952e-07 |  | 0 |  | 0 |  | #REF! |  | 0 |  | #REF! |  | 0.00019773 |  | 0 |  | #REF! |  | 1.1538e-06 |  | -4.893e-05 |  | 0 |  | 1.0958e-06 |  | 0 |  | 0 |  | 0 |  | 0.00059352 |  | 0 |  | 7.9356e-07 |  | 0.00041254 |  | 0
| #REF! |  | 0.00010139 |  | 2.6701e-05 |  | 0.048036 |  | 0 |  | -2.2526e-07 |  | 0 |  | 0 |  | #REF! |  | 0 |  | #REF! |  | 0.00029544 |  | 0 |  | #REF! |  | 1.1538e-06 |  | -0.00037321 |  | 0 |  | 1.1888e-06 |  | 0 |  | 0 |  | 0 |  | 0.00060304 |  | 0 |  | 0 |  | 0.00041572 |  | 0
| #REF! |  | 0.00013316 |  | -7.2073e-05 |  | 0.049428 |  | 0 |  | 1.7632e-07 |  | 0 |  | 0 |  | #REF! |  | 0 |  | #REF! |  | 0.00031807 |  | 0 |  | #REF! |  | 1.1956e-07 |  | -0.00010696 |  | 0 |  | 1.2242e-06 |  | 0 |  | 0 |  | 0 |  | 0.00067421 |  | 0 |  | 0 |  | 0.00042049 |  | 0
| #REF! |  | 8.0063e-05 |  | -7.8632e-05 |  | 0.051234 |  | 0 |  | 4.8546e-07 |  | 0 |  | 0 |  | #REF! |  | 0 |  | #REF! |  | 0.00025759 |  | 0 |  | #REF! |  | 1.1958e-07 |  | 1.5929e-05 |  | 0 |  | 1.1889e-06 |  | 0 |  | 0 |  | 0 |  | 0.00072164 |  | 0 |  | 0 |  | 0.00042207 |  | 0
| #REF! |  | 0.00012672 |  | -9.4192e-05 |  | 0.05324 |  | 0 |  | 1.6154e-07 |  | 0 |  | 0 |  | #REF! |  | 0 |  | #REF! |  | 0.00016947 |  | 0 |  | #REF! |  | 5.6527e-07 |  | -1.9072e-05 |  | 0 |  | 1.1628e-06 |  | 0 |  | 0 |  | 0 |  | 0.00066007 |  | 0 |  | 0 |  | 0.00041897 |  | 0
| #REF! |  | 0.00017728 |  | -9.0341e-05 |  | 0.055235 |  | 0 |  | -3.7598e-07 |  | 0 |  | 0 |  | #REF! |  | 0 |  | #REF! |  | 0.00019659 |  | 0 |  | #REF! |  | 5.6527e-07 |  | -0.00025373 |  | 0 |  | 1.0633e-06 |  | 0 |  | 0 |  | 0 |  | 0.00067904 |  | 0 |  | 2.3811e-06 |  | 0.0004158 |  | 0
| #REF! |  | 0.00015341 |  | 2.3577e-05 |  | 0.057135 |  | 0 |  | 1.3042e-07 |  | 0 |  | 0 |  | #REF! |  | 0 |  | #REF! |  | 0.0001757 |  | 0 |  | #REF! |  | 1.1635e-06 |  | -0.00031517 |  | 0 |  | 9.7361e-07 |  | 0 |  | 0 |  | 0 |  | 0.00057947 |  | 0 |  | 2.9107e-06 |  | 0.00041425 |  | 0
| #REF! |  | 7.3149e-05 |  | 9.4561e-05 |  | 0.05927 |  | 0 |  | 5.564e-07 |  | 0 |  | 0 |  | #REF! |  | 0 |  | #REF! |  | 8.0973e-05 |  | 0 |  | #REF! |  | 1.1633e-06 |  | -8.6475e-05 |  | 0 |  | 9.2729e-07 |  | 0 |  | 0 |  | 0 |  | 0.00045061 |  | 0 |  | 2.9107e-06 |  | 0.00041425 |  | 0
| #REF! |  | 9.2728e-05 |  | 7.1009e-05 |  | 0.061674 |  | 0 |  | 5.2071e-07 |  | 0 |  | 0 |  | #REF! |  | 0 |  | #REF! |  | 0.00017248 |  | 0 |  | #REF! |  | 9.8519e-07 |  | -0.00018547 |  | 0 |  | 9.4096e-07 |  | 0 |  | 0 |  | 0 |  | 0.00064517 |  | 0 |  | 2.3814e-06 |  | 0.0004143 |  | 0
| #REF! |  | 0.00012824 |  | 0.00010318 |  | 0.064101 |  | 0 |  | 3.177e-07 |  | 0 |  | 0 |  | #REF! |  | 0 |  | #REF! |  | 0.00015322 |  | 0 |  | #REF! |  | 9.8533e-07 |  | -0.00010354 |  | 0 |  | 9.5872e-07 |  | 0 |  | 0 |  | 0 |  | 0.00064675 |  | 0 |  | 5.5564e-06 |  | 0.00041272 |  | 0
| #REF! |  | 0.00010617 |  | 3.9255e-05 |  | 0.06609 |  | 0 |  | -2.9809e-09 |  | 0 |  | 0 |  | #REF! |  | 0 |  | #REF! |  | 3.1265e-05 |  | 0 |  | #REF! |  | 1.1107e-06 |  | 4.5296e-05 |  | 0 |  | 1.0243e-06 |  | 0 |  | 0 |  | 0 |  | 0.00053689 |  | 0 |  | 5.5564e-06 |  | 0.00040721 |  | 0
| #REF! |  | 2.4453e-05 |  | -1.25e-05 |  | 0.068098 |  | 0 |  | 7.7119e-08 |  | 0 |  | 0 |  | #REF! |  | 0 |  | #REF! |  | 0.00010342 |  | 0 |  | #REF! |  | 1.1109e-06 |  | -5.2339e-05 |  | 0 |  | 1.1435e-06 |  | 0 |  | 0 |  | 0 |  | 0.00064525 |  | 0 |  | 7.9391e-07 |  | 0.00039933 |  | 0
| #REF! |  | -6.9006e-05 |  | 2.2487e-05 |  | 0.070333 |  | 0 |  | 1.1639e-07 |  | 0 |  | 0 |  | #REF! |  | 0 |  | #REF! |  | 0.00021069 |  | 0 |  | #REF! |  | 9.788e-07 |  | 5.3478e-05 |  | 0 |  | 1.2045e-06 |  | 0 |  | 0 |  | 0 |  | 0.00059385 |  | 0 |  | 7.9401e-07 |  | 0.00039854 |  | 0
| #REF! |  | 5.1941e-05 |  | -7.1008e-05 |  | 0.072662 |  | 0 |  | 3.7977e-07 |  | 0 |  | 0 |  | #REF! |  | 0 |  | #REF! |  | 0.00028468 |  | 0 |  | #REF! |  | 9.788e-07 |  | -0.00018205 |  | 0 |  | 1.1509e-06 |  | 0 |  | 0 |  | 0 |  | 0.00056305 |  | 0 |  | 0 |  | 0.00040489 |  | 0
| #REF! |  | 0.00017813 |  | -9.6325e-05 |  | 0.074713 |  | 0 |  | 2.5635e-07 |  | 0 |  | 0 |  | #REF! |  | 0 |  | #REF! |  | 0.00028017 |  | 0 |  | #REF! |  | 1.0249e-06 |  | -0.00041417 |  | 0 |  | 1.0671e-06 |  | 0 |  | 0 |  | 0 |  | 0.00055043 |  | 0 |  | 0 |  | 0.00040966 |  | 0
| #REF! |  | 0.00015749 |  | 2.3056e-05 |  | 0.076546 |  | 0 |  | 1.1307e-07 |  | 0 |  | 0 |  | #REF! |  | 0 |  | #REF! |  | 0.00018074 |  | 0 |  | #REF! |  | 1.025e-06 |  | -2.1619e-05 |  | 0 |  | 1.069e-06 |  | 0 |  | 0 |  | 0 |  | 0.000435 |  | 0 |  | 3.9703e-06 |  | 0.00040652 |  | 0
| #REF! |  | 0.00012395 |  | 9.573e-05 |  | 0.078052 |  | 0 |  | 3.5374e-07 |  | 0 |  | 0 |  | #REF! |  | 0 |  | #REF! |  | 6.8912e-05 |  | 0 |  | #REF! |  | 9.341e-07 |  | 3.2996e-05 |  | 0 |  | 1.0816e-06 |  | 0 |  | 0 |  | 0 |  | 0.00052519 |  | 0 |  | 3.9706e-06 |  | 0.0004018 |  | 0
| #REF! |  | 7.0309e-05 |  | 4.5418e-05 |  | 0.079831 |  | 0 |  | -1.7217e-07 |  | 0 |  | 0 |  | #REF! |  | 0 |  | #REF! |  | 6.3822e-05 |  | 0 |  | #REF! |  | 9.3424e-07 |  | -5.1257e-05 |  | 0 |  | 1.0541e-06 |  | 0 |  | 0 |  | 0 |  | 0.00053231 |  | 0 |  | 7.9416e-07 |  | 0.00040259 |  | 0
| #REF! |  | 0.00013161 |  | 1.835e-05 |  | 0.082011 |  | 0 |  | -2.3026e-07 |  | 0 |  | 0 |  | #REF! |  | 0 |  | #REF! |  | 0.00010819 |  | 0 |  | #REF! |  | 6.463e-07 |  | -0.00021961 |  | 0 |  | 9.7627e-07 |  | 0 |  | 0 |  | 0 |  | 0.00043821 |  | 0 |  | 1.3236e-06 |  | 0.00040816 |  | 0
| #REF! |  | 8.3903e-05 |  | 0.00011427 |  | 0.083791 |  | 0 |  | 4.852e-07 |  | 0 |  | 0 |  | #REF! |  | 0 |  | #REF! |  | 0.00023301 |  | 0 |  | #REF! |  | 6.4639e-07 |  | -0.00015816 |  | 0 |  | 9.6046e-07 |  | 0 |  | 0 |  | 0 |  | 0.00051735 |  | 0 |  | 2.9121e-06 |  | 0.00041767 |  | 0
| #REF! |  | -1.9955e-06 |  | 3.6197e-05 |  | 0.08522 |  | 0 |  | 1.1976e-06 |  | 0 |  | 0 |  | #REF! |  | 0 |  | #REF! |  | 0.00020735 |  | 0 |  | #REF! |  | 0 |  | 5.6892e-06 |  | 0 |  | 1.0857e-06 |  | 0 |  | 0 |  | 0 |  | 0.00059965 |  | 0 |  | 2.3828e-06 |  | 0.00042087 |  | 0
| #REF! |  | 5.6613e-05 |  | -6.9535e-05 |  | 0.086832 |  | 0 |  | 8.0298e-07 |  | 0 |  | 0 |  | #REF! |  | 0 |  | #REF! |  | 1.8708e-05 |  | 0 |  | #REF! |  | 0 |  | -8.3061e-05 |  | 0 |  | 1.1487e-06 |  | 0 |  | 0 |  | 0 |  | 0.00055377 |  | 0 |  | 2.3828e-06 |  | 0.00041612 |  | 0
| #REF! |  | 0.00017768 |  | 1.3751e-05 |  | 0.088772 |  | 0 |  | 8.407e-08 |  | 0 |  | 0 |  | #REF! |  | 0 |  | #REF! |  | 8.3018e-05 |  | 0 |  | #REF! |  | 1.1548e-06 |  | -8.344e-05 |  | 0 |  | 1.1395e-06 |  | 0 |  | 0 |  | 0 |  | 0.00056567 |  | 0 |  | 2.9125e-06 |  | 0.00040349 |  | 0
| #REF! |  | 0.00011435 |  | 0.00011911 |  | 0.090598 |  | 0 |  | 2.8997e-07 |  | 0 |  | 0 |  | #REF! |  | 0 |  | #REF! |  | 0.00011161 |  | 0 |  | #REF! |  | 1.155e-06 |  | -1.1378e-06 |  | 0 |  | 1.0616e-06 |  | 0 |  | 0 |  | 0 |  | 0.0005309 |  | 0 |  | 1.3239e-06 |  | 0.00039164 |  | 0
| #REF! |  | 4.8996e-05 |  | 6.7641e-05 |  | 0.091908 |  | 0 |  | 4.7954e-07 |  | 0 |  | 0 |  | #REF! |  | 0 |  | #REF! |  | 0.00012911 |  | 0 |  | #REF! |  | 5.8647e-07 |  | -1.1378e-06 |  | 0 |  | 1.0479e-06 |  | 0 |  | 0 |  | 0 |  | 0.00041461 |  | 0 |  | 7.9436e-07 |  | 0.00038929 |  | 0
| #REF! |  | 0.00030205 |  | -5.8296e-05 |  | 0.093097 |  | 0 |  | 6.8103e-07 |  | 0 |  | 0 |  | #REF! |  | 0 |  | #REF! |  | 0.00010053 |  | 0 |  | #REF! |  | 5.8655e-07 |  | -0.00027422 |  | 0 |  | 1.0683e-06 |  | 0 |  | 0 |  | 0 |  | 0.00048428 |  | 0 |  | 7.9441e-07 |  | 0.00039248 |  | 0
| #REF! |  | 0.00035469 |  | 1.1607e-05 |  | 0.09444 |  | 0 |  | 2.2595e-07 |  | 0 |  | 0 |  | #REF! |  | 0 |  | #REF! |  | 6.3817e-05 |  | 0 |  | #REF! |  | 1.1621e-06 |  | -0.00035273 |  | 0 |  | 1.0152e-06 |  | 0 |  | 0 |  | 0 |  | 0.0006639 |  | 0 |  | 1.324e-06 |  | 0.00040435 |  | 0
| #REF! |  | 0.0001881 |  | 0.00013604 |  | 0.095539 |  | 0 |  | -2.6069e-07 |  | 0 |  | 0 |  | #REF! |  | 0 |  | #REF! |  | 0.00015474 |  | 0 |  | #REF! |  | 1.1623e-06 |  | -1.1379e-05 |  | 0 |  | 9.3533e-07 |  | 0 |  | 0 |  | 0 |  | 0.00065286 |  | 0 |  | 1.3242e-06 |  | 0.00041071 |  | 0
| #REF! |  | 0.0001033 |  | -3.9925e-05 |  | 0.097218 |  | 0 |  | 4.0878e-07 |  | 0 |  | 0 |  | #REF! |  | 0 |  | #REF! |  | 0.00018524 |  | 0 |  | #REF! |  | 1.1649e-06 |  | 0.00013827 |  | 0 |  | 8.8756e-07 |  | 0 |  | 0 |  | 0 |  | 0.00049146 |  | 0 |  | 1.3241e-06 |  | 0.00041074 |  | 0
| #REF! |  | 0.0001129 |  | -0.00021532 |  | 0.098745 |  | 0 |  | 6.7268e-07 |  | 0 |  | 0 |  | #REF! |  | 0 |  | #REF! |  | 0.00014212 |  | 0 |  | #REF! |  | 1.1651e-06 |  | -0.00011719 |  | 0 |  | 1.0514e-06 |  | 0 |  | 0 |  | 0 |  | 0.00053578 |  | 0 |  | 5.2971e-07 |  | 0.00040045 |  | 0
| #REF! |  | 0.00017045 |  | -0.00011118 |  | 0.09978 |  | 0 |  | 2.3142e-07 |  | 0 |  | 0 |  | #REF! |  | 0 |  | #REF! |  | 0.00016924 |  | 0 |  | #REF! |  | 4.9378e-07 |  | -0.00011719 |  | 0 |  | 1.2055e-06 |  | 0 |  | 0 |  | 0 |  | 0.00064428 |  | 0 |  | 0 |  | 0.00039021 |  | 0
| #REF! |  | 0.00019039 |  | -4.7269e-06 |  | 0.10096 |  | 0 |  | 2.1332e-07 |  | 0 |  | 0 |  | #REF! |  | 0 |  | #REF! |  | 0.00016121 |  | 0 |  | #REF! |  | 4.9385e-07 |  | 0.00020026 |  | 0 |  | 1.2161e-06 |  | 0 |  | 0 |  | 0 |  | 0.00069177 |  | 0 |  | 2.3838e-06 |  | 0.00039338 |  | 0
| #REF! |  | 0.0001306 |  | 2.6403e-05 |  | 0.10203 |  | 0 |  | 5.0316e-07 |  | 0 |  | 0 |  | #REF! |  | 0 |  | #REF! |  | 6.0116e-05 |  | 0 |  | #REF! |  | 9.3131e-07 |  | 0.00035728 |  | 0 |  | 1.07e-06 |  | 0 |  | 0 |  | 0 |  | 0.00065303 |  | 0 |  | 4.5031e-06 |  | 0.00039894 |  | 0
| #REF! |  | 3.552e-05 |  | -3.5361e-05 |  | 0.1025 |  | 0 |  | 6.615e-07 |  | 0 |  | 0 |  | #REF! |  | 0 |  | #REF! |  | 3.9275e-05 |  | 0 |  | #REF! |  | 9.3131e-07 |  | -3.6947e-05 |  | 0 |  | 9.6115e-07 |  | 0 |  | 0 |  | 0 |  | 0.00053746 |  | 0 |  | 2.1191e-06 |  | 0.00039973 |  | 0
| #REF! |  | 3.4468e-05 |  | -3.653e-05 |  | 0.10321 |  | 0 |  | 9.1055e-08 |  | 0 |  | 0 |  | #REF! |  | 0 |  | #REF! |  | 4.729e-05 |  | 0 |  | #REF! |  | 5.8589e-07 |  | -0.00017181 |  | 0 |  | 9.5075e-07 |  | 0 |  | 0 |  | 0 |  | 0.00062461 |  | 0 |  | 2.1192e-06 |  | 0.00039345 |  | 0
| #REF! |  | 8.8707e-05 |  | -0.00012242 |  | 0.10356 |  | 0 |  | 3.5227e-07 |  | 0 |  | 0 |  | #REF! |  | 0 |  | #REF! |  | 0.00010795 |  | 0 |  | #REF! |  | 5.8581e-07 |  | 0.00026852 |  | 0 |  | 9.4025e-07 |  | 0 |  | 0 |  | 0 |  | 0.00079877 |  | 0 |  | 2.914e-06 |  | 0.00039187 |  | 0
| #REF! |  | 0.00018254 |  | -0.00010019 |  | 0.10419 |  | 0 |  | 1.007e-06 |  | 0 |  | 0 |  | #REF! |  | 0 |  | #REF! |  | 0.00020555 |  | 0 |  | #REF! |  | 6.6043e-07 |  | 0.00012857 |  | 0 |  | 9.646e-07 |  | 0 |  | 0 |  | 0 |  | 0.00074895 |  | 0 |  | 1.3246e-06 |  | 0.00039743 |  | 0
| #REF! |  | 0.00020117 |  | 0.00013986 |  | 0.10495 |  | 0 |  | 2.3884e-07 |  | 0 |  | 0 |  | #REF! |  | 0 |  | #REF! |  | 0.00032131 |  | 0 |  | #REF! |  | 6.6034e-07 |  | -0.00013085 |  | 0 |  | 9.5608e-07 |  | 0 |  | 0 |  | 0 |  | 0.00071257 |  | 0 |  | 5.2988e-07 |  | 0.00040142 |  | 0
| #REF! |  | 0.00010126 |  | 5.734e-05 |  | 0.10529 |  | 0 |  | -2.3664e-07 |  | 0 |  | 0 |  | #REF! |  | 0 |  | #REF! |  | 0.00033935 |  | 0 |  | #REF! |  | 4.4465e-07 |  | -5.8408e-05 |  | 0 |  | 9.883e-07 |  | 0 |  | 0 |  | 0 |  | 0.00080046 |  | 0 |  | 2.1196e-06 |  | 0.000403 |  | 0
| #REF! |  | 9.0181e-05 |  | -1.9421e-07 |  | 0.10588 |  | 0 |  | 7.1372e-08 |  | 0 |  | 0 |  | #REF! |  | 0 |  | #REF! |  | 0.00021289 |  | 0 |  | #REF! |  | 4.4458e-07 |  | -2.5032e-05 |  | 0 |  | 1.084e-06 |  | 0 |  | 0 |  | 0 |  | 0.00067382 |  | 0 |  | 2.9145e-06 |  | 0.00039748 |  | 0
| #REF! |  | 0.0001407 |  | 5.3453e-06 |  | 0.10609 |  | 0 |  | 4.73e-07 |  | 0 |  | 0 |  | #REF! |  | 0 |  | #REF! |  | 0.0001581 |  | 0 |  | #REF! |  | 9.9775e-07 |  | 7.0545e-05 |  | 0 |  | 1.2107e-06 |  | 0 |  | 0 |  | 0 |  | 0.00052341 |  | 0 |  | 2.9147e-06 |  | 0.00039117 |  | 0
| #REF! |  | 0.00018139 |  | -5.7009e-06 |  | 0.10691 |  | 0 |  | -3.7543e-08 |  | 0 |  | 0 |  | #REF! |  | 0 |  | #REF! |  | 0.00018183 |  | 0 |  | #REF! |  | 9.9789e-07 |  | -2.1618e-05 |  | 0 |  | 1.2048e-06 |  | 0 |  | 0 |  | 0 |  | 0.00058917 |  | 0 |  | 2.9147e-06 |  | 0.00038724 |  | 0
| #REF! |  | 0.00020107 |  | 2.3212e-05 |  | 0.1077 |  | 0 |  | -5.7196e-07 |  | 0 |  | 0 |  | #REF! |  | 0 |  | #REF! |  | 0.00011131 |  | 0 |  | #REF! |  | 4.753e-07 |  | 0.00012857 |  | 0 |  | 1.06e-06 |  | 0 |  | 0 |  | 0 |  | 0.00066682 |  | 0 |  | 7.9496e-07 |  | 0.00038726 |  | 0
| #REF! |  | 0.00020422 |  | -1.8578e-05 |  | 0.10809 |  | 0 |  | 8.6684e-08 |  | 0 |  | 0 |  | #REF! |  | 0 |  | #REF! |  | 8.0814e-05 |  | 0 |  | #REF! |  | 4.7537e-07 |  | 0.00022409 |  | 0 |  | 9.8069e-07 |  | 0 |  | 0 |  | 0 |  | 0.0006193 |  | 0 |  | 0 |  | 0.00039281 |  | 0
| #REF! |  | 0.00019901 |  | 3.011e-05 |  | 0.10773 |  | 0 |  | 4.2842e-07 |  | 0 |  | 0 |  | #REF! |  | 0 |  | #REF! |  | 8.7226e-05 |  | 0 |  | #REF! |  | 1.3469e-06 |  | 0.00019344 |  | 0 |  | 1.0384e-06 |  | 0 |  | 0 |  | 0 |  | 0.00053222 |  | 0 |  | 5.3001e-07 |  | 0.00039917 |  | 0
| #REF! |  | 0.00012833 |  | 1.9522e-05 |  | 0.1077 |  | 0 |  | 2.5685e-07 |  | 0 |  | 0 |  | #REF! |  | 0 |  | #REF! |  | 6.9716e-05 |  | 0 |  | #REF! |  | 1.3471e-06 |  | 0.00013882 |  | 0 |  | 1.1499e-06 |  | 0 |  | 0 |  | 0 |  | 0.00056156 |  | 0 |  | 5.3004e-07 |  | 0.00039919 |  | 0
| #REF! |  | 5.7291e-05 |  | -5.3874e-05 |  | 0.10823 |  | 0 |  | 3.4021e-07 |  | 0 |  | 0 |  | #REF! |  | 0 |  | #REF! |  | 0.00010954 |  | 0 |  | #REF! |  | 9.1785e-07 |  | -0.0001684 |  | 0 |  | 1.1639e-06 |  | 0 |  | 0 |  | 0 |  | 0.00049028 |  | 0 |  | 5.3008e-07 |  | 0.00039523 |  | 0
| #REF! |  | 2.6966e-05 |  | -2.8352e-05 |  | 0.10836 |  | 0 |  | 1.5222e-07 |  | 0 |  | 0 |  | #REF! |  | 0 |  | #REF! |  | 9.9926e-05 |  | 0 |  | #REF! |  | 9.1799e-07 |  | -0.00028787 |  | 0 |  | 1.1586e-06 |  | 0 |  | 0 |  | 0 |  | 0.00053787 |  | 0 |  | 2.9156e-06 |  | 0.00039449 |  | 0
| #REF! |  | 0.00010353 |  | 3.9763e-06 |  | 0.1087 |  | 0 |  | 2.464e-07 |  | 0 |  | 0 |  | #REF! |  | 0 |  | #REF! |  | 0.0001592 |  | 0 |  | #REF! |  | 4.1606e-07 |  | -0.00024079 |  | 0 |  | 1.1501e-06 |  | 0 |  | 0 |  | 0 |  | 0.00070897 |  | 0 |  | 2.9156e-06 |  | 0.00040162 |  | 0
| #REF! |  | 0.00018295 |  | -5.2751e-05 |  | 0.10906 |  | 0 |  | 2.0745e-07 |  | 0 |  | 0 |  | #REF! |  | 0 |  | #REF! |  | 0.00020551 |  | 0 |  | #REF! |  | 4.1612e-07 |  | -7.282e-05 |  | 0 |  | 1.1568e-06 |  | 0 |  | 0 |  | 0 |  | 0.00062505 |  | 0 |  | 2.9156e-06 |  | 0.00040481 |  | 0
| #REF! |  | 0.00010752 |  | -2.852e-08 |  | 0.10942 |  | 0 |  | -6.0088e-08 |  | 0 |  | 0 |  | #REF! |  | 0 |  | #REF! |  | 0.00013834 |  | 0 |  | #REF! |  | 8.5524e-07 |  | -2.5032e-05 |  | 0 |  | 1.1581e-06 |  | 0 |  | 0 |  | 0 |  | 0.00053632 |  | 0 |  | 2.3858e-06 |  | 0.00040165 |  | 0
| #REF! |  | 6.187e-05 |  | 0.00014347 |  | 0.1096 |  | 0 |  | 6.8451e-09 |  | 0 |  | 0 |  | #REF! |  | 0 |  | #REF! |  | 0.0002106 |  | 0 |  | #REF! |  | 8.5536e-07 |  | 3.9823e-05 |  | 0 |  | 1.1654e-06 |  | 0 |  | 0 |  | 0 |  | 0.00055857 |  | 0 |  | 2.3858e-06 |  | 0.00039773 |  | 0
| #REF! |  | 7.6332e-06 |  | 0.00012071 |  | 0.1093 |  | 0 |  | -4.7789e-08 |  | 0 |  | 0 |  | #REF! |  | 0 |  | #REF! |  | 0.00016265 |  | 0 |  | #REF! |  | 1.0511e-06 |  | 2.2757e-06 |  | 0 |  | 1.1713e-06 |  | 0 |  | 0 |  | 0 |  | 0.00052213 |  | 0 |  | 2.3859e-06 |  | 0.0003906 |  | 0
| #REF! |  | 6.628e-05 |  | 2.2139e-05 |  | 0.10951 |  | 0 |  | -1.7817e-08 |  | 0 |  | 0 |  | #REF! |  | 0 |  | #REF! |  | 8.0781e-05 |  | 0 |  | #REF! |  | 1.0513e-06 |  | -0.00023363 |  | 0 |  | 1.2043e-06 |  | 0 |  | 0 |  | 0 |  | 0.00046511 |  | 0 |  | 2.3859e-06 |  | 0.00038587 |  | 0
| #REF! |  | 0.00018854 |  | -1.1069e-05 |  | 0.11012 |  | 0 |  | 1.966e-07 |  | 0 |  | 0 |  | #REF! |  | 0 |  | #REF! |  | 0.00016712 |  | 0 |  | #REF! |  | 1.0274e-06 |  | -0.00040052 |  | 0 |  | 1.2838e-06 |  | 0 |  | 0 |  | 0 |  | 0.00064739 |  | 0 |  | 2.3861e-06 |  | 0.00038194 |  | 0
| #REF! |  | 0.00021374 |  | 4.7561e-05 |  | 0.11027 |  | 0 |  | 3.0077e-07 |  | 0 |  | 0 |  | #REF! |  | 0 |  | #REF! |  | 0.00022471 |  | 0 |  | #REF! |  | 1.0275e-06 |  | -0.00020936 |  | 0 |  | 1.2712e-06 |  | 0 |  | 0 |  | 0 |  | 0.0006252 |  | 0 |  | 7.9541e-07 |  | 0.00038352 |  | 0
| #REF! |  | 0.00023476 |  | 2.058e-05 |  | 0.11066 |  | 0 |  | 4.5933e-07 |  | 0 |  | 0 |  | #REF! |  | 0 |  | #REF! |  | 0.00018484 |  | 0 |  | #REF! |  | 4.3521e-07 |  | 4.6652e-05 |  | 0 |  | 1.1841e-06 |  | 0 |  | 0 |  | 0 |  | 0.00043981 |  | 0 |  | 7.9541e-07 |  | 0.00038513 |  | 0
| #REF! |  | 0.00020729 |  | -8.5831e-05 |  | 0.11131 |  | 0 |  | 5.2053e-07 |  | 0 |  | 0 |  | #REF! |  | 0 |  | #REF! |  | 0.00022834 |  | 0 |  | #REF! |  | 4.3527e-07 |  | -1.9072e-05 |  | 0 |  | 1.1014e-06 |  | 0 |  | 0 |  | 0 |  | 0.00051275 |  | 0 |  | 0 |  | 0.00038199 |  | 0
| #REF! |  | 0.00013148 |  | -9.9289e-06 |  | 0.11159 |  | 0 |  | -8.1593e-09 |  | 0 |  | 0 |  | #REF! |  | 0 |  | #REF! |  | 0.00022351 |  | 0 |  | #REF! |  | 8.0948e-07 |  | -0.00018888 |  | 0 |  | 1.1356e-06 |  | 0 |  | 0 |  | 0 |  | 0.00059679 |  | 0 |  | 5.3031e-07 |  | 0.00038042 |  | 0
| #REF! |  | 0.00013682 |  | -1.3102e-05 |  | 0.11191 |  | 0 |  | -9.4628e-08 |  | 0 |  | 0 |  | #REF! |  | 0 |  | #REF! |  | 0.00022181 |  | 0 |  | #REF! |  | 8.096e-07 |  | -6.5994e-05 |  | 0 |  | 1.1862e-06 |  | 0 |  | 0 |  | 0 |  | 0.00057539 |  | 0 |  | 1.3259e-06 |  | 0.00037884 |  | 0
| #REF! |  | 0.00016521 |  | -2.8275e-05 |  | 0.11218 |  | 0 |  | 1.8676e-07 |  | 0 |  | 0 |  | #REF! |  | 0 |  | #REF! |  | 0.00026647 |  | 0 |  | #REF! |  | 6.6998e-07 |  | -1.8206e-05 |  | 0 |  | 1.1298e-06 |  | 0 |  | 0 |  | 0 |  | 0.00061747 |  | 0 |  | 7.9556e-07 |  | 0.00038285 |  | 0
| #REF! |  | 9.2171e-05 |  | 3.4843e-05 |  | 0.11238 |  | 0 |  | 8.1641e-07 |  | 0 |  | 0 |  | #REF! |  | 0 |  | #REF! |  | 0.00020267 |  | 0 |  | #REF! |  | 6.7008e-07 |  | 8.8208e-05 |  | 0 |  | 1.0563e-06 |  | 0 |  | 0 |  | 0 |  | 0.00063016 |  | 0 |  | 7.9556e-07 |  | 0.00038681 |  | 0
| #REF! |  | 0.00020663 |  | 5.2354e-05 |  | 0.1128 |  | 0 |  | 9.8732e-07 |  | 0 |  | 0 |  | #REF! |  | 0 |  | #REF! |  | 0.00019477 |  | 0 |  | #REF! |  | 9.227e-07 |  | 7.3958e-05 |  | 0 |  | 1.0328e-06 |  | 0 |  | 0 |  | 0 |  | 0.00041773 |  | 0 |  | 1.326e-06 |  | 0.00038523 |  | 0
| #REF! |  | 0.00030915 |  | 0.0001401 |  | 0.11223 |  | 0 |  | 7.2457e-07 |  | 0 |  | 0 |  | #REF! |  | 0 |  | #REF! |  | 0.0001592 |  | 0 |  | #REF! |  | 9.2283e-07 |  | -8.6475e-05 |  | 0 |  | 1.0439e-06 |  | 0 |  | 0 |  | 0 |  | 0.00045425 |  | 0 |  | 2.9174e-06 |  | 0.00037656 |  | 0
| #REF! |  | 0.00023018 |  | 6.0894e-05 |  | 0.11143 |  | 0 |  | 5.088e-07 |  | 0 |  | 0 |  | #REF! |  | 0 |  | #REF! |  | 0.00015467 |  | 0 |  | #REF! |  | 5.691e-07 |  | -0.00023326 |  | 0 |  | 1.0749e-06 |  | 0 |  | 0 |  | 0 |  | 0.00071823 |  | 0 |  | 4.5091e-06 |  | 0.00036308 |  | 0
| #REF! |  | 0.00019603 |  | -7.557e-05 |  | 0.1113 |  | 0 |  | -2.714e-07 |  | 0 |  | 0 |  | #REF! |  | 0 |  | #REF! |  | 0.00015469 |  | 0 |  | #REF! |  | 5.6918e-07 |  | -0.00059123 |  | 0 |  | 1.1235e-06 |  | 0 |  | 0 |  | 0 |  | 0.00071352 |  | 0 |  | 2.9176e-06 |  | 0.00035914 |  | 0
| #REF! |  | 0.00023217 |  | -6.9433e-05 |  | 0.11081 |  | 0 |  | 1.9292e-08 |  | 0 |  | 0 |  | #REF! |  | 0 |  | #REF! |  | 0.00011924 |  | 0 |  | #REF! |  | 2.3666e-07 |  | -0.00041758 |  | 0 |  | 1.1669e-06 |  | 0 |  | 0 |  | 0 |  | 0.00065648 |  | 0 |  | 1.3263e-06 |  | 0.00036233 |  | 0
| #REF! |  | 0.00021512 |  | -3.8217e-06 |  | 0.11002 |  | 0 |  | 2.2806e-07 |  | 0 |  | 0 |  | #REF! |  | 0 |  | #REF! |  | 0.00015311 |  | 0 |  | #REF! |  | 2.3669e-07 |  | -0.00021961 |  | 0 |  | 1.2175e-06 |  | 0 |  | 0 |  | 0 |  | 0.00054707 |  | 0 |  | 2.9178e-06 |  | 0.00036233 |  | 0
| #REF! |  | 0.00022744 |  | 3.3333e-05 |  | 0.10934 |  | 0 |  | 6.0801e-07 |  | 0 |  | 0 |  | #REF! |  | 0 |  | #REF! |  | 0.00018517 |  | 0 |  | #REF! |  | 8.4649e-07 |  | -0.00017182 |  | 0 |  | 1.211e-06 |  | 0 |  | 0 |  | 0 |  | 0.00052335 |  | 0 |  | 2.9182e-06 |  | 0.00035762 |  | 0
| #REF! |  | 0.00020213 |  | 5.7901e-05 |  | 0.1078 |  | 0 |  | 9.8655e-07 |  | 0 |  | 0 |  | #REF! |  | 0 |  | #REF! |  | 8.8941e-05 |  | 0 |  | #REF! |  | 8.4661e-07 |  | 0.00010809 |  | 0 |  | 1.1926e-06 |  | 0 |  | 0 |  | 0 |  | 0.00060264 |  | 0 |  | 5.3054e-07 |  | 0.00035366 |  | 0
| #REF! |  | 0.00024084 |  | 5.4801e-05 |  | 0.10638 |  | 5.225e-06 |  | 4.2887e-07 |  | 0 |  | 0 |  | #REF! |  | 0 |  | #REF! |  | 6.9748e-05 |  | 0 |  | #REF! |  | 5.9951e-07 |  | 0.00032065 |  | 0 |  | 1.1547e-06 |  | 0 |  | 0 |  | 0 |  | 0.00049959 |  | 0 |  | 0 |  | 0.00035685 |  | 0
| #REF! |  | 0.00028792 |  | 5.3266e-05 |  | 0.10548 |  | 9.0482e-05 |  | 1.2976e-07 |  | 0 |  | 0 |  | #REF! |  | 0 |  | #REF! |  | 0.00011797 |  | 0 |  | #REF! |  | 5.996e-07 |  | 1.2523e-05 |  | 0 |  | 1.1054e-06 |  | 0 |  | 0 |  | 0 |  | 0.0006685 |  | 0 |  | 0 |  | 0.00036161 |  | 0
| #REF! |  | 9.7695e-05 |  | 0.00015149 |  | 0.10372 |  | 6.0771e-05 |  | 4.0068e-07 |  | 0 |  | 0 |  | #REF! |  | 0 |  | #REF! |  | 0.00010512 |  | 0 |  | #REF! |  | 1.8196e-06 |  | -0.00011719 |  | 0 |  | 1.0996e-06 |  | 0 |  | 0 |  | 0 |  | 0.00074626 |  | 0 |  | 0 |  | 0.00036322 |  | 0
| #REF! |  | 6.976e-05 |  | 4.8467e-05 |  | 0.10176 |  | 7.9749e-05 |  | 4.5874e-07 |  | 0 |  | 0 |  | #REF! |  | 0 |  | #REF! |  | 0.00010682 |  | 0 |  | #REF! |  | 1.8199e-06 |  | 0.00027774 |  | 0 |  | 1.0741e-06 |  | 0 |  | 0 |  | 0 |  | 0.00064955 |  | 0 |  | 7.9596e-07 |  | 0.00036483 |  | 0
| #REF! |  | 0.00014765 |  | -1.7038e-05 |  | 0.099737 |  | 5.2628e-05 |  | -2.2761e-07 |  | 0 |  | 0 |  | #REF! |  | 0 |  | #REF! |  | 0.00017272 |  | 0 |  | #REF! |  | 7.0054e-07 |  | 0.00030608 |  | 0 |  | 1.0366e-06 |  | 0 |  | 0 |  | 0 |  | 0.00065673 |  | 0 |  | 7.9601e-07 |  | 0.00036881 |  | 0
| #REF! |  | 1.9211e-05 |  | 4.9674e-05 |  | 0.098081 |  | 4.4467e-05 |  | -2.491e-07 |  | 0 |  | 0 |  | #REF! |  | 0 |  | #REF! |  | 0.00026193 |  | 0 |  | #REF! |  | 7.0064e-07 |  | 9.1026e-05 |  | 0 |  | 9.4793e-07 |  | 0 |  | 0 |  | 0 |  | 0.00059411 |  | 0 |  | 7.9606e-07 |  | 0.00037122 |  | 0
| #REF! |  | -3.7566e-05 |  | -1.1949e-05 |  | 0.096059 |  | 7.7794e-05 |  | 5.2801e-07 |  | 0 |  | 0 |  | #REF! |  | 0 |  | #REF! |  | 0.00022183 |  | 0 |  | #REF! |  | 7.5833e-07 |  | -4.5513e-05 |  | 0 |  | 9.1188e-07 |  | 0 |  | 0 |  | 0 |  | 0.00063059 |  | 0 |  | 7.9606e-07 |  | 0.00036804 |  | 0
| #REF! |  | 0.0001239 |  | 3.3858e-05 |  | 0.09361 |  | 2.9578e-05 |  | 4.1134e-07 |  | 0 |  | 0 |  | #REF! |  | 0 |  | #REF! |  | 0.0002461 |  | 0 |  | #REF! |  | 7.5844e-07 |  | 4.5296e-05 |  | 0 |  | 9.481e-07 |  | 0 |  | 0 |  | 0 |  | 0.00057352 |  | 0 |  | 0 |  | 0.00036172 |  | 0
| #REF! |  | 0.00018663 |  | 8.4397e-05 |  | 0.091794 |  | 2.5945e-06 |  | 8.1978e-08 |  | 0 |  | 0 |  | #REF! |  | 0 |  | #REF! |  | 0.00025231 |  | 0 |  | #REF! |  | 1.5327e-06 |  | 5.6892e-05 |  | 0 |  | 1.0447e-06 |  | 0 |  | 0 |  | 0 |  | 0.00051485 |  | 0 |  | 0 |  | 0.00036016 |  | 0
| #REF! |  | 0.00014611 |  | 1.6533e-05 |  | 0.089701 |  | 5.5863e-05 |  | 1.3927e-07 |  | 0 |  | 0 |  | #REF! |  | 0 |  | #REF! |  | 0.00022014 |  | 0 |  | #REF! |  | 1.533e-06 |  | -0.00033908 |  | 0 |  | 1.2071e-06 |  | 0 |  | 0 |  | 0 |  | 0.00061802 |  | 0 |  | 7.9621e-07 |  | 0.00036177 |  | 0
| #REF! |  | 0.00021373 |  | -1.3859e-05 |  | 0.087258 |  | 3.868e-05 |  | 1.4893e-07 |  | 0 |  | 0 |  | #REF! |  | 0 |  | #REF! |  | 0.00016245 |  | 0 |  | #REF! |  | 7.0534e-07 |  | -0.0003459 |  | 0 |  | 1.3043e-06 |  | 0 |  | 0 |  | 0 |  | 0.00072116 |  | 0 |  | 1.327e-06 |  | 0.00036256 |  | 0
| #REF! |  | 0.00019692 |  | 6.9141e-05 |  | 0.085054 |  | -1.9222e-05 |  | 6.0133e-07 |  | 0 |  | 0 |  | #REF! |  | 0 |  | #REF! |  | 0.00013874 |  | 0 |  | #REF! |  | 7.0544e-07 |  | -0.00052329 |  | 0 |  | 1.334e-06 |  | 0 |  | 0 |  | 0 |  | 0.00069899 |  | 0 |  | 5.3081e-07 |  | 0.00036258 |  | 0
| #REF! |  | 8.327e-05 |  | 2.2287e-05 |  | 0.08319 |  | 4.6801e-05 |  | 4.2667e-07 |  | 0 |  | 0 |  | #REF! |  | 0 |  | #REF! |  | 0.00018345 |  | 0 |  | #REF! |  | 7.118e-07 |  | -0.0005234 |  | 0 |  | 1.2256e-06 |  | 0 |  | 0 |  | 0 |  | 0.00061096 |  | 0 |  | 0 |  | 0.00035785 |  | 0
| #REF! |  | 0.00014959 |  | -7.9703e-05 |  | 0.081007 |  | 0.00013523 |  | 1.7211e-07 |  | 0 |  | 0 |  | #REF! |  | 0 |  | #REF! |  | 0.0002331 |  | 0 |  | #REF! |  | 7.119e-07 |  | -0.00014109 |  | 0 |  | 1.1291e-06 |  | 0 |  | 0 |  | 0 |  | 0.00060703 |  | 0 |  | 7.9631e-07 |  | 0.00035866 |  | 0
| #REF! |  | 0.00021382 |  | -3.0039e-05 |  | 0.078947 |  | 8.077e-06 |  | -1.434e-07 |  | 0 |  | 0 |  | #REF! |  | 0 |  | #REF! |  | 0.00029069 |  | 0 |  | #REF! |  | 6.7761e-07 |  | -5.2341e-05 |  | 0 |  | 1.1035e-06 |  | 0 |  | 0 |  | 0 |  | 0.0006475 |  | 0 |  | 1.3273e-06 |  | 0.00036263 |  | 0
| #REF! |  | 0.00022926 |  | -1.3593e-05 |  | 0.076653 |  | -1.6107e-05 |  | -8.1946e-07 |  | 0 |  | 0 |  | #REF! |  | 0 |  | #REF! |  | 0.00024551 |  | 0 |  | #REF! |  | 6.7771e-07 |  | -0.00024079 |  | 0 |  | 1.12e-06 |  | 0 |  | 0 |  | 0 |  | 0.00063881 |  | 0 |  | 5.3091e-07 |  | 0.000369 |  | 0
| #REF! |  | 0.00023953 |  | -6.1744e-05 |  | 0.074177 |  | 8.8191e-05 |  | -4.5539e-07 |  | 0 |  | 0 |  | #REF! |  | 0 |  | #REF! |  | 0.00015447 |  | 0 |  | #REF! |  | 1.2811e-06 |  | -0.00031177 |  | 0 |  | 1.1469e-06 |  | 0 |  | 0 |  | 0 |  | 0.00064044 |  | 0 |  | 2.1238e-06 |  | 0.00036664 |  | 0
| #REF! |  | 0.00017999 |  | -5.8061e-05 |  | 0.072021 |  | 9.2713e-06 |  | 3.6027e-07 |  | 0 |  | 0 |  | #REF! |  | 0 |  | #REF! |  | 3.3115e-05 |  | 0 |  | #REF! |  | 1.2813e-06 |  | -0.00012061 |  | 0 |  | 1.1096e-06 |  | 0 |  | 0 |  | 0 |  | 0.00057933 |  | 0 |  | 6.1062e-06 |  | 0.00035633 |  | 0
| #REF! |  | 0.00021188 |  | -1.7063e-05 |  | 0.069819 |  | -2.7052e-05 |  | 5.869e-07 |  | 0 |  | 0 |  | #REF! |  | 0 |  | #REF! |  | 5.7004e-05 |  | 0 |  | #REF! |  | 6.4629e-07 |  | 7.0331e-05 |  | 0 |  | 1.1221e-06 |  | 0 |  | 0 |  | 0 |  | 0.00049289 |  | 0 |  | 3.9823e-06 |  | 0.00035161 |  | 0
| #REF! |  | 0.00020226 |  | -4.9772e-05 |  | 0.068158 |  | 5.0046e-05 |  | 5.1251e-07 |  | 0 |  | 0 |  | #REF! |  | 0 |  | #REF! |  | 0.00020431 |  | 0 |  | #REF! |  | 6.4638e-07 |  | 1.5932e-05 |  | 0 |  | 1.113e-06 |  | 0 |  | 0 |  | 0 |  | 0.00056829 |  | 0 |  | 2.3895e-06 |  | 0.00035082 |  | 0
| #REF! |  | 0.00011269 |  | -3.9583e-05 |  | 0.065956 |  | 7.5927e-05 |  | 2.835e-07 |  | 0 |  | 0 |  | #REF! |  | 0 |  | #REF! |  | 0.00022068 |  | 0 |  | #REF! |  | 1.1801e-06 |  | -0.00018888 |  | 0 |  | 1.092e-06 |  | 0 |  | 0 |  | 0 |  | 0.00069532 |  | 0 |  | 2.3895e-06 |  | 0.00035719 |  | 0
| #REF! |  | 9.0487e-05 |  | 6.9226e-05 |  | 0.06358 |  | 3.39e-05 |  | 6.7138e-07 |  | 0 |  | 0 |  | #REF! |  | 0 |  | #REF! |  | 0.00012436 |  | 0 |  | #REF! |  | 1.1803e-06 |  | -0.0001684 |  | 0 |  | 1.023e-06 |  | 0 |  | 0 |  | 0 |  | 0.00071993 |  | 0 |  | 0 |  | 0.00036036 |  | 0
| #REF! |  | 8.3764e-05 |  | 6.6381e-05 |  | 0.061401 |  | 2.0769e-05 |  | 7.1081e-07 |  | 0 |  | 0 |  | #REF! |  | 0 |  | #REF! |  | 0.00019943 |  | 0 |  | #REF! |  | 6.5999e-07 |  | 7.3902e-05 |  | 0 |  | 1.0059e-06 |  | 0 |  | 0 |  | 0 |  | 0.0007224 |  | 0 |  | 0 |  | 0.0003612 |  | 0
| #REF! |  | 0.00019073 |  | -3.084e-05 |  | 0.05979 |  | -1.2276e-05 |  | 7.7437e-07 |  | 0 |  | 0 |  | #REF! |  | 0 |  | #REF! |  | 0.00030816 |  | 0 |  | #REF! |  | 6.6008e-07 |  | -3.5281e-05 |  | 0 |  | 1.0592e-06 |  | 0 |  | 0 |  | 0 |  | 0.00073114 |  | 0 |  | 0 |  | 0.00035961 |  | 0
| #REF! |  | 0.0002379 |  | -0.00010107 |  | 0.058259 |  | -5.3375e-05 |  | 8.5546e-07 |  | 0 |  | 0 |  | #REF! |  | 0 |  | #REF! |  | 0.0003736 |  | 0 |  | #REF! |  | 9.5643e-07 |  | -0.00022643 |  | 0 |  | 1.1218e-06 |  | 0 |  | 0 |  | 0 |  | 0.00070498 |  | 0 |  | 5.3111e-07 |  | 0.00035884 |  | 0
| #REF! |  | 0.00017728 |  | -5.7256e-05 |  | 0.056031 |  | -4.1992e-06 |  | -2.262e-08 |  | 0 |  | 0 |  | #REF! |  | 0 |  | #REF! |  | 0.00037081 |  | 0 |  | #REF! |  | 9.5657e-07 |  | -0.00028369 |  | 0 |  | 1.1514e-06 |  | 0 |  | 0 |  | 0 |  | 0.00062242 |  | 0 |  | 5.3111e-07 |  | 0.00035487 |  | 0
| #REF! |  | 0.00014907 |  | 3.3782e-05 |  | 0.054503 |  | -1.814e-06 |  | -3.1528e-07 |  | 0 |  | 0 |  | #REF! |  | 0 |  | #REF! |  | 0.00021389 |  | 0 |  | #REF! |  | 6.6293e-07 |  | -0.00038344 |  | 0 |  | 1.1212e-06 |  | 0 |  | 0 |  | 0 |  | 0.00058756 |  | 0 |  | 5.3118e-07 |  | 0.00035015 |  | 0
| #REF! |  | 0.00015502 |  | 1.1996e-05 |  | 0.0529 |  | 4.0168e-05 |  | 1.7723e-07 |  | 0 |  | 0 |  | #REF! |  | 0 |  | #REF! |  | 0.00013375 |  | 0 |  | #REF! |  | 6.6302e-07 |  | -0.00031176 |  | 0 |  | 1.1041e-06 |  | 0 |  | 0 |  | 0 |  | 0.00063679 |  | 0 |  | 1.3279e-06 |  | 0.00035174 |  | 0
| #REF! |  | 0.00024124 |  | -0.00010648 |  | 0.051544 |  | 4.5298e-05 |  | -1.7851e-07 |  | 0 |  | 0 |  | #REF! |  | 0 |  | #REF! |  | 0.00022348 |  | 0 |  | #REF! |  | 6.9121e-07 |  | -0.00018205 |  | 0 |  | 1.1102e-06 |  | 0 |  | 0 |  | 0 |  | 0.00052086 |  | 0 |  | 1.3279e-06 |  | 0.00035651 |  | 0
| #REF! |  | 0.00025794 |  | -8.933e-05 |  | 0.050485 |  | -7.7354e-06 |  | -1.5665e-07 |  | 0 |  | 0 |  | #REF! |  | 0 |  | #REF! |  | 0.00019772 |  | 0 |  | #REF! |  | 6.9131e-07 |  | -5.1256e-05 |  | 0 |  | 1.1036e-06 |  | 0 |  | 0 |  | 0 |  | 0.00057413 |  | 0 |  | 1.3281e-06 |  | 0.00035893 |  | 0
| #REF! |  | 0.00019659 |  | 9.5137e-05 |  | 0.049126 |  | 3.3277e-05 |  | 5.1908e-07 |  | 0 |  | 0 |  | #REF! |  | 0 |  | #REF! |  | 0.00029423 |  | 0 |  | #REF! |  | 1.3158e-06 |  | -0.00012402 |  | 0 |  | 9.9976e-07 |  | 0 |  | 0 |  | 0 |  | 0.00072184 |  | 0 |  | 1.3281e-06 |  | 0.00035337 |  | 0
| #REF! |  | 0.0001507 |  | 7.6036e-05 |  | 0.048002 |  | 5.968e-05 |  | -1.6885e-07 |  | 0 |  | 0 |  | #REF! |  | 0 |  | #REF! |  | 0.00029743 |  | 0 |  | #REF! |  | 1.3158e-06 |  | -0.00038344 |  | 0 |  | 8.7413e-07 |  | 0 |  | 0 |  | 0 |  | 0.00062976 |  | 0 |  | 2.9218e-06 |  | 0.0003526 |  | 0
| #REF! |  | 7.6914e-05 |  | 2.7063e-05 |  | 0.047097 |  | -1.8122e-05 |  | -8.9229e-08 |  | 0 |  | 0 |  | #REF! |  | 0 |  | #REF! |  | 0.00015465 |  | 0 |  | #REF! |  | 8.0083e-07 |  | -0.00025508 |  | 0 |  | 8.65e-07 |  | 0 |  | 0 |  | 0 |  | 0.0006441 |  | 0 |  | 2.3909e-06 |  | 0.00035501 |  | 0
| #REF! |  | 9.0868e-05 |  | 0.0001291 |  | 0.045927 |  | -1.4256e-05 |  | 4.843e-07 |  | 0 |  | 0 |  | #REF! |  | 0 |  | #REF! |  | 0.00025055 |  | 0 |  | #REF! |  | 8.0072e-07 |  | 4.6652e-05 |  | 0 |  | 9.3144e-07 |  | 0 |  | 0 |  | 0 |  | 0.00074024 |  | 0 |  | 7.9696e-07 |  | 0.00035741 |  | 0
| #REF! |  | 0.00018584 |  | 0.0001515 |  | 0.044726 |  | 0.00010057 |  | 4.053e-07 |  | 0 |  | 0 |  | #REF! |  | 0 |  | #REF! |  | 0.00029233 |  | 0 |  | #REF! |  | 6.6206e-07 |  | -6.9407e-05 |  | 0 |  | 1.0841e-06 |  | 0 |  | 0 |  | 0 |  | 0.00076645 |  | 0 |  | 1.3283e-06 |  | 0.00035821 |  | 0
| #REF! |  | 0.00020777 |  | 0.00011134 |  | 0.043706 |  | 0.00010117 |  | 4.3843e-09 |  | 0 |  | 0 |  | #REF! |  | 0 |  | #REF! |  | 0.00023983 |  | 0 |  | #REF! |  | 6.6215e-07 |  | -0.00048395 |  | 0 |  | 1.2098e-06 |  | 0 |  | 0 |  | 0 |  | 0.00073711 |  | 0 |  | 2.9224e-06 |  | 0.00035187 |  | 0
| #REF! |  | 0.00019154 |  | 0.00011266 |  | 0.042998 |  | 3.3704e-05 |  | -2.6472e-07 |  | 0 |  | 0 |  | #REF! |  | 0 |  | #REF! |  | 0.00015157 |  | 0 |  | #REF! |  | 9.084e-07 |  | -0.00034931 |  | 0 |  | 1.2237e-06 |  | 0 |  | 0 |  | 0 |  | 0.00058067 |  | 0 |  | 2.3912e-06 |  | 0.00034634 |  | 0
| #REF! |  | 0.00011363 |  | 0.00013597 |  | 0.042319 |  | -2.0759e-05 |  | -4.217e-10 |  | 0 |  | 0 |  | #REF! |  | 0 |  | #REF! |  | 5.3936e-05 |  | 0 |  | #REF! |  | 9.0853e-07 |  | -9.6722e-05 |  | 0 |  | 1.181e-06 |  | 0 |  | 0 |  | 0 |  | 0.00058468 |  | 0 |  | 0 |  | 0.00034 |  | 0
| #REF! |  | 4.9892e-05 |  | 0.0001193 |  | 0.041329 |  | 6.8053e-06 |  | 5.2195e-07 |  | 0 |  | 0 |  | #REF! |  | 0 |  | #REF! |  | 4.112e-05 |  | 0 |  | #REF! |  | 9.6462e-07 |  | -0.00011379 |  | 0 |  | 1.062e-06 |  | 0 |  | 0 |  | 0 |  | 0.00067127 |  | 0 |  | 0 |  | 0.00033841 |  | 0
| #REF! |  | 0.00017271 |  | 5.122e-05 |  | 0.040706 |  | 2.8947e-05 |  | 8.0204e-07 |  | 0 |  | 0 |  | #REF! |  | 0 |  | #REF! |  | 9.8679e-05 |  | 0 |  | #REF! |  | 9.6476e-07 |  | -5.8408e-05 |  | 0 |  | 1.0496e-06 |  | 0 |  | 0 |  | 0 |  | 0.00063079 |  | 0 |  | 7.9716e-07 |  | 0.00034241 |  | 0
| #REF! |  | 0.00021885 |  | -1.018e-06 |  | 0.040578 |  | 2.1589e-05 |  | 2.4264e-07 |  | 0 |  | 0 |  | #REF! |  | 0 |  | #REF! |  | 0.00012753 |  | 0 |  | #REF! |  | 8.7291e-07 |  | 2.2758e-06 |  | 0 |  | 1.0298e-06 |  | 0 |  | 0 |  | 0 |  | 0.00069439 |  | 0 |  | 7.9716e-07 |  | 0.00034958 |  | 0
| #REF! |  | 0.00011989 |  | 6.2601e-06 |  | 0.040069 |  | 3.076e-05 |  | 2.4351e-07 |  | 0 |  | 0 |  | #REF! |  | 0 |  | #REF! |  | 0.00024886 |  | 0 |  | #REF! |  | 8.7303e-07 |  | 6.3718e-05 |  | 0 |  | 1.0278e-06 |  | 0 |  | 0 |  | 0 |  | 0.00069201 |  | 0 |  | 2.3916e-06 |  | 0.00035117 |  | 0
| #REF! |  | 0.00019054 |  | 5.447e-05 |  | 0.039516 |  | 3.8864e-05 |  | 5.5101e-07 |  | 0 |  | 0 |  | #REF! |  | 0 |  | #REF! |  | 0.00025845 |  | 0 |  | #REF! |  | 1.0563e-06 |  | -0.00019429 |  | 0 |  | 1.0964e-06 |  | 0 |  | 0 |  | 0 |  | 0.00057128 |  | 0 |  | 2.3918e-06 |  | 0.00034245 |  | 0
| #REF! |  | 0.0002215 |  | -2.3743e-05 |  | 0.039297 |  | 3.7461e-05 |  | 2.6052e-07 |  | 0 |  | 0 |  | #REF! |  | 0 |  | #REF! |  | 0.00020089 |  | 0 |  | #REF! |  | 1.0563e-06 |  | -0.00021277 |  | 0 |  | 1.2314e-06 |  | 0 |  | 0 |  | 0 |  | 0.00051096 |  | 0 |  | 2.3918e-06 |  | 0.00033534 |  | 0
| #REF! |  | 0.0002298 |  | -0.00018554 |  | 0.038981 |  | 2.4105e-05 |  | -1.0751e-07 |  | 0 |  | 0 |  | #REF! |  | 0 |  | #REF! |  | 0.00024093 |  | 0 |  | #REF! |  | 2.3138e-07 |  | -1.1372e-06 |  | 0 |  | 1.3558e-06 |  | 0 |  | 0 |  | 0 |  | 0.00062297 |  | 0 |  | 2.9235e-06 |  | 0.00033929 |  | 0
| #REF! |  | 0.0001699 |  | -2.8968e-05 |  | 0.038458 |  | -5.3426e-06 |  | -1.3428e-07 |  | 0 |  | 0 |  | #REF! |  | 0 |  | #REF! |  | 0.00024603 |  | 0 |  | #REF! |  | 2.3142e-07 |  | -7.6292e-05 |  | 0 |  | 1.3151e-06 |  | 0 |  | 0 |  | 0 |  | 0.00061192 |  | 0 |  | 1.3289e-06 |  | 0.00035126 |  | 0
| #REF! |  | 4.4399e-05 |  | 0.00013651 |  | 0.037773 |  | 5.7069e-05 |  | -2.187e-08 |  | 0 |  | 0 |  | #REF! |  | 0 |  | #REF! |  | 0.00019974 |  | 0 |  | #REF! |  | 1.2074e-06 |  | -0.00029129 |  | 0 |  | 1.1604e-06 |  | 0 |  | 0 |  | 0 |  | 0.00060795 |  | 0 |  | 1.3289e-06 |  | 0.00035841 |  | 0
| #REF! |  | 0.00014079 |  | 8.2765e-05 |  | 0.0378 |  | 9.6494e-05 |  | 1.5258e-07 |  | 0 |  | 0 |  | #REF! |  | 0 |  | #REF! |  | 0.00025901 |  | 0 |  | #REF! |  | 1.2076e-06 |  | -0.0002947 |  | 0 |  | 1.0315e-06 |  | 0 |  | 0 |  | 0 |  | 0.00081065 |  | 0 |  | 5.3161e-07 |  | 0.00036241 |  | 0
| #REF! |  | 0.00019688 |  | 0.00027323 |  | 0.037687 |  | 3.6453e-05 |  | 2.7946e-07 |  | 0 |  | 0 |  | #REF! |  | 0 |  | #REF! |  | 0.00029228 |  | 0 |  | #REF! |  | 2.8791e-06 |  | 7.3908e-05 |  | 0 |  | 1.0328e-06 |  | 0 |  | 0 |  | 0 |  | 0.00079401 |  | 0 |  | 5.3164e-07 |  | 0.00036402 |  | 0
| #REF! |  | 0.0001795 |  | 0.00030851 |  | 0.036955 |  | 0.00016888 |  | 3.1037e-07 |  | 0 |  | 0 |  | #REF! |  | 0 |  | #REF! |  | 0.00018338 |  | 0 |  | #REF! |  | 2.8795e-06 |  | 0.00017978 |  | 0 |  | 1.0868e-06 |  | 0 |  | 0 |  | 0 |  | 0.00065571 |  | 0 |  | 2.924e-06 |  | 0.00036402 |  | 0
| #REF! |  | 0.00017388 |  | 7.4102e-05 |  | 0.036347 |  | 0.00021585 |  | 2.2511e-07 |  | 0 |  | 0 |  | #REF! |  | 0 |  | #REF! |  | 0.0001721 |  | 0 |  | #REF! |  | 7.3912e-07 |  | -0.00010013 |  | 0 |  | 1.193e-06 |  | 0 |  | 0 |  | 0 |  | 0.00050314 |  | 0 |  | 2.9242e-06 |  | 0.00035848 |  | 0
| #REF! |  | 0.000135 |  | 3.217e-05 |  | 0.036078 |  | 3.3853e-05 |  | 5.0177e-07 |  | 0 |  | 0 |  | #REF! |  | 0 |  | #REF! |  | 9.5358e-05 |  | 0 |  | #REF! |  | 7.3912e-07 |  | 0.00012754 |  | 0 |  | 1.2047e-06 |  | 0 |  | 0 |  | 0 |  | 0.00052384 |  | 0 |  | 1.3292e-06 |  | 0.00035135 |  | 0
| #REF! |  | 0.00018279 |  | 8.3385e-05 |  | 0.035988 |  | -2.2406e-05 |  | 7.0462e-07 |  | 0 |  | 0 |  | #REF! |  | 0 |  | #REF! |  | 6.8274e-05 |  | 0 |  | #REF! |  | 7.5611e-07 |  | 0.00022074 |  | 0 |  | 1.1621e-06 |  | 0 |  | 0 |  | 0 |  | 0.0007083 |  | 0 |  | 7.9761e-07 |  | 0.00034819 |  | 0
| #REF! |  | 0.00020602 |  | 0.00012056 |  | 0.03563 |  | -1.1049e-05 |  | 2.9951e-07 |  | 0 |  | 0 |  | #REF! |  | 0 |  | #REF! |  | 0.00024263 |  | 0 |  | #REF! |  | 7.5622e-07 |  | -4.21e-05 |  | 0 |  | 1.1529e-06 |  | 0 |  | 0 |  | 0 |  | 0.0006988 |  | 0 |  | 0 |  | 0.00034423 |  | 0
| #REF! |  | 0.00024987 |  | 0.0001314 |  | 0.034991 |  | 2.0028e-07 |  | 3.3496e-07 |  | 0 |  | 0 |  | #REF! |  | 0 |  | #REF! |  | 0.00019304 |  | 0 |  | #REF! |  | 1.0015e-06 |  | -2.9801e-05 |  | 0 |  | 1.1911e-06 |  | 0 |  | 0 |  | 0 |  | 0.00061215 |  | 0 |  | 0 |  | 0.00033946 |  | 0
| #REF! |  | 0.00024901 |  | 0.00011748 |  | 0.034503 |  | 9.3717e-05 |  | 5.6557e-07 |  | 0 |  | 0 |  | #REF! |  | 0 |  | #REF! |  | 9.2042e-05 |  | 0 |  | #REF! |  | 1.0017e-06 |  | 0.00016612 |  | 0 |  | 1.1958e-06 |  | 0 |  | 0 |  | 0 |  | 0.0006583 |  | 0 |  | 7.9766e-07 |  | 0.00033631 |  | 0
| #REF! |  | 0.00026918 |  | 6.9679e-05 |  | 0.034036 |  | 0.0001424 |  | 3.5203e-07 |  | 0 |  | 0 |  | #REF! |  | 0 |  | #REF! |  | 0.00018506 |  | 0 |  | #REF! |  | 9.308e-07 |  | 5.6902e-06 |  | 0 |  | 1.0918e-06 |  | 0 |  | 0 |  | 0 |  | 0.00070282 |  | 0 |  | 7.9771e-07 |  | 0.0003379 |  | 0
| #REF! |  | 0.00031363 |  | 7.0964e-05 |  | 0.033285 |  | 7.2921e-05 |  | 1.2134e-07 |  | 0 |  | 0 |  | #REF! |  | 0 |  | #REF! |  | 0.00018846 |  | 0 |  | #REF! |  | 9.3081e-07 |  | -0.00020145 |  | 0 |  | 1.0043e-06 |  | 0 |  | 0 |  | 0 |  | 0.00058444 |  | 0 |  | 7.9771e-07 |  | 0.00034032 |  | 0
| #REF! |  | 0.00028409 |  | 0.00015408 |  | 0.032656 |  | 3.878e-05 |  | 2.7876e-07 |  | 0 |  | 0 |  | #REF! |  | 0 |  | #REF! |  | 0.00019014 |  | 0 |  | #REF! |  | 1.0701e-06 |  | 7.7367e-05 |  | 0 |  | 9.8981e-07 |  | 0 |  | 0 |  | 0 |  | 0.00053991 |  | 0 |  | 1.3296e-06 |  | 0.00034032 |  | 0
| #REF! |  | 0.00032554 |  | 0.0001821 |  | 0.032162 |  | 3.839e-05 |  | 4.1317e-07 |  | 0 |  | 0 |  | #REF! |  | 0 |  | #REF! |  | 0.00022514 |  | 0 |  | #REF! |  | 1.0702e-06 |  | 0.00032997 |  | 0 |  | 1.0637e-06 |  | 0 |  | 0 |  | 0 |  | 0.00068944 |  | 0 |  | 1.3297e-06 |  | 0.00033716 |  | 0
| #REF! |  | 0.00034389 |  | 0.00015171 |  | 0.031698 |  | 0.00010114 |  | 4.5309e-07 |  | 0 |  | 0 |  | #REF! |  | 0 |  | #REF! |  | 0.0002522 |  | 0 |  | #REF! |  | 1.1017e-06 |  | 0.00015258 |  | 0 |  | 1.1283e-06 |  | 0 |  | 0 |  | 0 |  | 0.00088824 |  | 0 |  | 4.521e-06 |  | 0.00033319 |  | 0
| #REF! |  | 0.00026606 |  | 0.00011638 |  | 0.031187 |  | 0.00014249 |  | 6.8255e-07 |  | 0 |  | 0 |  | #REF! |  | 0 |  | #REF! |  | 0.00024599 |  | 0 |  | #REF! |  | 1.1017e-06 |  | -0.00013426 |  | 0 |  | 1.1026e-06 |  | 0 |  | 0 |  | 0 |  | 0.00070066 |  | 0 |  | 3.7234e-06 |  | 0.00033721 |  | 0
| #REF! |  | 0.00021031 |  | 0.00010259 |  | 0.030379 |  | 4.4385e-05 |  | 6.7151e-07 |  | 0 |  | 0 |  | #REF! |  | 0 |  | #REF! |  | 0.00020593 |  | 0 |  | #REF! |  | 4.1813e-07 |  | 7.0543e-05 |  | 0 |  | 9.9591e-07 |  | 0 |  | 0 |  | 0 |  | 0.00055751 |  | 0 |  | 5.3194e-07 |  | 0.00034436 |  | 0
| #REF! |  | 0.00022456 |  | 0.00017254 |  | 0.02973 |  | -1.7475e-05 |  | 5.0687e-07 |  | 0 |  | 0 |  | #REF! |  | 0 |  | #REF! |  | 0.00026687 |  | 0 |  | #REF! |  | 4.1819e-07 |  | -7.2716e-05 |  | 0 |  | 9.0971e-07 |  | 0 |  | 0 |  | 0 |  | 0.0007699 |  | 0 |  | 5.3194e-07 |  | 0.00034757 |  | 0
| #REF! |  | 0.0001276 |  | 0.00022332 |  | 0.029201 |  | 1.6489e-05 |  | 6.0474e-07 |  | 0 |  | 0 |  | #REF! |  | 0 |  | #REF! |  | 0.00023809 |  | 0 |  | #REF! |  | 1.4888e-06 |  | -0.00022984 |  | 0 |  | 9.4668e-07 |  | 0 |  | 0 |  | 0 |  | 0.00092022 |  | 0 |  | 5.3198e-07 |  | 0.00034121 |  | 0
| #REF! |  | 0.00022773 |  | 0.00023695 |  | 0.028603 |  | 9.2376e-05 |  | 3.1101e-07 |  | 0 |  | 0 |  | #REF! |  | 0 |  | #REF! |  | 0.00017095 |  | 0 |  | #REF! |  | 1.4888e-06 |  | 0.00011682 |  | 0 |  | 1.0126e-06 |  | 0 |  | 0 |  | 0 |  | 0.00081131 |  | 0 |  | 5.3198e-07 |  | 0.00033566 |  | 0
| #REF! |  | 0.00030258 |  | 0.00022771 |  | 0.02801 |  | 0.00011497 |  | -3.9128e-09 |  | 0 |  | 0 |  | #REF! |  | 0 |  | #REF! |  | 0.00019973 |  | 0 |  | #REF! |  | 4.9581e-07 |  | 0.00011833 |  | 0 |  | 1.0548e-06 |  | 0 |  | 0 |  | 0 |  | 0.00070875 |  | 0 |  | 0 |  | 0.00033886 |  | 0
| #REF! |  | 0.00023645 |  | 7.0101e-05 |  | 0.02722 |  | 8.3703e-05 |  | -1.269e-07 |  | 0 |  | 0 |  | #REF! |  | 0 |  | #REF! |  | 0.00016757 |  | 0 |  | #REF! |  | 4.9588e-07 |  | 5.6888e-06 |  | 0 |  | 1.0423e-06 |  | 0 |  | 0 |  | 0 |  | 0.00066822 |  | 0 |  | 0 |  | 0.00034604 |  | 0
| #REF! |  | 0.00027291 |  | -4.0404e-05 |  | 0.0267 |  | -2.8212e-05 |  | -2.7133e-07 |  | 0 |  | 0 |  | #REF! |  | 0 |  | #REF! |  | 0.00018053 |  | 0 |  | #REF! |  | 1.7615e-07 |  | 0.00010251 |  | 0 |  | 1.0239e-06 |  | 0 |  | 0 |  | 0 |  | 0.00064917 |  | 0 |  | 5.3208e-07 |  | 0.00035163 |  | 0
| #REF! |  | 0.00021107 |  | 0.00016796 |  | 0.0263 |  | -7.245e-05 |  | -1.6765e-07 |  | 0 |  | 0 |  | #REF! |  | 0 |  | #REF! |  | 0.00024938 |  | 0 |  | #REF! |  | 1.7615e-07 |  | 2.617e-05 |  | 0 |  | 1.0839e-06 |  | 0 |  | 0 |  | 0 |  | 0.00068258 |  | 0 |  | 2.9264e-06 |  | 0.00035163 |  | 0
| #REF! |  | 0.00016387 |  | 0.00022589 |  | 0.025577 |  | 3.9657e-05 |  | 5.3106e-07 |  | 0 |  | 0 |  | #REF! |  | 0 |  | #REF! |  | 0.00026687 |  | 0 |  | #REF! |  | 6.184e-07 |  | -0.0001172 |  | 0 |  | 1.14e-06 |  | 0 |  | 0 |  | 0 |  | 0.00058874 |  | 0 |  | 2.3945e-06 |  | 0.00034768 |  | 0
| #REF! |  | 0.00020691 |  | 0.00016533 |  | 0.024863 |  | 3.8988e-05 |  | 7.632e-07 |  | 0 |  | 0 |  | #REF! |  | 0 |  | #REF! |  | 0.00023017 |  | 0 |  | #REF! |  | 6.1848e-07 |  | -0.00030516 |  | 0 |  | 1.1407e-06 |  | 0 |  | 0 |  | 0 |  | 0.00057525 |  | 0 |  | 7.9816e-07 |  | 0.00034611 |  | 0
| #REF! |  | 0.00022122 |  | 0.00016481 |  | 0.024217 |  | 6.2985e-05 |  | 2.1605e-07 |  | 0 |  | 0 |  | #REF! |  | 0 |  | #REF! |  | 0.00015965 |  | 0 |  | #REF! |  | 6.716e-07 |  | -0.00013427 |  | 0 |  | 1.0913e-06 |  | 0 |  | 0 |  | 0 |  | 0.00063493 |  | 0 |  | 7.9821e-07 |  | 0.00034611 |  | 0
| #REF! |  | 0.0001956 |  | 0.00014475 |  | 0.023751 |  | 0.00012867 |  | 4.4088e-07 |  | 0 |  | 0 |  | #REF! |  | 0 |  | #REF! |  | 9.213e-05 |  | 0 |  | #REF! |  | 6.716e-07 |  | -0.0001172 |  | 0 |  | 1.0729e-06 |  | 0 |  | 0 |  | 0 |  | 0.00069465 |  | 0 |  | 7.9826e-07 |  | 0.00034772 |  | 0
| #REF! |  | 0.00023116 |  | 0.00020838 |  | 0.023001 |  | 9.592e-05 |  | 4.5956e-07 |  | 0 |  | 0 |  | #REF! |  | 0 |  | #REF! |  | 0.00018521 |  | 0 |  | #REF! |  | 9.5901e-07 |  | -0.00032661 |  | 0 |  | 1.1224e-06 |  | 0 |  | 0 |  | 0 |  | 0.00075517 |  | 0 |  | 7.9826e-07 |  | 0.00034615 |  | 0
| #REF! |  | 0.00026746 |  | 0.00014386 |  | 0.022228 |  | 4.4886e-05 |  | 3.675e-07 |  | 0 |  | 0 |  | #REF! |  | 0 |  | #REF! |  | 0.00031987 |  | 0 |  | #REF! |  | 9.5915e-07 |  | -0.00029469 |  | 0 |  | 1.1514e-06 |  | 0 |  | 0 |  | 0 |  | 0.0007958 |  | 0 |  | 7.9831e-07 |  | 0.00033503 |  | 0
| #REF! |  | 0.00026377 |  | 0.0001091 |  | 0.021741 |  | 1.7671e-05 |  | 9.1703e-07 |  | 0 |  | 0 |  | #REF! |  | 0 |  | #REF! |  | 0.00028095 |  | 0 |  | #REF! |  | 5.9329e-07 |  | -0.00023721 |  | 0 |  | 1.1515e-06 |  | 0 |  | 0 |  | 0 |  | 0.00086026 |  | 0 |  | 7.9831e-07 |  | 0.00032787 |  | 0
| #REF! |  | 0.00023734 |  | 8.3868e-05 |  | 0.021293 |  | 8.5514e-06 |  | 5.208e-07 |  | 0 |  | 0 |  | #REF! |  | 0 |  | #REF! |  | 0.00014948 |  | 0 |  | #REF! |  | 5.9346e-07 |  | -7.2821e-05 |  | 0 |  | 1.1482e-06 |  | 0 |  | 0 |  | 0 |  | 0.00075606 |  | 0 |  | 2.3952e-06 |  | 0.00032709 |  | 0
| #REF! |  | 0.00011192 |  | -2.6105e-05 |  | 0.020822 |  | 1.4967e-05 |  | 3.7235e-07 |  | 0 |  | 0 |  | #REF! |  | 0 |  | #REF! |  | 0.00013989 |  | 0 |  | #REF! |  | 1.0801e-06 |  | -4.5516e-06 |  | 0 |  | 1.1464e-06 |  | 0 |  | 0 |  | 0 |  | 0.00071711 |  | 0 |  | 2.3951e-06 |  | 0.00033746 |  | 0
| #REF! |  | 0.00012566 |  | 2.5956e-05 |  | 0.020324 |  | 3.7858e-05 |  | 9.4955e-07 |  | 0 |  | 0 |  | #REF! |  | 0 |  | #REF! |  | 0.00036106 |  | 0 |  | #REF! |  | 1.0801e-06 |  | -1.1914e-06 |  | 0 |  | 1.1465e-06 |  | 0 |  | 0 |  | 0 |  | 0.00079197 |  | 0 |  | 2.3954e-06 |  | 0.00034624 |  | 0
| #REF! |  | 0.00018442 |  | 5.6832e-05 |  | 0.019937 |  | 3.0369e-05 |  | 8.022e-07 |  | 0 |  | 0 |  | #REF! |  | 0 |  | #REF! |  | 0.00039318 |  | 0 |  | #REF! |  | 5.5554e-07 |  | -6.9407e-05 |  | 0 |  | 1.0956e-06 |  | 0 |  | 0 |  | 0 |  | 0.00077207 |  | 0 |  | 2.3954e-06 |  | 0.00034703 |  | 0
| #REF! |  | 0.00026653 |  | 0.00011099 |  | 0.019517 |  | 6.4401e-05 |  | 2.3957e-07 |  | 0 |  | 0 |  | #REF! |  | 0 |  | #REF! |  | 0.00022171 |  | 0 |  | #REF! |  | 5.5554e-07 |  | 0.00012175 |  | 0 |  | 1.0417e-06 |  | 0 |  | 0 |  | 0 |  | 0.00072914 |  | 0 |  | 7.9851e-07 |  | 0.00034228 |  | 0
| #REF! |  | 0.00033802 |  | 0.0001851 |  | 0.01897 |  | 9.8122e-05 |  | 1.3316e-07 |  | 0 |  | 0 |  | #REF! |  | 0 |  | #REF! |  | 0.00020591 |  | 0 |  | #REF! |  | 9.8841e-07 |  | -2.6217e-05 |  | 0 |  | 1.0345e-06 |  | 0 |  | 0 |  | 0 |  | 0.00069256 |  | 0 |  | 1.3309e-06 |  | 0.00033354 |  | 0
| #REF! |  | 0.00028368 |  | 6.847e-05 |  | 0.018341 |  | 0.00010764 |  | 1.2916e-07 |  | 0 |  | 0 |  | #REF! |  | 0 |  | #REF! |  | 0.0002042 |  | 0 |  | #REF! |  | 9.8855e-07 |  | -4.8921e-05 |  | 0 |  | 1.1241e-06 |  | 0 |  | 0 |  | 0 |  | 0.00069973 |  | 0 |  | 4.5252e-06 |  | 0.00033195 |  | 0
| #REF! |  | 0.00031592 |  | 6.2849e-05 |  | 0.017806 |  | 5.9611e-05 |  | 5.9588e-07 |  | 0 |  | 0 |  | #REF! |  | 0 |  | #REF! |  | 0.00015909 |  | 0 |  | #REF! |  | 4.753e-07 |  | 3.4568e-05 |  | 0 |  | 1.2726e-06 |  | 0 |  | 0 |  | 0 |  | 0.00060667 |  | 0 |  | 3.9931e-06 |  | 0.00033199 |  | 0
| #REF! |  | 0.00024641 |  | 0.00012207 |  | 0.017527 |  | 6.9525e-05 |  | 1.1544e-06 |  | 0 |  | 0 |  | #REF! |  | 0 |  | #REF! |  | 0.00018164 |  | 0 |  | #REF! |  | 4.753e-07 |  | -5.5753e-05 |  | 0 |  | 1.3611e-06 |  | 0 |  | 0 |  | 0 |  | 0.00067752 |  | 0 |  | 2.3958e-06 |  | 0.00033518 |  | 0
| #REF! |  | 0.00024429 |  | 0.00016228 |  | 0.01716 |  | 8.7588e-05 |  | 5.867e-07 |  | 0 |  | 0 |  | #REF! |  | 0 |  | #REF! |  | 0.00027302 |  | 0 |  | #REF! |  | 1.1602e-06 |  | 0.00012516 |  | 0 |  | 1.34e-06 |  | 0 |  | 0 |  | 0 |  | 0.00058517 |  | 0 |  | 2.9284e-06 |  | 0.00033518 |  | 0
| #REF! |  | 0.00030144 |  | 0.00022523 |  | 0.016566 |  | 8.6778e-05 |  | -9.7958e-08 |  | 0 |  | 0 |  | #REF! |  | 0 |  | #REF! |  | 0.00021212 |  | 0 |  | #REF! |  | 1.1602e-06 |  | 0.00014185 |  | 0 |  | 1.1824e-06 |  | 0 |  | 0 |  | 0 |  | 0.00059639 |  | 0 |  | 2.9286e-06 |  | 0.0003392 |  | 0
| #REF! |  | 0.00024489 |  | 0.00023938 |  | 0.016014 |  | 0.00010402 |  | -6.5725e-08 |  | 0 |  | 0 |  | #REF! |  | 0 |  | #REF! |  | 9.5279e-05 |  | 0 |  | #REF! |  | 1.4129e-06 |  | -0.00012061 |  | 0 |  | 1.0117e-06 |  | 0 |  | 0 |  | 0 |  | 0.0008273 |  | 0 |  | 2.3961e-06 |  | 0.00034079 |  | 0
| #REF! |  | 0.00025581 |  | 0.00018453 |  | 0.015809 |  | 0.0001246 |  | 1.5549e-07 |  | 0 |  | 0 |  | #REF! |  | 0 |  | #REF! |  | 0.00014153 |  | 0 |  | #REF! |  | 1.4129e-06 |  | -0.00031946 |  | 0 |  | 9.2139e-07 |  | 0 |  | 0 |  | 0 |  | 0.00070154 |  | 0 |  | 0 |  | 0.00034161 |  | 0
| #REF! |  | 0.00030308 |  | 0.00011759 |  | 0.015593 |  | 9.5181e-05 |  | -1.8913e-07 |  | 0 |  | 0 |  | #REF! |  | 0 |  | #REF! |  | 0.00019913 |  | 0 |  | #REF! |  | 8.9271e-07 |  | -5.9169e-05 |  | 0 |  | 9.1744e-07 |  | 0 |  | 0 |  | 0 |  | 0.00063385 |  | 0 |  | 0 |  | 0.00033763 |  | 0
| #REF! |  | 0.00031759 |  | 0.00014166 |  | 0.015129 |  | 6.9767e-06 |  | -2.0415e-07 |  | 0 |  | 0 |  | #REF! |  | 0 |  | #REF! |  | 0.00023128 |  | 0 |  | #REF! |  | 8.9271e-07 |  | 9.1026e-05 |  | 0 |  | 9.3129e-07 |  | 0 |  | 0 |  | 0 |  | 0.00069685 |  | 0 |  | 7.9881e-07 |  | 0.00032652 |  | 0
| #REF! |  | 0.0002991 |  | 0.00017947 |  | 0.014942 |  | 4.6857e-05 |  | -8.8885e-08 |  | 0 |  | 0 |  | #REF! |  | 0 |  | #REF! |  | 0.00019292 |  | 0 |  | #REF! |  | 5.9407e-07 |  | -1.192e-05 |  | 0 |  | 9.2477e-07 |  | 0 |  | 0 |  | 0 |  | 0.00056146 |  | 0 |  | 7.9886e-07 |  | 0.00032175 |  | 0
| #REF! |  | 0.0002875 |  | 0.00012144 |  | 0.014601 |  | 4.7746e-05 |  | -1.1582e-07 |  | 0 |  | 0 |  | #REF! |  | 0 |  | #REF! |  | 0.00010811 |  | 0 |  | #REF! |  | 5.9407e-07 |  | -0.00010013 |  | 0 |  | 9.6905e-07 |  | 0 |  | 0 |  | 0 |  | 0.00059813 |  | 0 |  | 3.9946e-06 |  | 0.00031938 |  | 0
| #REF! |  | 0.00036586 |  | 0.00011641 |  | 0.014013 |  | 9.4989e-06 |  | 3.1061e-08 |  | 0 |  | 0 |  | #REF! |  | 0 |  | #REF! |  | 0.00011431 |  | 0 |  | #REF! |  | 9.4359e-07 |  | -6.1985e-05 |  | 0 |  | 1.0779e-06 |  | 0 |  | 0 |  | 0 |  | 0.00070167 |  | 0 |  | 3.9946e-06 |  | 0.00032177 |  | 0
| #REF! |  | 0.00042798 |  | 0.00031745 |  | 0.013849 |  | 3.5463e-05 |  | 9.2058e-08 |  | 0 |  | 0 |  | #REF! |  | 0 |  | #REF! |  | 0.00016414 |  | 0 |  | #REF! |  | 9.4359e-07 |  | -4.5513e-05 |  | 0 |  | 1.1519e-06 |  | 0 |  | 0 |  | 0 |  | 0.00062609 |  | 0 |  | 7.9891e-07 |  | 0.0003226 |  | 0
| #REF! |  | 0.00029706 |  | 0.00042611 |  | 0.0137 |  | 0.00015529 |  | 4.3536e-07 |  | 0 |  | 0 |  | #REF! |  | 0 |  | #REF! |  | 0.00017261 |  | 0 |  | #REF! |  | 1.0004e-06 |  | 0.00011833 |  | 0 |  | 1.1677e-06 |  | 0 |  | 0 |  | 0 |  | 0.00061892 |  | 0 |  | 1.3317e-06 |  | 0.00031623 |  | 0
| #REF! |  | 0.00021714 |  | 0.00029637 |  | 0.013406 |  | 0.00023367 |  | 6.6401e-07 |  | 0 |  | 0 |  | #REF! |  | 0 |  | #REF! |  | 0.00018502 |  | 0 |  | #REF! |  | 1.0004e-06 |  | 4.886e-05 |  | 0 |  | 1.138e-06 |  | 0 |  | 0 |  | 0 |  | 0.00056555 |  | 0 |  | 1.3317e-06 |  | 0.00030906 |  | 0
| #REF! |  | 0.00025739 |  | 0.00024167 |  | 0.013166 |  | 0.00010932 |  | 3.4666e-07 |  | 0 |  | 0 |  | #REF! |  | 0 |  | #REF! |  | 0.00021829 |  | 0 |  | #REF! |  | 6.7097e-07 |  | -0.00028105 |  | 0 |  | 1.0934e-06 |  | 0 |  | 0 |  | 0 |  | 0.00051225 |  | 0 |  | 7.9901e-07 |  | 0.00030273 |  | 0
| #REF! |  | 0.00039 |  | 0.00015657 |  | 0.012945 |  | 1.5774e-05 |  | 2.7233e-07 |  | 0 |  | 0 |  | #REF! |  | 0 |  | #REF! |  | 0.00012884 |  | 0 |  | #REF! |  | 6.7097e-07 |  | -0.00021218 |  | 0 |  | 1.0939e-06 |  | 0 |  | 0 |  | 0 |  | 0.00064688 |  | 0 |  | 7.9906e-07 |  | 0.00030352 |  | 0
| #REF! |  | 0.00047194 |  | 0.00013111 |  | 0.0127 |  | -2.4128e-05 |  | 3.485e-07 |  | 0 |  | 0 |  | #REF! |  | 0 |  | #REF! |  | 0.00015928 |  | 0 |  | #REF! |  | 1.1729e-06 |  | -0.00029129 |  | 0 |  | 1.0835e-06 |  | 0 |  | 0 |  | 0 |  | 0.00074332 |  | 0 |  | 1.3319e-06 |  | 0.00031868 |  | 0
| #REF! |  | 0.00041053 |  | 0.00027935 |  | 0.012432 |  | 1.9807e-06 |  | 4.6173e-08 |  | 0 |  | 0 |  | #REF! |  | 0 |  | #REF! |  | 0.0001785 |  | 0 |  | #REF! |  | 1.1729e-06 |  | -0.00056777 |  | 0 |  | 1.0387e-06 |  | 0 |  | 0 |  | 0 |  | 0.00081502 |  | 0 |  | 4.5286e-06 |  | 0.00033063 |  | 0
| #REF! |  | 0.00037291 |  | 0.00030788 |  | 0.012205 |  | 8.1612e-05 |  | 3.7332e-08 |  | 0 |  | 0 |  | #REF! |  | 0 |  | #REF! |  | 0.00019769 |  | 0 |  | #REF! |  | 1.4231e-06 |  | -0.00040885 |  | 0 |  | 1.0136e-06 |  | 0 |  | 0 |  | 0 |  | 0.00083505 |  | 0 |  | 4.5286e-06 |  | 0.00033466 |  | 0
| #REF! |  | 0.00043351 |  | 0.00026905 |  | 0.012048 |  | 0.00018686 |  | 3.7034e-07 |  | 0 |  | 0 |  | #REF! |  | 0 |  | #REF! |  | 0.00025213 |  | 0 |  | #REF! |  | 1.4231e-06 |  | -0.00011037 |  | 0 |  | 1.0817e-06 |  | 0 |  | 0 |  | 0 |  | 0.00079282 |  | 0 |  | 5.3281e-07 |  | 0.00033227 |  | 0
| #REF! |  | 0.00042234 |  | 0.00020422 |  | 0.011995 |  | 0.00016857 |  | 6.7749e-07 |  | 0 |  | 0 |  | #REF! |  | 0 |  | #REF! |  | 0.00018839 |  | 0 |  | #REF! |  | 1.148e-06 |  | -0.00017999 |  | 0 |  | 1.1741e-06 |  | 0 |  | 0 |  | 0 |  | 0.00082952 |  | 0 |  | 2.1312e-06 |  | 0.0003291 |  | 0
| #REF! |  | 0.00046582 |  | 9.2077e-05 |  | 0.011986 |  | 0.00010492 |  | 3.8776e-07 |  | 0 |  | 0 |  | #REF! |  | 0 |  | #REF! |  | 0.00020419 |  | 0 |  | #REF! |  | 1.1483e-06 |  | -0.00010354 |  | 0 |  | 1.1234e-06 |  | 0 |  | 0 |  | 0 |  | 0.00084944 |  | 0 |  | 4.5292e-06 |  | 0.0003283 |  | 0
| #REF! |  | 0.00053588 |  | 0.00018838 |  | 0.011784 |  | 0.00012951 |  | 3.7152e-10 |  | 0 |  | 0 |  | #REF! |  | 0 |  | #REF! |  | 0.00016245 |  | 0 |  | #REF! |  | 1.5064e-06 |  | -0.00013426 |  | 0 |  | 1.0284e-06 |  | 0 |  | 0 |  | 0 |  | 0.00089816 |  | 0 |  | 2.9308e-06 |  | 0.00032276 |  | 0
| #REF! |  | 0.00036166 |  | 0.00030931 |  | 0.011474 |  | 0.00015903 |  | 1.5827e-07 |  | 0 |  | 0 |  | #REF! |  | 0 |  | #REF! |  | 0.00030515 |  | 0 |  | #REF! |  | 1.5066e-06 |  | -0.0003874 |  | 0 |  | 1.0838e-06 |  | 0 |  | 0 |  | 0 |  | 0.00077623 |  | 0 |  | 1.3322e-06 |  | 0.0003148 |  | 0
| #REF! |  | 0.00031361 |  | 6.7183e-05 |  | 0.01133 |  | 0.00012451 |  | 4.6573e-08 |  | 0 |  | 0 |  | #REF! |  | 0 |  | #REF! |  | 0.00044447 |  | 0 |  | #REF! |  | 1.2018e-06 |  | -0.00026398 |  | 0 |  | 1.1962e-06 |  | 0 |  | 0 |  | 0 |  | 0.00059452 |  | 0 |  | 7.9936e-07 |  | 0.00030523 |  | 0
| #REF! |  | 0.00040299 |  | 4.4577e-05 |  | 0.011046 |  | 9.204e-06 |  | -1.5555e-07 |  | 0 |  | 0 |  | #REF! |  | 0 |  | #REF! |  | 0.00032433 |  | 0 |  | #REF! |  | 1.2018e-06 |  | -1.1921e-06 |  | 0 |  | 1.2708e-06 |  | 0 |  | 0 |  | 0 |  | 0.00062489 |  | 0 |  | 7.9936e-07 |  | 0.0002965 |  | 0
| #REF! |  | 0.00043783 |  | 0.00027417 |  | 0.010939 |  | 3.2885e-05 |  | 4.008e-07 |  | 0 |  | 0 |  | #REF! |  | 0 |  | #REF! |  | 0.00021206 |  | 0 |  | #REF! |  | 3.7551e-07 |  | 2.2757e-05 |  | 0 |  | 1.2292e-06 |  | 0 |  | 0 |  | 0 |  | 0.00074205 |  | 0 |  | 1.3324e-06 |  | 0.00029252 |  | 0
| #REF! |  | 0.00045747 |  | 0.00041688 |  | 0.010832 |  | 0.00011881 |  | 8.5143e-07 |  | 0 |  | 0 |  | #REF! |  | 0 |  | #REF! |  | 0.00023747 |  | 0 |  | #REF! |  | 3.7551e-07 |  | 0.00011324 |  | 0 |  | 1.1309e-06 |  | 0 |  | 0 |  | 0 |  | 0.00070145 |  | 0 |  | 2.9312e-06 |  | 0.00029413 |  | 0
| #REF! |  | 0.00041923 |  | 0.00037998 |  | 0.010417 |  | 7.7357e-05 |  | 4.4133e-07 |  | 0 |  | 0 |  | #REF! |  | 0 |  | #REF! |  | 0.00031925 |  | 0 |  | #REF! |  | 1.365e-06 |  | 0.00016271 |  | 0 |  | 1.0127e-06 |  | 0 |  | 0 |  | 0 |  | 0.00070703 |  | 0 |  | 2.9316e-06 |  | 0.00029732 |  | 0
| #REF! |  | 0.00041514 |  | 0.00030971 |  | 0.010167 |  | 7.7831e-05 |  | 5.979e-07 |  | 0 |  | 0 |  | #REF! |  | 0 |  | #REF! |  | 0.00032938 |  | 0 |  | #REF! |  | 1.3652e-06 |  | 0.00016271 |  | 0 |  | 9.1907e-07 |  | 0 |  | 0 |  | 0 |  | 0.00072147 |  | 0 |  | 1.3325e-06 |  | 0.00029417 |  | 0
| #REF! |  | 0.00046088 |  | 0.00034333 |  | 0.010096 |  | 9.9312e-05 |  | 6.5924e-07 |  | 0 |  | 0 |  | #REF! |  | 0 |  | #REF! |  | 0.00033561 |  | 0 |  | #REF! |  | 3.2849e-07 |  | 0.00024913 |  | 0 |  | 9.402e-07 |  | 0 |  | 0 |  | 0 |  | 0.00076133 |  | 0 |  | 7.9956e-07 |  | 0.00028859 |  | 0
| #REF! |  | 0.00049122 |  | 0.00025568 |  | 0.010019 |  | 5.1528e-05 |  | 7.3672e-07 |  | 0 |  | 0 |  | #REF! |  | 0 |  | #REF! |  | 0.00032092 |  | 0 |  | #REF! |  | 3.2849e-07 |  | -3.5267e-05 |  | 0 |  | 9.8387e-07 |  | 0 |  | 0 |  | 0 |  | 0.00077413 |  | 0 |  | 0 |  | 0.0002886 |  | 0
| #REF! |  | 0.00050516 |  | 0.00018039 |  | 0.0097908 |  | 0.00010492 |  | 1.0481e-06 |  | 0 |  | 0 |  | #REF! |  | 0 |  | #REF! |  | 0.00024593 |  | 0 |  | #REF! |  | 8.9144e-07 |  | -0.00034807 |  | 0 |  | 1.0348e-06 |  | 0 |  | 0 |  | 0 |  | 0.0006378 |  | 0 |  | 5.3308e-07 |  | 0.00030136 |  | 0
| #REF! |  | 0.00049714 |  | 0.00035731 |  | 0.0094741 |  | 0.00014367 |  | 2.0069e-08 |  | 0 |  | 0 |  | #REF! |  | 0 |  | #REF! |  | 0.00023124 |  | 0 |  | #REF! |  | 8.9157e-07 |  | -0.0003698 |  | 0 |  | 1.0698e-06 |  | 0 |  | 0 |  | 0 |  | 0.00071039 |  | 0 |  | 5.3311e-07 |  | 0.00031174 |  | 0
| #REF! |  | 0.00055231 |  | 0.00035873 |  | 0.0092662 |  | 0.00015083 |  | -1.0693e-07 |  | 0 |  | 0 |  | #REF! |  | 0 |  | #REF! |  | 0.00026454 |  | 0 |  | #REF! |  | 1.1612e-06 |  | -0.0002694 |  | 0 |  | 1.1378e-06 |  | 0 |  | 0 |  | 0 |  | 0.00068652 |  | 0 |  | 0 |  | 0.00031495 |  | 0
| #REF! |  | 0.00065769 |  | 0.00029529 |  | 0.0090855 |  | 0.0001471 |  | 9.0509e-07 |  | 0 |  | 0 |  | #REF! |  | 0 |  | #REF! |  | 0.00025831 |  | 0 |  | #REF! |  | 1.1612e-06 |  | -0.00015474 |  | 0 |  | 1.1399e-06 |  | 0 |  | 0 |  | 0 |  | 0.00058609 |  | 0 |  | 0 |  | 0.00031497 |  | 0
| #REF! |  | 0.00063733 |  | 0.00047513 |  | 0.0087736 |  | 9.502e-05 |  | 8.8304e-07 |  | 0 |  | 0 |  | #REF! |  | 0 |  | #REF! |  | 0.00025549 |  | 0 |  | #REF! |  | 0 |  | 1.5929e-05 |  | 0 |  | 1.0938e-06 |  | 0 |  | 0 |  | 0 |  | 0.0006427 |  | 0 |  | 5.3314e-07 |  | 0.00031258 |  | 0
| #REF! |  | 0.00063724 |  | 0.00050855 |  | 0.0084487 |  | 5.8566e-05 |  | 6.0033e-07 |  | 0 |  | 0 |  | #REF! |  | 0 |  | #REF! |  | 0.00022504 |  | 0 |  | #REF! |  | 0 |  | 0.00015258 |  | 0 |  | 1.0376e-06 |  | 0 |  | 0 |  | 0 |  | 0.00059729 |  | 0 |  | 2.9325e-06 |  | 0.0003134 |  | 0
| #REF! |  | 0.00066929 |  | 0.00066474 |  | 0.0082164 |  | 3.7844e-05 |  | 5.0645e-07 |  | 0 |  | 0 |  | #REF! |  | 0 |  | #REF! |  | 0.0002679 |  | 0 |  | #REF! |  | 1.1327e-06 |  | 4.665e-05 |  | 0 |  | 9.6695e-07 |  | 0 |  | 0 |  | 0 |  | 0.00052396 |  | 0 |  | 2.9327e-06 |  | 0.00031102 |  | 0
| #REF! |  | 0.00066476 |  | 0.00087072 |  | 0.0079349 |  | 3.349e-05 |  | 4.3616e-07 |  | 0 |  | 0 |  | #REF! |  | 0 |  | #REF! |  | 0.00031584 |  | 0 |  | #REF! |  | 1.1327e-06 |  | 5.9597e-06 |  | 0 |  | 9.5383e-07 |  | 0 |  | 0 |  | 0 |  | 0.00059896 |  | 0 |  | 5.3321e-07 |  | 0.00031104 |  | 0
| #REF! |  | 0.0007223 |  | 0.00096626 |  | 0.0077076 |  | 0.00012256 |  | 5.7097e-07 |  | 0 |  | 0 |  | #REF! |  | 0 |  | #REF! |  | 0.0002617 |  | 0 |  | #REF! |  | 1.3031e-06 |  | -0.00024691 |  | 0 |  | 9.6911e-07 |  | 0 |  | 0 |  | 0 |  | 0.00072497 |  | 0 |  | 5.3324e-07 |  | 0.00030865 |  | 0
| #REF! |  | 0.00073899 |  | 0.0010183 |  | 0.0075824 |  | 0.00014401 |  | 4.7983e-07 |  | 0 |  | 0 |  | #REF! |  | 0 |  | #REF! |  | 0.0002459 |  | 0 |  | #REF! |  | 1.3033e-06 |  | -0.00015496 |  | 0 |  | 1.0781e-06 |  | 0 |  | 0 |  | 0 |  | 0.00070508 |  | 0 |  | 1.3332e-06 |  | 0.00030468 |  | 0
| #REF! |  | 0.00078228 |  | 0.0011303 |  | 0.0073794 |  | 0.00010077 |  | -1.0143e-08 |  | 0 |  | 0 |  | #REF! |  | 0 |  | #REF! |  | 0.00025888 |  | 0 |  | #REF! |  | 6.6804e-07 |  | 0.00015588 |  | 0 |  | 1.1336e-06 |  | 0 |  | 0 |  | 0 |  | 0.00073783 |  | 0 |  | 1.3332e-06 |  | 0.00030151 |  | 0
| #REF! |  | 0.0008807 |  | 0.0013419 |  | 0.007129 |  | 6.3217e-05 |  | 2.9347e-07 |  | 0 |  | 0 |  | #REF! |  | 0 |  | #REF! |  | 0.00018679 |  | 0 |  | #REF! |  | 6.6814e-07 |  | 2.3842e-06 |  | 0 |  | 1.1106e-06 |  | 0 |  | 0 |  | 0 |  | 0.0008152 |  | 0 |  | 2.9332e-06 |  | 0.00029992 |  | 0
| #REF! |  | 0.00092748 |  | 0.0015823 |  | 0.0068605 |  | 4.6081e-05 |  | 7.1779e-07 |  | 0 |  | 0 |  | #REF! |  | 0 |  | #REF! |  | 0.00013039 |  | 0 |  | #REF! |  | 1.239e-06 |  | -0.00010354 |  | 0 |  | 1.04e-06 |  | 0 |  | 0 |  | 0 |  | 0.00069001 |  | 0 |  | 2.9334e-06 |  | 0.00030472 |  | 0
| #REF! |  | 0.00099015 |  | 0.0017476 |  | 0.0065526 |  | 8.9887e-05 |  | 3.6413e-07 |  | 0 |  | 0 |  | #REF! |  | 0 |  | #REF! |  | 0.00028877 |  | 0 |  | #REF! |  | 1.2392e-06 |  | -0.00026582 |  | 0 |  | 9.8448e-07 |  | 0 |  | 0 |  | 0 |  | 0.0005664 |  | 0 |  | 1.3334e-06 |  | 0.00031352 |  | 0
| #REF! |  | 0.001194 |  | 0.001946 |  | 0.0063952 |  | 9.4341e-05 |  | 3.244e-07 |  | 0 |  | 0 |  | #REF! |  | 0 |  | #REF! |  | 0.00041845 |  | 0 |  | #REF! |  | 1.5318e-06 |  | 9.0976e-06 |  | 0 |  | 1.0077e-06 |  | 0 |  | 0 |  | 0 |  | 0.00057761 |  | 0 |  | 8.0006e-07 |  | 0.00032072 |  | 0
| #REF! |  | 0.0012335 |  | 0.0021959 |  | 0.0061403 |  | 0.00012343 |  | 6.3374e-07 |  | 0 |  | 0 |  | #REF! |  | 0 |  | #REF! |  | 0.00033558 |  | 0 |  | #REF! |  | 1.5315e-06 |  | -7.9743e-06 |  | 0 |  | 1.1128e-06 |  | 0 |  | 0 |  | 0 |  | 0.0007994 |  | 0 |  | 8.0006e-07 |  | 0.00032151 |  | 0
| #REF! |  | 0.0013163 |  | 0.002372 |  | 0.0059547 |  | 0.00020169 |  | 1.0645e-06 |  | 0 |  | 0 |  | #REF! |  | 0 |  | #REF! |  | 0.00025098 |  | 0 |  | #REF! |  | 1.2824e-06 |  | -0.00043747 |  | 0 |  | 1.2092e-06 |  | 0 |  | 0 |  | 0 |  | 0.00086407 |  | 0 |  | 1.3335e-06 |  | 0.00031276 |  | 0
| #REF! |  | 0.0014767 |  | 0.0025144 |  | 0.0058143 |  | 0.00024835 |  | 1.0782e-06 |  | 0 |  | 0 |  | #REF! |  | 0 |  | #REF! |  | 0.00034063 |  | 0 |  | #REF! |  | 1.2824e-06 |  | -0.00044831 |  | 0 |  | 1.1936e-06 |  | 0 |  | 0 |  | 0 |  | 0.0007963 |  | 0 |  | 2.9339e-06 |  | 0.00030959 |  | 0
| #REF! |  | 0.0016279 |  | 0.0027123 |  | 0.0054494 |  | 0.00015738 |  | 7.8192e-07 |  | 0 |  | 0 |  | #REF! |  | 0 |  | #REF! |  | 0.00040946 |  | 0 |  | #REF! |  | 7.8961e-07 |  | -0.00016211 |  | 0 |  | 1.1399e-06 |  | 0 |  | 0 |  | 0 |  | 0.00078114 |  | 0 |  | 2.9339e-06 |  | 0.00031437 |  | 0
| #REF! |  | 0.0018395 |  | 0.0027182 |  | 0.005278 |  | 0.00013681 |  | -1.2123e-07 |  | 0 |  | 0 |  | #REF! |  | 0 |  | #REF! |  | 0.0004506 |  | 0 |  | #REF! |  | 7.8972e-07 |  | -0.00013426 |  | 0 |  | 1.0991e-06 |  | 0 |  | 0 |  | 0 |  | 0.00073256 |  | 0 |  | 1.3337e-06 |  | 0.00030643 |  | 0
| #REF! |  | 0.0020694 |  | 0.0027674 |  | 0.0051596 |  | 0.0001936 |  | -6.7321e-08 |  | 0 |  | 0 |  | #REF! |  | 0 |  | #REF! |  | 0.00040379 |  | 0 |  | #REF! |  | 1.9053e-07 |  | -0.00028012 |  | 0 |  | 1.0793e-06 |  | 0 |  | 0 |  | 0 |  | 0.00071736 |  | 0 |  | 8.0026e-07 |  | 0.00029125 |  | 0
| #REF! |  | 0.0023526 |  | 0.0033423 |  | 0.0049846 |  | 9.8843e-05 |  | 3.6849e-07 |  | 0 |  | 0 |  | #REF! |  | 0 |  | #REF! |  | 0.00040721 |  | 0 |  | #REF! |  | 1.9056e-07 |  | -0.00015134 |  | 0 |  | 9.8813e-07 |  | 0 |  | 0 |  | 0 |  | 0.0007382 |  | 0 |  | 2.4008e-06 |  | 0.0002865 |  | 0
| #REF! |  | 0.0027174 |  | 0.003925 |  | 0.0047987 |  | 8.0461e-05 |  | -1.7849e-07 |  | 0 |  | 0 |  | #REF! |  | 0 |  | #REF! |  | 0.00037221 |  | 0 |  | #REF! |  | 6.5143e-07 |  | -6.199e-05 |  | 0 |  | 8.8179e-07 |  | 0 |  | 0 |  | 0 |  | 0.00070867 |  | 0 |  | 2.401e-06 |  | 0.00029608 |  | 0
| #REF! |  | 0.0031598 |  | 0.0041904 |  | 0.0045488 |  | 0.0001246 |  | -2.3238e-07 |  | 0 |  | 0 |  | #REF! |  | 0 |  | #REF! |  | 0.0003801 |  | 0 |  | #REF! |  | 6.5143e-07 |  | 9.1032e-06 |  | 0 |  | 8.1371e-07 |  | 0 |  | 0 |  | 0 |  | 0.00067679 |  | 0 |  | 2.401e-06 |  | 0.00030248 |  | 0
| #REF! |  | 0.0036787 |  | 0.0044686 |  | 0.0042836 |  | 8.9854e-05 |  | -1.58e-07 |  | 0 |  | 0 |  | #REF! |  | 0 |  | #REF! |  | 0.00056118 |  | 0 |  | #REF! |  | 8.9458e-07 |  | 1.3112e-05 |  | 0 |  | 7.9858e-07 |  | 0 |  | 0 |  | 0 |  | 0.00074388 |  | 0 |  | 6.1365e-06 |  | 0.00029532 |  | 0
| #REF! |  | 0.0042003 |  | 0.0050212 |  | 0.0041033 |  | 2.3569e-05 |  | 5.6925e-07 |  | 0 |  | 0 |  | #REF! |  | 0 |  | #REF! |  | 0.00039476 |  | 0 |  | #REF! |  | 8.9445e-07 |  | -0.00016157 |  | 0 |  | 8.3097e-07 |  | 0 |  | 0 |  | 0 |  | 0.00069763 |  | 0 |  | 6.1361e-06 |  | 0.00029134 |  | 0
| #REF! |  | 0.004711 |  | 0.0055215 |  | 0.0039702 |  | 6.7416e-05 |  | 6.8902e-07 |  | 0 |  | 0 |  | #REF! |  | 0 |  | #REF! |  | 0.00032765 |  | 0 |  | #REF! |  | 5.7242e-07 |  | -0.00018715 |  | 0 |  | 8.9848e-07 |  | 0 |  | 0 |  | 0 |  | 0.00066969 |  | 0 |  | 2.4014e-06 |  | 0.00029533 |  | 0
| #REF! |  | 0.0054204 |  | 0.0059104 |  | 0.0036871 |  | 0.000167 |  | 2.349e-07 |  | 0 |  | 0 |  | #REF! |  | 0 |  | #REF! |  | 0.00039307 |  | 0 |  | #REF! |  | 5.725e-07 |  | -0.00012744 |  | 0 |  | 1.0016e-06 |  | 0 |  | 0 |  | 0 |  | 0.00071124 |  | 0 |  | 8.0046e-07 |  | 0.00029376 |  | 0
| #REF! |  | 0.0061025 |  | 0.0063303 |  | 0.0035331 |  | 0.00011037 |  | 4.7673e-07 |  | 0 |  | 0 |  | #REF! |  | 0 |  | #REF! |  | 0.00030961 |  | 0 |  | #REF! |  | 2.8197e-07 |  | -0.00011205 |  | 0 |  | 1.048e-06 |  | 0 |  | 0 |  | 0 |  | 0.000819 |  | 0 |  | 1.3341e-06 |  | 0.00029136 |  | 0
| #REF! |  | 0.0068558 |  | 0.0069643 |  | 0.0034925 |  | 3.1262e-05 |  | 6.4397e-07 |  | 0 |  | 0 |  | #REF! |  | 0 |  | #REF! |  | 0.00033555 |  | 0 |  | #REF! |  | 2.8201e-07 |  | 0.00029242 |  | 0 |  | 1.0083e-06 |  | 0 |  | 0 |  | 0 |  | 0.00079276 |  | 0 |  | 2.9352e-06 |  | 0.00029619 |  | 0
| #REF! |  | 0.0077528 |  | 0.0077486 |  | 0.0033933 |  | 8.9766e-05 |  | 6.356e-07 |  | 0 |  | 0 |  | #REF! |  | 0 |  | #REF! |  | 0.00039815 |  | 0 |  | #REF! |  | 1.3835e-06 |  | 0.00011324 |  | 0 |  | 9.2707e-07 |  | 0 |  | 0 |  | 0 |  | 0.00070734 |  | 0 |  | 4.5365e-06 |  | 0.00030577 |  | 0
| #REF! |  | 0.0086901 |  | 0.0083529 |  | 0.00321 |  | 0.00025918 |  | 1.135e-07 |  | 0 |  | 0 |  | #REF! |  | 0 |  | #REF! |  | 0.00036149 |  | 0 |  | #REF! |  | 1.3835e-06 |  | -0.00020595 |  | 0 |  | 9.2707e-07 |  | 0 |  | 0 |  | 0 |  | 0.00070893 |  | 0 |  | 2.135e-06 |  | 0.00031934 |  | 0
| #REF! |  | 0.0096996 |  | 0.0087799 |  | 0.0031198 |  | 0.0002819 |  | 2.2353e-08 |  | 0 |  | 0 |  | #REF! |  | 0 |  | #REF! |  | 0.00020597 |  | 0 |  | #REF! |  | 1.2836e-06 |  | 0.0001354 |  | 0 |  | 9.8403e-07 |  | 0 |  | 0 |  | 0 |  | 0.00067709 |  | 0 |  | 2.135e-06 |  | 0.00032657 |  | 0
| #REF! |  | 0.010666 |  | 0.0094997 |  | 0.0030346 |  | 0.00013852 |  | 7.3399e-07 |  | 0 |  | 0 |  | #REF! |  | 0 |  | #REF! |  | 0.00016085 |  | 0 |  | #REF! |  | 1.2834e-06 |  | 8.463e-05 |  | 0 |  | 9.6683e-07 |  | 0 |  | 0 |  | 0 |  | 0.0006715 |  | 0 |  | 2.9358e-06 |  | 0.00032577 |  | 0
| #REF! |  | 0.011799 |  | 0.010329 |  | 0.0029001 |  | 0.00014197 |  | 1.0461e-06 |  | 0 |  | 0 |  | #REF! |  | 0 |  | #REF! |  | 0.00024417 |  | 0 |  | #REF! |  | 7.7574e-07 |  | -0.00023667 |  | 0 |  | 9.1136e-07 |  | 0 |  | 0 |  | 0 |  | 0.00066595 |  | 0 |  | 2.9358e-06 |  | 0.00031301 |  | 0
| #REF! |  | 0.013257 |  | 0.011218 |  | 0.0027972 |  | 0.00014732 |  | 5.6613e-07 |  | 0 |  | 0 |  | #REF! |  | 0 |  | #REF! |  | 0.0003051 |  | 0 |  | #REF! |  | 7.7585e-07 |  | -9.0593e-05 |  | 0 |  | 9.3914e-07 |  | 0 |  | 0 |  | 0 |  | 0.00064363 |  | 0 |  | 2.936e-06 |  | 0.00029546 |  | 0
| #REF! |  | 0.014581 |  | 0.01223 |  | 0.0026748 |  | 0.00013775 |  | 7.6028e-08 |  | 0 |  | 0 |  | #REF! |  | 0 |  | #REF! |  | 0.00024419 |  | 0 |  | #REF! |  | 1.2973e-06 |  | -0.00012061 |  | 0 |  | 1.0503e-06 |  | 0 |  | 0 |  | 0 |  | 0.00083688 |  | 0 |  | 2.936e-06 |  | 0.00029307 |  | 0
| #REF! |  | 0.015796 |  | 0.013238 |  | 0.0027338 |  | 0.00019091 |  | 1.2646e-07 |  | 0 |  | 0 |  | #REF! |  | 0 |  | #REF! |  | 0.00026954 |  | 0 |  | #REF! |  | 1.2973e-06 |  | -0.00021218 |  | 0 |  | 1.092e-06 |  | 0 |  | 0 |  | 0 |  | 0.00084332 |  | 0 |  | 2.1355e-06 |  | 0.00029788 |  | 0
| #REF! |  | 0.01736 |  | 0.014426 |  | 0.0025491 |  | 0.00015293 |  | 3.2708e-07 |  | 0 |  | 0 |  | #REF! |  | 0 |  | #REF! |  | 0.00042635 |  | 0 |  | #REF! |  | 8.2395e-07 |  | -8.9888e-05 |  | 0 |  | 1.0544e-06 |  | 0 |  | 0 |  | 0 |  | 0.00066368 |  | 0 |  | 5.3388e-07 |  | 0.00030029 |  | 0
| #REF! |  | 0.019156 |  | 0.015573 |  | 0.0023037 |  | 0.00014495 |  | 3.304e-07 |  | 0 |  | 0 |  | #REF! |  | 0 |  | #REF! |  | 0.00033555 |  | 0 |  | #REF! |  | 8.2407e-07 |  | -0.00012993 |  | 0 |  | 9.8504e-07 |  | 0 |  | 0 |  | 0 |  | 0.00065409 |  | 0 |  | 1.3347e-06 |  | 0.0002955 |  | 0
| #REF! |  | 0.020886 |  | 0.016821 |  | 0.0023035 |  | 0.00017893 |  | 3.5682e-07 |  | 0 |  | 0 |  | #REF! |  | 0 |  | #REF! |  | 0.00014512 |  | 0 |  | #REF! |  | 4.7374e-07 |  | -0.00025715 |  | 0 |  | 9.5188e-07 |  | 0 |  | 0 |  | 0 |  | 0.00071484 |  | 0 |  | 2.9365e-06 |  | 0.00029312 |  | 0
| #REF! |  | 0.022932 |  | 0.018363 |  | 0.002297 |  | 0.00010806 |  | 7.1632e-07 |  | 0 |  | 0 |  | #REF! |  | 0 |  | #REF! |  | 0.0001801 |  | 0 |  | #REF! |  | 4.7387e-07 |  | -0.00027297 |  | 0 |  | 8.5876e-07 |  | 0 |  | 0 |  | 0 |  | 0.00072207 |  | 0 |  | 2.1358e-06 |  | 0.00029474 |  | 0
| #REF! |  | 0.025081 |  | 0.020117 |  | 0.0023419 |  | 0.00015878 |  | 6.5145e-07 |  | 0 |  | 0 |  | #REF! |  | 0 |  | #REF! |  | 0.00035131 |  | 0 |  | #REF! |  | 1.4665e-06 |  | -0.00020253 |  | 0 |  | 8.0715e-07 |  | 0 |  | 0 |  | 0 |  | 0.00072371 |  | 0 |  | 5.3394e-07 |  | 0.00029795 |  | 0
| #REF! |  | 0.027376 |  | 0.021747 |  | 0.0022314 |  | 0.00035028 |  | 5.3761e-07 |  | 0 |  | 0 |  | #REF! |  | 0 |  | #REF! |  | 0.00036879 |  | 0 |  | #REF! |  | 1.4665e-06 |  | -0.00018357 |  | 0 |  | 8.8654e-07 |  | 0 |  | 0 |  | 0 |  | 0.0007317 |  | 0 |  | 2.9369e-06 |  | 0.00030035 |  | 0
| #REF! |  | 0.030345 |  | 0.02352 |  | 0.0021413 |  | 0.00033345 |  | 1.6221e-07 |  | 0 |  | 0 |  | #REF! |  | 0 |  | #REF! |  | 0.00033217 |  | 0 |  | #REF! |  | 4.03e-07 |  | -0.00016498 |  | 0 |  | 9.5941e-07 |  | 0 |  | 0 |  | 0 |  | 0.00078207 |  | 0 |  | 2.4031e-06 |  | 0.00030276 |  | 0
| #REF! |  | 0.033156 |  | 0.025677 |  | 0.002109 |  | 0.00032655 |  | 4.368e-07 |  | 0 |  | 0 |  | #REF! |  | 0 |  | #REF! |  | 0.00040432 |  | 0 |  | #REF! |  | 4.03e-07 |  | 3.8145e-05 |  | 0 |  | 1.0289e-06 |  | 0 |  | 0 |  | 0 |  | 0.00078532 |  | 0 |  | 0 |  | 0.00030518 |  | 0
| #REF! |  | 0.036063 |  | 0.028006 |  | 0.0018362 |  | 0.00036864 |  | 1.0999e-06 |  | 0 |  | 0 |  | #REF! |  | 0 |  | #REF! |  | 0.00038969 |  | 0 |  | #REF! |  | 1.4301e-06 |  | 6.7132e-05 |  | 0 |  | 9.7934e-07 |  | 0 |  | 0 |  | 0 |  | 0.00064072 |  | 0 |  | 0 |  | 0.00030518 |  | 0
| #REF! |  | 0.039704 |  | 0.030247 |  | 0.0017199 |  | 0.00031702 |  | -0.00039726 |  | 0 |  | 0 |  | #REF! |  | 0 |  | #REF! |  | 0.00038627 |  | 0 |  | #REF! |  | 1.4303e-06 |  | -0.00028728 |  | 0 |  | 8.9001e-07 |  | 0 |  | 0 |  | 0 |  | 0.00074222 |  | 0 |  | 8.0106e-07 |  | 0.0003068 |  | 0
| #REF! |  | 0.043368 |  | 0.032784 |  | 0.0019359 |  | 0.00027708 |  | 0.00010963 |  | 0 |  | 0 |  | #REF! |  | 0 |  | #REF! |  | 0.00033834 |  | 0 |  | #REF! |  | 1.806e-06 |  | -0.00020595 |  | 0 |  | 7.7759e-07 |  | 0 |  | 0 |  | 0 |  | 0.00072389 |  | 0 |  | 8.0111e-07 |  | 0.00030522 |  | 0
| #REF! |  | 0.046971 |  | 0.035707 |  | 0.0019218 |  | 0.00034282 |  | 0.00052365 |  | 0 |  | 0 |  | #REF! |  | 0 |  | #REF! |  | 0.00031127 |  | 0 |  | #REF! |  | 1.8065e-06 |  | -0.00017999 |  | 0 |  | 7.0221e-07 |  | 0 |  | 0 |  | 0 |  | 0.0005889 |  | 0 |  | 2.4035e-06 |  | 0.00029725 |  | 0
| #REF! |  | 0.051159 |  | 0.038614 |  | 0.0018372 |  | 0.00037903 |  | 0.00024487 |  | 0 |  | 0 |  | #REF! |  | 0 |  | #REF! |  | 0.00034342 |  | 0 |  | #REF! |  | 8.3678e-07 |  | -0.00033565 |  | 0 |  | 7.6111e-07 |  | 0 |  | 0 |  | 0 |  | 0.00050021 |  | 0 |  | 2.4035e-06 |  | 0.00028686 |  | 0
| #REF! |  | 0.056042 |  | 0.04179 |  | 0.0019355 |  | 0.00032318 |  | 8.5228e-05 |  | 0 |  | 0 |  | #REF! |  | 0 |  | #REF! |  | 0.00038969 |  | 0 |  | #REF! |  | 8.3702e-07 |  | -1.9072e-05 |  | 0 |  | 7.7633e-07 |  | 0 |  | 0 |  | 0 |  | 0.00061691 |  | 0 |  | 2.4037e-06 |  | 0.00028288 |  | 0
| #REF! |  | 0.06106 |  | 0.04507 |  | 0.0017966 |  | 0.00036356 |  | 0.00013042 |  | 0 |  | 0 |  | #REF! |  | 0 |  | #REF! |  | 0.00054191 |  | 0 |  | #REF! |  | 4.9344e-07 |  | 2.384e-05 |  | 0 |  | 7.6118e-07 |  | 0 |  | 0 |  | 0 |  | 0.000756 |  | 0 |  | 2.938e-06 |  | 0.00029648 |  | 0
| #REF! |  | 0.066475 |  | 0.048841 |  | 0.0016167 |  | 0.00035322 |  | 0.0004927 |  | 0 |  | 0 |  | #REF! |  | 0 |  | #REF! |  | 0.00059661 |  | 0 |  | #REF! |  | 4.9358e-07 |  | -0.00011037 |  | 0 |  | 7.7243e-07 |  | 0 |  | 0 |  | 0 |  | 0.00063612 |  | 0 |  | 1.3354e-06 |  | 0.00031007 |  | 0
| #REF! |  | 0.072524 |  | 0.053219 |  | 0.0015586 |  | 0.00032901 |  | 0.0010108 |  | 0 |  | 0 |  | #REF! |  | 0 |  | #REF! |  | 0.0004748 |  | 0 |  | #REF! |  | 1.2498e-06 |  | 4.8872e-05 |  | 0 |  | 7.95e-07 |  | 0 |  | 0 |  | 0 |  | 0.00046753 |  | 0 |  | 8.0131e-07 |  | 0.00031329 |  | 0
| #REF! |  | 0.07918 |  | 0.057612 |  | 0.0015473 |  | 0.00040013 |  | 0.00056281 |  | 0 |  | 0 |  | #REF! |  | 0 |  | #REF! |  | 0.00032424 |  | 0 |  | #REF! |  | 1.25e-06 |  | -0.0001923 |  | 0 |  | 7.1497e-07 |  | 0 |  | 0 |  | 0 |  | 0.00058985 |  | 0 |  | 4.0068e-06 |  | 0.00030851 |  | 0
| #REF! |  | 0.085605 |  | 0.062251 |  | 0.0014103 |  | 0.00037878 |  | 0.00018851 |  | 0 |  | 0 |  | #REF! |  | 0 |  | #REF! |  | 0.00036428 |  | 0 |  | #REF! |  | 1e-06 |  | -0.00021576 |  | 0 |  | 5.8588e-07 |  | 0 |  | 0 |  | 0 |  | 0.00071937 |  | 0 |  | 4.5411e-06 |  | 0.00029894 |  | 0
| #REF! |  | 0.092296 |  | 0.067203 |  | 0.0013432 |  | 0.0003785 |  | -2.8447e-05 |  | 0 |  | 0 |  | #REF! |  | 0 |  | #REF! |  | 0.00038176 |  | 0 |  | #REF! |  | 1e-06 |  | 0.00012516 |  | 0 |  | 5.6139e-07 |  | 0 |  | 0 |  | 0 |  | 0.00073376 |  | 0 |  | 1.3356e-06 |  | 0.00028775 |  | 0
| #REF! |  | 0.10003 |  | 0.072672 |  | 0.0013381 |  | 0.00045267 |  | -1.5683e-05 |  | 0 |  | 0 |  | #REF! |  | 0 |  | #REF! |  | 0.00027913 |  | 0 |  | #REF! |  | 9.1332e-07 |  | -5.1256e-05 |  | 0 |  | 6.4022e-07 |  | 0 |  | 0 |  | 0 |  | 0.00075778 |  | 0 |  | 8.0146e-07 |  | 0.00027817 |  | 0
| #REF! |  | 0.10813 |  | 0.078301 |  | 0.0013105 |  | 0.00052673 |  | 0.0003986 |  | 0 |  | 0 |  | #REF! |  | 0 |  | #REF! |  | 0.00037556 |  | 0 |  | #REF! |  | 9.1332e-07 |  | -0.0002708 |  | 0 |  | 6.8259e-07 |  | 0 |  | 0 |  | 0 |  | 0.00070742 |  | 0 |  | 8.0146e-07 |  | 0.00027498 |  | 0
| #REF! |  | 0.11635 |  | 0.084105 |  | 0.0012506 |  | 0.00051521 |  | 0.00041183 |  | 0 |  | 0 |  | #REF! |  | 0 |  | #REF! |  | 0.00032116 |  | 0 |  | #REF! |  | 9.3666e-07 |  | -0.0001335 |  | 0 |  | 6.4822e-07 |  | 0 |  | 0 |  | 0 |  | 0.00069072 |  | 0 |  | 1.3358e-06 |  | 0.00027581 |  | 0
| #REF! |  | 0.12429 |  | 0.09041 |  | 0.0012022 |  | 0.00050721 |  | 3.9571e-05 |  | 0 |  | 0 |  | #REF! |  | 0 |  | #REF! |  | 0.00025521 |  | 0 |  | #REF! |  | 9.3666e-07 |  | -7.966e-06 |  | 0 |  | 6.2113e-07 |  | 0 |  | 0 |  | 0 |  | 0.00071711 |  | 0 |  | 1.3359e-06 |  | 0.00027741 |  | 0
| #REF! |  | 0.13251 |  | 0.0971 |  | 0.0012259 |  | 0.00062064 |  | 0.00024021 |  | 0 |  | 0 |  | #REF! |  | 0 |  | #REF! |  | 0.0004139 |  | 0 |  | #REF! |  | 8.1342e-07 |  | -4.0529e-05 |  | 0 |  | 6.304e-07 |  | 0 |  | 0 |  | 0 |  | 0.00078426 |  | 0 |  | 8.0156e-07 |  | 0.00027981 |  | 0
| #REF! |  | 0.14201 |  | 0.10427 |  | 0.001125 |  | 0.00065878 |  | 0.00023441 |  | 0 |  | 0 |  | #REF! |  | 0 |  | #REF! |  | 0.0003609 |  | 0 |  | #REF! |  | 8.1353e-07 |  | -9.3301e-05 |  | 0 |  | 6.5821e-07 |  | 0 |  | 0 |  | 0 |  | 0.00074038 |  | 0 |  | 8.0156e-07 |  | 0.00028624 |  | 0
| #REF! |  | 0.15106 |  | 0.11184 |  | 0.0010161 |  | 0.00076161 |  | 0.0002126 |  | 0 |  | 0 |  | #REF! |  | 0 |  | #REF! |  | 0.00037496 |  | 0 |  | #REF! |  | 1.3165e-06 |  | -0.0001943 |  | 0 |  | 6.9602e-07 |  | 0 |  | 0 |  | 0 |  | 0.00078676 |  | 0 |  | 8.0166e-07 |  | 0.00029104 |  | 0
| #REF! |  | 0.15974 |  | 0.11962 |  | 0.00097611 |  | 0.00083283 |  | 0.00039326 |  | 0 |  | 0 |  | #REF! |  | 0 |  | #REF! |  | 0.00035751 |  | 0 |  | #REF! |  | 1.3165e-06 |  | -0.00028446 |  | 0 |  | 7.4973e-07 |  | 0 |  | 0 |  | 0 |  | 0.00078441 |  | 0 |  | 2.4049e-06 |  | 0.00029345 |  | 0
| #REF! |  | 0.16848 |  | 0.12742 |  | 0.00099585 |  | 0.00080342 |  | 9.141e-05 |  | 0 |  | 0 |  | #REF! |  | 0 |  | #REF! |  | 0.00033834 |  | 0 |  | #REF! |  | 1.2317e-06 |  | -0.00032661 |  | 0 |  | 7.6827e-07 |  | 0 |  | 0 |  | 0 |  | 0.00070605 |  | 0 |  | 2.405e-06 |  | 0.00028946 |  | 0
| #REF! |  | 0.1758 |  | 0.13527 |  | 0.00091183 |  | 0.00088929 |  | 0.00020695 |  | 0 |  | 0 |  | #REF! |  | 0 |  | #REF! |  | 0.00049849 |  | 0 |  | #REF! |  | 1.2319e-06 |  | -0.00012402 |  | 0 |  | 8.0072e-07 |  | 0 |  | 0 |  | 0 |  | 0.00073173 |  | 0 |  | 2.4052e-06 |  | 0.00028469 |  | 0
| #REF! |  | 0.18233 |  | 0.14286 |  | 0.0007206 |  | 0.00097571 |  | 0.00014524 |  | 0 |  | 0 |  | #REF! |  | 0 |  | #REF! |  | 0.00046969 |  | 0 |  | #REF! |  | 1.1809e-06 |  | -0.00023721 |  | 0 |  | 8.5312e-07 |  | 0 |  | 0 |  | 0 |  | 0.00071173 |  | 0 |  | 2.9398e-06 |  | 0.00028869 |  | 0
| #REF! |  | 0.18842 |  | 0.15027 |  | 0.00071446 |  | 0.0010039 |  | 0.00025059 |  | 0 |  | 0 |  | #REF! |  | 0 |  | #REF! |  | 0.000353 |  | 0 |  | #REF! |  | 1.1807e-06 |  | -0.00031589 |  | 0 |  | 9.0752e-07 |  | 0 |  | 0 |  | 0 |  | 0.00072293 |  | 0 |  | 4.5433e-06 |  | 0.00029909 |  | 0
| #REF! |  | 0.194 |  | 0.15799 |  | 0.00070312 |  | 0.00095116 |  | 0.00058064 |  | 0 |  | 0 |  | #REF! |  | 0 |  | #REF! |  | 0.00034959 |  | 0 |  | #REF! |  | 8.255e-07 |  | -0.00012402 |  | 0 |  | 8.975e-07 |  | 0 |  | 0 |  | 0 |  | 0.00074381 |  | 0 |  | 4.5436e-06 |  | 0.00030552 |  | 0
| #REF! |  | 0.1997 |  | 0.16571 |  | 0.00067217 |  | 0.00098111 |  | 0.00051948 |  | 0 |  | 0 |  | #REF! |  | 0 |  | #REF! |  | 0.0003733 |  | 0 |  | #REF! |  | 8.255e-07 |  | -1.1928e-06 |  | 0 |  | 8.0955e-07 |  | 0 |  | 0 |  | 0 |  | 0.00070542 |  | 0 |  | 1.3364e-06 |  | 0.00030392 |  | 0
| #REF! |  | 0.20443 |  | 0.17328 |  | 0.00071327 |  | 0.0010559 |  | 0.00012491 |  | 0 |  | 0 |  | #REF! |  | 0 |  | #REF! |  | 0.00038793 |  | 0 |  | #REF! |  | 1.2206e-06 |  | -0.00031859 |  | 0 |  | 7.0223e-07 |  | 0 |  | 0 |  | 0 |  | 0.00063104 |  | 0 |  | 8.0186e-07 |  | 0.00029673 |  | 0
| #REF! |  | 0.20774 |  | 0.1808 |  | 0.00070262 |  | 0.0011966 |  | 4.7425e-05 |  | 0 |  | 0 |  | #REF! |  | 0 |  | #REF! |  | 0.00041729 |  | 0 |  | #REF! |  | 1.2208e-06 |  | -0.00070209 |  | 0 |  | 5.9756e-07 |  | 0 |  | 0 |  | 0 |  | 0.00058473 |  | 0 |  | 8.0191e-07 |  | 0.00028796 |  | 0
| #REF! |  | 0.21095 |  | 0.1876 |  | 0.0005599 |  | 0.0013563 |  | 0.00020973 |  | 0 |  | 0 |  | #REF! |  | 0 |  | #REF! |  | 0.00035297 |  | 0 |  | #REF! |  | 1.1855e-06 |  | -0.00030493 |  | 0 |  | 5.6779e-07 |  | 0 |  | 0 |  | 0 |  | 0.00065672 |  | 0 |  | 1.3365e-06 |  | 0.00028476 |  | 0
| #REF! |  | 0.21328 |  | 0.19356 |  | 0.00043759 |  | 0.0014564 |  | 0.00043225 |  | 0 |  | 0 |  | #REF! |  | 0 |  | #REF! |  | 0.00030958 |  | 0 |  | #REF! |  | 1.1857e-06 |  | -0.00026939 |  | 0 |  | 5.6917e-07 |  | 0 |  | 0 |  | 0 |  | 0.00063836 |  | 0 |  | 1.3366e-06 |  | 0.00027998 |  | 0
| #REF! |  | 0.21463 |  | 0.19923 |  | 0.00043078 |  | 0.0015802 |  | 0.00036611 |  | 0 |  | 0 |  | #REF! |  | 0 |  | #REF! |  | 0.00036425 |  | 0 |  | #REF! |  | 1.2154e-06 |  | -0.00040393 |  | 0 |  | 5.5724e-07 |  | 0 |  | 0 |  | 0 |  | 0.0006704 |  | 0 |  | 8.0196e-07 |  | 0.0002792 |  | 0
| #REF! |  | 0.21483 |  | 0.20429 |  | 0.00046296 |  | 0.0015375 |  | 0.00014897 |  | 0 |  | 0 |  | #REF! |  | 0 |  | #REF! |  | 0.00041729 |  | 0 |  | #REF! |  | 1.2155e-06 |  | -0.00011205 |  | 0 |  | 5.8507e-07 |  | 0 |  | 0 |  | 0 |  | 0.0007168 |  | 0 |  | 8.0201e-07 |  | 0.000284 |  | 0
| #REF! |  | 0.21448 |  | 0.20811 |  | 0.00045954 |  | 0.0016061 |  | 0.00028745 |  | 0 |  | 0 |  | #REF! |  | 0 |  | #REF! |  | 0.00049901 |  | 0 |  | #REF! |  | 1.1095e-06 |  | 5.3478e-05 |  | 0 |  | 6.4476e-07 |  | 0 |  | 0 |  | 0 |  | 0.00070564 |  | 0 |  | 1.3368e-06 |  | 0.00029202 |  | 0
| #REF! |  | 0.21332 |  | 0.2112 |  | 0.00042965 |  | 0.0018377 |  | 0.00039723 |  | 0 |  | 0 |  | #REF! |  | 0 |  | #REF! |  | 0.0005131 |  | 0 |  | #REF! |  | 1.1097e-06 |  | -6.9136e-05 |  | 0 |  | 7.0314e-07 |  | 0 |  | 0 |  | 0 |  | 0.00074565 |  | 0 |  | 5.3471e-07 |  | 0.00029602 |  | 0
| #REF! |  | 0.21113 |  | 0.21303 |  | 0.00040939 |  | 0.0020719 |  | 0.00033789 |  | 0 |  | 0 |  | #REF! |  | 0 |  | #REF! |  | 0.00051935 |  | 0 |  | #REF! |  | 7.2792e-07 |  | 2.0265e-05 |  | 0 |  | 6.753e-07 |  | 0 |  | 0 |  | 0 |  | 0.00083296 |  | 0 |  | 0 |  | 0.00028965 |  | 0
| #REF! |  | 0.20828 |  | 0.21416 |  | 0.00039639 |  | 0.0021873 |  | 0.00029642 |  | 0 |  | 0 |  | #REF! |  | 0 |  | #REF! |  | 0.0004539 |  | 0 |  | #REF! |  | 7.2802e-07 |  | 1.5931e-05 |  | 0 |  | 5.918e-07 |  | 0 |  | 0 |  | 0 |  | 0.00085216 |  | 0 |  | 8.0216e-07 |  | 0.00028805 |  | 0
| #REF! |  | 0.20505 |  | 0.21504 |  | 0.00031594 |  | 0.0021735 |  | 0.00028708 |  | 0 |  | 0 |  | #REF! |  | 0 |  | #REF! |  | 0.00040259 |  | 0 |  | #REF! |  | 1.0317e-06 |  | -0.00021218 |  | 0 |  | 5.9716e-07 |  | 0 |  | 0 |  | 0 |  | 0.000785 |  | 0 |  | 2.9413e-06 |  | 0.00029527 |  | 0
| #REF! |  | 0.20201 |  | 0.215 |  | 0.00028101 |  | 0.002297 |  | 0.00026217 |  | 0 |  | 0 |  | #REF! |  | 0 |  | #REF! |  | 0.00040093 |  | 0 |  | #REF! |  | 1.0318e-06 |  | -0.00033907 |  | 0 |  | 6.4228e-07 |  | 0 |  | 0 |  | 0 |  | 0.00072898 |  | 0 |  | 2.9415e-06 |  | 0.00030168 |  | 0
| #REF! |  | 0.19847 |  | 0.21418 |  | 0.00029546 |  | 0.0025688 |  | 0.00018362 |  | 0 |  | 0 |  | #REF! |  | 0 |  | #REF! |  | 0.00037383 |  | 0 |  | #REF! |  | 1.3119e-06 |  | -0.00018 |  | 0 |  | 7.205e-07 |  | 0 |  | 0 |  | 0 |  | 0.00070902 |  | 0 |  | 8.0221e-07 |  | 0.00029449 |  | 0
| #REF! |  | 0.19359 |  | 0.21284 |  | 0.00028136 |  | 0.0027702 |  | 0.00035484 |  | 0 |  | 0 |  | #REF! |  | 0 |  | #REF! |  | 0.00038962 |  | 0 |  | #REF! |  | 1.3119e-06 |  | 6.3717e-05 |  | 0 |  | 7.4635e-07 |  | 0 |  | 0 |  | 0 |  | 0.00071147 |  | 0 |  | 0 |  | 0.00028331 |  | 0
| #REF! |  | 0.18844 |  | 0.211 |  | 0.00030899 |  | 0.0029165 |  | 0.00034195 |  | 0 |  | 0 |  | #REF! |  | 0 |  | #REF! |  | 0.00037834 |  | 0 |  | #REF! |  | 9.4301e-07 |  | -0.00013709 |  | 0 |  | 7.252e-07 |  | 0 |  | 0 |  | 0 |  | 0.00055384 |  | 0 |  | 5.3488e-07 |  | 0.00028092 |  | 0
| #REF! |  | 0.18348 |  | 0.20799 |  | 0.00024755 |  | 0.0031563 |  | 0.00015005 |  | 0 |  | 0 |  | #REF! |  | 0 |  | #REF! |  | 0.00040262 |  | 0 |  | #REF! |  | 9.4315e-07 |  | -8.3497e-06 |  | 0 |  | 6.7157e-07 |  | 0 |  | 0 |  | 0 |  | 0.00056105 |  | 0 |  | 2.9418e-06 |  | 0.00029053 |  | 0
| #REF! |  | 0.17712 |  | 0.20375 |  | 0.00020445 |  | 0.0033075 |  | 0.00034784 |  | 0 |  | 0 |  | #REF! |  | 0 |  | #REF! |  | 0.00041217 |  | 0 |  | #REF! |  | 7.5266e-07 |  | 0.00025146 |  | 0 |  | 5.708e-07 |  | 0 |  | 0 |  | 0 |  | 0.00076838 |  | 0 |  | 2.942e-06 |  | 0.00030015 |  | 0
| #REF! |  | 0.17075 |  | 0.19879 |  | 0.00021629 |  | 0.003499 |  | 0.00030187 |  | 0 |  | 0 |  | #REF! |  | 0 |  | #REF! |  | 0.00042007 |  | 0 |  | #REF! |  | 7.5266e-07 |  | 0.00017046 |  | 0 |  | 5.1975e-07 |  | 0 |  | 0 |  | 0 |  | 0.00078124 |  | 0 |  | 2.9422e-06 |  | 0.00029617 |  | 0
| #REF! |  | 0.16453 |  | 0.19361 |  | 0.00022328 |  | 0.0037401 |  | 6.1418e-05 |  | 0 |  | 0 |  | #REF! |  | 0 |  | #REF! |  | 0.00044544 |  | 0 |  | #REF! |  | 9.8914e-07 |  | -2.5032e-05 |  | 0 |  | 5.0786e-07 |  | 0 |  | 0 |  | 0 |  | 0.00074282 |  | 0 |  | 4.547e-06 |  | 0.00028736 |  | 0
| #REF! |  | 0.15855 |  | 0.18919 |  | 0.00023682 |  | 0.0039631 |  | 0.00029989 |  | 0 |  | 0 |  | #REF! |  | 0 |  | #REF! |  | 0.00043135 |  | 0 |  | #REF! |  | 9.8928e-07 |  | -0.00024078 |  | 0 |  | 5.4504e-07 |  | 0 |  | 0 |  | 0 |  | 0.00071725 |  | 0 |  | 4.547e-06 |  | 0.00028098 |  | 0
| #REF! |  | 0.15349 |  | 0.18557 |  | 0.00023287 |  | 0.0042978 |  | 0.00038121 |  | 0 |  | 0 |  | #REF! |  | 0 |  | #REF! |  | 0.00035466 |  | 0 |  | #REF! |  | 5.5902e-07 |  | -0.00015474 |  | 0 |  | 5.7421e-07 |  | 0 |  | 0 |  | 0 |  | 0.00075252 |  | 0 |  | 2.4076e-06 |  | 0.00028179 |  | 0
| #REF! |  | 0.14835 |  | 0.18156 |  | 0.00024642 |  | 0.0046309 |  | 0.00025741 |  | 0 |  | 0 |  | #REF! |  | 0 |  | #REF! |  | 0.00035582 |  | 0 |  | #REF! |  | 5.5902e-07 |  | -0.00012278 |  | 0 |  | 5.9875e-07 |  | 0 |  | 0 |  | 0 |  | 0.00074131 |  | 0 |  | 8.0251e-07 |  | 0.00028179 |  | 0
| #REF! |  | 0.14324 |  | 0.1772 |  | 0.00020415 |  | 0.0049909 |  | 0.00015035 |  | 0 |  | 0 |  | #REF! |  | 0 |  | #REF! |  | 0.00035297 |  | 0 |  | #REF! |  | 1.1973e-06 |  | -0.00014423 |  | 0 |  | 6.1869e-07 |  | 0 |  | 0 |  | 0 |  | 0.0006669 |  | 0 |  | 1.3375e-06 |  | 0.00028021 |  | 0
| #REF! |  | 0.1379 |  | 0.17214 |  | 0.0001489 |  | 0.0052722 |  | 0.00014114 |  | 0 |  | 0 |  | #REF! |  | 0 |  | #REF! |  | 0.00032591 |  | 0 |  | #REF! |  | 1.1975e-06 |  | -0.00018547 |  | 0 |  | 6.0615e-07 |  | 0 |  | 0 |  | 0 |  | 0.00067415 |  | 0 |  | 2.9427e-06 |  | 0.00028743 |  | 0
| #REF! |  | 0.13176 |  | 0.16594 |  | 0.0001489 |  | 0.0055395 |  | 0.00020783 |  | 0 |  | 0 |  | #REF! |  | 0 |  | #REF! |  | 0.00043135 |  | 0 |  | #REF! |  | 1.4027e-06 |  | -0.00012636 |  | 0 |  | 5.7365e-07 |  | 0 |  | 0 |  | 0 |  | 0.00070382 |  | 0 |  | 2.9429e-06 |  | 0.00029546 |  | 0
| #REF! |  | 0.12538 |  | 0.15967 |  | 0.00012634 |  | 0.005894 |  | 0.00038884 |  | 0 |  | 0 |  | #REF! |  | 0 |  | #REF! |  | 0.00047927 |  | 0 |  | #REF! |  | 1.823e-06 |  | -0.00034932 |  | 0 |  | 5.4646e-07 |  | 0 |  | 0 |  | 0 |  | 0.00070221 |  | 0 |  | 1.3378e-06 |  | 0.00029546 |  | 0
| #REF! |  | 0.11934 |  | 0.15356 |  | 0.00011164 |  | 0.0063321 |  | 0.00052574 |  | 0 |  | 0 |  | #REF! |  | 0 |  | #REF! |  | 0.00041499 |  | 0 |  | #REF! |  | 1.2167e-06 |  | -0.00035165 |  | 0 |  | 4.9544e-07 |  | 0 |  | 0 |  | 0 |  | 0.00076151 |  | 0 |  | 8.0266e-07 |  | 0.00028987 |  | 0
| #REF! |  | 0.114 |  | 0.14793 |  | 0.00013758 |  | 0.0066631 |  | 0.00025056 |  | 0 |  | 0 |  | #REF! |  | 0 |  | #REF! |  | 0.00042796 |  | 0 |  | #REF! |  | 7.967e-07 |  | -2.98e-05 |  | 0 |  | 4.663e-07 |  | 0 |  | 0 |  | 0 |  | 0.00080235 |  | 0 |  | 8.0266e-07 |  | 0.00028747 |  | 0
| #REF! |  | 0.10916 |  | 0.14282 |  | 0.00016208 |  | 0.0069547 |  | 0.00027595 |  | 0 |  | 0 |  | #REF! |  | 0 |  | #REF! |  | 0.00045672 |  | 0 |  | #REF! |  | 1.0442e-06 |  | 2.2758e-06 |  | 0 |  | 5.0212e-07 |  | 0 |  | 0 |  | 0 |  | 0.0008473 |  | 0 |  | 8.0271e-07 |  | 0.0002867 |  | 0
| #REF! |  | 0.10466 |  | 0.13753 |  | 0.0001446 |  | 0.0074426 |  | 0.00047929 |  | 0 |  | 0 |  | #REF! |  | 0 |  | #REF! |  | 0.00048096 |  | 0 |  | #REF! |  | 1.0442e-06 |  | 0.00016688 |  | 0 |  | 5.8702e-07 |  | 0 |  | 0 |  | 0 |  | 0.00068553 |  | 0 |  | 4.0138e-06 |  | 0.0002835 |  | 0
| #REF! |  | 0.10035 |  | 0.13257 |  | 0.00012892 |  | 0.0079567 |  | 0.00041422 |  | 0 |  | 0 |  | #REF! |  | 0 |  | #REF! |  | 0.0005007 |  | 0 |  | #REF! |  | 1.053e-06 |  | 5.6888e-06 |  | 0 |  | 6.9254e-07 |  | 0 |  | 0 |  | 0 |  | 0.00048451 |  | 0 |  | 4.0141e-06 |  | 0.0002811 |  | 0
| #REF! |  | 0.096152 |  | 0.12793 |  | 0.00015147 |  | 0.0085062 |  | 0.00024951 |  | 0 |  | 0 |  | #REF! |  | 0 |  | #REF! |  | 0.00047476 |  | 0 |  | #REF! |  | 1.053e-06 |  | -0.00019787 |  | 0 |  | 6.7536e-07 |  | 0 |  | 0 |  | 0 |  | 0.00056227 |  | 0 |  | 0 |  | 0.00028193 |  | 0
| #REF! |  | 0.091998 |  | 0.12312 |  | 0.00014265 |  | 0.0089872 |  | 0.00023688 |  | 0 |  | 0 |  | #REF! |  | 0 |  | #REF! |  | 0.00043473 |  | 0 |  | #REF! |  | 5.3087e-07 |  | -2.2647e-05 |  | 0 |  | 5.7314e-07 |  | 0 |  | 0 |  | 0 |  | 0.00070323 |  | 0 |  | 0 |  | 0.00028193 |  | 0
| #REF! |  | 0.088043 |  | 0.11858 |  | 9.3599e-05 |  | 0.0094956 |  | 0.0003356 |  | 0 |  | 0 |  | #REF! |  | 0 |  | #REF! |  | 0.00041894 |  | 0 |  | #REF! |  | 5.3102e-07 |  | 5.3478e-05 |  | 0 |  | 4.8832e-07 |  | 0 |  | 0 |  | 0 |  | 0.00066483 |  | 0 |  | 2.4086e-06 |  | 0.00028436 |  | 0
| #REF! |  | 0.083931 |  | 0.11409 |  | 9.7519e-05 |  | 0.010128 |  | 0.00023724 |  | 0 |  | 0 |  | #REF! |  | 0 |  | #REF! |  | 0.00046179 |  | 0 |  | #REF! |  | 1.6029e-06 |  | -7.9864e-05 |  | 0 |  | 5.0092e-07 |  | 0 |  | 0 |  | 0 |  | 0.00056631 |  | 0 |  | 2.4088e-06 |  | 0.00029477 |  | 0
| #REF! |  | 0.080084 |  | 0.10962 |  | 0.00010767 |  | 0.010718 |  | 0.00029539 |  | 0 |  | 0 |  | #REF! |  | 0 |  | #REF! |  | 0.00047589 |  | 0 |  | #REF! |  | 1.6031e-06 |  | -0.00031517 |  | 0 |  | 5.4538e-07 |  | 0 |  | 0 |  | 0 |  | 0.00074097 |  | 0 |  | 4.0146e-06 |  | 0.00029799 |  | 0
| #REF! |  | 0.076939 |  | 0.10501 |  | 0.00010375 |  | 0.011468 |  | 0.00032411 |  | 0 |  | 0 |  | #REF! |  | 0 |  | #REF! |  | 0.00046969 |  | 0 |  | #REF! |  | 1.1562e-06 |  | -0.00025866 |  | 0 |  | 5.3879e-07 |  | 0 |  | 0 |  | 0 |  | 0.00069696 |  | 0 |  | 4.5501e-06 |  | 0.0002916 |  | 0
| #REF! |  | 0.073473 |  | 0.1006 |  | 0.00012123 |  | 0.012279 |  | 0.00026437 |  | 0 |  | 0 |  | #REF! |  | 0 |  | #REF! |  | 0.00039131 |  | 0 |  | #REF! |  | 1.1562e-06 |  | 2.0265e-05 |  | 0 |  | 5.8529e-07 |  | 0 |  | 0 |  | 0 |  | 0.00059125 |  | 0 |  | 1.3384e-06 |  | 0.0002804 |  | 0
| #REF! |  | 0.069941 |  | 0.09664 |  | 0.00012122 |  | 0.013063 |  | 0.00029143 |  | 0 |  | 0 |  | #REF! |  | 0 |  | #REF! |  | 0.00040706 |  | 0 |  | #REF! |  | 4.6915e-07 |  | -8.9888e-05 |  | 0 |  | 6.5961e-07 |  | 0 |  | 0 |  | 0 |  | 0.00065294 |  | 0 |  | 8.0306e-07 |  | 0.00027479 |  | 0
| #REF! |  | 0.066617 |  | 0.092369 |  | 0.0001201 |  | 0.013768 |  | 0.00039714 |  | 0 |  | 0 |  | #REF! |  | 0 |  | #REF! |  | 0.00042458 |  | 0 |  | #REF! |  | 4.6922e-07 |  | -8.344e-05 |  | 0 |  | 6.8615e-07 |  | 0 |  | 0 |  | 0 |  | 0.00075072 |  | 0 |  | 8.0306e-07 |  | 0.00027161 |  | 0
| #REF! |  | 0.063332 |  | 0.088582 |  | 0.0001201 |  | 0.014643 |  | 0.00039662 |  | 0 |  | 0 |  | #REF! |  | 0 |  | #REF! |  | 0.00042176 |  | 0 |  | #REF! |  | 1.4233e-06 |  | 0.00022415 |  | 0 |  | 6.3976e-07 |  | 0 |  | 0 |  | 0 |  | 0.00076675 |  | 0 |  | 1.3384e-06 |  | 0.000266 |  | 0
| #REF! |  | 0.060899 |  | 0.085389 |  | 7.4428e-05 |  | 0.015786 |  | 0.00042505 |  | 0 |  | 0 |  | #REF! |  | 0 |  | #REF! |  | 0.00054186 |  | 0 |  | #REF! |  | 1.4233e-06 |  | 0.00028131 |  | 0 |  | 6.4446e-07 |  | 0 |  | 0 |  | 0 |  | 0.00072758 |  | 0 |  | 1.3385e-06 |  | 0.00027164 |  | 0
| #REF! |  | 0.058244 |  | 0.08182 |  | 7.4428e-05 |  | 0.016791 |  | 0.00054354 |  | 0 |  | 0 |  | #REF! |  | 0 |  | #REF! |  | 0.00051592 |  | 0 |  | #REF! |  | 9.4932e-07 |  | 4.172e-05 |  | 0 |  | 6.7095e-07 |  | 0 |  | 0 |  | 0 |  | 0.00064825 |  | 0 |  | 8.0316e-07 |  | 0.00028446 |  | 0
| #REF! |  | 0.055353 |  | 0.078389 |  | 0.00016634 |  | 0.017808 |  | 0.00054324 |  | 0 |  | 0 |  | #REF! |  | 0 |  | #REF! |  | 0.00041556 |  | 0 |  | #REF! |  | 9.4945e-07 |  | -1.1378e-05 |  | 0 |  | 6.631e-07 |  | 0 |  | 0 |  | 0 |  | 0.0005577 |  | 0 |  | 8.0321e-07 |  | 0.00029087 |  | 0
| #REF! |  | 0.053037 |  | 0.075343 |  | 0.00016634 |  | 0.019024 |  | 0.00059239 |  | 0 |  | 0 |  | #REF! |  | 0 |  | #REF! |  | 0.00043473 |  | 0 |  | #REF! |  | 1.7406e-06 |  | 3.0991e-05 |  | 0 |  | 6.2925e-07 |  | 0 |  | 0 |  | 0 |  | 0.00061467 |  | 0 |  | 1.3387e-06 |  | 0.00029091 |  | 0
| #REF! |  | 0.050834 |  | 0.071999 |  | 9.5855e-05 |  | 0.020324 |  | 0.00035396 |  | 0 |  | 0 |  | #REF! |  | 0 |  | #REF! |  | 0.00043304 |  | 0 |  | #REF! |  | 1.7406e-06 |  | 0.00035386 |  | 0 |  | 5.8146e-07 |  | 0 |  | 0 |  | 0 |  | 0.00075572 |  | 0 |  | 4.5516e-06 |  | 0.0002869 |  | 0
| #REF! |  | 0.048658 |  | 0.068916 |  | 9.5854e-05 |  | 0.021581 |  | 0.00015838 |  | 0 |  | 0 |  | #REF! |  | 0 |  | #REF! |  | 0.00039808 |  | 0 |  | #REF! |  | 1.0596e-06 |  | 0.00037072 |  | 0 |  | 6.3395e-07 |  | 0 |  | 0 |  | 0 |  | 0.00073012 |  | 0 |  | 4.0166e-06 |  | 0.00028852 |  | 0
| #REF! |  | 0.046605 |  | 0.065983 |  | 0.00014377 |  | 0.022847 |  | 0.00034454 |  | 0 |  | 0 |  | #REF! |  | 0 |  | #REF! |  | 0.00033039 |  | 0 |  | #REF! |  | 1.0598e-06 |  | -9.4175e-05 |  | 0 |  | 6.7119e-07 |  | 0 |  | 0 |  | 0 |  | 0.00062032 |  | 0 |  | 8.0326e-07 |  | 0.00029012 |  | 0
| #REF! |  | 0.044513 |  | 0.063333 |  | 0.00014378 |  | 0.024377 |  | 0.00039848 |  | 0 |  | 0 |  | #REF! |  | 0 |  | #REF! |  | 0.00044882 |  | 0 |  | #REF! |  | 1.4318e-06 |  | -0.00011038 |  | 0 |  | 6.7511e-07 |  | 0 |  | 0 |  | 0 |  | 0.00070933 |  | 0 |  | 1.3389e-06 |  | 0.00029014 |  | 0
| #REF! |  | 0.042542 |  | 0.061201 |  | 5.864e-05 |  | 0.026115 |  | 0.00046861 |  | 0 |  | 0 |  | #REF! |  | 0 |  | #REF! |  | 0.00056611 |  | 0 |  | #REF! |  | 1.432e-06 |  | -0.00017285 |  | 0 |  | 6.407e-07 |  | 0 |  | 0 |  | 0 |  | 0.00077991 |  | 0 |  | 5.3558e-07 |  | 0.00029016 |  | 0
| #REF! |  | 0.041033 |  | 0.059009 |  | 5.864e-05 |  | 0.027924 |  | 0.00049686 |  | 0 |  | 0 |  | #REF! |  | 0 |  | #REF! |  | 0.00053058 |  | 0 |  | #REF! |  | 1.192e-06 |  | -0.00023326 |  | 0 |  | 5.9622e-07 |  | 0 |  | 0 |  | 0 |  | 0.00067651 |  | 0 |  | 5.3561e-07 |  | 0.00028535 |  | 0
| #REF! |  | 0.039416 |  | 0.056845 |  | 5.7513e-05 |  | 0.029803 |  | 0.00050821 |  | 0 |  | 0 |  | #REF! |  | 0 |  | #REF! |  | 0.00053058 |  | 0 |  | #REF! |  | 1.1922e-06 |  | -0.00014781 |  | 0 |  | 5.8294e-07 |  | 0 |  | 0 |  | 0 |  | 0.00063411 |  | 0 |  | 2.9459e-06 |  | 0.00028218 |  | 0
| #REF! |  | 0.03786 |  | 0.054408 |  | 5.7513e-05 |  | 0.031833 |  | 0.00059538 |  | 0 |  | 0 |  | #REF! |  | 0 |  | #REF! |  | 0.00046687 |  | 0 |  | #REF! |  | 1.3971e-06 |  | -4.0528e-05 |  | 0 |  | 5.3319e-07 |  | 0 |  | 0 |  | 0 |  | 0.0005836 |  | 0 |  | 2.946e-06 |  | 0.00028138 |  | 0
| #REF! |  | 0.036582 |  | 0.052436 |  | 9.7546e-05 |  | 0.033894 |  | 0.00041426 |  | 0 |  | 0 |  | #REF! |  | 0 |  | #REF! |  | 0.00047476 |  | 0 |  | #REF! |  | 1.3973e-06 |  | 0.00010809 |  | 0 |  | 5.405e-07 |  | 0 |  | 0 |  | 0 |  | 0.00061166 |  | 0 |  | 5.3564e-07 |  | 0.00028699 |  | 0
| #REF! |  | 0.035097 |  | 0.050921 |  | 9.7537e-05 |  | 0.036075 |  | 0.00050583 |  | 0 |  | 0 |  | #REF! |  | 0 |  | #REF! |  | 0.00050009 |  | 0 |  | #REF! |  | 1.5613e-06 |  | -6.1985e-05 |  | 0 |  | 6.0097e-07 |  | 0 |  | 0 |  | 0 |  | 0.00084259 |  | 0 |  | 5.3571e-07 |  | 0.00028701 |  | 0
| #REF! |  | 0.033822 |  | 0.049187 |  | 9.7546e-05 |  | 0.038665 |  | 0.00063165 |  | 0 |  | 0 |  | #REF! |  | 0 |  | #REF! |  | 0.00039751 |  | 0 |  | #REF! |  | 1.5613e-06 |  | -0.00029442 |  | 0 |  | 6.8803e-07 |  | 0 |  | 0 |  | 0 |  | 0.00089796 |  | 0 |  | 5.3568e-07 |  | 0.00028462 |  | 0
| #REF! |  | 0.032407 |  | 0.047465 |  | 9.7546e-05 |  | 0.041217 |  | 0.00072196 |  | 0 |  | 0 |  | #REF! |  | 0 |  | #REF! |  | 0.00036425 |  | 0 |  | #REF! |  | 1.6229e-06 |  | -7.9647e-05 |  | 0 |  | 6.8465e-07 |  | 0 |  | 0 |  | 0 |  | 0.00085632 |  | 0 |  | 5.3574e-07 |  | 0.00028063 |  | 0
| #REF! |  | 0.031267 |  | 0.046022 |  | 7.2173e-05 |  | 0.04396 |  | 0.00088176 |  | 0 |  | 0 |  | #REF! |  | 0 |  | #REF! |  | 0.00048435 |  | 0 |  | #REF! |  | 1.6231e-06 |  | -1.5496e-05 |  | 0 |  | 6.2233e-07 |  | 0 |  | 0 |  | 0 |  | 0.00082746 |  | 0 |  | 2.9466e-06 |  | 0.00028304 |  | 0
| #REF! |  | 0.03053 |  | 0.044557 |  | 7.2173e-05 |  | 0.047075 |  | 0.00063296 |  | 0 |  | 0 |  | #REF! |  | 0 |  | #REF! |  | 0.00053227 |  | 0 |  | #REF! |  | 8.4291e-07 |  | -0.00012278 |  | 0 |  | 5.6986e-07 |  | 0 |  | 0 |  | 0 |  | 0.00078902 |  | 0 |  | 4.5538e-06 |  | 0.00028145 |  | 0
| #REF! |  | 0.029671 |  | 0.043329 |  | 6.8226e-05 |  | 0.050037 |  | 0.0006564 |  | 0 |  | 0 |  | #REF! |  | 0 |  | #REF! |  | 0.00052607 |  | 0 |  | #REF! |  | 8.4303e-07 |  | -0.0004995 |  | 0 |  | 5.2869e-07 |  | 0 |  | 0 |  | 0 |  | 0.00075699 |  | 0 |  | 2.9468e-06 |  | 0.00027746 |  | 0
| #REF! |  | 0.028922 |  | 0.04212 |  | 6.8226e-05 |  | 0.053613 |  | 0.00077316 |  | 0 |  | 0.00051499 |  | #REF! |  | 0 |  | #REF! |  | 0.0005131 |  | 0.00061089 |  | #REF! |  | 0.00062527 |  | -0.00060195 |  | 0.00046639 |  | 5.0548e-07 |  | 0.0004694 |  | 0 |  | 0 |  | 0.00081794 |  | 0 |  | 8.0371e-07 |  | 0.00027425 |  | 0
| #REF! |  | 0.027745 |  | 0.040586 |  | 6.4273e-05 |  | 0.05779 |  | 0.00080741 |  | 0 |  | 0.00051503 |  | #REF! |  | 0 |  | #REF! |  | 0.00044878 |  | 0.00061094 |  | #REF! |  | 0.00062527 |  | -0.00021961 |  | 0.00046642 |  | 4.9884e-07 |  | 0.00046943 |  | 0 |  | 0 |  | 0.0007402 |  | 0 |  | 8.0376e-07 |  | 0.00027427 |  | 0
| #REF! |  | 0.02619 |  | 0.038976 |  | 6.4279e-05 |  | 0.060854 |  | 0.00081552 |  | 0 |  | 0.0004974 |  | #REF! |  | 0 |  | #REF! |  | 0.0004601 |  | 0.00080298 |  | #REF! |  | 0.00044728 |  | 6.3171e-05 |  | 0.00016969 |  | 6.2111e-07 |  | 0.00037642 |  | 0 |  | 0 |  | 0.0006424 |  | 0 |  | 8.0376e-07 |  | 0.00027589 |  | 0
| #REF! |  | 0.025048 |  | 0.037191 |  | 5.6949e-05 |  | 0.063293 |  | 0.00075263 |  | 0 |  | 0.00049744 |  | #REF! |  | 0 |  | #REF! |  | 0.00047927 |  | 0.00080303 |  | #REF! |  | 0.00044728 |  | -4.7683e-05 |  | 0.00016971 |  | 7.6062e-07 |  | 0.00037644 |  | 0 |  | 0 |  | 0.00068491 |  | 0 |  | 8.0376e-07 |  | 0.00026787 |  | 0
| #REF! |  | 0.024448 |  | 0.036256 |  | 5.9889e-05 |  | 0.066347 |  | 0.00077256 |  | 0 |  | 0.00037141 |  | #REF! |  | 0 |  | #REF! |  | 0.00049224 |  | 0.00082476 |  | #REF! |  | 0.00050872 |  | -0.00013427 |  | 0.00017464 |  | 8.2247e-07 |  | 0.000361 |  | 0 |  | 0 |  | 0.0007844 |  | 0 |  | 8.0381e-07 |  | 0.00026869 |  | 0
| #REF! |  | 0.024065 |  | 0.03603 |  | 6.3836e-05 |  | 0.070398 |  | 0.00080009 |  | 0 |  | 0.00037144 |  | #REF! |  | 0 |  | #REF! |  | 0.00051141 |  | 0.00082482 |  | #REF! |  | 0.00061234 |  | 0.00020264 |  | 0.00017465 |  | 7.8726e-07 |  | 0.00036102 |  | 0 |  | 0 |  | 0.00078044 |  | 0 |  | 8.0386e-07 |  | 0.00027271 |  | 0
| #REF! |  | 0.023636 |  | 0.035621 |  | 6.0896e-05 |  | 0.075688 |  | 0.00085254 |  | 0 |  | 0.00041916 |  | #REF! |  | 0 |  | #REF! |  | 0.0005272 |  | 0.00058542 |  | #REF! |  | 0.00044697 |  | 0.00013112 |  | 0.00021361 |  | 7.767e-07 |  | 0.00038757 |  | 0 |  | 0 |  | 0.00070268 |  | 0 |  | 1.3399e-06 |  | 0.00027915 |  | 0
| #REF! |  | 0.023141 |  | 0.035083 |  | 7.7247e-05 |  | 0.081394 |  | 0.00088857 |  | 0 |  | 0.00041919 |  | #REF! |  | 0 |  | #REF! |  | 0.00056554 |  | 0.00058546 |  | #REF! |  | 0.00039654 |  | 9.1032e-06 |  | 0.00021363 |  | 7.4813e-07 |  | 0.00038759 |  | 0 |  | 0 |  | 0.00065696 |  | 0 |  | 1.3399e-06 |  | 0.00027995 |  | 0
| #REF! |  | 0.022699 |  | 0.034377 |  | 7.7241e-05 |  | 0.086872 |  | 0.0010329 |  | 0 |  | 0.00050419 |  | #REF! |  | 0 |  | #REF! |  | 0.00062131 |  | 0.00055734 |  | #REF! |  | 0.00028705 |  | 0.00013828 |  | 0.00046346 |  | 6.6912e-07 |  | 8.9172e-05 |  | 0 |  | 0 |  | 0.00062973 |  | 0 |  | 1.3399e-06 |  | 0.00027836 |  | 0
| #REF! |  | 0.022276 |  | 0.033746 |  | 3.422e-05 |  | 0.092562 |  | 0.0010725 |  | 0 |  | 0.00050422 |  | #REF! |  | 0 |  | #REF! |  | 0.00051761 |  | 0.00055737 |  | #REF! |  | 0.00023403 |  | 0.00011682 |  | 0.00046349 |  | 6.0733e-07 |  | 8.9178e-05 |  | 0 |  | 0 |  | 0.00071717 |  | 0 |  | 2.9481e-06 |  | 0.00027596 |  | 0
| #REF! |  | 0.021853 |  | 0.033339 |  | 3.422e-05 |  | 0.098681 |  | 0.00095543 |  | 0 |  | 0.00042223 |  | #REF! |  | 0 |  | #REF! |  | 0.00035635 |  | 0.00046594 |  | #REF! |  | 0.00052502 |  | -0.00016498 |  | 0.00035788 |  | 6.0738e-07 |  | 0.00048891 |  | 0 |  | 0 |  | 0.00072443 |  | 0 |  | 2.4119e-06 |  | 0.00027437 |  | 0
| #REF! |  | 0.021263 |  | 0.032754 |  | 0.00011615 |  | 0.10475 |  | 0.0010102 |  | 0 |  | 0.00042226 |  | #REF! |  | 0 |  | #REF! |  | 0.00048604 |  | 0.00046598 |  | #REF! |  | 0.00052517 |  | -0.00020145 |  | 0.0003579 |  | 7.2035e-07 |  | 0.00048894 |  | 0 |  | 0 |  | 0.0007686 |  | 0 |  | 0 |  | 0.00027519 |  | 0
| #REF! |  | 0.020866 |  | 0.032113 |  | 0.00011615 |  | 0.11101 |  | 0.0010905 |  | 0 |  | 0.00037963 |  | #REF! |  | 0 |  | #REF! |  | 0.00063659 |  | 0.00068805 |  | #REF! |  | 0.00018934 |  | 3.0993e-05 |  | 0.00010107 |  | 8.294e-07 |  | 0.00017357 |  | 0 |  | 0 |  | 0.00088339 |  | 0 |  | 5.3604e-07 |  | 0.00027842 |  | 0
| #REF! |  | 0.020727 |  | 0.031643 |  | 8.7961e-05 |  | 0.1179 |  | 0.0012326 |  | 0 |  | 0.00037966 |  | #REF! |  | 0 |  | #REF! |  | 0.00060783 |  | 0.00068809 |  | #REF! |  | 0.00018937 |  | -0.00012743 |  | 0.00010108 |  | 8.6795e-07 |  | 0.00017358 |  | 0 |  | 0 |  | 0.00088499 |  | 0 |  | 1.3402e-06 |  | 0.00027842 |  | 0
| #REF! |  | 0.020411 |  | 0.031216 |  | 8.7961e-05 |  | 0.12543 |  | 0.0013265 |  | 0.0012928 |  | 0.00041837 |  | #REF! |  | 0 |  | #REF! |  | 0.00057569 |  | 0.00099236 |  | #REF! |  | 0.0003019 |  | -0.00025151 |  | 0.00040384 |  | 7.7763e-07 |  | 0.00053077 |  | 0.00064977 |  | 0.00064977 |  | 0.00075907 |  | -0.00010968 |  | 8.0411e-07 |  | 0.00027522 |  | 0
| #REF! |  | 0.020016 |  | 0.030729 |  | 6.3715e-05 |  | 0.13308 |  | 0.0013144 |  | 0.0017382 |  | 0.0004184 |  | #REF! |  | 0 |  | #REF! |  | 0.00039131 |  | 0.00099242 |  | #REF! |  | 0.0003019 |  | 2.3839e-05 |  | 0.00040387 |  | 6.6465e-07 |  | 0.00053081 |  | -0.00026922 |  | -0.00026922 |  | 0.00067245 |  | -7.4089e-05 |  | 8.0416e-07 |  | 0.00027283 |  | 0
| #REF! |  | 0.019439 |  | 0.030376 |  | 6.3715e-05 |  | 0.13759 |  | 0.0012813 |  | 0.0017954 |  | 0.00026143 |  | #REF! |  | 0 |  | #REF! |  | 0.00036368 |  | 0.00051685 |  | #REF! |  | 0.00031723 |  | -6.5994e-05 |  | 0.00035899 |  | 6.0023e-07 |  | 0.00021893 |  | -0.00051145 |  | -0.00051145 |  | 0.00066122 |  | 0.0010193 |  | 8.0416e-07 |  | 0.00027685 |  | 0
| #REF! |  | 0.01905 |  | 0.030215 |  | 9.5855e-05 |  | 0.13906 |  | 0.001318 |  | 0.001864 |  | 0.00026145 |  | #REF! |  | 0 |  | #REF! |  | 0.00049055 |  | 0.00051688 |  | #REF! |  | 0.00031723 |  | -5.4831e-05 |  | 0.00035902 |  | 5.9425e-07 |  | 0.00021894 |  | -0.00010165 |  | -0.00010165 |  | 0.00067169 |  | 0.00031587 |  | 8.0421e-07 |  | 0.00028248 |  | 0
| #REF! |  | 0.018975 |  | 0.030162 |  | 9.5855e-05 |  | 0.14368 |  | 0.0013258 |  | 0.0020768 |  | 0.00050342 |  | #REF! |  | 0 |  | #REF! |  | 0.00042514 |  | 0.00049652 |  | #REF! |  | 0.00027868 |  | 0.00011324 |  | 0.00023099 |  | 6.734e-07 |  | 0.00028469 |  | -7.5698e-05 |  | -7.5698e-05 |  | 0.00071984 |  | -0.0003236 |  | 8.0426e-07 |  | 0.00028489 |  | 0
| #REF! |  | 0.018994 |  | 0.030152 |  | 1.7599e-05 |  | 0.1516 |  | 0.0014408 |  | 0.002295 |  | 0.00050345 |  | #REF! |  | 0 |  | #REF! |  | 0.00043755 |  | 0.00049655 |  | #REF! |  | 0.00027872 |  | -1.4791e-05 |  | 0.00023101 |  | 7.7445e-07 |  | 0.00028471 |  | -0.00016115 |  | -0.00016115 |  | 0.00062763 |  | -0.002098 |  | 2.4128e-06 |  | 0.00028492 |  | 0
| #REF! |  | 0.019051 |  | 0.030176 |  | 1.7599e-05 |  | 0.15828 |  | 0.0016298 |  | 0.0023933 |  | 0.00018564 |  | #REF! |  | 0 |  | #REF! |  | 0.00050295 |  | 0.00051685 |  | #REF! |  | 0.00047446 |  | -0.00015496 |  | 0.00040714 |  | 8.4092e-07 |  | 0.00026783 |  | 0.00010383 |  | 0.00010383 |  | 0.0006469 |  | -0.00090945 |  | 2.9492e-06 |  | 0.0002793 |  | 0
| #REF! |  | 0.018775 |  | 0.029835 |  | 6.146e-05 |  | 0.16242 |  | 0.0017851 |  | 0.0025838 |  | 0.00018566 |  | #REF! |  | 0 |  | #REF! |  | 0.000468 |  | 0.00051689 |  | #REF! |  | 0.00047445 |  | -0.00019787 |  | 0.00040717 |  | 8.3775e-07 |  | 0.00026785 |  | 0.00027041 |  | 0.00027041 |  | 0.00066857 |  | 0.0013751 |  | 2.9493e-06 |  | 0.00027369 |  | 0
| #REF! |  | 0.018355 |  | 0.029243 |  | 6.146e-05 |  | 0.16352 |  | 0.0019427 |  | 0.0026026 |  | 0.00027509 |  | #REF! |  | 0 |  | #REF! |  | 0.00036086 |  | 0.00048953 |  | #REF! |  | 0.0002056 |  | 4.6653e-05 |  | 0.00020971 |  | 7.5191e-07 |  | 0.00022654 |  | -0.00016334 |  | -0.00016334 |  | 0.00057875 |  | -0.0006896 |  | 2.9493e-06 |  | 0.0002689 |  | 0
| #REF! |  | 0.017947 |  | 0.028833 |  | 8.4014e-05 |  | 0.16709 |  | 0.0019385 |  | 0.0028022 |  | 0.00027511 |  | #REF! |  | 0 |  | #REF! |  | 0.00034 |  | 0.00048957 |  | #REF! |  | 0.00020563 |  | 0.00034211 |  | 0.00020972 |  | 6.7485e-07 |  | 0.00022655 |  | -4.4356e-05 |  | -4.4356e-05 |  | 0.00067989 |  | -0.00084223 |  | 2.9495e-06 |  | 0.0002681 |  | 0
| #REF! |  | 0.017532 |  | 0.028185 |  | 8.4014e-05 |  | 0.17093 |  | 0.0019114 |  | 0.0028915 |  | 0.00026111 |  | #REF! |  | 0 |  | #REF! |  | 0.00041048 |  | 0.00031285 |  | #REF! |  | 0.00018512 |  | 0.0001347 |  | 1.8123e-05 |  | 6.1972e-07 |  | 0.00023999 |  | 0.00011901 |  | 0.00011901 |  | 0.00069514 |  | 6.2013e-05 |  | 2.4133e-06 |  | 0.00027292 |  | 0
| #REF! |  | 0.017081 |  | 0.027625 |  | 4.302e-05 |  | 0.17332 |  | 0.0020999 |  | 0.0030226 |  | 0.00026113 |  | #REF! |  | 0 |  | #REF! |  | 0.00043755 |  | 0.00031625 |  | #REF! |  | 0.00018515 |  | 0.00010809 |  | 1.8124e-05 |  | 6.3635e-07 |  | 0.00024 |  | -0.00016662 |  | -0.00016662 |  | 0.00070165 |  | 0.00027839 |  | 8.0446e-07 |  | 0.00028098 |  | 0
| #REF! |  | 0.016593 |  | 0.027194 |  | 4.302e-05 |  | 0.1772 |  | 0.0022037 |  | 0.0031909 |  | 0.00035693 |  | #REF! |  | 0 |  | #REF! |  | 0.00047758 |  | 9.4643e-05 |  | #REF! |  | 0.00031933 |  | 0.00018118 |  | 1.4106e-05 |  | 7.0556e-07 |  | 0.00026714 |  | -0.00028458 |  | -0.00028458 |  | 0.0006888 |  | 0.00076505 |  | 8.0446e-07 |  | 0.00028901 |  | 0
| #REF! |  | 0.016098 |  | 0.026638 |  | 0.00016803 |  | 0.18287 |  | 0.0022665 |  | 0.0033901 |  | 0.00035695 |  | #REF! |  | 0 |  | #REF! |  | 0.00045052 |  | 9.1268e-05 |  | #REF! |  | 0.00031937 |  | -0.00024794 |  | 1.4107e-05 |  | 7.8935e-07 |  | 0.00026716 |  | -0.00016557 |  | -0.00016557 |  | 0.0006479 |  | 0.00066962 |  | 2.4137e-06 |  | 0.00028983 |  | 0
| #REF! |  | 0.015755 |  | 0.026218 |  | 0.00016803 |  | 0.18846 |  | 0.0024009 |  | 0.0036879 |  | 0.00028269 |  | #REF! |  | 0 |  | #REF! |  | 0.00039921 |  | 0.00029065 |  | #REF! |  | 0.00035726 |  | -0.0002708 |  | 0.00025486 |  | 8.4189e-07 |  | 0.00031274 |  | -0.00025756 |  | -0.00025756 |  | 0.00066235 |  | 2.1862e-05 |  | 2.4136e-06 |  | 0.00028341 |  | 0
| #REF! |  | 0.015519 |  | 0.025935 |  | 9.4727e-05 |  | 0.19435 |  | 0.0024827 |  | 0.0039189 |  | 0.00028271 |  | #REF! |  | 0 |  | #REF! |  | 0.00049675 |  | 0.00029067 |  | #REF! |  | 0.00035731 |  | -0.0001049 |  | 0.00025488 |  | 8.1403e-07 |  | 0.00031277 |  | -0.00024027 |  | -0.00024027 |  | 0.00071458 |  | 0.00016885 |  | 8.0461e-07 |  | 0.00027299 |  | 0
| #REF! |  | 0.015342 |  | 0.02548 |  | 9.4727e-05 |  | 0.19952 |  | 0.00263 |  | 0.0041827 |  | 0.0004549 |  | #REF! |  | 0 |  | #REF! |  | 0.00058471 |  | 0.00046288 |  | #REF! |  | 0.00029605 |  | 5.9594e-05 |  | 7.5941e-05 |  | 7.1832e-07 |  | 0.00010488 |  | -0.00031821 |  | -0.00031821 |  | 0.00072587 |  | -0.00014849 |  | 1.341e-06 |  | 0.00026016 |  | 0
| #REF! |  | 0.014898 |  | 0.025001 |  | 9.6982e-05 |  | 0.20286 |  | 0.0028198 |  | 0.0045901 |  | 0.00045493 |  | #REF! |  | 0 |  | #REF! |  | 0.00054299 |  | 0.00055008 |  | #REF! |  | 0.00040486 |  | 9.7847e-05 |  | 7.5946e-05 |  | 6.3917e-07 |  | 0.00010489 |  | -8.6596e-05 |  | -8.6596e-05 |  | 0.00067769 |  | -0.0015803 |  | 1.341e-06 |  | 0.00025855 |  | 0
| #REF! |  | 0.01427 |  | 0.024527 |  | 9.6982e-05 |  | 0.20704 |  | 0.0029871 |  | 0.0048099 |  | 0.00020691 |  | #REF! |  | 0 |  | #REF! |  | 0.00060557 |  | 0.00032382 |  | #REF! |  | 0.00045126 |  | 0.00018118 |  | 0.00016776 |  | 6.1656e-07 |  | 0.00039101 |  | -8.4435e-05 |  | -8.4435e-05 |  | 0.00070584 |  | -0.00020745 |  | 1.3411e-06 |  | 0.00026499 |  | 0
| #REF! |  | 0.013797 |  | 0.023563 |  | 0.00014943 |  | 0.20985 |  | 0.0030896 |  | 0.0049094 |  | 0.00020693 |  | #REF! |  | 0 |  | #REF! |  | 0.00054022 |  | 0.00023666 |  | #REF! |  | 0.00034254 |  | 0.00026343 |  | 0.00016777 |  | 6.5054e-07 |  | 0.00039104 |  | -0.00014399 |  | -0.00014399 |  | 0.00076531 |  | 0.00050269 |  | 5.3648e-07 |  | 0.00027063 |  | 0
| #REF! |  | 0.013369 |  | 0.022985 |  | 0.00014942 |  | 0.21098 |  | 0.0032362 |  | 0.0052754 |  | 0.00011817 |  | #REF! |  | 0 |  | #REF! |  | 0.00043924 |  | 0.0003929 |  | #REF! |  | 0.0002116 |  | -6.258e-05 |  | 5.2179e-05 |  | 7.0315e-07 |  | 0.00032803 |  | -5.6298e-05 |  | -5.6298e-05 |  | 0.00079668 |  | -0.0011874 |  | 0 |  | 0.00026663 |  | 0
| #REF! |  | 0.013191 |  | 0.022726 |  | 4.4975e-05 |  | 0.21159 |  | 0.0035002 |  | 0.0056688 |  | 0.00011817 |  | #REF! |  | 0 |  | #REF! |  | 0.00054299 |  | 0.00039292 |  | #REF! |  | 0.0002116 |  | -0.0001943 |  | 5.2183e-05 |  | 7.1246e-07 |  | 0.00032805 |  | -0.00017757 |  | -0.00017757 |  | 0.00071717 |  | -0.00093093 |  | 8.0476e-07 |  | 0.00026583 |  | 0
| #REF! |  | 0.012868 |  | 0.022049 |  | 4.4975e-05 |  | 0.21274 |  | 0.0037282 |  | 0.0060244 |  | 0.00047576 |  | #REF! |  | 0 |  | #REF! |  | 0.00051761 |  | 0.00046895 |  | #REF! |  | 0.00035233 |  | -0.00011205 |  | 0.00010864 |  | 7.6302e-07 |  | 0.00038785 |  | -0.00011369 |  | -0.00011369 |  | 0.00070436 |  | -0.00025247 |  | 8.0481e-07 |  | 0.00027709 |  | 0
| #REF! |  | 0.012524 |  | 0.021656 |  | 9.1908e-05 |  | 0.21479 |  | 0.0038588 |  | 0.0063763 |  | 0.00047579 |  | #REF! |  | 0 |  | #REF! |  | 0.00054017 |  | 0.00046898 |  | #REF! |  | 0.00035238 |  | 5.2448e-05 |  | 0.00010865 |  | 8.5623e-07 |  | 0.00038787 |  | 2.599e-05 |  | 2.599e-05 |  | 0.00077343 |  | -0.00039678 |  | 2.4145e-06 |  | 0.0002803 |  | 0
| #REF! |  | 0.012264 |  | 0.021373 |  | 9.1916e-05 |  | 0.21386 |  | 0.0040047 |  | 0.0065462 |  | 0.0002386 |  | #REF! |  | 0 |  | #REF! |  | 0.00052894 |  | 0.00025266 |  | #REF! |  | 0.00025366 |  | 0.00038117 |  | 0.00020567 |  | 9.2284e-07 |  | 0.0003196 |  | -0.00014079 |  | -0.00014079 |  | 0.0007285 |  | -0.0004702 |  | 4.5609e-06 |  | 0.0002763 |  | 0
| #REF! |  | 0.012037 |  | 0.020888 |  | 9.7546e-05 |  | 0.20998 |  | 0.0043203 |  | 0.0069201 |  | 0.00023861 |  | #REF! |  | 0 |  | #REF! |  | 0.0005131 |  | 0.00025268 |  | #REF! |  | 0.00025366 |  | 0.00056024 |  | 0.00020569 |  | 8.889e-07 |  | 0.00031962 |  | -0.00023286 |  | -0.00023286 |  | 0.00068678 |  | -0.00014551 |  | 6.1706e-06 |  | 0.0002715 |  | 0
| #REF! |  | 0.011809 |  | 0.020474 |  | 9.7546e-05 |  | 0.20734 |  | 0.004624 |  | 0.0072242 |  | 0.00012964 |  | #REF! |  | 0 |  | #REF! |  | 0.0005148 |  | 2.472e-05 |  | #REF! |  | 0.0001492 |  | 0.00010609 |  | 0 |  | 7.9975e-07 |  | 0.0001075 |  | -0.00023828 |  | -0.00023828 |  | 0.00078804 |  | -0.00040774 |  | 4.5612e-06 |  | 0.00027152 |  | 0
| #REF! |  | 0.01149 |  | 0.020083 |  | 9.8683e-05 |  | 0.20604 |  | 0.0048329 |  | 0.0073861 |  | 0.00012964 |  | #REF! |  | 0 |  | #REF! |  | 0.00043138 |  | 2.4722e-05 |  | #REF! |  | 0.0001492 |  | -7.9646e-06 |  | 0 |  | 7.1332e-07 |  | 0.00010751 |  | 3.4377e-05 |  | 3.4377e-05 |  | 0.00086435 |  | -0.00065906 |  | 1.3416e-06 |  | 0.00026911 |  | 0
| #REF! |  | 0.01109 |  | 0.019521 |  | 9.8674e-05 |  | 0.20112 |  | 0.0050919 |  | 0.007743 |  | 0.00026823 |  | #REF! |  | 0 |  | #REF! |  | 0.00048096 |  | 0.00048597 |  | #REF! |  | 0.00024442 |  | -7.2709e-05 |  | 7.6939e-05 |  | 6.8537e-07 |  | 0.00012025 |  | 0.00019688 |  | 0.00019688 |  | 0.00092546 |  | -9.8896e-05 |  | 8.0496e-07 |  | 0.0002635 |  | 0
| #REF! |  | 0.010574 |  | 0.019055 |  | 1.5644e-05 |  | 0.195 |  | 0.0054568 |  | 0.0082551 |  | 0.00026825 |  | #REF! |  | 0 |  | #REF! |  | 0.00053058 |  | 0.00048601 |  | #REF! |  | 0.00024442 |  | -0.00036952 |  | 7.6944e-05 |  | 6.8543e-07 |  | 0.00012026 |  | 7.1501e-05 |  | 7.1501e-05 |  | 0.00076158 |  | -0.00034035 |  | 8.0496e-07 |  | 0.00026511 |  | 0
| #REF! |  | 0.010286 |  | 0.018802 |  | 1.5645e-05 |  | 0.19206 |  | 0.0058053 |  | 0.0088712 |  | 0.00030804 |  | #REF! |  | 0 |  | #REF! |  | 0.00053514 |  | 0.00041484 |  | #REF! |  | 0.00034687 |  | -0.00019912 |  | 0.0002067 |  | 7.4865e-07 |  | 0.00027069 |  | -3.9002e-05 |  | -3.9002e-05 |  | 0.00060496 |  | -0.00092787 |  | 1.3418e-06 |  | 0.00026994 |  | 0
| #REF! |  | 0.010067 |  | 0.018481 |  | 1.1733e-05 |  | 0.19127 |  | 0.0060787 |  | 0.0093382 |  | 0.00030806 |  | #REF! |  | 0 |  | #REF! |  | 0.00057062 |  | 0.00041487 |  | #REF! |  | 0.00047484 |  | -0.00020861 |  | 0.00020672 |  | 8.1194e-07 |  | 0.00027071 |  | 1.1919e-05 |  | 1.1919e-05 |  | 0.00064999 |  | 0.00011331 |  | 5.3671e-07 |  | 0.00027799 |  | 0
| #REF! |  | 0.0097244 |  | 0.018058 |  | 1.1733e-05 |  | 0.18778 |  | 0.0063544 |  | 0.0096971 |  | 0.00024222 |  | #REF! |  | 0 |  | #REF! |  | 0.00057231 |  | 0.0003257 |  | #REF! |  | 0.00043878 |  | -0.00039456 |  | 0.00022157 |  | 8.2732e-07 |  | 0.00021167 |  | 5.2013e-05 |  | 5.2013e-05 |  | 0.000781 |  | 0.0010697 |  | 0 |  | 0.0002756 |  | 0
| #REF! |  | 0.0095927 |  | 0.017489 |  | 6.654e-05 |  | 0.1831 |  | 0.0068204 |  | 0.01021 |  | 0.00024223 |  | #REF! |  | 0 |  | #REF! |  | 0.0005498 |  | 0.00032572 |  | #REF! |  | 0.00031079 |  | -0.00025866 |  | 0.00022159 |  | 8.4455e-07 |  | 0.00021168 |  | -0.00014413 |  | -0.00014413 |  | 0.000781 |  | 0.00081352 |  | 8.0511e-07 |  | 0.00027399 |  | 0
| #REF! |  | 0.0093135 |  | 0.016959 |  | 6.6534e-05 |  | 0.17928 |  | 0.0072184 |  | 0.010793 |  | 0.00032124 |  | #REF! |  | 0 |  | #REF! |  | 0.000574 |  | 0.00024299 |  | #REF! |  | 0.00015832 |  | 2.617e-05 |  | 0.00018014 |  | 8.2207e-07 |  | 0.00025418 |  | -4.2266e-05 |  | -4.2266e-05 |  | 0.00065007 |  | 0.00031299 |  | 8.0516e-07 |  | 0.00027642 |  | 0
| #REF! |  | 0.0088634 |  | 0.016511 |  | 8.2329e-05 |  | 0.17411 |  | 0.0074691 |  | 0.011403 |  | 0.00032126 |  | #REF! |  | 0 |  | #REF! |  | 0.00052781 |  | 0.00024301 |  | #REF! |  | 0.00015832 |  | 0.00015615 |  | 0.00018015 |  | 7.9204e-07 |  | 0.0002542 |  | 9.3207e-05 |  | 9.3207e-05 |  | 0.00063565 |  | -2.9414e-06 |  | 8.0521e-07 |  | 0.00027724 |  | 0
| #REF! |  | 0.0085071 |  | 0.016111 |  | 8.2322e-05 |  | 0.1696 |  | 0.0078871 |  | 0.011932 |  | 0.0002366 |  | #REF! |  | 0 |  | #REF! |  | 0.00057907 |  | 0.00019022 |  | #REF! |  | 0.00020214 |  | 7.0328e-05 |  | 0.00019406 |  | 7.2228e-07 |  | 0.00014924 |  | -7.1537e-05 |  | -7.1537e-05 |  | 0.00049823 |  | -0.00061085 |  | 8.0516e-07 |  | 0.00027805 |  | 0
| #REF! |  | 0.0081316 |  | 0.015762 |  | 7.8946e-05 |  | 0.16527 |  | 0.0084035 |  | 0.012611 |  | 0.00023661 |  | #REF! |  | 0 |  | #REF! |  | 0.00066709 |  | 0.00019023 |  | #REF! |  | 0.00020217 |  | 3.2997e-05 |  | 0.00019408 |  | 6.5433e-07 |  | 0.00014925 |  | -0.00027858 |  | -0.00027858 |  | 0.00043477 |  | -0.00048476 |  | 0 |  | 0.00027806 |  | 0
| #REF! |  | 0.0080283 |  | 0.015638 |  | 7.8939e-05 |  | 0.16145 |  | 0.0089991 |  | 0.013625 |  | 0.00041878 |  | #REF! |  | 0 |  | #REF! |  | 0.00047645 |  | 0.00047887 |  | #REF! |  | 0.00038881 |  | -5.1256e-05 |  | 0.00032081 |  | 6.3114e-07 |  | 0.00022343 |  | -0.0001973 |  | -0.0001973 |  | 0.00053362 |  | -0.00019129 |  | 5.3684e-07 |  | 0.00028288 |  | 0
| #REF! |  | 0.007847 |  | 0.015288 |  | 9.1916e-05 |  | 0.1593 |  | 0.0094415 |  | 0.014655 |  | 0.0004188 |  | #REF! |  | 0 |  | #REF! |  | 0.0004748 |  | 0.0004789 |  | #REF! |  | 0.00038881 |  | -0.00010132 |  | 0.00032083 |  | 6.9499e-07 |  | 0.00022345 |  | 3.9028e-05 |  | 3.9028e-05 |  | 0.00061885 |  | 7.8355e-05 |  | 5.3688e-07 |  | 0.0002829 |  | 0
| #REF! |  | 0.0075646 |  | 0.014788 |  | 9.1916e-05 |  | 0.15734 |  | 0.0099184 |  | 0.015688 |  | 0.00035381 |  | #REF! |  | 0 |  | #REF! |  | 0.00060619 |  | 0.00031831 |  | #REF! |  | 0.00026788 |  | -0.00019072 |  | 0.00015527 |  | 7.4771e-07 |  | 0.00024758 |  | 6.6136e-05 |  | 6.6136e-05 |  | 0.00080455 |  | -0.00036138 |  | 5.3688e-07 |  | 0.00027247 |  | 0
| #REF! |  | 0.0073613 |  | 0.01454 |  | 6.146e-05 |  | 0.15476 |  | 0.010569 |  | 0.016761 |  | 0.00035383 |  | #REF! |  | 0 |  | #REF! |  | 0.00058358 |  | 0.00031833 |  | #REF! |  | 0.00026792 |  | -2.5028e-05 |  | 0.00015528 |  | 6.9572e-07 |  | 0.0002476 |  | -3.6865e-05 |  | -3.6865e-05 |  | 0.00080862 |  | -0.0003505 |  | 2.953e-06 |  | 0.00026525 |  | 0
| #REF! |  | 0.0072304 |  | 0.014227 |  | 6.1465e-05 |  | 0.15168 |  | 0.011211 |  | 0.017626 |  | 0.00030823 |  | #REF! |  | 0 |  | #REF! |  | 0.0006045 |  | 0.00030332 |  | #REF! |  | 0.0002024 |  | 0.00031349 |  | 0.00017837 |  | 6.3658e-07 |  | 0.00018512 |  | -0.00038815 |  | -0.00038815 |  | 0.00069529 |  | 0.00017611 |  | 2.4163e-06 |  | 0.00026606 |  | 0
| #REF! |  | 0.0071587 |  | 0.013893 |  | 3.2268e-05 |  | 0.14684 |  | 0.011885 |  | 0.018524 |  | 0.00030825 |  | #REF! |  | 0 |  | #REF! |  | 0.00064115 |  | 0.00030334 |  | #REF! |  | 0.00020237 |  | 0.00010251 |  | 0.00017838 |  | 5.999e-07 |  | 0.00018513 |  | -0.00039467 |  | -0.00039467 |  | 0.00076607 |  | -0.00040881 |  | 2.4163e-06 |  | 0.00027009 |  | 0
| #REF! |  | 0.0069225 |  | 0.013536 |  | 3.2265e-05 |  | 0.14223 |  | 0.012476 |  | 0.019417 |  | 0.00029655 |  | #REF! |  | 0 |  | #REF! |  | 0.00062813 |  | 0.00031904 |  | #REF! |  | 0.00013459 |  | -6.258e-05 |  | 3.6143e-05 |  | 6.3591e-07 |  | 0.00023362 |  | -0.00021834 |  | -0.00021834 |  | 0.00081998 |  | -0.00020898 |  | 2.9534e-06 |  | 0.0002685 |  | 0
| #REF! |  | 0.0065886 |  | 0.013258 |  | 7.4435e-05 |  | 0.13786 |  | 0.013171 |  | 0.02022 |  | 0.00029657 |  | #REF! |  | 0 |  | #REF! |  | 0.00053401 |  | 0.00031906 |  | #REF! |  | 0.00013459 |  | -0.0001335 |  | 3.6145e-05 |  | 6.1066e-07 |  | 0.00023363 |  | -0.0001934 |  | -0.0001934 |  | 0.00093172 |  | -0.00045962 |  | 1.3424e-06 |  | 0.00026689 |  | 0
| #REF! |  | 0.0063236 |  | 0.012957 |  | 7.4435e-05 |  | 0.13155 |  | 0.013951 |  | 0.021122 |  | 0.00028776 |  | #REF! |  | 0 |  | #REF! |  | 0.00046353 |  | 0.00027261 |  | #REF! |  | 0.00026671 |  | 0.00011323 |  | 0.00021437 |  | 6.5728e-07 |  | 0.00017925 |  | -0.00021541 |  | -0.00021541 |  | 0.00087068 |  | 0.00021281 |  | 1.3425e-06 |  | 0.00027013 |  | 0
| #REF! |  | 0.0061655 |  | 0.012687 |  | 8.2893e-05 |  | 0.12601 |  | 0.014599 |  | 0.021962 |  | 0.00028778 |  | #REF! |  | 0 |  | #REF! |  | 0.00050525 |  | 0.00027262 |  | #REF! |  | 0.00026675 |  | -1.5502e-05 |  | 0.00021438 |  | 8.0185e-07 |  | 0.00017927 |  | -0.00029245 |  | -0.00029245 |  | 0.00063271 |  | 0.00060371 |  | 1.3425e-06 |  | 0.00027254 |  | 0
| #REF! |  | 0.0059793 |  | 0.012405 |  | 8.2886e-05 |  | 0.12111 |  | 0.015397 |  | 0.022914 |  | 0.00033065 |  | #REF! |  | 0 |  | #REF! |  | 0.00058358 |  | 0.00033877 |  | #REF! |  | 0.00024662 |  | -0.00013426 |  | 0.00018352 |  | 9.3639e-07 |  | 0.00018705 |  | -6.0749e-05 |  | -6.0749e-05 |  | 0.00062314 |  | -0.00038406 |  | 8.0556e-07 |  | 0.00027177 |  | 0
| #REF! |  | 0.0057607 |  | 0.012073 |  | 6.4285e-05 |  | 0.11575 |  | 0.01625 |  | 0.024133 |  | 0.00033067 |  | #REF! |  | 0 |  | #REF! |  | 0.0006107 |  | 0.0003388 |  | #REF! |  | 0.00024662 |  | 1.6688e-05 |  | 0.00018353 |  | 9.7967e-07 |  | 0.00018706 |  | 8.5703e-05 |  | 8.5703e-05 |  | 0.00070435 |  | -1.2693e-05 |  | 0 |  | 0.00026694 |  | 0
| #REF! |  | 0.005704 |  | 0.011811 |  | 6.4285e-05 |  | 0.11138 |  | 0.017039 |  | 0.025501 |  | 0.0002109 |  | #REF! |  | 0 |  | #REF! |  | 0.00060281 |  | 0.00031076 |  | #REF! |  | 0.00023342 |  | -0.0002229 |  | 8.0215e-05 |  | 9.5845e-07 |  | 0.00019977 |  | -3.5803e-05 |  | -3.5803e-05 |  | 0.0006561 |  | -2.8294e-05 |  | 0 |  | 0.00026534 |  | 0
| #REF! |  | 0.0055413 |  | 0.011561 |  | 5.1824e-05 |  | 0.10729 |  | 0.017977 |  | 0.026703 |  | 0.00021092 |  | #REF! |  | 0 |  | #REF! |  | 0.00055939 |  | 0.00031078 |  | #REF! |  | 0.00023339 |  | -4.7669e-06 |  | 8.022e-05 |  | 9.3522e-07 |  | 0.00019978 |  | -0.00015299 |  | -0.00015299 |  | 0.0007052 |  | -0.00048925 |  | 2.417e-06 |  | 0.00026696 |  | 0
| #REF! |  | 0.0052662 |  | 0.011184 |  | 5.1824e-05 |  | 0.10299 |  | 0.018954 |  | 0.027705 |  | 0.00014775 |  | #REF! |  | 0 |  | #REF! |  | 0.00049849 |  | 0.00028238 |  | #REF! |  | 0.000119 |  | 7.3958e-05 |  | 0.00014799 |  | 8.4329e-07 |  | 7.7219e-05 |  | -0.00016494 |  | -0.00016494 |  | 0.00073901 |  | -0.00016719 |  | 2.4172e-06 |  | 0.000271 |  | 0
| #REF! |  | 0.0051526 |  | 0.010834 |  | 9.0788e-05 |  | 0.098316 |  | 0.019968 |  | 0.02886 |  | 0.00014776 |  | #REF! |  | 0 |  | #REF! |  | 0.00054022 |  | 0.0002824 |  | #REF! |  | 0.00011902 |  | -0.00018 |  | 0.000148 |  | 7.94e-07 |  | 7.7224e-05 |  | 7.5961e-06 |  | 7.5961e-06 |  | 0.00071815 |  | -0.00036736 |  | 0 |  | 0.00027664 |  | 0
| #REF! |  | 0.0049762 |  | 0.010567 |  | 9.0788e-05 |  | 0.09431 |  | 0.021124 |  | 0.029968 |  | 0.00035827 |  | #REF! |  | 0 |  | #REF! |  | 0.00068119 |  | 0.00028067 |  | #REF! |  | 0.00019433 |  | -6.5567e-05 |  | 0.00017341 |  | 8.3937e-07 |  | 0.00025697 |  | 0.00019209 |  | 0.00019209 |  | 0.00072298 |  | -0.00046943 |  | 0 |  | 0.00027906 |  | 0
| #REF! |  | 0.0046937 |  | 0.010271 |  | 7.7254e-05 |  | 0.089776 |  | 0.022187 |  | 0.031116 |  | 0.00035829 |  | #REF! |  | 0 |  | #REF! |  | 0.00064115 |  | 0.00028068 |  | #REF! |  | 0.00019433 |  | 0.00038144 |  | 0.00017342 |  | 9.6669e-07 |  | 0.00025699 |  | 2.3878e-05 |  | 2.3878e-05 |  | 0.00064662 |  | -0.00018837 |  | 8.0576e-07 |  | 0.0002847 |  | 0
| #REF! |  | 0.0045132 |  | 0.010084 |  | 7.7254e-05 |  | 0.08542 |  | 0.023176 |  | 0.032292 |  | 0.00023633 |  | #REF! |  | 0 |  | #REF! |  | 0.00061691 |  | 0.00026297 |  | #REF! |  | 0.00017224 |  | 0.00035386 |  | 0.00017754 |  | 1.036e-06 |  | 0.00013469 |  | -0.00025922 |  | -0.00025922 |  | 0.00052199 |  | 5.3028e-05 |  | 8.0581e-07 |  | 0.00028874 |  | 0
| #REF! |  | 0.0045492 |  | 0.0099104 |  | 4.4979e-05 |  | 0.081896 |  | 0.024349 |  | 0.033671 |  | 0.00023635 |  | #REF! |  | 0 |  | #REF! |  | 0.00067781 |  | 0.00026299 |  | #REF! |  | 0.00017227 |  | -4.0528e-05 |  | 0.00017756 |  | 1.064e-06 |  | 0.0001347 |  | -0.00020387 |  | -0.00020387 |  | 0.00052038 |  | -0.0001421 |  | 2.4175e-06 |  | 0.00028553 |  | 0
| #REF! |  | 0.0045293 |  | 0.0097247 |  | 4.4983e-05 |  | 0.078422 |  | 0.0258 |  | 0.035305 |  | 0.00037972 |  | #REF! |  | 0 |  | #REF! |  | 0.00055493 |  | 0.00052404 |  | #REF! |  | 0.00027822 |  | 5.9594e-05 |  | 0 |  | 1.0261e-06 |  | 0.00022602 |  | -0.00017729 |  | -0.00017729 |  | 0.0007215 |  | -0.000373 |  | 2.4176e-06 |  | 0.0002775 |  | 0
| #REF! |  | 0.0042635 |  | 0.0094621 |  | 5.1824e-05 |  | 0.075014 |  | 0.027196 |  | 0.037028 |  | 0.00037975 |  | #REF! |  | 0 |  | #REF! |  | 0.00054022 |  | 0.00052408 |  | #REF! |  | 0.0002783 |  | 6.6745e-05 |  | 0 |  | 9.268e-07 |  | 0.00022604 |  | -0.00014148 |  | -0.00014148 |  | 0.00079228 |  | 0.00051764 |  | 8.0591e-07 |  | 0.00027107 |  | 0
| #REF! |  | 0.0040098 |  | 0.0092304 |  | 5.1824e-05 |  | 0.072161 |  | 0.028501 |  | 0.038832 |  | 0.00032167 |  | #REF! |  | 0 |  | #REF! |  | 0.00059097 |  | 0.00025132 |  | #REF! |  | 0.0002653 |  | 4.6653e-05 |  | 0.00010936 |  | 8.4759e-07 |  | 0.00017447 |  | 0.00013571 |  | 0.00013571 |  | 0.00077951 |  | 0.0009879 |  | 1.3432e-06 |  | 0.0002703 |  | 0
| #REF! |  | 0.0039077 |  | 0.0090237 |  | 1.2711e-05 |  | 0.069942 |  | 0.029993 |  | 0.04087 |  | 0.00032169 |  | #REF! |  | 0 |  | #REF! |  | 0.00060563 |  | 0.00025134 |  | #REF! |  | 0.00026538 |  | 0.00038144 |  | 0.00010937 |  | 8.2567e-07 |  | 0.00017448 |  | 4.1259e-05 |  | 4.1259e-05 |  | 0.00080606 |  | 0.0010681 |  | 2.9552e-06 |  | 0.0002703 |  | 0
| #REF! |  | 0.0037923 |  | 0.0087742 |  | 1.2711e-05 |  | 0.067413 |  | 0.031513 |  | 0.043265 |  | 0.00019977 |  | #REF! |  | 0 |  | #REF! |  | 0.00066033 |  | 0.000277 |  | #REF! |  | 0.00013268 |  | 5.2434e-05 |  | 0.00023075 |  | 8.7691e-07 |  | 8.1229e-05 |  | -0.00032187 |  | -0.00032187 |  | 0.00080204 |  | 0.0004578 |  | 4.5674e-06 |  | 0.0002719 |  | 0
| #REF! |  | 0.0036645 |  | 0.0086714 |  | 9.1924e-05 |  | 0.065106 |  | 0.032877 |  | 0.045463 |  | 0.00019978 |  | #REF! |  | 0 |  | #REF! |  | 0.000657 |  | 0.00037931 |  | #REF! |  | 0.00018952 |  | -0.00040529 |  | 0.00023077 |  | 9.717e-07 |  | 8.1234e-05 |  | -0.0002578 |  | -0.0002578 |  | 0.00074577 |  | -0.0005102 |  | 4.5674e-06 |  | 0.00027112 |  | 0
| #REF! |  | 0.0035526 |  | 0.0084581 |  | 9.1916e-05 |  | 0.063144 |  | 0.034257 |  | 0.047529 |  | 0.00029659 |  | #REF! |  | 0 |  | #REF! |  | 0.00070995 |  | 0.00036261 |  | #REF! |  | 0.00029394 |  | -8.6479e-05 |  | 3.932e-05 |  | 1.0456e-06 |  | 0.00016012 |  | -0.00012489 |  | -0.00012489 |  | 0.00067582 |  | -0.00043129 |  | 2.4181e-06 |  | 0.00026711 |  | 0
| #REF! |  | 0.0034098 |  | 0.0081245 |  | 5.4762e-05 |  | 0.06075 |  | 0.035926 |  | 0.049927 |  | 0.00029661 |  | #REF! |  | 0 |  | #REF! |  | 0.00071678 |  | 0.00026034 |  | #REF! |  | 0.00023718 |  | 0.00025628 |  | 3.9322e-05 |  | 1.0984e-06 |  | 0.00016013 |  | -0.00024763 |  | -0.00024763 |  | 0.00069437 |  | -0.00067409 |  | 0 |  | 0.0002615 |  | 0
| #REF! |  | 0.0033334 |  | 0.0078747 |  | 5.4757e-05 |  | 0.059163 |  | 0.037815 |  | 0.052459 |  | 0.00022291 |  | #REF! |  | 0 |  | #REF! |  | 0.00073758 |  | 0.00028339 |  | #REF! |  | 0.00023665 |  | 0.00027059 |  | 0.00032127 |  | 1.0317e-06 |  | 0.00011921 |  | -0.00032861 |  | -0.00032861 |  | 0.00067104 |  | -0.00071505 |  | 0 |  | 0.00026471 |  | 0
| #REF! |  | 0.0031905 |  | 0.0076556 |  | 1.2711e-05 |  | 0.057467 |  | 0.039664 |  | 0.055098 |  | 0.00022292 |  | #REF! |  | 0 |  | #REF! |  | 0.00076803 |  | 0.00028341 |  | #REF! |  | 0.00023665 |  | 0.00026344 |  | 0.00032129 |  | 9.6187e-07 |  | 0.00011922 |  | -9.9438e-05 |  | -9.9438e-05 |  | 0.00073625 |  | -0.00013855 |  | 8.0616e-07 |  | 0.00027197 |  | 0
| #REF! |  | 0.003146 |  | 0.007592 |  | 1.2713e-05 |  | 0.055173 |  | 0.041606 |  | 0.057875 |  | 0.0003428 |  | #REF! |  | 0 |  | #REF! |  | 0.00061753 |  | 0.00032853 |  | #REF! |  | 0.00020904 |  | 3.9824e-05 |  | 0.0001702 |  | 8.8247e-07 |  | 0.00010029 |  | 7.4955e-05 |  | 7.4955e-05 |  | 0.00073706 |  | 0.00040638 |  | 8.0616e-07 |  | 0.00027439 |  | 0
| #REF! |  | 0.0030726 |  | 0.0074307 |  | 1.4669e-05 |  | 0.052921 |  | 0.043693 |  | 0.060896 |  | 0.00034282 |  | #REF! |  | 0 |  | #REF! |  | 0.00055154 |  | 0.00032855 |  | #REF! |  | 0.00020904 |  | -0.00011562 |  | 0.00017021 |  | 7.693e-07 |  | 0.00010029 |  | -9.4517e-05 |  | -9.4517e-05 |  | 0.00063334 |  | 0.00037424 |  | 0 |  | 0.00027281 |  | 0
| #REF! |  | 0.0028799 |  | 0.0071748 |  | 1.4667e-05 |  | 0.051058 |  | 0.045807 |  | 0.063867 |  | 0.00027955 |  | #REF! |  | 0 |  | #REF! |  | 0.00054473 |  | 0.00031879 |  | #REF! |  | 0.00021031 |  | -3.6952e-05 |  | 0 |  | 7.2924e-07 |  | 0.00026549 |  | -1.4124e-05 |  | -1.4124e-05 |  | 0.0005826 |  | -0.00022646 |  | 0 |  | 0.0002736 |  | 0
| #REF! |  | 0.0028045 |  | 0.0071128 |  | 6.5418e-05 |  | 0.049781 |  | 0.048064 |  | 0.066846 |  | 0.00027957 |  | #REF! |  | 0 |  | #REF! |  | 0.00060568 |  | 0.00031882 |  | #REF! |  | 0.00021034 |  | -0.00015496 |  | 0 |  | 7.373e-07 |  | 0.00026551 |  | -0.00023034 |  | -0.00023034 |  | 0.00074605 |  | -0.0001149 |  | 2.4187e-06 |  | 0.00027524 |  | 0
| #REF! |  | 0.0027384 |  | 0.0070566 |  | 6.5412e-05 |  | 0.048158 |  | 0.050594 |  | 0.070084 |  | 0.00031894 |  | #REF! |  | 0 |  | #REF! |  | 0.00064115 |  | 0.00023639 |  | #REF! |  | 0.00011858 |  | 0.00011152 |  | 9.725e-05 |  | 8.6137e-07 |  | 0.00024407 |  | -0.00041401 |  | -0.00041401 |  | 0.00082814 |  | 0.00045667 |  | 4.5691e-06 |  | 0.00027041 |  | 0
| #REF! |  | 0.0027208 |  | 0.0069634 |  | 6.7674e-05 |  | 0.046512 |  | 0.053031 |  | 0.073485 |  | 0.00031896 |  | #REF! |  | 0 |  | #REF! |  | 0.00068294 |  | 0.00023641 |  | #REF! |  | 0.0001186 |  | 0.00012397 |  | 9.7256e-05 |  | 9.3471e-07 |  | 0.00024409 |  | -0.00012605 |  | -0.00012605 |  | 0.00068654 |  | 0.00014868 |  | 2.9565e-06 |  | 0.00027365 |  | 0
| #REF! |  | 0.0026081 |  | 0.0068478 |  | 6.7674e-05 |  | 0.0454 |  | 0.055404 |  | 0.076879 |  | 0.00016357 |  | #REF! |  | 0 |  | #REF! |  | 0.00071791 |  | 0.00030967 |  | #REF! |  | 0.00016718 |  | -0.00017999 |  | 8.4125e-05 |  | 9.2879e-07 |  | 0.00025191 |  | 5.108e-05 |  | 5.108e-05 |  | 0.00067527 |  | -0.0002747 |  | 1.3439e-06 |  | 0.00027928 |  | 0
| #REF! |  | 0.0025054 |  | 0.0066474 |  | 4.7917e-05 |  | 0.043865 |  | 0.058013 |  | 0.080387 |  | 0.00016358 |  | #REF! |  | 0 |  | #REF! |  | 0.00055944 |  | 0.00030969 |  | #REF! |  | 0.00016716 |  | -2.9801e-05 |  | 8.4131e-05 |  | 9.3946e-07 |  | 0.00025192 |  | -4.0212e-05 |  | -4.0212e-05 |  | 0.00073572 |  | -0.00014909 |  | 1.3439e-06 |  | 0.00028334 |  | 0
| #REF! |  | 0.0024974 |  | 0.0065784 |  | 4.7913e-05 |  | 0.041819 |  | 0.060699 |  | 0.084067 |  | 0.00026932 |  | #REF! |  | 0 |  | #REF! |  | 0.0006045 |  | 0.00025847 |  | #REF! |  | 0.000351 |  | 0.0002105 |  | 0.00016377 |  | 9.3812e-07 |  | 0.00016593 |  | -0.00016521 |  | -0.00016521 |  | 0.00068175 |  | 0.00048727 |  | 1.344e-06 |  | 0.0002785 |  | 0
| #REF! |  | 0.0025371 |  | 0.0065426 |  | 9.6999e-05 |  | 0.040722 |  | 0.063451 |  | 0.087567 |  | 0.00026933 |  | #REF! |  | 0 |  | #REF! |  | 0.00068125 |  | 0.00027403 |  | #REF! |  | 0.00035095 |  | 2.7416e-05 |  | 0.00016378 |  | 9.382e-07 |  | 0.00016594 |  | -2.9349e-05 |  | -2.9349e-05 |  | 0.00056752 |  | 0.00081551 |  | 1.344e-06 |  | 0.0002737 |  | 0
| #REF! |  | 0.002382 |  | 0.0063399 |  | 9.6999e-05 |  | 0.039813 |  | 0.066442 |  | 0.091035 |  | 0.00032994 |  | #REF! |  | 0 |  | #REF! |  | 0.00068407 |  | 0.00026454 |  | #REF! |  | 0.00029384 |  | -0.00013351 |  | 0.00022223 |  | 8.9894e-07 |  | 0.00017609 |  | 2.8263e-05 |  | 2.8263e-05 |  | 0.00058846 |  | 0.0003925 |  | 1.3441e-06 |  | 0.0002729 |  | 0
| #REF! |  | 0.002183 |  | 0.006204 |  | 2.5425e-05 |  | 0.038005 |  | 0.069271 |  | 0.09447 |  | 0.00032996 |  | #REF! |  | 0 |  | #REF! |  | 0.00081378 |  | 0.00024902 |  | #REF! |  | 0.0002938 |  | -3.3375e-05 |  | 0.00022225 |  | 8.6493e-07 |  | 0.0001761 |  | -8.5885e-05 |  | -8.5885e-05 |  | 0.00058447 |  | 0.0005052 |  | 4.5703e-06 |  | 0.00026728 |  | 0
| #REF! |  | 0.0021408 |  | 0.0061247 |  | 2.5425e-05 |  | 0.035701 |  | 0.072322 |  | 0.098244 |  | 0.00027521 |  | #REF! |  | 0 |  | #REF! |  | 0.00075964 |  | 0.00021106 |  | #REF! |  | 0.00024442 |  | -0.00023721 |  | 6.8777e-05 |  | 8.7627e-07 |  | 0.00024464 |  | -0.00020548 |  | -0.00020548 |  | 0.00053777 |  | -0.00026504 |  | 4.5703e-06 |  | 0.00026486 |  | 0
| #REF! |  | 0.0020575 |  | 0.0058371 |  | 4.6939e-05 |  | 0.034311 |  | 0.075868 |  | 0.10221 |  | 0.00027523 |  | #REF! |  | 0 |  | #REF! |  | 0.00071001 |  | 0.00021107 |  | #REF! |  | 0.00024445 |  | -0.00018546 |  | 6.8782e-05 |  | 9.1303e-07 |  | 0.00024466 |  | -9.3508e-05 |  | -9.3508e-05 |  | 0.00062959 |  | -0.0011222 |  | 2.9574e-06 |  | 0.00026407 |  | 0
| #REF! |  | 0.0020299 |  | 0.0056938 |  | 4.6939e-05 |  | 0.033121 |  | 0.079104 |  | 0.10586 |  | 0.00033113 |  | #REF! |  | 0 |  | #REF! |  | 0.00075457 |  | 0.00022937 |  | #REF! |  | 0.00024944 |  | -0.00014066 |  | 0.00010398 |  | 9.2511e-07 |  | 0.00032896 |  | -0.00011427 |  | -0.00011427 |  | 0.00076731 |  | -0.00098939 |  | 2.9574e-06 |  | 0.00026731 |  | 0
| #REF! |  | 0.0019076 |  | 0.0057574 |  | 7.6133e-05 |  | 0.031715 |  | 0.082296 |  | 0.10983 |  | 0.00033115 |  | #REF! |  | 0 |  | #REF! |  | 0.00075005 |  | 0.00022938 |  | #REF! |  | 0.00024944 |  | -0.00029085 |  | 0.00010398 |  | 9.2044e-07 |  | 0.00032898 |  | -0.0002513 |  | -0.0002513 |  | 0.00078583 |  | -0.00039431 |  | 1.3444e-06 |  | 0.00027134 |  | 0
| #REF! |  | 0.0017397 |  | 0.005648 |  | 7.614e-05 |  | 0.030658 |  | 0.086001 |  | 0.1143 |  | 0.0002139 |  | #REF! |  | 0 |  | #REF! |  | 0.00076309 |  | 0.00023097 |  | #REF! |  | 0.00022678 |  | 0.00016688 |  | 0.00013289 |  | 8.991e-07 |  | 0.00017354 |  | -0.0002349 |  | -0.0002349 |  | 0.00077062 |  | -3.6229e-05 |  | 1.3444e-06 |  | 0.00027298 |  | 0
| #REF! |  | 0.0017896 |  | 0.0055039 |  | 6.5418e-05 |  | 0.029817 |  | 0.089649 |  | 0.11874 |  | 0.00021391 |  | #REF! |  | 0 |  | #REF! |  | 0.00079179 |  | 0.00023098 |  | #REF! |  | 0.00022681 |  | 0.00016954 |  | 0.0001329 |  | 9.0852e-07 |  | 0.00017355 |  | -0.00031975 |  | -0.00031975 |  | 0.00070213 |  | -0.00032399 |  | 5.3778e-07 |  | 0.00026813 |  | 0
| #REF! |  | 0.0019322 |  | 0.0054545 |  | 6.5418e-05 |  | 0.028773 |  | 0.093207 |  | 0.12315 |  | 0.00019384 |  | #REF! |  | 0 |  | #REF! |  | 0.00079799 |  | 0.00017807 |  | #REF! |  | 0.0001726 |  | 1.3119e-05 |  | 9.8306e-05 |  | 9.2252e-07 |  | 0.00019728 |  | -0.00020339 |  | -0.00020339 |  | 0.00063941 |  | -2.6361e-05 |  | 5.3781e-07 |  | 0.00026253 |  | 0
| #REF! |  | 0.0018792 |  | 0.0054298 |  | 0.00011617 |  | 0.027404 |  | 0.097143 |  | 0.12764 |  | 0.00019385 |  | #REF! |  | 0 |  | #REF! |  | 0.00073539 |  | 0.00017808 |  | #REF! |  | 0.0001726 |  | 0.00022052 |  | 9.8313e-05 |  | 8.9792e-07 |  | 0.00019729 |  | -0.00023495 |  | -0.00023495 |  | 0.00066276 |  | 0.00061121 |  | 1.3445e-06 |  | 0.00026172 |  | 0
| #REF! |  | 0.0017964 |  | 0.0054394 |  | 0.00011618 |  | 0.026817 |  | 0.10139 |  | 0.13222 |  | 0.00022304 |  | #REF! |  | 0 |  | #REF! |  | 0.00074504 |  | 0.00022236 |  | #REF! |  | 0.00025179 |  | -0.00026581 |  | 0.00020009 |  | 9.1593e-07 |  | 0.00021461 |  | 6.6356e-05 |  | 6.6356e-05 |  | 0.0009728 |  | 0.00040331 |  | 1.3446e-06 |  | 0.00027219 |  | 0
| #REF! |  | 0.00176 |  | 0.005429 |  | 4.1072e-05 |  | 0.026319 |  | 0.10568 |  | 0.13725 |  | 0.00022305 |  | #REF! |  | 0 |  | #REF! |  | 0.00077205 |  | 0.00022238 |  | #REF! |  | 0.00025179 |  | -0.00053044 |  | 0.0002001 |  | 1.0027e-06 |  | 0.00021462 |  | 0.00042563 |  | 0.00042563 |  | 0.00099547 |  | 0.00042409 |  | 5.3788e-07 |  | 0.00028108 |  | 0
| #REF! |  | 0.001724 |  | 0.0052546 |  | 4.1075e-05 |  | 0.025577 |  | 0.10971 |  | 0.1416 |  | 0.00024605 |  | #REF! |  | 0 |  | #REF! |  | 0.00076422 |  | 0.00027428 |  | #REF! |  | 0.00028298 |  | -0.00021619 |  | 3.9261e-05 |  | 1.0841e-06 |  | 0.00016197 |  | 4.922e-05 |  | 4.922e-05 |  | 0.00075466 |  | 0.00016959 |  | 5.3788e-07 |  | 0.00028028 |  | 0
| #REF! |  | 0.0016938 |  | 0.0048784 |  | 7.4441e-05 |  | 0.024479 |  | 0.11388 |  | 0.14532 |  | 0.00027733 |  | #REF! |  | 0 |  | #REF! |  | 0.00075795 |  | 0.0002743 |  | #REF! |  | 0.00028298 |  | -7.2712e-05 |  | 3.9264e-05 |  | 1.0769e-06 |  | 0.00016198 |  | 0.00010384 |  | 0.00010384 |  | 0.00080782 |  | -0.00046533 |  | 5.3788e-07 |  | 0.00027625 |  | 0
| #REF! |  | 0.0016033 |  | 0.0046954 |  | 7.4448e-05 |  | 0.023467 |  | 0.118 |  | 0.14868 |  | 0.00031818 |  | #REF! |  | 0 |  | #REF! |  | 0.00079524 |  | 0.00021821 |  | #REF! |  | 0.00015372 |  | -4.7669e-06 |  | 0.00011494 |  | 1.0315e-06 |  | 0.0001394 |  | 6.2501e-05 |  | 6.2501e-05 |  | 0.00091988 |  | -0.00010138 |  | 5.3791e-07 |  | 0.00027145 |  | 0
| #REF! |  | 0.0015351 |  | 0.0048853 |  | 0.00010941 |  | 0.022426 |  | 0.12214 |  | 0.15284 |  | 0.00035515 |  | #REF! |  | 0 |  | #REF! |  | 0.00091811 |  | 0.00021822 |  | #REF! |  | 0.00018627 |  | 2.3842e-06 |  | 0.00011495 |  | 9.6956e-07 |  | 0.00013941 |  | -0.00023723 |  | -0.00023723 |  | 0.00086188 |  | 0.00093567 |  | 2.9587e-06 |  | 0.00027226 |  | 0
| #REF! |  | 0.0015376 |  | 0.0048299 |  | 0.00010942 |  | 0.02171 |  | 0.12685 |  | 0.15733 |  | 0.00029513 |  | #REF! |  | 0 |  | #REF! |  | 0.0008381 |  | 0.00022403 |  | #REF! |  | 0.00021179 |  | 2.3842e-06 |  | 0.00011458 |  | 9.7089e-07 |  | 0.0001805 |  | -4.353e-05 |  | -4.353e-05 |  | 0.00080711 |  | 0.0012404 |  | 2.4209e-06 |  | 0.00027145 |  | 0
| #REF! |  | 0.0015671 |  | 0.0046265 |  | 4.6943e-05 |  | 0.021249 |  | 0.13181 |  | 0.16144 |  | 0.00022693 |  | #REF! |  | 0 |  | #REF! |  | 0.00079016 |  | 0.00022404 |  | #REF! |  | 0.00020401 |  | 0.00014223 |  | 0.00011459 |  | 9.2685e-07 |  | 0.00018051 |  | 0.00014584 |  | 0.00014584 |  | 0.00069523 |  | 0.0002734 |  | 0 |  | 0.00027149 |  | 0
| #REF! |  | 0.0014387 |  | 0.0044752 |  | 4.6943e-05 |  | 0.020213 |  | 0.1369 |  | 0.16649 |  | 0.0003834 |  | #REF! |  | 0.00011801 |  | #REF! |  | 0.00083134 |  | 0.00025154 |  | #REF! |  | 0.00019637 |  | 0.00033496 |  | 0.00012796 |  | 8.3558e-07 |  | 0.00012429 |  | -4.3536e-05 |  | -4.3536e-05 |  | 0.00054378 |  | -0.00010259 |  | 0 |  | 0.00027793 |  | 0.00076548
| #REF! |  | 0.0014241 |  | 0.0044288 |  | 6.5418e-05 |  | 0.019258 |  | 0.14226 |  | 0.1722 |  | 0.00038342 |  | #REF! |  | 0.00038437 |  | #REF! |  | 0.00090965 |  | 0.00025156 |  | #REF! |  | 0.00017162 |  | 0.00020265 |  | 0.00012797 |  | 8.4018e-07 |  | 0.0001243 |  | -0.00023512 |  | -0.00023512 |  | 0.00065576 |  | -0.00017723 |  | 8.0701e-07 |  | 0.00028115 |  | 0.0013551
| #REF! |  | 0.0015745 |  | 0.0043897 |  | 6.5424e-05 |  | 0.018562 |  | 0.14745 |  | 0.17626 |  | 0.0003028 |  | #REF! |  | 0.00072815 |  | #REF! |  | 0.00092778 |  | 0.00014677 |  | #REF! |  | 0.00018222 |  | -2.2647e-05 |  | 6.7612e-05 |  | 9.397e-07 |  | 8.8776e-05 |  | -0.00027004 |  | -0.00027004 |  | 0.00073636 |  | -4.306e-05 |  | 1.3451e-06 |  | 0.00028681 |  | 0.0016264
| #REF! |  | 0.0014848 |  | 0.0043535 |  | 4.4009e-05 |  | 0.018205 |  | 0.15251 |  | 0.17924 |  | 0.00034216 |  | #REF! |  | 0.00088164 |  | #REF! |  | 0.00085728 |  | 0.00028834 |  | #REF! |  | 0.00018222 |  | 4.8872e-05 |  | 6.7617e-05 |  | 1.0599e-06 |  | 8.8782e-05 |  | -0.00014052 |  | -0.00014052 |  | 0.0007066 |  | 5.8016e-05 |  | 1.3451e-06 |  | 0.00029247 |  | 0.0015901
| #REF! |  | 0.0013595 |  | 0.0043256 |  | 4.4009e-05 |  | 0.017799 |  | 0.15747 |  | 0.18278 |  | 0.00041629 |  | #REF! |  | 0.00079117 |  | #REF! |  | 0.00086969 |  | 0.00034454 |  | #REF! |  | 0.0002663 |  | 8.7612e-05 |  | 0.00010707 |  | 1.0199e-06 |  | 0.00015644 |  | -7.6209e-06 |  | -7.6209e-06 |  | 0.00088633 |  | -0.00013577 |  | 8.0711e-07 |  | 0.00029732 |  | 0.001558
| #REF! |  | 0.0013858 |  | 0.0043821 |  | 8.9112e-05 |  | 0.017122 |  | 0.16238 |  | 0.18733 |  | 0.00037697 |  | #REF! |  | 0.00052744 |  | #REF! |  | 0.00091481 |  | 0.0002586 |  | #REF! |  | 0.00028664 |  | 0.00012754 |  | 0.00010708 |  | 9.4645e-07 |  | 0.00015645 |  | 3.593e-05 |  | 3.593e-05 |  | 0.00090647 |  | 0.00050816 |  | 2.4214e-06 |  | 0.00028926 |  | 0.001778
| #REF! |  | 0.0013486 |  | 0.0044247 |  | 8.9112e-05 |  | 0.016741 |  | 0.16754 |  | 0.19231 |  | 0.00038688 |  | #REF! |  | 0.00057655 |  | #REF! |  | 0.0009165 |  | 0.00025396 |  | #REF! |  | 0.00024995 |  | 3.4568e-05 |  | 0.00029934 |  | 8.9914e-07 |  | 0.00017606 |  | 8.7108e-05 |  | 8.7108e-05 |  | 0.00078727 |  | 0.00010384 |  | 2.4217e-06 |  | 0.00027317 |  | 0.0017759
| #REF! |  | 0.0013095 |  | 0.0042281 |  | 7.05e-05 |  | 0.016476 |  | 0.17233 |  | 0.19551 |  | 0.00038691 |  | #REF! |  | 0.00061927 |  | #REF! |  | 0.00089732 |  | 0.00019835 |  | #REF! |  | 0.00022968 |  | -0.00013707 |  | 0.00029936 |  | 8.9447e-07 |  | 0.00017607 |  | 3.3756e-05 |  | 3.3756e-05 |  | 0.00075342 |  | -0.00048691 |  | 8.0716e-07 |  | 0.00026994 |  | 0.0016494
| #REF! |  | 0.0013396 |  | 0.0041646 |  | 7.05e-05 |  | 0.015734 |  | 0.17675 |  | 0.19887 |  | 0.00041101 |  | #REF! |  | 0.00028413 |  | #REF! |  | 0.00088322 |  | 0.00032754 |  | #REF! |  | 0.00019454 |  | 9.5454e-06 |  | 0.00018276 |  | 9.3727e-07 |  | 0.00018217 |  | -2.8315e-05 |  | -2.8315e-05 |  | 0.00078893 |  | 0.00023066 |  | 8.0721e-07 |  | 0.00027802 |  | 0.001597
| #REF! |  | 0.0013827 |  | 0.0041571 |  | 8.0095e-05 |  | 0.01484 |  | 0.18112 |  | 0.20268 |  | 0.00041104 |  | #REF! |  | 0.00041719 |  | #REF! |  | 0.00085284 |  | 0.00033561 |  | #REF! |  | 0.00019457 |  | -0.00028369 |  | 0.00018277 |  | 1.0615e-06 |  | 0.00018219 |  | -4.0295e-05 |  | -4.0295e-05 |  | 0.00076158 |  | 0.00024376 |  | 8.0726e-07 |  | 0.00028368 |  | 0.0017771
| #REF! |  | 0.0014164 |  | 0.004141 |  | 8.0088e-05 |  | 0.014631 |  | 0.18569 |  | 0.20608 |  | 0.00025341 |  | #REF! |  | 0.00066766 |  | #REF! |  | 0.00090071 |  | 0.00022207 |  | #REF! |  | 0.0001669 |  | -9.3292e-05 |  | 9.5136e-05 |  | 1.2198e-06 |  | 0.0001211 |  | 9.6934e-05 |  | 9.6934e-05 |  | 0.00075356 |  | -0.0001224 |  | 1.3455e-06 |  | 0.00027805 |  | 0.0017592
| #REF! |  | 0.0013989 |  | 0.0041311 |  | 5.3789e-05 |  | 0.014591 |  | 0.19047 |  | 0.20867 |  | 0.00025343 |  | #REF! |  | 0.00054405 |  | #REF! |  | 0.00089112 |  | 0.00021404 |  | #REF! |  | 0.0001669 |  | 0.00053521 |  | 9.5142e-05 |  | 1.2171e-06 |  | 0.00012111 |  | 0.0001013 |  | 0.0001013 |  | 0.00090669 |  | 0.00052753 |  | 1.3455e-06 |  | 0.00027241 |  | 0.0015694
| #REF! |  | 0.0013537 |  | 0.0039767 |  | 5.3794e-05 |  | 0.014133 |  | 0.19449 |  | 0.20992 |  | 0.00037333 |  | #REF! |  | 0.00075634 |  | #REF! |  | 0.00088161 |  | 0.00024247 |  | #REF! |  | 0.00016004 |  | 0.00011681 |  | 0.00010271 |  | 1.1317e-06 |  | 0.00015027 |  | -0.00011002 |  | -0.00011002 |  | 0.00076812 |  | 0.00038151 |  | 8.0731e-07 |  | 0.00027565 |  | 0.0016455
| #REF! |  | 0.0012808 |  | 0.0039016 |  | 7.896e-05 |  | 0.013431 |  | 0.19814 |  | 0.21274 |  | 0.00037336 |  | #REF! |  | 0.00058886 |  | #REF! |  | 0.00086066 |  | 0.00024249 |  | #REF! |  | 0.00016002 |  | -4.768e-05 |  | 0.00010272 |  | 1.0256e-06 |  | 0.00015028 |  | -7.5169e-05 |  | -7.5169e-05 |  | 0.00062546 |  | -0.0002842 |  | 8.0736e-07 |  | 0.00027968 |  | 0.0017058
| #REF! |  | 0.0013308 |  | 0.0039098 |  | 7.8967e-05 |  | 0.012785 |  | 0.20176 |  | 0.21507 |  | 0.00024447 |  | #REF! |  | 0.00043776 |  | #REF! |  | 0.00087653 |  | 0.00034169 |  | #REF! |  | 0.00016818 |  | 0.00011324 |  | 0.00010907 |  | 1.0176e-06 |  | 0.00020877 |  | -0.0001224 |  | -0.0001224 |  | 0.00054731 |  | 0.00023299 |  | 2.9605e-06 |  | 0.00028131 |  | 0.0019107
| #REF! |  | 0.0012564 |  | 0.0038374 |  | 3.1295e-05 |  | 0.012373 |  | 0.20527 |  | 0.21438 |  | 0.00030775 |  | #REF! |  | 0.00045796 |  | #REF! |  | 0.00096275 |  | 0.00034171 |  | #REF! |  | 0.0001682 |  | 0.00011833 |  | 0.00010908 |  | 1.0183e-06 |  | 0.00020878 |  | -0.00013767 |  | -0.00013767 |  | 0.00054573 |  | 0.00058259 |  | 2.9605e-06 |  | 0.00027972 |  | 0.0020105
| #REF! |  | 0.0011898 |  | 0.0037951 |  | 3.1298e-05 |  | 0.012269 |  | 0.20824 |  | 0.21419 |  | 0.00031995 |  | #REF! |  | 0.00061929 |  | #REF! |  | 0.00091827 |  | 0.00018443 |  | #REF! |  | 0.00023397 |  | 5.9597e-06 |  | 2.2989e-05 |  | 9.8568e-07 |  | 0.00011608 |  | -7.0824e-05 |  | -7.0824e-05 |  | 0.00060054 |  | 0.00035748 |  | 1.3458e-06 |  | 0.00027004 |  | 0.0021299
| #REF! |  | 0.0012682 |  | 0.0037344 |  | 6.0917e-05 |  | 0.011875 |  | 0.21038 |  | 0.216 |  | 0.00028026 |  | #REF! |  | 0.00061152 |  | #REF! |  | 0.00082069 |  | 0.00018445 |  | #REF! |  | 0.00023404 |  | -7.9864e-05 |  | 2.2991e-05 |  | 1.0224e-06 |  | 0.00011609 |  | -0.00010679 |  | -0.00010679 |  | 0.00066427 |  | 6.031e-06 |  | 2.9609e-06 |  | 0.00025958 |  | 0.0021152
| #REF! |  | 0.0011854 |  | 0.0037194 |  | 6.0912e-05 |  | 0.011445 |  | 0.21243 |  | 0.21749 |  | 0.0003366 |  | #REF! |  | 0.00048578 |  | #REF! |  | 0.00088266 |  | 0.00018913 |  | #REF! |  | 0.00021425 |  | -1.5496e-05 |  | 0.0001008 |  | 1.1086e-06 |  | 5.1544e-05 |  | -0.00022668 |  | -0.00022668 |  | 0.00072558 |  | -0.00043099 |  | 2.4226e-06 |  | 0.00025395 |  | 0.0017383
| #REF! |  | 0.001251 |  | 0.0036865 |  | 6.1481e-05 |  | 0.011356 |  | 0.21436 |  | 0.21696 |  | 0.00032111 |  | #REF! |  | 0.0005212 |  | #REF! |  | 0.0009115 |  | 0.00018915 |  | #REF! |  | 0.00021425 |  | -0.0002086 |  | 0.00010081 |  | 1.1868e-06 |  | 5.1547e-05 |  | -0.00015586 |  | -0.00015586 |  | 0.00065786 |  | -0.00073319 |  | 8.0756e-07 |  | 0.00025879 |  | 0.0019682
| #REF! |  | 0.0014154 |  | 0.0036615 |  | 6.1481e-05 |  | 0.011029 |  | 0.21569 |  | 0.21585 |  | 0.00040183 |  | #REF! |  | 0.0003396 |  | #REF! |  | 0.00098878 |  | 0.00031817 |  | #REF! |  | 0.00017211 |  | -0.00021575 |  | 0.00015857 |  | 1.1214e-06 |  | 0.00019553 |  | 4.3596e-06 |  | 4.3596e-06 |  | 0.00058534 |  | -0.0001987 |  | 8.0756e-07 |  | 0.00026929 |  | 0.0022926
| #REF! |  | 0.0012827 |  | 0.0037525 |  | 0.00010096 |  | 0.010925 |  | 0.21688 |  | 0.21522 |  | 0.0003938 |  | #REF! |  | 0.0003443 |  | #REF! |  | 0.0010367 |  | 0.00031819 |  | #REF! |  | 0.00017211 |  | -5.9168e-05 |  | 0.00015858 |  | 1.0346e-06 |  | 0.00019555 |  | 0.00011028 |  | 0.00011028 |  | 0.00059501 |  | 0.00038639 |  | 2.4229e-06 |  | 0.00028057 |  | 0.002226
| #REF! |  | 0.0010377 |  | 0.0037201 |  | 0.00010096 |  | 0.010675 |  | 0.21754 |  | 0.21473 |  | 0.00043639 |  | #REF! |  | 0.00024362 |  | #REF! |  | 0.00084777 |  | 0.00032497 |  | #REF! |  | 0.00020409 |  | 4.1719e-05 |  | 0.00010343 |  | 1.008e-06 |  | 0.00013257 |  | 0.00017787 |  | 0.00017787 |  | 0.00066605 |  | 0.00028276 |  | 2.9613e-06 |  | 0.00029029 |  | 0.0019556
| #REF! |  | 0.00099878 |  | 0.00367 |  | 2.8364e-05 |  | 0.0099982 |  | 0.21767 |  | 0.21205 |  | 0.00043642 |  | #REF! |  | 0.00034829 |  | #REF! |  | 0.00098878 |  | 0.00032499 |  | #REF! |  | 0.00023412 |  | 0.00011324 |  | 0.00010344 |  | 9.8928e-07 |  | 0.00013258 |  | -1.3081e-05 |  | -1.3081e-05 |  | 0.00072249 |  | 4.7054e-06 |  | 2.9614e-06 |  | 0.0002919 |  | 0.0020181
| #REF! |  | 0.0010761 |  | 0.0035284 |  | 2.8364e-05 |  | 0.0097965 |  | 0.21742 |  | 0.20773 |  | 0.00041662 |  | #REF! |  | 0.00053853 |  | #REF! |  | 0.0010446 |  | 0.00025101 |  | #REF! |  | 0.00024416 |  | -0.00015138 |  | 0.00012149 |  | 9.7058e-07 |  | 0.0002003 |  | -7.9585e-05 |  | -7.9585e-05 |  | 0.00065314 |  | -0.00017442 |  | 4.5771e-06 |  | 0.00028625 |  | 0.00209
| #REF! |  | 0.0010843 |  | 0.0033827 |  | 9.5888e-05 |  | 0.009544 |  | 0.21629 |  | 0.20359 |  | 0.00054068 |  | #REF! |  | 0.00077918 |  | #REF! |  | 0.0009132 |  | 0.00025103 |  | #REF! |  | 0.00021418 |  | -0.00018714 |  | 0.0001215 |  | 9.4127e-07 |  | 0.00020032 |  | -3.9251e-05 |  | -3.9251e-05 |  | 0.00057254 |  | 0.00013546 |  | 2.9616e-06 |  | 0.00028385 |  | 0.0021641
| #REF! |  | 0.0010302 |  | 0.0034245 |  | 9.5889e-05 |  | 0.0090327 |  | 0.21467 |  | 0.20021 |  | 0.00050535 |  | #REF! |  | 0.00083692 |  | #REF! |  | 0.0009132 |  | 0.00024726 |  | #REF! |  | 0.00019911 |  | -2.2647e-05 |  | 0 |  | 1.0522e-06 |  | 0.00017467 |  | -0.00010358 |  | -0.00010358 |  | 0.000625 |  | 0.00019797 |  | 4.5773e-06 |  | 0.00027903 |  | 0.0022095
| #REF! |  | 0.0011382 |  | 0.0034114 |  | 4.2061e-05 |  | 0.0088831 |  | 0.21269 |  | 0.19662 |  | 0.00044546 |  | #REF! |  | 0.00052958 |  | #REF! |  | 0.0010289 |  | 0.00024727 |  | #REF! |  | 0.00019914 |  | -9.6715e-05 |  | 0 |  | 1.2133e-06 |  | 0.00017468 |  | -9.8136e-05 |  | -9.8136e-05 |  | 0.00080489 |  | 0.00049322 |  | 6.1929e-06 |  | 0.00027098 |  | 0.0021097
| #REF! |  | 0.0011661 |  | 0.0032317 |  | 4.2057e-05 |  | 0.0086424 |  | 0.21023 |  | 0.19134 |  | 0.00038849 |  | #REF! |  | 0.00051247 |  | #REF! |  | 0.0012324 |  | 0.00024926 |  | #REF! |  | 0.00022218 |  | -9.4169e-05 |  | 3.5729e-05 |  | 1.2688e-06 |  | 0.0001704 |  | -3.1624e-05 |  | -3.1624e-05 |  | 0.00083795 |  | 0.00032468 |  | 2.962e-06 |  | 0.00026453 |  | 0.0024836
| #REF! |  | 0.0011384 |  | 0.0031881 |  | 3.717e-05 |  | 0.0081017 |  | 0.20737 |  | 0.18656 |  | 0.00037033 |  | #REF! |  | 0.00046879 |  | #REF! |  | 0.0010577 |  | 0.00024928 |  | #REF! |  | 0.00022215 |  | 2.3827e-06 |  | 3.5731e-05 |  | 1.0015e-06 |  | 0.00017041 |  | -2.1812e-05 |  | -2.1812e-05 |  | 0.00073069 |  | -0.00015342 |  | 2.962e-06 |  | 0.00025969 |  | 0.0027617
| #REF! |  | 0.0010751 |  | 0.0032905 |  | 3.7167e-05 |  | 0.0079155 |  | 0.20376 |  | 0.18105 |  | 0.00026328 |  | #REF! |  | 0.00036037 |  | #REF! |  | 0.00088443 |  | 0 |  | #REF! |  | 1.8149e-05 |  | 0.00011324 |  | 0 |  | 1.3097e-06 |  | 0 |  | -0.00047225 |  | -0.00047225 |  | 0.00065093 |  | -0.00048407 |  | 2.4238e-06 |  | 0.0002694 |  | 0.0025255
| #REF! |  | 0.001109 |  | 0.0033597 |  | 6.9384e-05 |  | 0.0074072 |  | 0.19964 |  | 0.17584 |  | 0.00067538 |  | #REF! |  | 0.000369 |  | #REF! |  | 0.00094712 |  | 0.00016754 |  | #REF! |  | 0.00020657 |  | 0.00025628 |  | 6.1222e-05 |  | 1.7125e-06 |  | 0.00012123 |  | -0.00014615 |  | -0.00014615 |  | 0.00063399 |  | -0.00047165 |  | 5.654e-06 |  | 0.00027102 |  | 0.0027653
| #REF! |  | 0.0011273 |  | 0.0032875 |  | 6.9378e-05 |  | 0.0073488 |  | 0.19537 |  | 0.17041 |  | 0.00052383 |  | #REF! |  | 0.00030895 |  | #REF! |  | 0.00097919 |  | 0.00016755 |  | #REF! |  | 0.00018842 |  | 5.96e-05 |  | 6.1226e-05 |  | 2.3824e-06 |  | 0.00012124 |  | -1.1999e-05 |  | -1.1999e-05 |  | 0.00063161 |  | -0.00032661 |  | 5.6544e-06 |  | 0.00028313 |  | 0.0028299
| #REF! |  | 0.0010628 |  | 0.0032031 |  | 6.6564e-05 |  | 0.0071227 |  | 0.19108 |  | 0.16453 |  | 0.00053225 |  | #REF! |  | 0.00056969 |  | #REF! |  | 0.0010464 |  | 0.00033276 |  | #REF! |  | 0.00017953 |  | -5.1257e-05 |  | 0.00013268 |  | 2.4336e-06 |  | 0.00013368 |  | -4.6915e-05 |  | -4.6915e-05 |  | 0.00071953 |  | 0.00028986 |  | 5.6547e-06 |  | 0.00028233 |  | 0.0028194
| #REF! |  | 0.0010726 |  | 0.0032016 |  | 6.6564e-05 |  | 0.0070011 |  | 0.18631 |  | 0.15978 |  | 0.00070741 |  | #REF! |  | 0.00059126 |  | #REF! |  | 0.0010492 |  | 0.00033278 |  | #REF! |  | 0.00017953 |  | 2.2756e-05 |  | 0.00013269 |  | 2.521e-06 |  | 0.00013369 |  | -0.00028911 |  | -0.00028911 |  | 0.00064697 |  | 8.4812e-05 |  | 5.6551e-06 |  | 0.00028073 |  | 0.0030696
| #REF! |  | 0.0010723 |  | 0.0032041 |  | 8.5172e-05 |  | 0.0067133 |  | 0.18135 |  | 0.15491 |  | 0.00079336 |  | #REF! |  | 0.00064981 |  | #REF! |  | 0.0010847 |  | 0.00020939 |  | #REF! |  | 0.00023118 |  | -2.9801e-05 |  | 0.00016985 |  | 2.5568e-06 |  | 0.00010676 |  | -0.00023239 |  | -0.00023239 |  | 0.00063245 |  | -1.1796e-05 |  | 5.6551e-06 |  | 0.00028557 |  | 0.0032481
| #REF! |  | 0.00096878 |  | 0.0031677 |  | 8.5179e-05 |  | 0.0064439 |  | 0.17632 |  | 0.14909 |  | 0.00077345 |  | #REF! |  | 0.00056493 |  | #REF! |  | 0.0010949 |  | 0.00020941 |  | #REF! |  | 0.00023118 |  | -0.00029085 |  | 0.00016986 |  | 2.5443e-06 |  | 0.00010676 |  | -0.00011892 |  | -0.00011892 |  | 0.00071482 |  | 0.00055975 |  | 5.6551e-06 |  | 0.00029206 |  | 0.0031442
| #REF! |  | 0.0010352 |  | 0.0030835 |  | 3.8148e-05 |  | 0.006195 |  | 0.17128 |  | 0.14403 |  | 0.00069269 |  | #REF! |  | 0.00064604 |  | #REF! |  | 0.0010915 |  | 0.00020761 |  | #REF! |  | 0.00019841 |  | -0.00029443 |  | 0.00014472 |  | 2.4958e-06 |  | 9.1834e-05 |  | -0.00015446 |  | -0.00015446 |  | 0.00073499 |  | 0.00048106 |  | 5.6554e-06 |  | 0.00029529 |  | 0.0031173
| #REF! |  | 0.001036 |  | 0.0030454 |  | 3.8148e-05 |  | 0.0060448 |  | 0.16668 |  | 0.14038 |  | 0.0006523 |  | #REF! |  | 0.0008523 |  | #REF! |  | 0.0012004 |  | 0.00020763 |  | #REF! |  | 0.00019844 |  | -9.7745e-05 |  | 0.00014473 |  | 2.4804e-06 |  | 9.184e-05 |  | -0.00012719 |  | -0.00012719 |  | 0.00060268 |  | -0.00026554 |  | 5.6558e-06 |  | 0.00028641 |  | 0.0034531
| #REF! |  | 0.00098642 |  | 0.0031171 |  | 5.5755e-05 |  | 0.0059577 |  | 0.16171 |  | 0.13701 |  | 0.00078484 |  | #REF! |  | 0.00081561 |  | #REF! |  | 0.0011525 |  | 0.00026167 |  | #REF! |  | 0.00019422 |  | -0.0001943 |  | 0.00016225 |  | 2.4978e-06 |  | 0.0001121 |  | -5.4565e-06 |  | -5.4565e-06 |  | 0.00052203 |  | -0.00037063 |  | 4.0406e-06 |  | 0.0002824 |  | 0.0035958
| #REF! |  | 0.00094255 |  | 0.0030994 |  | 5.5755e-05 |  | 0.0058182 |  | 0.15676 |  | 0.13361 |  | 0.00090966 |  | #REF! |  | 0.00056024 |  | #REF! |  | 0.001122 |  | 0.00026168 |  | #REF! |  | 0.00019422 |  | -6.5564e-05 |  | 0.00016226 |  | 2.5943e-06 |  | 0.00011211 |  | 0.00010696 |  | 0.00010696 |  | 0.00087307 |  | 0.00027147 |  | 4.0408e-06 |  | 0.00028887 |  | 0.0034048
| #REF! |  | 0.00096675 |  | 0.0029832 |  | 0.00012637 |  | 0.0057015 |  | 0.15214 |  | 0.12974 |  | 0.00082717 |  | #REF! |  | 0.00055932 |  | #REF! |  | 0.0011554 |  | 0.00018244 |  | #REF! |  | 0.00011854 |  | 0.00012857 |  | 2.8366e-05 |  | 2.6881e-06 |  | 0.00010351 |  | -5.9211e-05 |  | -5.9211e-05 |  | 0.00090378 |  | 0.00041251 |  | 4.0411e-06 |  | 0.00029292 |  | 0.0035663
| #REF! |  | 0.00095559 |  | 0.0029987 |  | 0.00012636 |  | 0.0054693 |  | 0.14726 |  | 0.12481 |  | 0.00089536 |  | #REF! |  | 0.00057208 |  | #REF! |  | 0.0012461 |  | 0.00018245 |  | #REF! |  | 0.00011855 |  | -0.00016926 |  | 2.8368e-05 |  | 2.7115e-06 |  | 0.00010352 |  | -0.00022622 |  | -0.00022622 |  | 0.00063103 |  | -0.00023868 |  | 4.0411e-06 |  | 0.0002905 |  | 0.0037394
| #REF! |  | 0.00083212 |  | 0.0031077 |  | 7.7282e-05 |  | 0.0051462 |  | 0.14237 |  | 0.12079 |  | 0.00099247 |  | #REF! |  | 0.00046509 |  | #REF! |  | 0.0011903 |  | 0.00022298 |  | #REF! |  | 0.00024873 |  | -8.3395e-06 |  | 0.00017109 |  | 2.6413e-06 |  | 0.00021355 |  | -0.00012117 |  | -0.00012117 |  | 0.00068833 |  | -0.00024767 |  | 4.0413e-06 |  | 0.0002792 |  | 0.0038849
| #REF! |  | 0.00081942 |  | 0.0030301 |  | 7.7289e-05 |  | 0.0050313 |  | 0.13768 |  | 0.11787 |  | 0.00096654 |  | #REF! |  | 0.00039864 |  | #REF! |  | 0.0011554 |  | 0.00022299 |  | #REF! |  | 0.00024876 |  | 0.00010251 |  | 0.0001711 |  | 2.4871e-06 |  | 0.00021356 |  | -1.965e-05 |  | -1.965e-05 |  | 0.00063434 |  | 0.00024988 |  | 4.0413e-06 |  | 0.00027117 |  | 0.0040865
| #REF! |  | 0.00086077 |  | 0.0028877 |  | 0.00012692 |  | 0.005101 |  | 0.13315 |  | 0.11401 |  | 0.00098551 |  | #REF! |  | 0.00026601 |  | #REF! |  | 0.0012771 |  | 0.00022837 |  | #REF! |  | 0.00016081 |  | -0.00012635 |  | 6.2116e-05 |  | 2.4051e-06 |  | 0.00010801 |  | -0.00018799 |  | -0.00018799 |  | 0.00066501 |  | 0.00060098 |  | 4.0416e-06 |  | 0.00026713 |  | 0.0040069
| #REF! |  | 0.00091679 |  | 0.0028966 |  | 0.00012693 |  | 0.0050144 |  | 0.1288 |  | 0.10928 |  | 0.00097794 |  | #REF! |  | 0.00029212 |  | #REF! |  | 0.0011717 |  | 0.00022838 |  | #REF! |  | 0.00018685 |  | -4.768e-05 |  | 6.212e-05 |  | 2.3788e-06 |  | 0.00010802 |  | -0.00025022 |  | -0.00025022 |  | 0.00071913 |  | 0.00048135 |  | 4.0416e-06 |  | 0.00026634 |  | 0.0041107
| #REF! |  | 0.00091842 |  | 0.0028743 |  | 8.9128e-05 |  | 0.0047654 |  | 0.12453 |  | 0.10545 |  | 0.0010404 |  | #REF! |  | 0.00033277 |  | #REF! |  | 0.0011795 |  | 0.00019513 |  | #REF! |  | 0.00013727 |  | -6.9136e-05 |  | 1.4281e-06 |  | 2.4193e-06 |  | 0.00010272 |  | -4.3676e-06 |  | -4.3676e-06 |  | 0.0006481 |  | 1.7109e-05 |  | 5.6575e-06 |  | 0.00027038 |  | 0.0046212
| #REF! |  | 0.00080948 |  | 0.0029024 |  | 8.9136e-05 |  | 0.004602 |  | 0.12042 |  | 0.10245 |  | 0.0011784 |  | #REF! |  | 0.00038232 |  | #REF! |  | 0.0011379 |  | 0.000236 |  | #REF! |  | 0.00011808 |  | 0.00014223 |  | 1.4282e-06 |  | 2.3643e-06 |  | 0.00010272 |  | 0.0001414 |  | 0.0001414 |  | 0.0007224 |  | 0.00022989 |  | 5.6575e-06 |  | 0.00027201 |  | 0.0048089
| #REF! |  | 0.00083554 |  | 0.0029046 |  | 0.00010775 |  | 0.0044006 |  | 0.11678 |  | 0.098557 |  | 0.0012265 |  | #REF! |  | 0.00016632 |  | #REF! |  | 0.0011458 |  | 0.00029136 |  | #REF! |  | 0.0001625 |  | 0.00020264 |  | 0.00018165 |  | 2.2697e-06 |  | 0.00013608 |  | 1.5074e-05 |  | 1.5074e-05 |  | 0.00069818 |  | -0.00078658 |  | 2.4254e-06 |  | 0.0002712 |  | 0.0045935
| #REF! |  | 0.00092419 |  | 0.0027818 |  | 0.00010775 |  | 0.0041489 |  | 0.1131 |  | 0.094386 |  | 0.0011988 |  | #REF! |  | 0.00013617 |  | #REF! |  | 0.0012129 |  | 0.00025051 |  | #REF! |  | 0.0001557 |  | -2.9801e-05 |  | 0.00018166 |  | 2.3397e-06 |  | 0.00013609 |  | -4.9889e-05 |  | -4.9889e-05 |  | 0.00063288 |  | -0.0010402 |  | 2.4253e-06 |  | 0.00027124 |  | 0.0048007
| #REF! |  | 0.00084119 |  | 0.0027451 |  | 0.00014386 |  | 0.0040296 |  | 0.10957 |  | 0.091314 |  | 0.0013074 |  | #REF! |  | 0.00043111 |  | #REF! |  | 0.0011396 |  | 3.5932e-05 |  | #REF! |  | 0.00011582 |  | -8.3441e-05 |  | 0.000101 |  | 2.5031e-06 |  | 0.0001916 |  | -3.8227e-05 |  | -3.8227e-05 |  | 0.00063288 |  | -0.00017691 |  | 5.6586e-06 |  | 0.00027608 |  | 0.0052403
| #REF! |  | 0.0008589 |  | 0.0027696 |  | 0.00014386 |  | 0.0040166 |  | 0.10654 |  | 0.088726 |  | 0.0015159 |  | #REF! |  | 0.00051688 |  | #REF! |  | 0.0011475 |  | 3.5934e-05 |  | #REF! |  | 0.00017471 |  | -0.00025509 |  | 0.000101 |  | 2.5562e-06 |  | 0.00019161 |  | -1.0922e-06 |  | -1.0922e-06 |  | 0.0005562 |  | -0.0003813 |  | 5.6582e-06 |  | 0.00028577 |  | 0.0053123
| #REF! |  | 0.00094459 |  | 0.0028 |  | 3.5217e-05 |  | 0.0040487 |  | 0.10332 |  | 0.086096 |  | 0.0016636 |  | #REF! |  | 0.00081234 |  | #REF! |  | 0.0012242 |  | 0.00014519 |  | #REF! |  | 0.00023779 |  | -0.00016211 |  | 0.00011413 |  | 2.4458e-06 |  | 0.00019048 |  | 3.714e-05 |  | 3.714e-05 |  | 0.00060467 |  | -0.00013655 |  | 5.6589e-06 |  | 0.00029224 |  | 0.0053293
| #REF! |  | 0.00087184 |  | 0.0026781 |  | 3.5217e-05 |  | 0.0039289 |  | 0.10012 |  | 0.083464 |  | 0.0017031 |  | #REF! |  | 0.00075592 |  | #REF! |  | 0.0013478 |  | 0.0001452 |  | #REF! |  | 0.00017888 |  | 4.172e-05 |  | 0.00011414 |  | 2.3965e-06 |  | 0.00019049 |  | 6.5547e-06 |  | 6.5547e-06 |  | 0.00072258 |  | 0.00015704 |  | 5.6589e-06 |  | 0.0002971 |  | 0.0056572
| #REF! |  | 0.00069491 |  | 0.0025899 |  | 0.00011339 |  | 0.0036971 |  | 0.09747 |  | 0.080738 |  | 0.0017818 |  | #REF! |  | 0.0004431 |  | #REF! |  | 0.0013139 |  | 0.00024504 |  | #REF! |  | 0.00013307 |  | 0.00010251 |  | 8.6539e-05 |  | 2.4601e-06 |  | 0.00015006 |  | -4.6531e-05 |  | -4.6531e-05 |  | 0.00071531 |  | -0.0001346 |  | 4.0428e-06 |  | 0.0002971 |  | 0.005683
| #REF! |  | 0.00068971 |  | 0.0026956 |  | 0.00011339 |  | 0.0036164 |  | 0.094891 |  | 0.078726 |  | 0.0017884 |  | #REF! |  | 0.00049536 |  | #REF! |  | 0.0012913 |  | 0.00024597 |  | #REF! |  | 0.00013599 |  | -0.00011204 |  | 8.6544e-05 |  | 2.5116e-06 |  | 0.00015007 |  | -9.1334e-05 |  | -9.1334e-05 |  | 0.00072182 |  | -0.00010915 |  | 4.0433e-06 |  | 0.00029309 |  | 0.0056977
| #REF! |  | 0.00077801 |  | 0.0027487 |  | 9.7042e-05 |  | 0.0037242 |  | 0.092317 |  | 0.077192 |  | 0.0017652 |  | #REF! |  | 0.00046651 |  | #REF! |  | 0.0013524 |  | 0.00022736 |  | #REF! |  | 0.00015874 |  | -0.00032541 |  | 8.036e-05 |  | 2.4998e-06 |  | 0.00015735 |  | -9.0902e-05 |  | -9.0902e-05 |  | 0.00068795 |  | 0.00029117 |  | 5.6593e-06 |  | 0.0002923 |  | 0.0064567
| #REF! |  | 0.00074455 |  | 0.0027281 |  | 9.7034e-05 |  | 0.0035699 |  | 0.090109 |  | 0.075071 |  | 0.0018686 |  | #REF! |  | 0.00048903 |  | #REF! |  | 0.0013105 |  | 0.00022645 |  | #REF! |  | 0.00017754 |  | -0.0001192 |  | 8.0365e-05 |  | 2.4839e-06 |  | 0.00015736 |  | -1.1139e-05 |  | -1.1139e-05 |  | 0.00056037 |  | 0.00013388 |  | 5.66e-06 |  | 0.00028987 |  | 0.0066474
| #REF! |  | 0.00073811 |  | 0.0026619 |  | 6.9397e-05 |  | 0.0032684 |  | 0.08801 |  | 0.072946 |  | 0.0020095 |  | #REF! |  | 0.0005102 |  | #REF! |  | 0.0012548 |  | 0.00020231 |  | #REF! |  | 0.00014293 |  | -8.7017e-05 |  | 0.00011955 |  | 2.479e-06 |  | 7.3227e-05 |  | 1.0928e-05 |  | 1.0928e-05 |  | 0.00052245 |  | -7.2637e-05 |  | 4.0436e-06 |  | 0.00028505 |  | 0.0067967
| #REF! |  | 0.00080852 |  | 0.002581 |  | 6.939e-05 |  | 0.0030212 |  | 0.085918 |  | 0.071657 |  | 0.0021738 |  | #REF! |  | 0.00035673 |  | #REF! |  | 0.0012163 |  | 0.00020232 |  | #REF! |  | 0.00012129 |  | 4.8872e-05 |  | 0.00011956 |  | 2.4841e-06 |  | 7.3231e-05 |  | 0 |  | 0 |  | 0.00056125 |  | -0.00018257 |  | 4.0436e-06 |  | 0.00027941 |  | 0.0071269
| #REF! |  | 0.00080313 |  | 0.002619 |  | 6.1498e-05 |  | 0.0029361 |  | 0.083819 |  | 0.070859 |  | 0.0023564 |  | #REF! |  | 0.00045264 |  | #REF! |  | 0.0012164 |  | 0.00022708 |  | #REF! |  | 0.00019034 |  | 0.00031708 |  | 0.00010255 |  | 2.4915e-06 |  | 0.00014351 |  | -2.2938e-05 |  | -2.2938e-05 |  | 0.0006307 |  | -0.00020279 |  | 5.6603e-06 |  | 0.00027457 |  | 0.0073635
| #REF! |  | 0.00073385 |  | 0.002655 |  | 6.1498e-05 |  | 0.0029496 |  | 0.081515 |  | 0.069316 |  | 0.0024507 |  | #REF! |  | 0.00067841 |  | #REF! |  | 0.0012824 |  | 0.00022709 |  | #REF! |  | 0.00019034 |  | 0.0002384 |  | 0.00010256 |  | 2.4514e-06 |  | 0.00014352 |  | -7.6496e-05 |  | -7.6496e-05 |  | 0.00070261 |  | -0.00017856 |  | 5.6607e-06 |  | 0.00027539 |  | 0.0077755
| #REF! |  | 0.00072883 |  | 0.0026234 |  | 4.5981e-05 |  | 0.0030372 |  | 0.079185 |  | 0.067461 |  | 0.002433 |  | #REF! |  | 0.00071717 |  | #REF! |  | 0.0012757 |  | 0.00015605 |  | #REF! |  | 0.00019268 |  | 0.00017761 |  | 7.0137e-05 |  | 2.4128e-06 |  | 0.00010599 |  | -7.4515e-05 |  | -7.4515e-05 |  | 0.00067681 |  | -0.00030188 |  | 5.6607e-06 |  | 0.0002746 |  | 0.0078541
| #REF! |  | 0.00070355 |  | 0.002599 |  | 4.5977e-05 |  | 0.0030386 |  | 0.077114 |  | 0.066511 |  | 0.0025859 |  | #REF! |  | 0.00066589 |  | #REF! |  | 0.0012338 |  | 0.00015606 |  | #REF! |  | 0.00019271 |  | 8.1056e-05 |  | 7.0142e-05 |  | 2.3987e-06 |  | 0.000106 |  | -1.8768e-05 |  | -1.8768e-05 |  | 0.0006655 |  | -3.969e-05 |  | 5.661e-06 |  | 0.00027945 |  | 0.0082335
| #REF! |  | 0.00063943 |  | 0.0026558 |  | 6.7704e-05 |  | 0.0027873 |  | 0.075348 |  | 0.065639 |  | 0.0027284 |  | #REF! |  | 0.00073975 |  | #REF! |  | 0.001292 |  | 0.0002897 |  | #REF! |  | 0.0001954 |  | -6.5561e-05 |  | 0.00021346 |  | 2.4237e-06 |  | 0.00012722 |  | 8.9647e-05 |  | 8.9647e-05 |  | 0.00087878 |  | 2.8343e-05 |  | 5.661e-06 |  | 0.00028835 |  | 0.0083877
| #REF! |  | 0.00071858 |  | 0.0026287 |  | 6.7704e-05 |  | 0.0027346 |  | 0.073735 |  | 0.064107 |  | 0.0027593 |  | #REF! |  | 0.00067185 |  | #REF! |  | 0.0014872 |  | 0.0002898 |  | #REF! |  | 0.0001954 |  | -3.1859e-05 |  | 0.00021347 |  | 2.5468e-06 |  | 0.00012723 |  | -5.4665e-06 |  | -5.4665e-06 |  | 0.0008707 |  | 5.5906e-05 |  | 5.6614e-06 |  | 0.00028835 |  | 0.0081683
| #REF! |  | 0.00078611 |  | 0.0025764 |  | 8.9151e-05 |  | 0.0029417 |  | 0.072291 |  | 0.062815 |  | 0.0030147 |  | #REF! |  | 0.00060946 |  | #REF! |  | 0.001572 |  | 0.00017146 |  | #REF! |  | 0.00013512 |  | 2.384e-06 |  | 0.00012458 |  | 2.6452e-06 |  | 7.0755e-05 |  | -0.00012248 |  | -0.00012248 |  | 0.00063085 |  | -0.0003129 |  | 5.6614e-06 |  | 0.00028594 |  | 0.0086375
| #REF! |  | 0.00067062 |  | 0.002615 |  | 8.9144e-05 |  | 0.0029233 |  | 0.071018 |  | 0.061737 |  | 0.0031777 |  | #REF! |  | 0.00053555 |  | #REF! |  | 0.0013829 |  | 0.00017139 |  | #REF! |  | 0.00013514 |  | -9.4169e-05 |  | 0.00012458 |  | 2.717e-06 |  | 7.076e-05 |  | -7.7653e-05 |  | -7.7653e-05 |  | 0.00070279 |  | -0.00065938 |  | 5.6621e-06 |  | 0.00028354 |  | 0.0091421
| #REF! |  | 0.00058814 |  | 0.0026281 |  | 8.9144e-05 |  | 0.0027655 |  | 0.069393 |  | 0.060501 |  | 0.0034329 |  | #REF! |  | 0.00025715 |  | #REF! |  | 0.0012802 |  | 0.00024974 |  | #REF! |  | 0.00017484 |  | -3.6952e-05 |  | 8.7522e-05 |  | 2.6878e-06 |  | 0.00014113 |  | 4.9208e-05 |  | 4.9208e-05 |  | 0.00069713 |  | 7.0839e-06 |  | 4.0448e-06 |  | 0.00028838 |  | 0.0093554
| #REF! |  | 0.00063959 |  | 0.0025119 |  | 8.9151e-05 |  | 0.0027958 |  | 0.06753 |  | 0.058974 |  | 0.0036567 |  | #REF! |  | 0.00051312 |  | #REF! |  | 0.0013525 |  | 0.00024976 |  | #REF! |  | 0.00017487 |  | 0.00016688 |  | 8.7527e-05 |  | 2.6302e-06 |  | 0.00014114 |  | 4.3744e-06 |  | 4.3744e-06 |  | 0.00066163 |  | 0.00040071 |  | 4.0451e-06 |  | 0.00029406 |  | 0.0097095
| #REF! |  | 0.0007102 |  | 0.0024711 |  | 0.00012638 |  | 0.0026564 |  | 0.065345 |  | 0.057079 |  | 0.0036816 |  | #REF! |  | 0.00079668 |  | #REF! |  | 0.0014133 |  | 0.00021898 |  | #REF! |  | 0.00011088 |  | 0.00017761 |  | 4.5681e-05 |  | 2.6068e-06 |  | 0.00014231 |  | -8.7496e-05 |  | -8.7496e-05 |  | 0.00070449 |  | 0.00016315 |  | 5.6624e-06 |  | 0.00029408 |  | 0.0099327
| #REF! |  | 0.0007641 |  | 0.0025648 |  | 0.00012639 |  | 0.0022764 |  | 0.063317 |  | 0.055544 |  | 0.0038008 |  | #REF! |  | 0.00059693 |  | #REF! |  | 0.0013638 |  | 0.00021899 |  | #REF! |  | 0.00011088 |  | -8.7013e-05 |  | 4.5684e-05 |  | 2.5147e-06 |  | 0.00014232 |  | -6.2344e-05 |  | -6.2344e-05 |  | 0.00070772 |  | 0.00021557 |  | 5.6628e-06 |  | 0.00028842 |  | 0.01064
| #REF! |  | 0.00074545 |  | 0.0027131 |  | 5.0873e-05 |  | 0.0023494 |  | 0.061584 |  | 0.054472 |  | 0.0040172 |  | #REF! |  | 0.00056554 |  | #REF! |  | 0.0013332 |  | 0.0003357 |  | #REF! |  | 0.00025782 |  | -5.4829e-05 |  | 0.0002289 |  | 2.4453e-06 |  | 0.00019926 |  | 0.00012141 |  | 0.00012141 |  | 0.00071019 |  | 0.00026553 |  | 2.4274e-06 |  | 0.00028197 |  | 0.011107
| #REF! |  | 0.00069109 |  | 0.0027 |  | 5.0877e-05 |  | 0.002439 |  | 0.059678 |  | 0.053028 |  | 0.0042933 |  | #REF! |  | 0.00075336 |  | #REF! |  | 0.0013762 |  | 0.00033573 |  | #REF! |  | 0.00025786 |  | -0.00012278 |  | 0.00022891 |  | 2.3629e-06 |  | 0.00019927 |  | 0.00013236 |  | 0.00013236 |  | 0.00075867 |  | 0.00034749 |  | 2.4274e-06 |  | 0.00027955 |  | 0.011081
| #REF! |  | 0.00066986 |  | 0.0025186 |  | 5.6989e-05 |  | 0.0023733 |  | 0.05806 |  | 0.051512 |  | 0.0043954 |  | #REF! |  | 0.00047951 |  | #REF! |  | 0.0014276 |  | 0.00011156 |  | #REF! |  | 8.2002e-05 |  | -0.00018 |  | 8.4195e-05 |  | 2.3455e-06 |  | 0.00015804 |  | -0.00010456 |  | -0.00010456 |  | 0.00075063 |  | 8.2609e-05 |  | 5.6631e-06 |  | 0.00028038 |  | 0.011548
| #REF! |  | 0.00057413 |  | 0.0024682 |  | 5.6989e-05 |  | 0.0023047 |  | 0.056395 |  | 0.050123 |  | 0.0045467 |  | #REF! |  | 0.00027936 |  | #REF! |  | 0.0014761 |  | 0.00011157 |  | #REF! |  | 8.2002e-05 |  | -0.00011379 |  | 8.42e-05 |  | 2.3678e-06 |  | 0.00015805 |  | -0.00020085 |  | -0.00020085 |  | 0.00065775 |  | -0.00078535 |  | 5.6635e-06 |  | 0.00028201 |  | 0.012093
| #REF! |  | 0.00058057 |  | 0.0024443 |  | 2.5439e-05 |  | 0.0020831 |  | 0.054655 |  | 0.048614 |  | 0.0049666 |  | #REF! |  | 0.00049072 |  | #REF! |  | 0.0015449 |  | 0.00034315 |  | #REF! |  | 0.00025286 |  | -0.00015854 |  | 0.00021851 |  | 2.4207e-06 |  | 6.3037e-05 |  | -0.00012801 |  | -0.00012801 |  | 0.00056806 |  | -0.00038304 |  | 4.0461e-06 |  | 0.00028686 |  | 0.01272
| #REF! |  | 0.00059575 |  | 0.0024343 |  | 2.5439e-05 |  | 0.0021542 |  | 0.052927 |  | 0.04709 |  | 0.005302 |  | #REF! |  | 0.00059801 |  | #REF! |  | 0.0014292 |  | 0.00034317 |  | #REF! |  | 0.00025286 |  | -3.3375e-05 |  | 0.00021853 |  | 2.4892e-06 |  | 6.3041e-05 |  | -4.7051e-05 |  | -4.7051e-05 |  | 0.00065941 |  | 4.2763e-05 |  | 4.0463e-06 |  | 0.00028849 |  | 0.013121
| #REF! |  | 0.00056853 |  | 0.002429 |  | 0.00010156 |  | 0.0021205 |  | 0.051237 |  | 0.045317 |  | 0.0054 |  | #REF! |  | 0.00035679 |  | #REF! |  | 0.0013779 |  | 0.0002548 |  | #REF! |  | 0.000176 |  | -8.344e-05 |  | 3.0333e-05 |  | 2.506e-06 |  | 8.1462e-05 |  | -5.2524e-05 |  | -5.2524e-05 |  | 0.00064086 |  | -0.00019325 |  | 4.0463e-06 |  | 0.00028204 |  | 0.01355
| #REF! |  | 0.00054301 |  | 0.0024212 |  | 0.00010157 |  | 0.0019423 |  | 0.049805 |  | 0.043929 |  | 0.0055316 |  | #REF! |  | 0.00027021 |  | #REF! |  | 0.0013316 |  | 0.00025482 |  | #REF! |  | 0.000176 |  | -4.0528e-05 |  | 3.0335e-05 |  | 2.4546e-06 |  | 8.1468e-05 |  | 8.7548e-06 |  | 8.7548e-06 |  | 0.00067076 |  | -3.6383e-05 |  | 4.0466e-06 |  | 0.00027315 |  | 0.014304
| #REF! |  | 0.00055684 |  | 0.0024512 |  | 3.6202e-05 |  | 0.0020112 |  | 0.04808 |  | 0.042889 |  | 0.0058332 |  | #REF! |  | 0.00064037 |  | #REF! |  | 0.0012854 |  | 0.00036078 |  | #REF! |  | 0.00025732 |  | -0.00010847 |  | 9.6532e-05 |  | 2.385e-06 |  | 0.00010537 |  | 9.7402e-05 |  | 9.7402e-05 |  | 0.00086397 |  | -7.0486e-05 |  | 7.2833e-06 |  | 0.00027398 |  | 0.01477
| #REF! |  | 0.00058136 |  | 0.0024645 |  | 3.6205e-05 |  | 0.0019453 |  | 0.046431 |  | 0.041387 |  | 0.0061293 |  | #REF! |  | 0.0006809 |  | #REF! |  | 0.0013848 |  | 0.0003608 |  | #REF! |  | 0.00025732 |  | -6.9136e-05 |  | 9.6538e-05 |  | 2.3528e-06 |  | 0.00010537 |  | -2.4079e-05 |  | -2.4079e-05 |  | 0.00070479 |  | -0.00037412 |  | 7.2833e-06 |  | 0.00028208 |  | 0.015296
| #REF! |  | 0.00054778 |  | 0.0024188 |  | 3.9137e-05 |  | 0.0019383 |  | 0.044752 |  | 0.03962 |  | 0.0064095 |  | #REF! |  | 0.00053434 |  | #REF! |  | 0.0013158 |  | 0.00017731 |  | #REF! |  | 0.00021393 |  | -0.00023721 |  | 3.1096e-05 |  | 2.3792e-06 |  | 0.00014386 |  | -0.00020129 |  | -0.00020129 |  | 0.00055446 |  | -0.00018765 |  | 5.6649e-06 |  | 0.00028531 |  | 0.015911
| #REF! |  | 0.00055814 |  | 0.0024092 |  | 3.914e-05 |  | 0.00184 |  | 0.043199 |  | 0.038136 |  | 0.0066512 |  | #REF! |  | 0.0006215 |  | #REF! |  | 0.0012601 |  | 0.00017732 |  | #REF! |  | 0.00021393 |  | -0.00059123 |  | 3.1098e-05 |  | 2.5053e-06 |  | 0.00014387 |  | -0.00012359 |  | -0.00012359 |  | 0.00062805 |  | 1.373e-05 |  | 5.6649e-06 |  | 0.00028614 |  | 0.016318
| #REF! |  | 0.00050048 |  | 0.0022752 |  | 7.7309e-05 |  | 0.0016 |  | 0.041873 |  | 0.036861 |  | 0.0067587 |  | #REF! |  | 0.00061031 |  | #REF! |  | 0.0013707 |  | 0.00029128 |  | #REF! |  | 0.00016726 |  | -0.00043389 |  | 0.00013648 |  | 2.6071e-06 |  | 0.00024234 |  | -9.5377e-05 |  | -9.5377e-05 |  | 0.00069595 |  | -0.00026952 |  | 4.0473e-06 |  | 0.0002821 |  | 0.017014
| #REF! |  | 0.00054305 |  | 0.0022543 |  | 7.7302e-05 |  | 0.0016511 |  | 0.040369 |  | 0.035594 |  | 0.0070014 |  | #REF! |  | 0.00062998 |  | #REF! |  | 0.0014586 |  | 0.0002913 |  | #REF! |  | 0.00016728 |  | -0.00025509 |  | 0.00013649 |  | 2.6821e-06 |  | 0.00024235 |  | -0.00010524 |  | -0.00010524 |  | 0.00067659 |  | -0.00016075 |  | 4.0473e-06 |  | 0.00027969 |  | 0.017778
| #REF! |  | 0.00055657 |  | 0.0023083 |  | 0.0001106 |  | 0.001742 |  | 0.039021 |  | 0.034232 |  | 0.007262 |  | #REF! |  | 0.00077516 |  | #REF! |  | 0.0014813 |  | 0.00020767 |  | #REF! |  | 0.00019626 |  | -0.00012993 |  | 3.1122e-05 |  | 2.6682e-06 |  | 9.0081e-05 |  | -5.5835e-05 |  | -5.5835e-05 |  | 0.00080032 |  | -0.00027205 |  | 5.6656e-06 |  | 0.00027809 |  | 0.018421
| #REF! |  | 0.00050111 |  | 0.0022232 |  | 0.0001106 |  | 0.001572 |  | 0.037739 |  | 0.032949 |  | 0.0075578 |  | #REF! |  | 0.00088297 |  | #REF! |  | 0.0015276 |  | 0.00020768 |  | #REF! |  | 0.00019626 |  | -7.2713e-05 |  | 3.1124e-05 |  | 2.6383e-06 |  | 9.0087e-05 |  | -2.8469e-05 |  | -2.8469e-05 |  | 0.00083023 |  | -0.00031389 |  | 5.6659e-06 |  | 0.00028051 |  | 0.018768
| #REF! |  | 0.00051187 |  | 0.0022734 |  | 6.433e-05 |  | 0.0015137 |  | 0.0364 |  | 0.031864 |  | 0.0078311 |  | #REF! |  | 0.0006683 |  | #REF! |  | 0.0014503 |  | 0.0002733 |  | #REF! |  | 0.00020511 |  | -0.00015133 |  | 0.00013832 |  | 2.6227e-06 |  | 0.00024225 |  | -4.161e-05 |  | -4.161e-05 |  | 0.00078177 |  | -0.00037237 |  | 4.0478e-06 |  | 0.00028457 |  | 0.019309
| #REF! |  | 0.00051714 |  | 0.0023208 |  | 6.433e-05 |  | 0.0016781 |  | 0.035112 |  | 0.030801 |  | 0.0079828 |  | #REF! |  | 0.000526 |  | #REF! |  | 0.001426 |  | 0.00027332 |  | #REF! |  | 0.00020514 |  | -0.00022291 |  | 0.00013833 |  | 2.5722e-06 |  | 0.00024226 |  | 5.1088e-05 |  | 5.1088e-05 |  | 0.00072199 |  | -0.00049767 |  | 4.0478e-06 |  | 0.00028297 |  | 0.020196
| #REF! |  | 0.00054595 |  | 0.0023328 |  | 4.6972e-05 |  | 0.0015532 |  | 0.033796 |  | 0.029788 |  | 0.0083527 |  | #REF! |  | 0.00047003 |  | #REF! |  | 0.0014086 |  | 0.00043669 |  | #REF! |  | 0.00017991 |  | -0.00029801 |  | 0.0001648 |  | 2.5405e-06 |  | 0.00022317 |  | 0.00021646 |  | 0.00021646 |  | 0.0005514 |  | -3.1864e-05 |  | 4.0483e-06 |  | 0.00028055 |  | 0.020857
| #REF! |  | 0.00050136 |  | 0.0023475 |  | 4.6968e-05 |  | 0.0014001 |  | 0.032476 |  | 0.02894 |  | 0.0087117 |  | #REF! |  | 0.00067582 |  | #REF! |  | 0.0013752 |  | 0.00043672 |  | #REF! |  | 0.00017993 |  | -0.00036595 |  | 0.00016481 |  | 2.6093e-06 |  | 0.00022318 |  | 0.00013909 |  | 0.00013909 |  | 0.00059509 |  | 5.9162e-05 |  | 4.0483e-06 |  | 0.00027733 |  | 0.021627
| #REF! |  | 0.00044529 |  | 0.0022985 |  | 6.9409e-05 |  | 0.0014648 |  | 0.031386 |  | 0.028027 |  | 0.0089155 |  | #REF! |  | 0.0010146 |  | #REF! |  | 0.0015005 |  | 0.00024352 |  | #REF! |  | 0.00015529 |  | -5.4831e-05 |  | 0.00015766 |  | 2.6975e-06 |  | 0.00016196 |  | 5.4765e-05 |  | 5.4765e-05 |  | 0.00067191 |  | 0.00028162 |  | 4.0483e-06 |  | 0.00028057 |  | 0.021996
| #REF! |  | 0.00049227 |  | 0.0023492 |  | 6.9415e-05 |  | 0.0015266 |  | 0.030302 |  | 0.027037 |  | 0.0093008 |  | #REF! |  | 0.00078182 |  | #REF! |  | 0.0014814 |  | 0.00024353 |  | #REF! |  | 0.00018891 |  | -7.2716e-05 |  | 0.00015767 |  | 2.7259e-06 |  | 0.00016197 |  | 2.1907e-05 |  | 2.1907e-05 |  | 0.00070914 |  | 0.0002285 |  | 4.0486e-06 |  | 0.00028867 |  | 0.022501
| #REF! |  | 0.00046922 |  | 0.0023718 |  | 5.186e-05 |  | 0.0015343 |  | 0.029025 |  | 0.026142 |  | 0.0097773 |  | #REF! |  | 0.00061171 |  | #REF! |  | 0.0013543 |  | 0.0002354 |  | #REF! |  | 0.00018084 |  | -0.00011563 |  | 0.00010044 |  | 2.6658e-06 |  | 0.00020165 |  | -5.6961e-05 |  | -5.6961e-05 |  | 0.0007763 |  | -0.00025617 |  | 5.6673e-06 |  | 0.00029273 |  | 0.023139
| #REF! |  | 0.00045424 |  | 0.0022699 |  | 5.1865e-05 |  | 0.0013869 |  | 0.027875 |  | 0.025364 |  | 0.010282 |  | #REF! |  | 0.0008172 |  | #REF! |  | 0.0013894 |  | 0.00023542 |  | #REF! |  | 0.00014725 |  | 0.00024913 |  | 0.00010045 |  | 2.5037e-06 |  | 0.00020166 |  | -4.7107e-05 |  | -4.7107e-05 |  | 0.00071646 |  | -8.0735e-06 |  | 5.6673e-06 |  | 0.00028788 |  | 0.023888
| #REF! |  | 0.00043864 |  | 0.0021751 |  | 9.3118e-05 |  | 0.0012947 |  | 0.027116 |  | 0.024628 |  | 0.010717 |  | #REF! |  | 0.00090332 |  | #REF! |  | 0.0013798 |  | 0.00012864 |  | #REF! |  | 0.00011501 |  | 0.00020979 |  | 1.483e-05 |  | 2.4007e-06 |  | 0.00017196 |  | -8.7648e-06 |  | -8.7648e-06 |  | 0.00073753 |  | -5.1145e-05 |  | 5.6673e-06 |  | 0.00027738 |  | 0.024597
| #REF! |  | 0.00043676 |  | 0.0022404 |  | 0.00011273 |  | 0.0012685 |  | 0.026265 |  | 0.023877 |  | 0.011234 |  | #REF! |  | 0.00082553 |  | #REF! |  | 0.0013962 |  | 0.00012865 |  | #REF! |  | 0.00011501 |  | 0.00011682 |  | 1.4831e-05 |  | 2.4523e-06 |  | 0.00017197 |  | 0.00010725 |  | 0.00010725 |  | 0.00071898 |  | -0.00044006 |  | 5.668e-06 |  | 0.00027174 |  | 0.02534
| #REF! |  | 0.00036584 |  | 0.002311 |  | 0.00011273 |  | 0.001251 |  | 0.025326 |  | 0.02304 |  | 0.011896 |  | #REF! |  | 0.00061214 |  | #REF! |  | 0.0014538 |  | 0.00029517 |  | #REF! |  | 0.00012584 |  | 0.00012754 |  | 0.00018675 |  | 2.6071e-06 |  | 0.00010504 |  | 4.2351e-05 |  | 4.2351e-05 |  | 0.00058958 |  | 0.00021082 |  | 5.6677e-06 |  | 0.00027093 |  | 0.026531
| #REF! |  | 0.00034576 |  | 0.002282 |  | 9.3118e-05 |  | 0.0012098 |  | 0.024508 |  | 0.022356 |  | 0.012269 |  | #REF! |  | 0.00050376 |  | #REF! |  | 0.0013928 |  | 0.00029519 |  | #REF! |  | 0.00012586 |  | -0.00012278 |  | 0.00018676 |  | 2.7568e-06 |  | 0.00010504 |  | -8.1352e-05 |  | -8.1352e-05 |  | 0.0006527 |  | 0.00057414 |  | 5.6684e-06 |  | 0.00027337 |  | 0.027256
| #REF! |  | 0.00042391 |  | 0.002284 |  | 9.3118e-05 |  | 0.0011848 |  | 0.023712 |  | 0.021831 |  | 0.012772 |  | #REF! |  | 0.00055003 |  | #REF! |  | 0.0014955 |  | 0.00026869 |  | #REF! |  | 0.00022077 |  | -0.00014423 |  | 0.00010886 |  | 2.7501e-06 |  | 0.00015074 |  | -0.00016429 |  | -0.00016429 |  | 0.00073277 |  | 0.00060584 |  | 4.0496e-06 |  | 0.00027984 |  | 0.027932
| #REF! |  | 0.00035595 |  | 0.0022195 |  | 9.3118e-05 |  | 0.001249 |  | 0.022856 |  | 0.021464 |  | 0.013571 |  | #REF! |  | 0.00060179 |  | #REF! |  | 0.001609 |  | 0.00026871 |  | #REF! |  | 0.00022083 |  | -0.00034448 |  | 0.00010887 |  | 2.6384e-06 |  | 0.00015075 |  | -0.00021909 |  | -0.00021909 |  | 0.00081937 |  | 0.00048516 |  | 4.0496e-06 |  | 0.00028957 |  | 0.028337
| #REF! |  | 0.00035379 |  | 0.0021913 |  | 8.2959e-05 |  | 0.0011681 |  | 0.021964 |  | 0.021146 |  | 0.014293 |  | #REF! |  | 0.00094909 |  | #REF! |  | 0.0015051 |  | 0.000221 |  | #REF! |  | 0.00022079 |  | -0.00052328 |  | 0.00013205 |  | 2.5325e-06 |  | 9.2248e-05 |  | -0.00010193 |  | -0.00010193 |  | 0.00074095 |  | -6.9095e-05 |  | 5.6687e-06 |  | 0.00029687 |  | 0.028792
| #REF! |  | 0.00039209 |  | 0.0022915 |  | 8.2967e-05 |  | 0.00118 |  | 0.021276 |  | 0.020604 |  | 0.015056 |  | #REF! |  | 0.00098154 |  | #REF! |  | 0.0014556 |  | 0.00022102 |  | #REF! |  | 0.00022082 |  | -0.00024436 |  | 0.00013206 |  | 2.5173e-06 |  | 9.2254e-05 |  | -2.1921e-05 |  | -2.1921e-05 |  | 0.0005274 |  | -0.00015313 |  | 5.6691e-06 |  | 0.00029363 |  | 0.030223
| #REF! |  | 0.00036155 |  | 0.002229 |  | 7.0544e-05 |  | 0.0012286 |  | 0.020611 |  | 0.019904 |  | 0.015621 |  | #REF! |  | 0.0010173 |  | #REF! |  | 0.0014871 |  | 0.00018925 |  | #REF! |  | 0.000169 |  | -0.00024436 |  | 0.00023578 |  | 2.6111e-06 |  | 0.00014838 |  | -7.8237e-05 |  | -7.8237e-05 |  | 0.00053472 |  | 0.00017711 |  | 7.2891e-06 |  | 0.00028475 |  | 0.031217
| #REF! |  | 0.00029271 |  | 0.0021761 |  | 7.055e-05 |  | 0.0012027 |  | 0.019879 |  | 0.01918 |  | 0.016088 |  | #REF! |  | 0.0013783 |  | #REF! |  | 0.0015307 |  | 0.00018926 |  | #REF! |  | 0.000169 |  | -0.00029085 |  | 0.0002358 |  | 2.6576e-06 |  | 0.00014839 |  | -0.00012648 |  | -0.00012648 |  | 0.00065125 |  | 0.00011815 |  | 7.2896e-06 |  | 0.00027911 |  | 0.031598
| #REF! |  | 0.00030477 |  | 0.0023007 |  | 5.8698e-05 |  | 0.0011623 |  | 0.019266 |  | 0.018631 |  | 0.016849 |  | #REF! |  | 0.0012745 |  | #REF! |  | 0.0015515 |  | 0.00014785 |  | #REF! |  | 0.00017176 |  | 0.0001347 |  | 0.00015507 |  | 2.6087e-06 |  | 0.0001586 |  | -5.7008e-05 |  | -5.7008e-05 |  | 0.00073538 |  | -0.00011125 |  | 5.6698e-06 |  | 0.00028072 |  | 0.032491
| #REF! |  | 0.00034755 |  | 0.0022646 |  | 5.8692e-05 |  | 0.001201 |  | 0.018744 |  | 0.018093 |  | 0.017609 |  | #REF! |  | 0.00094665 |  | #REF! |  | 0.0015435 |  | 0.00014786 |  | #REF! |  | 0.00017178 |  | 0.00024805 |  | 0.00015508 |  | 2.6578e-06 |  | 0.00015861 |  | -7.017e-05 |  | -7.017e-05 |  | 0.00070145 |  | 3.7041e-05 |  | 5.6698e-06 |  | 0.00027912 |  | 0.033764
| #REF! |  | 0.00037978 |  | 0.0020117 |  | 7.7323e-05 |  | 0.0011443 |  | 0.018219 |  | 0.017462 |  | 0.018239 |  | #REF! |  | 0.00092431 |  | #REF! |  | 0.0016622 |  | 0.00012363 |  | #REF! |  | 6.3392e-05 |  | -1.9072e-05 |  | 3.5874e-05 |  | 2.7517e-06 |  | 8.7526e-05 |  | -0.0001813 |  | -0.0001813 |  | 0.00079772 |  | -7.2598e-05 |  | 4.0506e-06 |  | 0.00027589 |  | 0.034675
| #REF! |  | 0.00047708 |  | 0.0019942 |  | 7.7323e-05 |  | 0.0010937 |  | 0.017665 |  | 0.016903 |  | 0.018871 |  | #REF! |  | 0.00088331 |  | #REF! |  | 0.0016622 |  | 0.00012364 |  | #REF! |  | 6.3392e-05 |  | -9.0593e-05 |  | 3.5876e-05 |  | 2.7403e-06 |  | 8.7532e-05 |  | -0.00011443 |  | -0.00011443 |  | 0.00081072 |  | -0.00013553 |  | 4.5909e-06 |  | 0.0002848 |  | 0.035818
| #REF! |  | 0.00052822 |  | 0.0022209 |  | 9.4819e-05 |  | 0.0010486 |  | 0.017062 |  | 0.016435 |  | 0.019725 |  | #REF! |  | 0.0010286 |  | #REF! |  | 0.001582 |  | 0.0002472 |  | #REF! |  | 0.00020046 |  | 4.5289e-05 |  | 7.9808e-05 |  | 2.6299e-06 |  | 0.00013004 |  | -6.7908e-05 |  | -6.7908e-05 |  | 0.00066755 |  | -4.6734e-05 |  | 6.2106e-06 |  | 0.00029615 |  | 0.036987
| #REF! |  | 0.00046076 |  | 0.0022608 |  | 9.4828e-05 |  | 0.00091951 |  | 0.016478 |  | 0.016085 |  | 0.020672 |  | #REF! |  | 0.0012779 |  | #REF! |  | 0.0016126 |  | 0.00024722 |  | #REF! |  | 0.00020048 |  | 0.00014899 |  | 7.9813e-05 |  | 2.3986e-06 |  | 0.00013004 |  | -7.1201e-05 |  | -7.1201e-05 |  | 0.00065217 |  | 0.00013668 |  | 5.6705e-06 |  | 0.00030019 |  | 0.037466
| #REF! |  | 0.00047228 |  | 0.0022194 |  | 0.00011457 |  | 0.0011516 |  | 0.016019 |  | 0.015787 |  | 0.021564 |  | #REF! |  | 0.0012934 |  | #REF! |  | 0.0016802 |  | 0.00019047 |  | #REF! |  | 0.00019005 |  | -1.192e-05 |  | 6.9263e-05 |  | 2.2735e-06 |  | 0.00022371 |  | 5.7031e-05 |  | 5.7031e-05 |  | 0.00056968 |  | -0.00022298 |  | 5.6708e-06 |  | 0.00029131 |  | 0.038201
| #REF! |  | 0.00034525 |  | 0.0021505 |  | 0.00011457 |  | 0.0012417 |  | 0.015603 |  | 0.015299 |  | 0.022406 |  | #REF! |  | 0.0010842 |  | #REF! |  | 0.0017203 |  | 0.00019049 |  | #REF! |  | 0.00019005 |  | -0.00018356 |  | 6.9267e-05 |  | 2.3226e-06 |  | 0.00022373 |  | -0.00014368 |  | -0.00014368 |  | 0.00055835 |  | -0.00028392 |  | 5.6708e-06 |  | 0.00028403 |  | 0.039645
| #REF! |  | 0.00022418 |  | 0.0021217 |  | 9.7085e-05 |  | 0.0010847 |  | 0.015135 |  | 0.014726 |  | 0.023547 |  | #REF! |  | 0.0010661 |  | #REF! |  | 0.0015855 |  | 0.00027239 |  | #REF! |  | 0.00015258 |  | 4.1727e-05 |  | 9.3594e-05 |  | 2.4974e-06 |  | 0.00021832 |  | -0.00011627 |  | -0.00011627 |  | 0.00065068 |  | -0.00039537 |  | 5.6712e-06 |  | 0.00028568 |  | 0.041275
| #REF! |  | 0.00037667 |  | 0.0022412 |  | 9.7085e-05 |  | 0.00092938 |  | 0.014748 |  | 0.014333 |  | 0.024743 |  | #REF! |  | 0.0012848 |  | #REF! |  | 0.0015167 |  | 0.00027241 |  | #REF! |  | 0.00021709 |  | 0.00015615 |  | 9.36e-05 |  | 2.6869e-06 |  | 0.00021833 |  | 9.5435e-05 |  | 9.5435e-05 |  | 0.00069191 |  | -9.7963e-05 |  | 5.6715e-06 |  | 0.00028405 |  | 0.042739
| #REF! |  | 0.00050311 |  | 0.002216 |  | 5.8698e-05 |  | 0.00084978 |  | 0.014419 |  | 0.013834 |  | 0.025557 |  | #REF! |  | 0.0013165 |  | #REF! |  | 0.0015871 |  | 0.00017349 |  | #REF! |  | 0.00022454 |  | -3.6952e-05 |  | 8.1071e-05 |  | 2.7242e-06 |  | 0.00029413 |  | -2.0844e-05 |  | -2.0844e-05 |  | 0.00091537 |  | 0.00095867 |  | 4.0518e-06 |  | 0.00027923 |  | 0.043959
| #REF! |  | 0.00049566 |  | 0.0020648 |  | 5.8703e-05 |  | 0.00091256 |  | 0.014064 |  | 0.013164 |  | 0.026174 |  | #REF! |  | 0.0013364 |  | #REF! |  | 0.0016589 |  | 0.0001735 |  | #REF! |  | 0.00016 |  | 0.00021336 |  | 8.1076e-05 |  | 2.7059e-06 |  | 0.00029415 |  | -8.4477e-05 |  | -8.4477e-05 |  | 0.00088948 |  | 0.00085362 |  | 4.0518e-06 |  | 0.00026628 |  | 0.044839
| #REF! |  | 0.00036291 |  | 0.0020501 |  | 7.3378e-05 |  | 0.00094032 |  | 0.013704 |  | 0.012699 |  | 0.027025 |  | #REF! |  | 0.0012284 |  | #REF! |  | 0.0016171 |  | 0.000204 |  | #REF! |  | 0.00017603 |  | 0.00021336 |  | 2.6517e-05 |  | 2.6514e-06 |  | 0.00013341 |  | -0.00013756 |  | -0.00013756 |  | 0.00068876 |  | 0.00027579 |  | 8.9135e-06 |  | 0.00025656 |  | 0.045876
| #REF! |  | 0.00043648 |  | 0.0020452 |  | 7.3378e-05 |  | 0.00090662 |  | 0.013296 |  | 0.012352 |  | 0.028147 |  | #REF! |  | 0.0013942 |  | #REF! |  | 0.0015934 |  | 0.00020401 |  | #REF! |  | 0.00017606 |  | 0.000149 |  | 2.6519e-05 |  | 2.6308e-06 |  | 0.00013341 |  | -0.00011014 |  | -0.00011014 |  | 0.0006856 |  | -0.00018344 |  | 8.9141e-06 |  | 0.00026469 |  | 0.047283
| #REF! |  | 0.00048378 |  | 0.0020553 |  | 3.5236e-05 |  | 0.00088654 |  | 0.013021 |  | 0.01204 |  | 0.029196 |  | #REF! |  | 0.0014194 |  | #REF! |  | 0.0017504 |  | 0.00030023 |  | #REF! |  | 0.00020012 |  | 0.00015973 |  | 0.00015982 |  | 2.6639e-06 |  | 0.00022838 |  | -3.0726e-05 |  | -3.0726e-05 |  | 0.00070418 |  | -0.00015826 |  | 7.2932e-06 |  | 0.00028086 |  | 0.048438
| #REF! |  | 0.00041926 |  | 0.002112 |  | 3.5236e-05 |  | 0.00090552 |  | 0.01276 |  | 0.011707 |  | 0.030017 |  | #REF! |  | 0.0014195 |  | #REF! |  | 0.0017921 |  | 0.00030025 |  | #REF! |  | 0.00020012 |  | 0.00011682 |  | 0.00015983 |  | 2.6472e-06 |  | 0.00022839 |  | -3.1823e-05 |  | -3.1823e-05 |  | 0.00078279 |  | 0.00026464 |  | 7.2936e-06 |  | 0.00029223 |  | 0.049719
| #REF! |  | 0.00040899 |  | 0.0021019 |  | 5.4816e-05 |  | 0.00081643 |  | 0.012407 |  | 0.011368 |  | 0.030879 |  | #REF! |  | 0.0016977 |  | #REF! |  | 0.0017031 |  | 0.00027984 |  | #REF! |  | 0.00015643 |  | 0.00046369 |  | 8.5946e-05 |  | 2.5747e-06 |  | 7.7761e-05 |  | -0.00014379 |  | -0.00014379 |  | 0.00061603 |  | 0.00035635 |  | 7.2941e-06 |  | 0.00029223 |  | 0.051442
| #REF! |  | 0.00053559 |  | 0.0020805 |  | 5.4811e-05 |  | 0.00075473 |  | 0.012037 |  | 0.011243 |  | 0.032419 |  | #REF! |  | 0.0016803 |  | #REF! |  | 0.0017588 |  | 0.00027986 |  | #REF! |  | 0.00015647 |  | 0.00035641 |  | 8.5951e-05 |  | 2.5468e-06 |  | 7.7766e-05 |  | -0.00014269 |  | -0.00014269 |  | 0.00052945 |  | 0.00055916 |  | 7.2941e-06 |  | 0.00028982 |  | 0.053308
| #REF! |  | 0.00051058 |  | 0.0020948 |  | 7.5643e-05 |  | 0.00082815 |  | 0.011673 |  | 0.011067 |  | 0.034028 |  | #REF! |  | 0.0016767 |  | #REF! |  | 0.0017138 |  | 0.0002886 |  | #REF! |  | 0.00015867 |  | 1.6688e-05 |  | 7.5232e-05 |  | 2.5957e-06 |  | 0.00013161 |  | -0.00012645 |  | -0.00012645 |  | 0.00064764 |  | 0.00038867 |  | 4.0528e-06 |  | 0.0002882 |  | 0.055296
| #REF! |  | 0.00032507 |  | 0.0020947 |  | 7.5636e-05 |  | 0.0009606 |  | 0.011364 |  | 0.01074 |  | 0.035105 |  | #REF! |  | 0.0017031 |  | #REF! |  | 0.0015822 |  | 0.00028862 |  | #REF! |  | 0.0001587 |  | 8.1056e-05 |  | 7.5237e-05 |  | 2.6805e-06 |  | 0.00013162 |  | -4.4147e-05 |  | -4.4147e-05 |  | 0.0006323 |  | -7.7744e-05 |  | 4.0533e-06 |  | 0.00029146 |  | 0.056766
| #REF! |  | 0.00036752 |  | 0.0020159 |  | 6.153e-05 |  | 0.0010528 |  | 0.011134 |  | 0.010448 |  | 0.036006 |  | #REF! |  | 0.001602 |  | #REF! |  | 0.0015857 |  | 0.000279 |  | #REF! |  | 0.00015776 |  | -0.00012635 |  | 0.00020849 |  | 2.7181e-06 |  | 0.00018265 |  | 6.475e-05 |  | 6.475e-05 |  | 0.00062991 |  | -0.00027896 |  | 4.0531e-06 |  | 0.00029795 |  | 0.05789
| #REF! |  | 0.00032726 |  | 0.001986 |  | 6.1531e-05 |  | 0.00093368 |  | 0.010957 |  | 0.010256 |  | 0.036993 |  | #REF! |  | 0.0013719 |  | #REF! |  | 0.0017618 |  | 0.00027902 |  | #REF! |  | 0.00015776 |  | -0.0001478 |  | 0.0002085 |  | 2.6646e-06 |  | 0.00018266 |  | 3.1838e-05 |  | 3.1838e-05 |  | 0.00069063 |  | -0.00060372 |  | 4.0536e-06 |  | 0.00030119 |  | 0.059402
| #REF! |  | 0.00034328 |  | 0.0019324 |  | 2.4471e-05 |  | 0.00067439 |  | 0.010711 |  | 0.010081 |  | 0.038241 |  | #REF! |  | 0.0016189 |  | #REF! |  | 0.0018081 |  | 0.00033135 |  | #REF! |  | 0.00014978 |  | -7.2712e-05 |  | 0.00013385 |  | 2.5788e-06 |  | 0.00012265 |  | 5.5993e-05 |  | 5.5993e-05 |  | 0.0006591 |  | -0.00059568 |  | 5.6736e-06 |  | 0.00029878 |  | 0.061074
| #REF! |  | 0.00043721 |  | 0.0019444 |  | 2.4471e-05 |  | 0.00070334 |  | 0.010413 |  | 0.0099076 |  | 0.039548 |  | #REF! |  | 0.0019757 |  | #REF! |  | 0.0018002 |  | 0.00033137 |  | #REF! |  | 0.0001498 |  | -8.3439e-06 |  | 0.00013386 |  | 2.3871e-06 |  | 0.00012266 |  | 7.6857e-06 |  | 7.6857e-06 |  | 0.00062671 |  | -0.00046962 |  | 5.6743e-06 |  | 0.00029554 |  | 0.062626
| #REF! |  | 0.00042454 |  | 0.0020301 |  | 6.6611e-05 |  | 0.00072919 |  | 0.010067 |  | 0.0097158 |  | 0.040776 |  | #REF! |  | 0.0019334 |  | #REF! |  | 0.0017957 |  | 0.00034913 |  | #REF! |  | 0.00012358 |  | 3.0991e-05 |  | 0.00010534 |  | 2.2744e-06 |  | 0.00013732 |  | -9.6613e-05 |  | -9.6613e-05 |  | 0.00057654 |  | -0.00040774 |  | 5.6743e-06 |  | 0.00029313 |  | 0.064433
| #REF! |  | 0.00043454 |  | 0.0020147 |  | 6.6617e-05 |  | 0.00073269 |  | 0.0098201 |  | 0.0095114 |  | 0.042331 |  | #REF! |  | 0.0021739 |  | #REF! |  | 0.0018037 |  | 0.00034915 |  | #REF! |  | 0.0001236 |  | 4.1719e-05 |  | 0.00010535 |  | 2.3041e-06 |  | 0.00013733 |  | -0.00014493 |  | -0.00014493 |  | 0.00060654 |  | 2.4188e-05 |  | 5.6743e-06 |  | 0.00028667 |  | 0.065875
| #REF! |  | 0.00036989 |  | 0.0020872 |  | 7.8465e-05 |  | 0.00089433 |  | 0.0096098 |  | 0.0093559 |  | 0.044476 |  | #REF! |  | 0.0022287 |  | #REF! |  | 0.0018595 |  | 0.0002787 |  | #REF! |  | 0.00018834 |  | 4.1719e-05 |  | 0.00010591 |  | 2.4464e-06 |  | 5.7288e-05 |  | -0.00010653 |  | -0.00010653 |  | 0.00064946 |  | 0.00013982 |  | 4.0541e-06 |  | 0.00028424 |  | 0.066947
| #REF! |  | 0.00031801 |  | 0.0021419 |  | 7.8472e-05 |  | 0.00081532 |  | 0.009372 |  | 0.0092314 |  | 0.046975 |  | #REF! |  | 0.0022926 |  | #REF! |  | 0.0018856 |  | 0.00027871 |  | #REF! |  | 0.00018836 |  | -2.2649e-05 |  | 0.00010592 |  | 2.6295e-06 |  | 5.7292e-05 |  | -1.2081e-05 |  | -1.2081e-05 |  | 0.00053855 |  | 9.2911e-05 |  | 4.0543e-06 |  | 0.00029398 |  | 0.06824
| #REF! |  | 0.00040303 |  | 0.0021724 |  | 2.6429e-05 |  | 0.00075464 |  | 0.0091971 |  | 0.0090746 |  | 0.049075 |  | #REF! |  | 0.0024339 |  | #REF! |  | 0.0018391 |  | 0.00026061 |  | #REF! |  | 0.00021703 |  | 0.00010966 |  | 0.00017592 |  | 2.6653e-06 |  | 0.00020857 |  | 1.4279e-05 |  | 1.4279e-05 |  | 0.00069971 |  | 0.0001372 |  | 5.675e-06 |  | 0.00030369 |  | 0.070601
| #REF! |  | 0.00046643 |  | 0.0021697 |  | 2.6431e-05 |  | 0.00067592 |  | 0.0089915 |  | 0.0088876 |  | 0.050916 |  | #REF! |  | 0.0024651 |  | #REF! |  | 0.001876 |  | 0.00026063 |  | #REF! |  | 0.00021703 |  | 5.96e-05 |  | 0.00017593 |  | 2.7056e-06 |  | 0.00020859 |  | 2.6362e-05 |  | 2.6362e-05 |  | 0.00077512 |  | 0.00018771 |  | 5.6754e-06 |  | 0.00030211 |  | 0.072357
| #REF! |  | 0.00039698 |  | 0.0021525 |  | 3.0347e-05 |  | 0.00060635 |  | 0.008818 |  | 0.0085464 |  | 0.052507 |  | #REF! |  | 0.0024245 |  | #REF! |  | 0.0019364 |  | 0.00022931 |  | #REF! |  | 0.00020542 |  | -4.7683e-06 |  | 6.0259e-05 |  | 2.7139e-06 |  | 5.5177e-05 |  | -4.3126e-05 |  | -4.3126e-05 |  | 0.00066655 |  | 0.00039038 |  | 4.0546e-06 |  | 0.00029804 |  | 0.073534
| #REF! |  | 0.00035162 |  | 0.0021261 |  | 3.0347e-05 |  | 0.00065524 |  | 0.008611 |  | 0.0081652 |  | 0.053698 |  | #REF! |  | 0.0024967 |  | #REF! |  | 0.0018692 |  | 0.00022933 |  | #REF! |  | 0.00020545 |  | -6.5559e-05 |  | 6.0263e-05 |  | 2.7313e-06 |  | 5.5181e-05 |  | 1.4489e-05 |  | 1.4489e-05 |  | 0.00065043 |  | 0.0005436 |  | 4.0548e-06 |  | 0.00029646 |  | 0.075257
| #REF! |  | 0.0003701 |  | 0.0019685 |  | 3.72e-05 |  | 0.00064134 |  | 0.0081969 |  | 0.0078606 |  | 0.055284 |  | #REF! |  | 0.0026738 |  | #REF! |  | 0.0019466 |  | 0.00021974 |  | #REF! |  | 0.00017473 |  | -0.00025867 |  | 4.9189e-05 |  | 2.7389e-06 |  | 9.5608e-05 |  | -1.5509e-05 |  | -1.5509e-05 |  | 0.00060507 |  | -3.1527e-06 |  | 5.6761e-06 |  | 0.00029565 |  | 0.076586
| #REF! |  | 0.00037541 |  | 0.0018889 |  | 3.72e-05 |  | 0.00071243 |  | 0.0079266 |  | 0.0076287 |  | 0.057089 |  | #REF! |  | 0.0027006 |  | #REF! |  | 0.001889 |  | 0.00021975 |  | #REF! |  | 0.00017473 |  | -0.00026939 |  | 4.9192e-05 |  | 2.651e-06 |  | 9.5614e-05 |  | -0.00020058 |  | -0.00020058 |  | 0.00062694 |  | -0.0005786 |  | 5.6761e-06 |  | 0.00029565 |  | 0.078235
| #REF! |  | 0.00047025 |  | 0.0019537 |  | 9.7111e-05 |  | 0.00083588 |  | 0.0077784 |  | 0.007451 |  | 0.058978 |  | #REF! |  | 0.0028009 |  | #REF! |  | 0.0018728 |  | 0.000189 |  | #REF! |  | 0.0001733 |  | 5.9611e-06 |  | 9.6421e-05 |  | 2.5613e-06 |  | 7.5617e-05 |  | 9.8892e-06 |  | 9.8892e-06 |  | 0.00067396 |  | -0.00038404 |  | 5.6761e-06 |  | 0.00030215 |  | 0.080163
| #REF! |  | 0.00038332 |  | 0.0020494 |  | 9.7103e-05 |  | 0.0008567 |  | 0.0075429 |  | 0.0072599 |  | 0.061109 |  | #REF! |  | 0.0027912 |  | #REF! |  | 0.0018596 |  | 0.00020951 |  | #REF! |  | 0.0001733 |  | -4.7676e-05 |  | 9.6427e-05 |  | 2.5459e-06 |  | 7.5622e-05 |  | 0.00010548 |  | 0.00010548 |  | 0.00073233 |  | -5.137e-05 |  | 5.6768e-06 |  | 0.0003046 |  | 0.082389
| #REF! |  | 0.00039775 |  | 0.002041 |  | 0.00014171 |  | 0.00081975 |  | 0.0073553 |  | 0.0070675 |  | 0.063534 |  | #REF! |  | 0.003084 |  | #REF! |  | 0.001818 |  | 0.00027174 |  | #REF! |  | 7.9318e-05 |  | -0.0002229 |  | 5.8216e-05 |  | 2.6253e-06 |  | 4.8759e-06 |  | -0.00011858 |  | -0.00011858 |  | 0.00078909 |  | 8.1702e-05 |  | 4.0553e-06 |  | 0.0002957 |  | 0.083847
| #REF! |  | 0.00055019 |  | 0.0019818 |  | 0.0001417 |  | 0.00071439 |  | 0.0071851 |  | 0.006925 |  | 0.066039 |  | #REF! |  | 0.0035135 |  | #REF! |  | 0.0018308 |  | 0.00025125 |  | #REF! |  | 7.9318e-05 |  | -9.7745e-05 |  | 5.8219e-05 |  | 2.6562e-06 |  | 4.8762e-06 |  | -0.00023177 |  | -0.00023177 |  | 0.00067648 |  | 0.00032769 |  | 4.0558e-06 |  | 0.00028922 |  | 0.084959
| #REF! |  | 0.00048789 |  | 0.0020033 |  | 3.6224e-05 |  | 0.00057779 |  | 0.0069631 |  | 0.0067659 |  | 0.068454 |  | #REF! |  | 0.0034757 |  | #REF! |  | 0.0017881 |  | 0.00010875 |  | #REF! |  | 0.00011217 |  | -2.9801e-05 |  | 6.5812e-05 |  | 2.6079e-06 |  | 0.00010714 |  | -0.00013738 |  | -0.00013738 |  | 0.00065784 |  | 0.00056105 |  | 5.6768e-06 |  | 0.00029246 |  | 0.086843
| #REF! |  | 0.00040204 |  | 0.0020336 |  | 3.6224e-05 |  | 0.00060192 |  | 0.0067336 |  | 0.0065675 |  | 0.071097 |  | #REF! |  | 0.0036501 |  | #REF! |  | 0.0017881 |  | 0.000222 |  | #REF! |  | 0.00011217 |  | -1.192e-05 |  | 6.5816e-05 |  | 2.5148e-06 |  | 0.00010715 |  | -2.4181e-05 |  | -2.4181e-05 |  | 0.00067652 |  | 0.0001093 |  | 5.6775e-06 |  | 0.00029572 |  | 0.088882
| #REF! |  | 0.00041541 |  | 0.0020294 |  | 4.4056e-05 |  | 0.00068099 |  | 0.0065658 |  | 0.006332 |  | 0.073287 |  | #REF! |  | 0.0037129 |  | #REF! |  | 0.0019417 |  | 0.00030024 |  | #REF! |  | 0.00014052 |  | 2.3842e-06 |  | 0.0001415 |  | 2.4772e-06 |  | 0.00012725 |  | 5.3861e-05 |  | 5.3861e-05 |  | 0.00064415 |  | -0.00025564 |  | 5.6775e-06 |  | 0.0002925 |  | 0.090731
| #REF! |  | 0.00045355 |  | 0.0019709 |  | 4.4056e-05 |  | 0.00069424 |  | 0.0063095 |  | 0.0060915 |  | 0.07453 |  | #REF! |  | 0.0035764 |  | #REF! |  | 0.0019366 |  | 0.000187 |  | #REF! |  | 0.00014054 |  | -8.3439e-06 |  | 0.00014151 |  | 2.5069e-06 |  | 0.00012725 |  | 5.6062e-05 |  | 5.6062e-05 |  | 0.00090511 |  | -0.00036745 |  | 5.6775e-06 |  | 0.00028847 |  | 0.092813
| #REF! |  | 0.00043657 |  | 0.0019767 |  | 6.6623e-05 |  | 0.00064605 |  | 0.0060758 |  | 0.0058696 |  | 0.075419 |  | #REF! |  | 0.0037144 |  | #REF! |  | 0.0017621 |  | 0.00027421 |  | #REF! |  | 0.00014787 |  | -0.00014423 |  | 0.00013591 |  | 2.568e-06 |  | 0.00014148 |  | 7.6955e-05 |  | 7.6955e-05 |  | 0.00097803 |  | -0.00025291 |  | 4.0563e-06 |  | 0.00028766 |  | 0.094568
| #REF! |  | 0.00044404 |  | 0.0019977 |  | 6.6629e-05 |  | 0.00070796 |  | 0.0059331 |  | 0.0056448 |  | 0.07684 |  | #REF! |  | 0.003646 |  | #REF! |  | 0.0018808 |  | 0.00035163 |  | #REF! |  | 0.00014789 |  | -0.00015496 |  | 0.00013591 |  | 2.6072e-06 |  | 0.00014149 |  | 9.4548e-05 |  | 9.4548e-05 |  | 0.00082408 |  | 2.3863e-05 |  | 4.0566e-06 |  | 0.00028685 |  | 0.096067
| #REF! |  | 0.00048118 |  | 0.0019911 |  | 5.2867e-05 |  | 0.00063463 |  | 0.0057102 |  | 0.0054466 |  | 0.07891 |  | #REF! |  | 0.0039521 |  | #REF! |  | 0.0020088 |  | 0.00038154 |  | #REF! |  | 0.00017755 |  | -4.0528e-05 |  | 0.00014501 |  | 2.5897e-06 |  | 0.00013309 |  | -2.9507e-05 |  | -2.9507e-05 |  | 0.00071558 |  | 5.0021e-05 |  | 5.6782e-06 |  | 0.00029012 |  | 0.09805
| #REF! |  | 0.00038363 |  | 0.0019745 |  | 5.2872e-05 |  | 0.00053584 |  | 0.0055544 |  | 0.0053617 |  | 0.081739 |  | #REF! |  | 0.0042812 |  | #REF! |  | 0.0020254 |  | 0.00041892 |  | #REF! |  | 0.00018771 |  | -0.0003266 |  | 0.00014502 |  | 2.6041e-06 |  | 0.0001331 |  | 3.7356e-05 |  | 3.7356e-05 |  | 0.00057457 |  | -0.0001698 |  | 5.6785e-06 |  | 0.00029742 |  | 0.099906
| #REF! |  | 0.00039246 |  | 0.0019455 |  | 9.7111e-05 |  | 0.0006362 |  | 0.0054471 |  | 0.0052861 |  | 0.084762 |  | #REF! |  | 0.0043597 |  | #REF! |  | 0.0020766 |  | 0.00026238 |  | #REF! |  | 0.00012805 |  | -0.00023363 |  | 3.1515e-05 |  | 2.6343e-06 |  | 9.3283e-05 |  | 1.7738e-05 |  | 1.7738e-05 |  | 0.00060294 |  | -0.00012595 |  | 5.6785e-06 |  | 0.00030066 |  | 0.10178
| #REF! |  | 0.00052147 |  | 0.0019445 |  | 9.712e-05 |  | 0.00056051 |  | 0.0052505 |  | 0.005124 |  | 0.087359 |  | #REF! |  | 0.0046784 |  | #REF! |  | 0.0020429 |  | 0.00014761 |  | #REF! |  | 0.00011793 |  | -7.9869e-05 |  | 3.1517e-05 |  | 2.7406e-06 |  | 9.3289e-05 |  | -0.00013381 |  | -0.00013381 |  | 0.00063296 |  | 0.00011416 |  | 5.6789e-06 |  | 0.00029662 |  | 0.1028
| #REF! |  | 0.00052647 |  | 0.0019866 |  | 8.9215e-05 |  | 0.0005369 |  | 0.0050154 |  | 0.0049687 |  | 0.089768 |  | #REF! |  | 0.0046352 |  | #REF! |  | 0.0019339 |  | 0.00031347 |  | #REF! |  | 0.0001796 |  | -7.6293e-05 |  | 6.9941e-05 |  | 2.8185e-06 |  | 0.00013336 |  | -0.00012055 |  | -0.00012055 |  | 0.00066137 |  | 0.00042158 |  | 4.0573e-06 |  | 0.00029016 |  | 0.10405
| #REF! |  | 0.00045816 |  | 0.0019886 |  | 8.9215e-05 |  | 0.00052807 |  | 0.004814 |  | 0.0048328 |  | 0.092386 |  | #REF! |  | 0.0047076 |  | #REF! |  | 0.0019147 |  | 0.0003624 |  | #REF! |  | 0.00018315 |  | -4.4098e-05 |  | 6.9946e-05 |  | 2.8749e-06 |  | 0.00013337 |  | -8.7566e-05 |  | -8.7566e-05 |  | 0.00070514 |  | 0.00048887 |  | 4.0573e-06 |  | 0.00028286 |  | 0.1065
| #REF! |  | 0.00040092 |  | 0.0019267 |  | 5.7594e-05 |  | 0.00042744 |  | 0.0047104 |  | 0.0046548 |  | 0.095204 |  | #REF! |  | 0.005069 |  | #REF! |  | 0.0019017 |  | 0.0002672 |  | #REF! |  | 0.00015715 |  | -4.7673e-05 |  | 8.0529e-05 |  | 2.849e-06 |  | 0.00012296 |  | -7.6056e-05 |  | -7.6056e-05 |  | 0.00069221 |  | 2.8866e-05 |  | 5.6792e-06 |  | 0.00027559 |  | 0.10829
| #REF! |  | 0.00045203 |  | 0.0019229 |  | 5.7599e-05 |  | 0.00049914 |  | 0.0045885 |  | 0.004479 |  | 0.097675 |  | #REF! |  | 0.0051769 |  | #REF! |  | 0.0019132 |  | 0.00029079 |  | #REF! |  | 0.00015361 |  | 0.00010609 |  | 8.0534e-05 |  | 2.7382e-06 |  | 0.00012297 |  | 4.5583e-05 |  | 4.5583e-05 |  | 0.00071657 |  | -0.00040917 |  | 5.6796e-06 |  | 0.00027479 |  | 0.11068
| #REF! |  | 0.00044607 |  | 0.0019242 |  | 7.7357e-05 |  | 0.00055832 |  | 0.0044353 |  | 0.004314 |  | 0.10024 |  | #REF! |  | 0.005286 |  | #REF! |  | 0.0018876 |  | 0.00035428 |  | #REF! |  | 0.00014427 |  | 0.00016331 |  | 7.5596e-05 |  | 2.6471e-06 |  | 0.00010237 |  | 8.7548e-05 |  | 8.7548e-05 |  | 0.00063146 |  | -0.00034136 |  | 4.0578e-06 |  | 0.00027398 |  | 0.1128
| #REF! |  | 0.0004098 |  | 0.0019428 |  | 7.7364e-05 |  | 0.00049212 |  | 0.0043075 |  | 0.0041952 |  | 0.10319 |  | #REF! |  | 0.0053337 |  | #REF! |  | 0.0018573 |  | 0.00033753 |  | #REF! |  | 0.00015094 |  | -6.5554e-05 |  | 7.5601e-05 |  | 2.5738e-06 |  | 0.00010237 |  | 5.9269e-05 |  | 5.9269e-05 |  | 0.00059826 |  | 2.7753e-05 |  | 4.0578e-06 |  | 0.00027238 |  | 0.11431
| #REF! |  | 0.00038177 |  | 0.0019385 |  | 3.4269e-05 |  | 0.00053225 |  | 0.0041682 |  | 0.0041008 |  | 0.10571 |  | #REF! |  | 0.0053845 |  | #REF! |  | 0.0021711 |  | 0.00039309 |  | #REF! |  | 9.9898e-05 |  | -0.00015496 |  | 5.2981e-05 |  | 2.5996e-06 |  | 0.00014573 |  | -3.5941e-06 |  | -3.5941e-06 |  | 0.00067689 |  | -2.9057e-05 |  | 4.0581e-06 |  | 0.00027562 |  | 0.11642
| #REF! |  | 0.00039312 |  | 0.0019008 |  | 3.4272e-05 |  | 0.00052971 |  | 0.0039957 |  | 0.0039405 |  | 0.10754 |  | #REF! |  | 0.0058732 |  | #REF! |  | 0.0022114 |  | 0.00040882 |  | #REF! |  | 9.3222e-05 |  | -8.3439e-06 |  | 5.2984e-05 |  | 2.5855e-06 |  | 0.00014573 |  | -2.8761e-05 |  | -2.8761e-05 |  | 0.00067856 |  | -0.00015606 |  | 4.0581e-06 |  | 0.00028293 |  | 0.11846
| #REF! |  | 0.00039332 |  | 0.0019066 |  | 8.6399e-05 |  | 0.00055426 |  | 0.0038064 |  | 0.0038074 |  | 0.11036 |  | #REF! |  | 0.0063683 |  | #REF! |  | 0.0020527 |  | 0.0003296 |  | #REF! |  | 0.0001389 |  | 2.0263e-05 |  | 0.0001354 |  | 2.5461e-06 |  | 0.00013897 |  | -5.4763e-05 |  | -5.4763e-05 |  | 0.00064292 |  | 3.3998e-05 |  | 5.6806e-06 |  | 0.00028944 |  | 0.12136
| #REF! |  | 0.00039779 |  | 0.00188 |  | 8.6399e-05 |  | 0.00068344 |  | 0.0036979 |  | 0.0037355 |  | 0.11384 |  | #REF! |  | 0.006257 |  | #REF! |  | 0.002038 |  | 0.00031624 |  | #REF! |  | 0.00013894 |  | 6.6752e-05 |  | 0.00013541 |  | 2.4493e-06 |  | 0.00013898 |  | -5.4768e-05 |  | -5.4768e-05 |  | 0.00074589 |  | 0.00011957 |  | 5.681e-06 |  | 0.00028538 |  | 0.12383
| #REF! |  | 0.00043308 |  | 0.0018771 |  | 2.2522e-05 |  | 0.00064695 |  | 0.0035912 |  | 0.0036989 |  | 0.11717 |  | #REF! |  | 0.0063803 |  | #REF! |  | 0.0020431 |  | 0.00050198 |  | #REF! |  | 0.0002244 |  | -5.1256e-05 |  | 0.00019739 |  | 2.3875e-06 |  | 0.00012875 |  | 3.7415e-05 |  | 3.7415e-05 |  | 0.00066729 |  | 0.00038581 |  | 4.0586e-06 |  | 0.00028297 |  | 0.12477
| #REF! |  | 0.00045772 |  | 0.0019152 |  | 2.2522e-05 |  | 0.00058639 |  | 0.0034923 |  | 0.0036563 |  | 0.12092 |  | #REF! |  | 0.0066578 |  | #REF! |  | 0.0020928 |  | 0.00052235 |  | #REF! |  | 0.00023645 |  | -0.00010966 |  | 0.0001974 |  | 2.4872e-06 |  | 0.00012876 |  | 1.2106e-05 |  | 1.2106e-05 |  | 0.00063972 |  | 0.00037558 |  | 4.0586e-06 |  | 0.00028459 |  | 0.12699
| #REF! |  | 0.00050894 |  | 0.0019048 |  | 5.8756e-06 |  | 0.00047785 |  | 0.0034091 |  | 0.003509 |  | 0.12453 |  | #REF! |  | 0.0068905 |  | #REF! |  | 0.0021325 |  | 0.00037432 |  | #REF! |  | 0.00014693 |  | -0.00026582 |  | 0.00011949 |  | 2.6466e-06 |  | 0.0001304 |  | -9.954e-05 |  | -9.954e-05 |  | 0.00082626 |  | 0.00018066 |  | 4.0591e-06 |  | 0.00028947 |  | 0.12977
| #REF! |  | 0.00048835 |  | 0.0018619 |  | 5.8751e-06 |  | 0.00032818 |  | 0.0033321 |  | 0.0033493 |  | 0.12782 |  | #REF! |  | 0.0071921 |  | #REF! |  | 0.0021419 |  | 0.00029592 |  | #REF! |  | 0.00013492 |  | -0.00026939 |  | 0.0001195 |  | 2.8003e-06 |  | 0.00013041 |  | -6.7343e-05 |  | -6.7343e-05 |  | 0.00076225 |  | 0.00043069 |  | 4.0588e-06 |  | 0.00029598 |  | 0.13286
| #REF! |  | 0.00038493 |  | 0.0018754 |  | 0.00012029 |  | 0.00053549 |  | 0.0032301 |  | 0.0032715 |  | 0.13102 |  | #REF! |  | 0.0074849 |  | #REF! |  | 0.0021071 |  | 0.00037866 |  | #REF! |  | 0.00018984 |  | 8.4627e-05 |  | 9.2624e-05 |  | 2.7974e-06 |  | 0.00011557 |  | 6.1923e-05 |  | 6.1923e-05 |  | 0.00066737 |  | 0.00041552 |  | 4.0593e-06 |  | 0.0002976 |  | 0.13526
| #REF! |  | 0.00035152 |  | 0.0018679 |  | 0.00012029 |  | 0.00065803 |  | 0.003084 |  | 0.0031677 |  | 0.13368 |  | #REF! |  | 0.0075467 |  | #REF! |  | 0.0020574 |  | 0.00047309 |  | #REF! |  | 0.00018981 |  | 0.00014184 |  | 9.263e-05 |  | 2.7777e-06 |  | 0.00011558 |  | 2.3118e-05 |  | 2.3118e-05 |  | 0.00058794 |  | 0.00019726 |  | 4.0591e-06 |  | 0.00029762 |  | 0.13675
| #REF! |  | 0.00034942 |  | 0.001832 |  | 0.00011747 |  | 0.00068633 |  | 0.0029677 |  | 0.0030448 |  | 0.13571 |  | #REF! |  | 0.0079023 |  | #REF! |  | 0.0020557 |  | 0.00049982 |  | #REF! |  | 0.00020086 |  | 2.3842e-06 |  | 5.5362e-05 |  | 2.7613e-06 |  | 0.00011848 |  | -2.5322e-05 |  | -2.5322e-05 |  | 0.00060172 |  | 0.00016213 |  | 4.0596e-06 |  | 0.00029519 |  | 0.14005
| #REF! |  | 0.00037469 |  | 0.001831 |  | 0.00011747 |  | 0.00058365 |  | 0.002887 |  | 0.0029563 |  | 0.13779 |  | #REF! |  | 0.0084669 |  | #REF! |  | 0.0019885 |  | 0.0005098 |  | #REF! |  | 0.00020084 |  | -0.00030873 |  | 5.5365e-05 |  | 2.7409e-06 |  | 0.00011848 |  | 1.101e-05 |  | 1.101e-05 |  | 0.00063582 |  | 0.00014284 |  | 4.0596e-06 |  | 0.00029439 |  | 0.14292
| #REF! |  | 0.00046149 |  | 0.0017713 |  | 8.9231e-05 |  | 0.00052797 |  | 0.0028324 |  | 0.0028768 |  | 0.14068 |  | #REF! |  | 0.0085472 |  | #REF! |  | 0.0020608 |  | 0.00050024 |  | #REF! |  | 0.00016291 |  | -0.00038383 |  | 0.00013235 |  | 2.7298e-06 |  | 9.5619e-05 |  | 6.6063e-06 |  | 6.6063e-06 |  | 0.00056611 |  | -7.5251e-05 |  | 7.3062e-06 |  | 0.00029117 |  | 0.1454
| #REF! |  | 0.00044105 |  | 0.0017719 |  | 8.923e-05 |  | 0.00048127 |  | 0.0027333 |  | 0.002823 |  | 0.14401 |  | #REF! |  | 0.0088573 |  | #REF! |  | 0.0023669 |  | 0.00050054 |  | #REF! |  | 0.00016293 |  | -0.00021575 |  | 0.00013236 |  | 2.7502e-06 |  | 9.5624e-05 |  | 5.1286e-05 |  | 5.1286e-05 |  | 0.00054908 |  | -0.0001062 |  | 7.3067e-06 |  | 0.00028711 |  | 0.14861
| #REF! |  | 0.00039389 |  | 0.0018305 |  | 0.00013499 |  | 0.00042812 |  | 0.0026588 |  | 0.0027378 |  | 0.14654 |  | #REF! |  | 0.0090228 |  | #REF! |  | 0.0022886 |  | 0.00055543 |  | #REF! |  | 0.00024191 |  | 5.9713e-06 |  | 9.5761e-05 |  | 2.7804e-06 |  | 0.00017514 |  | 0.00018343 |  | 0.00018343 |  | 0.00063347 |  | -0.00017307 |  | 5.6831e-06 |  | 0.00028632 |  | 0.15126
| #REF! |  | 0.00039681 |  | 0.0018101 |  | 0.00013498 |  | 0.00055882 |  | 0.0026225 |  | 0.0026751 |  | 0.14865 |  | #REF! |  | 0.0094288 |  | #REF! |  | 0.0021026 |  | 0.00053971 |  | #REF! |  | 0.00024191 |  | -2.9798e-05 |  | 9.5767e-05 |  | 2.8248e-06 |  | 0.00017515 |  | 0.00016509 |  | 0.00016509 |  | 0.00068786 |  | 0.00025883 |  | 5.6831e-06 |  | 0.0002912 |  | 0.1534
| #REF! |  | 0.0003962 |  | 0.0017959 |  | 0.0001604 |  | 0.00044806 |  | 0.0025408 |  | 0.0025935 |  | 0.15182 |  | #REF! |  | 0.009996 |  | #REF! |  | 0.0020898 |  | 0.00047868 |  | #REF! |  | 0.00015876 |  | -0.00024436 |  | 6.0363e-05 |  | 2.8391e-06 |  | 7.6855e-05 |  | 5.8272e-05 |  | 5.8272e-05 |  | 0.0006181 |  | 0.00025972 |  | 5.6834e-06 |  | 0.00029931 |  | 0.15543
| #REF! |  | 0.00040756 |  | 0.0018153 |  | 0.0001604 |  | 0.00046611 |  | 0.0025197 |  | 0.0025849 |  | 0.15516 |  | #REF! |  | 0.010404 |  | #REF! |  | 0.0021954 |  | 0.00055084 |  | #REF! |  | 0.00021387 |  | 0.00019192 |  | 6.0367e-05 |  | 2.7706e-06 |  | 7.686e-05 |  | -4.4058e-06 |  | -4.4058e-06 |  | 0.00054915 |  | -0.00011113 |  | 5.6834e-06 |  | 0.00029769 |  | 0.15843
| #REF! |  | 0.00043104 |  | 0.0018124 |  | 2.6443e-05 |  | 0.0004989 |  | 0.0024585 |  | 0.0025247 |  | 0.15769 |  | #REF! |  | 0.010579 |  | #REF! |  | 0.0022502 |  | 0.00063112 |  | #REF! |  | 0.00024324 |  | 3.8152e-05 |  | 9.7802e-05 |  | 2.6861e-06 |  | 9.9708e-05 |  | -6.6802e-05 |  | -6.6802e-05 |  | 0.0005987 |  | 0.00016633 |  | 7.308e-06 |  | 0.00029367 |  | 0.16143
| #REF! |  | 0.00040098 |  | 0.0017869 |  | 2.6443e-05 |  | 0.00039786 |  | 0.0023726 |  | 0.002403 |  | 0.16074 |  | #REF! |  | 0.010752 |  | #REF! |  | 0.0022072 |  | 0.00065205 |  | #REF! |  | 0.00018812 |  | -0.00030873 |  | 9.7808e-05 |  | 2.4508e-06 |  | 9.9714e-05 |  | 3.8341e-05 |  | 3.8341e-05 |  | 0.00077875 |  | 0.00016037 |  | 7.308e-06 |  | 0.00028554 |  | 0.16289
| #REF! |  | 0.00046027 |  | 0.0017157 |  | 3.134e-05 |  | 0.00040539 |  | 0.002339 |  | 0.0023601 |  | 0.16377 |  | #REF! |  | 0.011254 |  | #REF! |  | 0.0022197 |  | 0.00062381 |  | #REF! |  | 0.00013692 |  | -4.0528e-05 |  | 7.7945e-05 |  | 2.3005e-06 |  | 1.1581e-05 |  | 1.6258e-05 |  | 1.6258e-05 |  | 0.00067581 |  | -5.0337e-05 |  | 5.6841e-06 |  | 0.00028233 |  | 0.16497
| #REF! |  | 0.00048259 |  | 0.0017409 |  | 3.134e-05 |  | 0.00041695 |  | 0.0022676 |  | 0.0023066 |  | 0.16623 |  | #REF! |  | 0.011903 |  | #REF! |  | 0.0022225 |  | 0.00073216 |  | #REF! |  | 0.00017807 |  | -0.00036595 |  | 7.795e-05 |  | 2.3112e-06 |  | 1.1582e-05 |  | -0.00010984 |  | -0.00010984 |  | 0.00060604 |  | 5.8084e-05 |  | 5.6845e-06 |  | 0.00027909 |  | 0.1681
| #REF! |  | 0.00044792 |  | 0.0018137 |  | 7.569e-05 |  | 0.00045351 |  | 0.0021934 |  | 0.0022781 |  | 0.16868 |  | #REF! |  | 0.012471 |  | #REF! |  | 0.0021973 |  | 0.00081712 |  | #REF! |  | 0.00026109 |  | -0.00052687 |  | 0.00011144 |  | 2.4889e-06 |  | 0.00010815 |  | -5.9149e-05 |  | -5.9149e-05 |  | 0.00060932 |  | 0.0003166 |  | 5.6845e-06 |  | 0.00028235 |  | 0.17061
| #REF! |  | 0.00048241 |  | 0.0017644 |  | 7.5683e-05 |  | 0.00049207 |  | 0.0021404 |  | 0.0022774 |  | 0.17212 |  | #REF! |  | 0.012691 |  | #REF! |  | 0.0021683 |  | 0.00081214 |  | #REF! |  | 0.00025113 |  | -0.00018714 |  | 0.00011144 |  | 2.6751e-06 |  | 0.00010816 |  | -0.00010102 |  | -0.00010102 |  | 0.00056795 |  | 0.00035012 |  | 5.6845e-06 |  | 0.0002929 |  | 0.174
| #REF! |  | 0.00054472 |  | 0.0017448 |  | 5.5829e-05 |  | 0.00040399 |  | 0.0021258 |  | 0.0022219 |  | 0.17634 |  | #REF! |  | 0.012935 |  | #REF! |  | 0.0022374 |  | 0.00075669 |  | #REF! |  | 0.00019464 |  | -0.00025547 |  | 0.00010903 |  | 2.6872e-06 |  | 0.00014144 |  | -0.00012284 |  | -0.00012284 |  | 0.00064912 |  | -4.7914e-05 |  | 5.6848e-06 |  | 0.00029941 |  | 0.17713
| #REF! |  | 0.0005527 |  | 0.0018073 |  | 5.5829e-05 |  | 0.00039113 |  | 0.0021247 |  | 0.0021488 |  | 0.18049 |  | #REF! |  | 0.013189 |  | #REF! |  | 0.0022007 |  | 0.00080383 |  | #REF! |  | 0.00020962 |  | -0.00020145 |  | 0.00010904 |  | 2.711e-06 |  | 0.00014144 |  | -1.4515e-05 |  | -1.4515e-05 |  | 0.00070754 |  | -1.4234e-05 |  | 5.6852e-06 |  | 0.00030671 |  | 0.1797
| #REF! |  | 0.00047861 |  | 0.0017999 |  | 4.4075e-05 |  | 0.00045389 |  | 0.0020583 |  | 0.0020881 |  | 0.18366 |  | #REF! |  | 0.013588 |  | #REF! |  | 0.002212 |  | 0.0008892 |  | #REF! |  | 0.00012253 |  | 0.00013827 |  | 8.7139e-05 |  | 2.7254e-06 |  | 0.00015762 |  | -1.5036e-05 |  | -1.5036e-05 |  | 0.00074735 |  | 6.0203e-05 |  | 7.3098e-06 |  | 0.00030754 |  | 0.18295
| #REF! |  | 0.00046927 |  | 0.0017702 |  | 4.4075e-05 |  | 0.00043463 |  | 0.0019213 |  | 0.0020379 |  | 0.18483 |  | #REF! |  | 0.014088 |  | #REF! |  | 0.0023018 |  | 0.00083942 |  | #REF! |  | 7.6383e-05 |  | 0.00016687 |  | 8.7144e-05 |  | 2.6532e-06 |  | 0.00015763 |  | -1.7745e-05 |  | -1.7745e-05 |  | 0.00066056 |  | -0.00034044 |  | 7.3103e-06 |  | 0.00030837 |  | 0.18589
| #REF! |  | 0.0004261 |  | 0.0017246 |  | 6.6652e-05 |  | 0.00041694 |  | 0.0017529 |  | 0.002012 |  | 0.18467 |  | #REF! |  | 0.014448 |  | #REF! |  | 0.0022679 |  | 0.00076036 |  | #REF! |  | 0.0001332 |  | -0.00011205 |  | 2.7233e-05 |  | 2.5514e-06 |  | 0.00011205 |  | -5.3787e-05 |  | -5.3787e-05 |  | 0.00072223 |  | -0.00014693 |  | 2.4371e-06 |  | 0.00030756 |  | 0.18845
| #REF! |  | 0.00036459 |  | 0.0016993 |  | 6.6658e-05 |  | 0.00048211 |  | 0.0017452 |  | 0.0019385 |  | 0.18462 |  | #REF! |  | 0.014861 |  | #REF! |  | 0.0022201 |  | 0.00078648 |  | #REF! |  | 0.00018272 |  | -0.0001192 |  | 2.7235e-05 |  | 2.5203e-06 |  | 0.00011205 |  | -0.00015613 |  | -0.00015613 |  | 0.00062652 |  | 2.5068e-05 |  | 2.4373e-06 |  | 0.00030352 |  | 0.19024
| #REF! |  | 0.00031348 |  | 0.0017099 |  | 0.00011636 |  | 0.0004679 |  | 0.0017197 |  | 0.0018585 |  | 0.18462 |  | #REF! |  | 0.015486 |  | #REF! |  | 0.0021865 |  | 0.00090646 |  | #REF! |  | 0.00024288 |  | 3.8145e-05 |  | 0.00011432 |  | 2.6086e-06 |  | 5.6942e-05 |  | -4.4094e-05 |  | -4.4094e-05 |  | 0.00054702 |  | -0.00023659 |  | 2.4374e-06 |  | 0.00029867 |  | 0.19236
| #REF! |  | 0.00030385 |  | 0.0016714 |  | 0.00011637 |  | 0.0002779 |  | 0.0016259 |  | 0.0017928 |  | 0.18462 |  | #REF! |  | 0.015966 |  | #REF! |  | 0.0021641 |  | 0.00095806 |  | #REF! |  | 0.00022001 |  | -2.2647e-05 |  | 0.00011433 |  | 2.6996e-06 |  | 5.6946e-05 |  | -2.2048e-05 |  | -2.2048e-05 |  | 0.00060221 |  | -0.00032889 |  | 2.4374e-06 |  | 0.00029542 |  | 0.19516
| #REF! |  | 0.00040226 |  | 0.0016451 |  | 3.6243e-05 |  | 0.0001816 |  | 0.0015839 |  | 0.0017455 |  | 0.18491 |  | #REF! |  | 0.016533 |  | #REF! |  | 0.002185 |  | 0.00096141 |  | #REF! |  | 0.00018931 |  | -1.5496e-05 |  | 6.4068e-05 |  | 2.701e-06 |  | 8.6744e-05 |  | -6.174e-05 |  | -6.174e-05 |  | 0.00056731 |  | -0.0002618 |  | 4.0623e-06 |  | 0.00029218 |  | 0.1977
| #REF! |  | 0.00037755 |  | 0.00168 |  | 3.624e-05 |  | 0.00023052 |  | 0.0014979 |  | 0.0017459 |  | 0.18717 |  | #REF! |  | 0.017161 |  | #REF! |  | 0.002321 |  | 0.0010592 |  | #REF! |  | 0.00024419 |  | -6.9141e-05 |  | 6.4072e-05 |  | 2.5976e-06 |  | 8.675e-05 |  | 2.1156e-05 |  | 2.1156e-05 |  | 0.00059092 |  | -2.1439e-05 |  | 4.0628e-06 |  | 0.00029465 |  | 0.19946
| #REF! |  | 0.00039167 |  | 0.0016392 |  | 4.3104e-05 |  | 0.00026174 |  | 0.0014669 |  | 0.0017 |  | 0.18995 |  | #REF! |  | 0.017474 |  | #REF! |  | 0.0023485 |  | 0.001045 |  | #REF! |  | 0.00027406 |  | -0.00031946 |  | 0.00015549 |  | 2.4927e-06 |  | 5.4578e-05 |  | -4.3983e-05 |  | -4.3983e-05 |  | 0.00063962 |  | 0.00014641 |  | 4.0626e-06 |  | 0.00029789 |  | 0.20135
| #REF! |  | 0.00041764 |  | 0.0016077 |  | 4.31e-05 |  | 0.00024407 |  | 0.0014587 |  | 0.0016683 |  | 0.19138 |  | #REF! |  | 0.018185 |  | #REF! |  | 0.0021432 |  | 0.00095906 |  | #REF! |  | 0.00023544 |  | -0.00017999 |  | 0.0001555 |  | 2.4422e-06 |  | 5.4582e-05 |  | -0.00010815 |  | -0.00010815 |  | 0.00069806 |  | 0.0002019 |  | 4.0631e-06 |  | 0.00029546 |  | 0.20339
| #REF! |  | 0.00035717 |  | 0.0016434 |  | 9.4903e-05 |  | 0.00037812 |  | 0.0014473 |  | 0.001673 |  | 0.19358 |  | #REF! |  | 0.018944 |  | #REF! |  | 0.0021737 |  | 0.0010533 |  | #REF! |  | 0.00019119 |  | 7.748e-05 |  | 0.00011361 |  | 2.4815e-06 |  | 7.8864e-05 |  | -8.7391e-05 |  | -8.7391e-05 |  | 0.00060557 |  | 0.00029494 |  | 5.6869e-06 |  | 0.00028655 |  | 0.20514
| #REF! |  | 0.00038055 |  | 0.0015695 |  | 9.4912e-05 |  | 0.0004455 |  | 0.0014221 |  | 0.0016269 |  | 0.19711 |  | #REF! |  | 0.019585 |  | #REF! |  | 0.0023711 |  | 0.0011299 |  | #REF! |  | 0.00014832 |  | -0.00012836 |  | 0.00011362 |  | 2.5023e-06 |  | 7.8869e-05 |  | -4.6593e-05 |  | -4.6593e-05 |  | 0.00064782 |  | -1.2335e-05 |  | 5.6876e-06 |  | 0.00027926 |  | 0.20712
| #REF! |  | 0.00037932 |  | 0.0015802 |  | 7.7391e-05 |  | 0.0003433 |  | 0.001397 |  | 0.0015992 |  | 0.20199 |  | #REF! |  | 0.020413 |  | #REF! |  | 0.0023404 |  | 0.0011497 |  | #REF! |  | 0.00017398 |  | -0.00039456 |  | 6.0511e-05 |  | 2.4837e-06 |  | 0.00012601 |  | 4.191e-05 |  | 4.191e-05 |  | 0.00075173 |  | -0.00011932 |  | 4.0633e-06 |  | 0.00028169 |  | 0.20946
| #REF! |  | 0.00035358 |  | 0.0016848 |  | 7.7398e-05 |  | 0.00029393 |  | 0.0014201 |  | 0.0016068 |  | 0.20713 |  | #REF! |  | 0.020666 |  | #REF! |  | 0.0022253 |  | 0.0012345 |  | #REF! |  | 0.00023116 |  | 7.0319e-05 |  | 6.0515e-05 |  | 2.4581e-06 |  | 0.00012602 |  | 0.000112 |  | 0.000112 |  | 0.00071524 |  | 0.00013381 |  | 4.0633e-06 |  | 0.00028739 |  | 0.21126
| #REF! |  | 0.00040568 |  | 0.0017065 |  | 8.4178e-05 |  | 0.0003499 |  | 0.0014373 |  | 0.0016116 |  | 0.21049 |  | #REF! |  | 0.02086 |  | #REF! |  | 0.0022943 |  | 0.0012164 |  | #REF! |  | 0.000242 |  | 0.00035283 |  | 0.00015334 |  | 2.4676e-06 |  | 9.5747e-05 |  | -1.3929e-05 |  | -1.3929e-05 |  | 0.00069413 |  | 0.00025954 |  | 2.4382e-06 |  | 0.00028821 |  | 0.21254
| #REF! |  | 0.00048596 |  | 0.001733 |  | 8.4178e-05 |  | 0.00047447 |  | 0.0014181 |  | 0.0015915 |  | 0.21333 |  | #REF! |  | 0.021369 |  | #REF! |  | 0.0024801 |  | 0.0012994 |  | #REF! |  | 0.00022582 |  | 7.748e-05 |  | 0.00015335 |  | 2.503e-06 |  | 9.5752e-05 |  | -0.00010498 |  | -0.00010498 |  | 0.00065683 |  | -9.1636e-05 |  | 2.4383e-06 |  | 0.00029147 |  | 0.21367
| #REF! |  | 0.0004943 |  | 0.0018021 |  | 0.00010847 |  | 0.00044881 |  | 0.0013359 |  | 0.0015891 |  | 0.21745 |  | #REF! |  | 0.022423 |  | #REF! |  | 0.0024959 |  | 0.0015335 |  | #REF! |  | 0.00032502 |  | -6.1984e-05 |  | 0.00020427 |  | 2.527e-06 |  | 0.0001202 |  | 2.427e-05 |  | 2.427e-05 |  | 0.00057567 |  | -0.00014713 |  | 5.6883e-06 |  | 0.00029717 |  | 0.21514
| #REF! |  | 0.00034125 |  | 0.0017701 |  | 0.00010847 |  | 0.00052837 |  | 0.0013376 |  | 0.0015464 |  | 0.22026 |  | #REF! |  | 0.023035 |  | #REF! |  | 0.0024428 |  | 0.001586 |  | #REF! |  | 0.00030677 |  | -1.1919e-05 |  | 0.00020428 |  | 2.5427e-06 |  | 0.0001202 |  | 1.9858e-05 |  | 1.9858e-05 |  | 0.00049448 |  | 0.00014877 |  | 5.6883e-06 |  | 0.00029961 |  | 0.21616
| #REF! |  | 0.00025052 |  | 0.0017029 |  | 7.8535e-05 |  | 0.00059984 |  | 0.0013436 |  | 0.0014867 |  | 0.21994 |  | #REF! |  | 0.023446 |  | #REF! |  | 0.0024125 |  | 0.0015677 |  | #REF! |  | 0.00025583 |  | 0.00015258 |  | 9.3414e-05 |  | 2.5333e-06 |  | 0.00014919 |  | -2.317e-05 |  | -2.317e-05 |  | 0.00047421 |  | 0.00031223 |  | 7.3143e-06 |  | 0.00029638 |  | 0.21645
| #REF! |  | 0.00033825 |  | 0.0017148 |  | 7.8528e-05 |  | 0.00041451 |  | 0.001221 |  | 0.001435 |  | 0.21712 |  | #REF! |  | 0.024478 |  | #REF! |  | 0.002414 |  | 0.0016225 |  | #REF! |  | 0.00030154 |  | 1.6688e-05 |  | 9.342e-05 |  | 2.6075e-06 |  | 0.0001492 |  | 5.71e-05 |  | 5.71e-05 |  | 0.00054404 |  | 0.00035838 |  | 7.3148e-06 |  | 0.00028988 |  | 0.21613
| #REF! |  | 0.00038758 |  | 0.0015997 |  | 4.7026e-05 |  | 0.00038331 |  | 0.0012215 |  | 0.0013602 |  | 0.21381 |  | #REF! |  | 0.025182 |  | #REF! |  | 0.0024351 |  | 0.001671 |  | #REF! |  | 0.00028548 |  | 0.00014543 |  | 0.00010966 |  | 2.6795e-06 |  | 0.00012603 |  | 0.00011227 |  | 0.00011227 |  | 0.00068537 |  | 8.7021e-05 |  | 7.3152e-06 |  | 0.00028828 |  | 0.21552
| #REF! |  | 0.00040612 |  | 0.0015609 |  | 4.7026e-05 |  | 0.00033924 |  | 0.0012114 |  | 0.0013162 |  | 0.2114 |  | #REF! |  | 0.025768 |  | #REF! |  | 0.0024532 |  | 0.0016364 |  | #REF! |  | 0.00025661 |  | 0.0001204 |  | 0.00010967 |  | 2.7127e-06 |  | 0.00012604 |  | 9.6161e-05 |  | 9.6161e-05 |  | 0.00076987 |  | -0.00030401 |  | 7.3148e-06 |  | 0.00029073 |  | 0.21617
| #REF! |  | 0.00039229 |  | 0.0016585 |  | 8.4185e-05 |  | 0.00026122 |  | 0.0011711 |  | 0.0012996 |  | 0.21006 |  | #REF! |  | 0.026318 |  | #REF! |  | 0.0025222 |  | 0.0017289 |  | #REF! |  | 0.0002721 |  | -1.2455e-06 |  | 0.00011753 |  | 2.6824e-06 |  | 0.00011834 |  | 5.1071e-06 |  | 5.1071e-06 |  | 0.00075688 |  | -0.0003451 |  | 5.6897e-06 |  | 0.0002956 |  | 0.21644
| #REF! |  | 0.0003883 |  | 0.0016273 |  | 8.4185e-05 |  | 0.00031277 |  | 0.0011494 |  | 0.0013433 |  | 0.20954 |  | #REF! |  | 0.027107 |  | #REF! |  | 0.0026487 |  | 0.0018142 |  | #REF! |  | 0.00030031 |  | -0.0001049 |  | 0.00011754 |  | 2.7325e-06 |  | 0.00011834 |  | -4.0297e-05 |  | -4.0297e-05 |  | 0.00066678 |  | 0.00012495 |  | 5.6897e-06 |  | 0.00029887 |  | 0.21553
| #REF! |  | 0.0004355 |  | 0.0016019 |  | 9.8884e-05 |  | 0.00041041 |  | 0.0010557 |  | 0.0013279 |  | 0.21005 |  | #REF! |  | 0.028289 |  | #REF! |  | 0.0026812 |  | 0.0018731 |  | #REF! |  | 0.00025776 |  | -0.00014066 |  | 7.8646e-05 |  | 2.8146e-06 |  | 0.0001042 |  | 4.5254e-05 |  | 4.5254e-05 |  | 0.00061723 |  | 6.7186e-05 |  | 2.4389e-06 |  | 0.00029806 |  | 0.21459
| #REF! |  | 0.00041086 |  | 0.0016469 |  | 0.00010378 |  | 0.00034828 |  | 0.0010455 |  | 0.0012562 |  | 0.21186 |  | #REF! |  | 0.029132 |  | #REF! |  | 0.0026775 |  | 0.0020592 |  | #REF! |  | 0.00027186 |  | 0.00015258 |  | 7.8651e-05 |  | 2.8051e-06 |  | 0.00010421 |  | 8.3473e-05 |  | 8.3473e-05 |  | 0.00064245 |  | -0.00033172 |  | 2.4391e-06 |  | 0.00030133 |  | 0.21389
| #REF! |  | 0.00035284 |  | 0.0017116 |  | 7.1586e-05 |  | 0.00022224 |  | 0.0011021 |  | 0.0012692 |  | 0.21213 |  | #REF! |  | 0.029925 |  | #REF! |  | 0.0027354 |  | 0.0021429 |  | #REF! |  | 0.00036043 |  | 0.00022052 |  | 6.9315e-05 |  | 2.7091e-06 |  | 0.00015564 |  | 1.7243e-05 |  | 1.7243e-05 |  | 0.00066767 |  | -6.266e-05 |  | 5.6904e-06 |  | 0.00030622 |  | 0.21294
| #REF! |  | 0.00034132 |  | 0.0017047 |  | 6.667e-05 |  | 0.00033715 |  | 0.0010845 |  | 0.0012663 |  | 0.21009 |  | #REF! |  | 0.030606 |  | #REF! |  | 0.0027193 |  | 0.0021914 |  | #REF! |  | 0.00034483 |  | 0.00038144 |  | 6.9319e-05 |  | 2.5088e-06 |  | 0.00015565 |  | 7.0779e-05 |  | 7.0779e-05 |  | 0.00050928 |  | 0.00017844 |  | 5.6904e-06 |  | 0.00031109 |  | 0.21173
| #REF! |  | 0.00033308 |  | 0.0016998 |  | 0.00010679 |  | 0.00045507 |  | 0.00098332 |  | 0.0012607 |  | 0.20813 |  | #REF! |  | 0.031299 |  | #REF! |  | 0.0027552 |  | 0.0022422 |  | #REF! |  | 0.00037019 |  | 0.0004029 |  | 0.0002047 |  | 2.3928e-06 |  | 0.00015791 |  | 3.973e-05 |  | 3.973e-05 |  | 0.00060273 |  | -1.7622e-05 |  | 4.0656e-06 |  | 0.00031274 |  | 0.21013
| #REF! |  | 0.00040697 |  | 0.00165 |  | 0.00010679 |  | 0.00052736 |  | 0.00093537 |  | 0.0012345 |  | 0.20691 |  | #REF! |  | 0.032669 |  | #REF! |  | 0.0028738 |  | 0.0024192 |  | #REF! |  | 0.00038697 |  | 0.00011324 |  | 0.00020471 |  | 2.2942e-06 |  | 0.00015792 |  | -1.0518e-05 |  | -1.0518e-05 |  | 0.00076681 |  | -0.00030732 |  | 4.0656e-06 |  | 0.00031274 |  | 0.20829
| #REF! |  | 0.00048164 |  | 0.0015843 |  | 4.8995e-05 |  | 0.00045565 |  | 0.00092458 |  | 0.0011635 |  | 0.20567 |  | #REF! |  | 0.033657 |  | #REF! |  | 0.0028741 |  | 0.0024913 |  | #REF! |  | 0.00031895 |  | 2.384e-05 |  | 0.00013187 |  | 2.3082e-06 |  | 0.00012739 |  | -8.5428e-05 |  | -8.5428e-05 |  | 0.00071812 |  | -0.00034137 |  | 5.6911e-06 |  | 0.00031113 |  | 0.2065
| #REF! |  | 0.00044414 |  | 0.0016226 |  | 4.899e-05 |  | 0.00034897 |  | 0.00085835 |  | 0.0011166 |  | 0.20351 |  | #REF! |  | 0.034311 |  | #REF! |  | 0.0027857 |  | 0.0024705 |  | #REF! |  | 0.00030613 |  | 0.00022681 |  | 0.00013188 |  | 2.4715e-06 |  | 0.0001274 |  | -0.00020757 |  | -0.00020757 |  | 0.0007799 |  | -0.00014517 |  | 5.6911e-06 |  | 0.00029896 |  | 0.20511
| #REF! |  | 0.00040342 |  | 0.0016245 |  | 4.997e-05 |  | 0.00036726 |  | 0.0007801 |  | 0.0010971 |  | 0.20088 |  | #REF! |  | 0.035316 |  | #REF! |  | 0.0026699 |  | 0.0025852 |  | #REF! |  | 0.00031018 |  | 0.00023125 |  | 9.1818e-06 |  | 2.6201e-06 |  | 0.00010178 |  | -2.54e-05 |  | -2.54e-05 |  | 0.00067835 |  | 0.00017831 |  | 5.6915e-06 |  | 0.00028515 |  | 0.20254
| #REF! |  | 0.00041765 |  | 0.0016504 |  | 4.9975e-05 |  | 0.000375 |  | 0.00078958 |  | 0.0011038 |  | 0.1982 |  | #REF! |  | 0.036318 |  | #REF! |  | 0.002691 |  | 0.0027057 |  | #REF! |  | 0.0003397 |  | 0.0003278 |  | 9.1824e-06 |  | 2.7051e-06 |  | 0.00010178 |  | -7.6204e-05 |  | -7.6204e-05 |  | 0.00061661 |  | -3.507e-05 |  | 5.6915e-06 |  | 0.00027947 |  | 0.19928
| #REF! |  | 0.00038184 |  | 0.0016571 |  | 3.8216e-05 |  | 0.0005025 |  | 0.00081512 |  | 0.0011201 |  | 0.19597 |  | #REF! |  | 0.037118 |  | #REF! |  | 0.0026396 |  | 0.0027913 |  | #REF! |  | 0.00037101 |  | 0.00017046 |  | 0.00013594 |  | 2.6441e-06 |  | 0.00011857 |  | -0.00010382 |  | -0.00010382 |  | 0.0006955 |  | -0.0003188 |  | 7.3184e-06 |  | 0.00028763 |  | 0.19729
| #REF! |  | 0.0004115 |  | 0.0016145 |  | 3.8216e-05 |  | 0.00055869 |  | 0.00077386 |  | 0.0010616 |  | 0.19364 |  | #REF! |  | 0.038047 |  | #REF! |  | 0.0026492 |  | 0.0027197 |  | #REF! |  | 0.00034667 |  | -0.0001335 |  | 0.00013595 |  | 2.5404e-06 |  | 0.00011858 |  | -1.3254e-05 |  | -1.3254e-05 |  | 0.00075481 |  | 2.5038e-05 |  | 7.3188e-06 |  | 0.000299 |  | 0.19396
| #REF! |  | 0.00039705 |  | 0.0014352 |  | 8.1374e-05 |  | 0.00040145 |  | 0.00078722 |  | 0.0010546 |  | 0.19093 |  | #REF! |  | 0.039602 |  | #REF! |  | 0.0027441 |  | 0.0028341 |  | #REF! |  | 0.00039659 |  | -0.00016211 |  | 7.6482e-05 |  | 2.5027e-06 |  | 0.00011325 |  | -2.3198e-05 |  | -2.3198e-05 |  | 0.00077756 |  | 0.00015695 |  | 5.6922e-06 |  | 0.00030631 |  | 0.19066
| #REF! |  | 0.00028624 |  | 0.0012596 |  | 8.1374e-05 |  | 0.00038347 |  | 0.00080041 |  | 0.0010712 |  | 0.18831 |  | #REF! |  | 0.040778 |  | #REF! |  | 0.0025932 |  | 0.0030958 |  | #REF! |  | 0.00045588 |  | -0.0003588 |  | 7.6487e-05 |  | 2.4558e-06 |  | 0.00011326 |  | -6.6279e-05 |  | -6.6279e-05 |  | 0.00070854 |  | -6.5696e-05 |  | 5.6925e-06 |  | 0.00030308 |  | 0.18814
| #REF! |  | 0.00039674 |  | 0.0014293 |  | 3.6256e-05 |  | 0.00044538 |  | 0.0007308 |  | 0.0010449 |  | 0.18519 |  | #REF! |  | 0.041519 |  | #REF! |  | 0.0025384 |  | 0.0032865 |  | #REF! |  | 0.00041293 |  | -0.00027297 |  | 0.0001601 |  | 2.4484e-06 |  | 0.00013602 |  | -8.3961e-05 |  | -8.3961e-05 |  | 0.00071102 |  | -0.00039601 |  | 5.6925e-06 |  | 0.00029254 |  | 0.18488
| #REF! |  | 0.00048399 |  | 0.0016264 |  | 3.6259e-05 |  | 0.00047534 |  | 0.00073319 |  | 0.0010453 |  | 0.18222 |  | #REF! |  | 0.042903 |  | #REF! |  | 0.0025641 |  | 0.0032541 |  | #REF! |  | 0.00038963 |  | -0.00014705 |  | 0.00016011 |  | 2.524e-06 |  | 0.00013603 |  | 5.8584e-05 |  | 5.8584e-05 |  | 0.00062814 |  | -0.00029718 |  | 5.6925e-06 |  | 0.0002836 |  | 0.18171
| #REF! |  | 0.00046317 |  | 0.0016878 |  | 7.3469e-05 |  | 0.00045248 |  | 0.00070513 |  | 0.0010358 |  | 0.17897 |  | #REF! |  | 0.044075 |  | #REF! |  | 0.0025641 |  | 0.0032518 |  | #REF! |  | 0.00048693 |  | -0.00020861 |  | 9.4211e-05 |  | 2.6068e-06 |  | 0.00014426 |  | 7.6267e-05 |  | 7.6267e-05 |  | 0.0005843 |  | -5.8548e-05 |  | 4.0673e-06 |  | 0.00028605 |  | 0.17793
| #REF! |  | 0.00047854 |  | 0.0017206 |  | 7.3463e-05 |  | 0.00025553 |  | 0.00062849 |  | 0.0010416 |  | 0.17507 |  | #REF! |  | 0.045422 |  | #REF! |  | 0.0026537 |  | 0.0034249 |  | #REF! |  | 0.00053474 |  | -8.7017e-05 |  | 9.4217e-05 |  | 2.5503e-06 |  | 0.00014427 |  | 2.0994e-05 |  | 2.0994e-05 |  | 0.00061436 |  | -4.1151e-05 |  | 4.0671e-06 |  | 0.00029906 |  | 0.17459
| #REF! |  | 0.00042121 |  | 0.0016826 |  | 0.00010173 |  | 0.00018464 |  | 0.00068345 |  | 0.00098358 |  | 0.1714 |  | #REF! |  | 0.047422 |  | #REF! |  | 0.0027551 |  | 0.0035672 |  | #REF! |  | 0.00043612 |  | -3.6953e-05 |  | 0.00021991 |  | 2.4205e-06 |  | 0.0001232 |  | -9.2356e-05 |  | -9.2356e-05 |  | 0.00053963 |  | -7.6785e-05 |  | 7.3206e-06 |  | 0.00031126 |  | 0.17164
| #REF! |  | 0.00038428 |  | 0.0016223 |  | 0.00010174 |  | 0.00033965 |  | 0.00072502 |  | 0.00092147 |  | 0.16762 |  | #REF! |  | 0.048395 |  | #REF! |  | 0.0027746 |  | 0.0036449 |  | #REF! |  | 0.00040866 |  | -6.1984e-05 |  | 0.00021993 |  | 2.3615e-06 |  | 0.00012321 |  | -7.0707e-05 |  | -7.0707e-05 |  | 0.00065995 |  | -0.00021222 |  | 7.3206e-06 |  | 0.00031616 |  | 0.16753
| #REF! |  | 0.00040235 |  | 0.0016158 |  | 8.8163e-05 |  | 0.00036878 |  | 0.00069638 |  | 0.00094606 |  | 0.16362 |  | #REF! |  | 0.04887 |  | #REF! |  | 0.0027218 |  | 0.0038387 |  | #REF! |  | 0.00046893 |  | 9.5365e-05 |  | 0.0001526 |  | 2.4308e-06 |  | 0.00013987 |  | 7.9126e-05 |  | 7.9126e-05 |  | 0.0007778 |  | -9.0839e-05 |  | 5.6936e-06 |  | 0.00030966 |  | 0.16274
| #REF! |  | 0.00040202 |  | 0.0016629 |  | 8.8163e-05 |  | 0.00034923 |  | 0.00064373 |  | 0.00095965 |  | 0.15898 |  | #REF! |  | 0.050277 |  | #REF! |  | 0.0027506 |  | 0.0041165 |  | #REF! |  | 0.00052733 |  | 0.00037786 |  | 0.00015261 |  | 2.5379e-06 |  | 0.00013988 |  | 0.00016898 |  | 0.00016898 |  | 0.00080223 |  | 0.00022656 |  | 5.6939e-06 |  | 0.00030805 |  | 0.15903
| #REF! |  | 0.00033666 |  | 0.0016073 |  | 5.9911e-05 |  | 0.00034442 |  | 0.00061343 |  | 0.00091092 |  | 0.15383 |  | #REF! |  | 0.051625 |  | #REF! |  | 0.0028294 |  | 0.0040342 |  | #REF! |  | 0.00048106 |  | 0.00027058 |  | 2.7284e-05 |  | 2.5833e-06 |  | 0.00012682 |  | 0.00014799 |  | 0.00014799 |  | 0.00070632 |  | -0.00015965 |  | 2.4409e-06 |  | 0.0003113 |  | 0.15546
| #REF! |  | 0.00037097 |  | 0.0013985 |  | 5.9911e-05 |  | 0.00030701 |  | 0.00065069 |  | 0.00087823 |  | 0.14939 |  | #REF! |  | 0.053174 |  | #REF! |  | 0.0026887 |  | 0.0040697 |  | #REF! |  | 0.00046142 |  | 9.2216e-05 |  | 2.7285e-05 |  | 2.6203e-06 |  | 0.00012683 |  | 3.7584e-05 |  | 3.7584e-05 |  | 0.00069499 |  | -0.00029189 |  | 2.4409e-06 |  | 0.00030888 |  | 0.15175
| #REF! |  | 0.00040537 |  | 0.0014405 |  | 6.2737e-05 |  | 0.00035743 |  | 0.00063307 |  | 0.0008929 |  | 0.14587 |  | #REF! |  | 0.054955 |  | #REF! |  | 0.0025615 |  | 0.0043683 |  | #REF! |  | 0.00058846 |  | 0.00018834 |  | 0.00010517 |  | 2.5988e-06 |  | 0.00011443 |  | -5.5273e-06 |  | -5.5273e-06 |  | 0.00078038 |  | -0.00047085 |  | 7.3215e-06 |  | 0.00029996 |  | 0.14826
| #REF! |  | 0.00043213 |  | 0.0015529 |  | 6.2737e-05 |  | 0.00038217 |  | 0.00056489 |  | 0.0008756 |  | 0.14241 |  | #REF! |  | 0.056302 |  | #REF! |  | 0.0025293 |  | 0.0046488 |  | #REF! |  | 0.00062056 |  | 0.00010609 |  | 0.00010518 |  | 2.5911e-06 |  | 0.00011444 |  | 2.8917e-05 |  | 2.8917e-05 |  | 0.00076169 |  | -0.00049427 |  | 7.3224e-06 |  | 0.00029102 |  | 0.14413
| #REF! |  | 0.00040559 |  | 0.0015781 |  | 5.5864e-05 |  | 0.00041733 |  | 0.00054376 |  | 0.00087997 |  | 0.13909 |  | #REF! |  | 0.057794 |  | #REF! |  | 0.0025247 |  | 0.0048461 |  | #REF! |  | 0.00063173 |  | 6.6752e-05 |  | 0.00019189 |  | 2.603e-06 |  | 9.816e-05 |  | 7.3141e-05 |  | 7.3141e-05 |  | 0.00074868 |  | -9.9155e-05 |  | 4.0683e-06 |  | 0.0002959 |  | 0.14046
| #REF! |  | 0.00033115 |  | 0.0015776 |  | 5.5864e-05 |  | 0.00041588 |  | 0.00052748 |  | 0.00085142 |  | 0.13558 |  | #REF! |  | 0.05934 |  | #REF! |  | 0.0025954 |  | 0.0048039 |  | #REF! |  | 0.00060194 |  | 0.00012397 |  | 0.00019191 |  | 2.6794e-06 |  | 9.8166e-05 |  | 1.2163e-05 |  | 1.2163e-05 |  | 0.00076015 |  | -0.00016477 |  | 4.0688e-06 |  | 0.00031057 |  | 0.13659
| #REF! |  | 0.00037505 |  | 0.0015714 |  | 8.2526e-05 |  | 0.0003368 |  | 0.00052981 |  | 0.0008174 |  | 0.13208 |  | #REF! |  | 0.06077 |  | #REF! |  | 0.0027126 |  | 0.0049972 |  | #REF! |  | 0.0006426 |  | 0.0001633 |  | 0.0001609 |  | 2.7346e-06 |  | 0.00016268 |  | 7.7399e-06 |  | 7.7399e-06 |  | 0.0007691 |  | 0.00011092 |  | 2.4412e-06 |  | 0.00032276 |  | 0.13315
| #REF! |  | 0.00032764 |  | 0.0016638 |  | 8.2519e-05 |  | 0.0003114 |  | 0.00049264 |  | 0.00084794 |  | 0.12886 |  | #REF! |  | 0.062318 |  | #REF! |  | 0.0026977 |  | 0.0053659 |  | #REF! |  | 0.00077928 |  | 0.00013827 |  | 0.00016091 |  | 2.7564e-06 |  | 0.00016269 |  | 0.00012323 |  | 0.00012323 |  | 0.00068292 |  | 0.00029078 |  | 2.4415e-06 |  | 0.00032926 |  | 0.12958
| #REF! |  | 0.00029862 |  | 0.0015595 |  | 9.3266e-05 |  | 0.00030146 |  | 0.00046555 |  | 0.0008164 |  | 0.12474 |  | #REF! |  | 0.063967 |  | #REF! |  | 0.0026465 |  | 0.0054822 |  | #REF! |  | 0.00071175 |  | 0.00011091 |  | 8.1765e-05 |  | 2.7214e-06 |  | 7.568e-05 |  | 7.3472e-05 |  | 7.3472e-05 |  | 0.00066182 |  | 0.00038072 |  | 5.6957e-06 |  | 0.00032522 |  | 0.12538
| #REF! |  | 0.00032435 |  | 0.0014524 |  | 9.3266e-05 |  | 0.00037505 |  | 0.00050737 |  | 0.00077877 |  | 0.1203 |  | #REF! |  | 0.065469 |  | #REF! |  | 0.0027222 |  | 0.0055062 |  | #REF! |  | 0.00063736 |  | -0.00013708 |  | 8.177e-05 |  | 2.665e-06 |  | 7.5684e-05 |  | 2.1865e-05 |  | 2.1865e-05 |  | 0.00069195 |  | 5.2161e-05 |  | 5.6957e-06 |  | 0.00031874 |  | 0.12186
| #REF! |  | 0.00034814 |  | 0.0014858 |  | 6.3873e-05 |  | 0.00040857 |  | 0.00049176 |  | 0.00076545 |  | 0.11707 |  | #REF! |  | 0.066978 |  | #REF! |  | 0.0028556 |  | 0.0055886 |  | #REF! |  | 0.00066063 |  | -0.00039097 |  | 0.0001041 |  | 2.6435e-06 |  | 0.00012939 |  | 5.2834e-05 |  | 5.2834e-05 |  | 0.00067569 |  | 9.6782e-05 |  | 5.696e-06 |  | 0.00030979 |  | 0.11861
| #REF! |  | 0.00037124 |  | 0.0014508 |  | 6.3879e-05 |  | 0.00042849 |  | 0.00048684 |  | 0.00077362 |  | 0.11464 |  | #REF! |  | 0.068602 |  | #REF! |  | 0.0029068 |  | 0.0058033 |  | #REF! |  | 0.00071624 |  | -0.00029086 |  | 0.00010411 |  | 2.6504e-06 |  | 0.0001294 |  | -1.6592e-05 |  | -1.6592e-05 |  | 0.00059197 |  | 0.00087288 |  | 5.6964e-06 |  | 0.00030249 |  | 0.11587
| #REF! |  | 0.00034658 |  | 0.0014568 |  | 8.5353e-05 |  | 0.00042972 |  | 0.00047893 |  | 0.00071291 |  | 0.11199 |  | #REF! |  | 0.070577 |  | #REF! |  | 0.0027923 |  | 0.0059953 |  | #REF! |  | 0.00074579 |  | -0.00017285 |  | 0.00015773 |  | 2.6868e-06 |  | 0.00014612 |  | -0.00010644 |  | -0.00010644 |  | 0.00059685 |  | 0.00052297 |  | 4.0696e-06 |  | 0.00030412 |  | 0.113
| #REF! |  | 0.00036136 |  | 0.0014922 |  | 8.536e-05 |  | 0.00033389 |  | 0.00043019 |  | 0.00066656 |  | 0.10871 |  | #REF! |  | 0.072552 |  | #REF! |  | 0.0026999 |  | 0.0062746 |  | #REF! |  | 0.00077309 |  | -0.0002837 |  | 0.00015774 |  | 2.6316e-06 |  | 0.00014613 |  | -8.5437e-05 |  | -8.5437e-05 |  | 0.0006408 |  | -0.000161 |  | 4.0696e-06 |  | 0.00030739 |  | 0.10905
| #REF! |  | 0.00039919 |  | 0.001493 |  | 4.8032e-05 |  | 0.00028656 |  | 0.00040259 |  | 0.0007126 |  | 0.10569 |  | #REF! |  | 0.074345 |  | #REF! |  | 0.0027304 |  | 0.0066557 |  | #REF! |  | 0.00079348 |  | -0.00024794 |  | 7.0922e-05 |  | 2.5449e-06 |  | 0.00015677 |  | 1.3275e-05 |  | 1.3275e-05 |  | 0.00065463 |  | 0.00016616 |  | 2.4419e-06 |  | 0.00030739 |  | 0.10555
| #REF! |  | 0.00029161 |  | 0.0015318 |  | 4.8032e-05 |  | 0.00017914 |  | 0.00037119 |  | 0.00073725 |  | 0.10359 |  | #REF! |  | 0.07594 |  | #REF! |  | 0.0026405 |  | 0.0068679 |  | #REF! |  | 0.00080311 |  | -2.3678e-05 |  | 7.0926e-05 |  | 2.5134e-06 |  | 0.00015678 |  | 6.2455e-05 |  | 6.2455e-05 |  | 0.00068155 |  | 0.00032611 |  | 2.4421e-06 |  | 0.00029767 |  | 0.10297
| #REF! |  | 0.0002971 |  | 0.0015157 |  | 8.2534e-05 |  | 0.00016055 |  | 0.00038197 |  | 0.00072963 |  | 0.10131 |  | #REF! |  | 0.07762 |  | #REF! |  | 0.0027722 |  | 0.0070212 |  | #REF! |  | 0.00078294 |  | 0.00022053 |  | 0.00014188 |  | 2.5684e-06 |  | 0.00010377 |  | -5.5476e-06 |  | -5.5476e-06 |  | 0.00066849 |  | 8.1864e-05 |  | 7.3251e-06 |  | 0.00029358 |  | 0.10097
| #REF! |  | 0.00042203 |  | 0.0014936 |  | 8.2534e-05 |  | 0.00032724 |  | 0.00038737 |  | 0.00071375 |  | 0.09884 |  | #REF! |  | 0.079312 |  | #REF! |  | 0.0029452 |  | 0.0071854 |  | #REF! |  | 0.00079031 |  | 0.00034569 |  | 0.00014189 |  | 2.6558e-06 |  | 0.00010378 |  | -0.0001001 |  | -0.0001001 |  | 0.00069785 |  | 0.00047803 |  | 7.3256e-06 |  | 0.00030175 |  | 0.098427
| #REF! |  | 0.00043165 |  | 0.0015121 |  | 8.9325e-05 |  | 0.00035703 |  | 0.00036538 |  | 0.00067247 |  | 0.096459 |  | #REF! |  | 0.081124 |  | #REF! |  | 0.0028686 |  | 0.0074563 |  | #REF! |  | 0.00087002 |  | 0.00012754 |  | 0.00014314 |  | 2.6792e-06 |  | 0.00012365 |  | -5.4221e-05 |  | -5.4221e-05 |  | 0.00076694 |  | 0.00056673 |  | 2.4422e-06 |  | 0.00031149 |  | 0.095824
| #REF! |  | 0.00037709 |  | 0.0014735 |  | 8.9317e-05 |  | 0.00021388 |  | 0.00038236 |  | 0.00064104 |  | 0.093847 |  | #REF! |  | 0.083093 |  | #REF! |  | 0.0027191 |  | 0.0076961 |  | #REF! |  | 0.00088013 |  | -0.00026224 |  | 0.00014315 |  | 2.7435e-06 |  | 0.00012366 |  | 4.4266e-06 |  | 4.4266e-06 |  | 0.00085 |  | 8.9696e-06 |  | 2.4424e-06 |  | 0.00031723 |  | 0.09337
| #REF! |  | 0.00038038 |  | 0.0014137 |  | 5.9927e-05 |  | 0.00030591 |  | 0.00037683 |  | 0.00067282 |  | 0.090942 |  | #REF! |  | 0.084503 |  | #REF! |  | 0.0027595 |  | 0.0078555 |  | #REF! |  | 0.00084657 |  | -7.2716e-05 |  | 8.8288e-05 |  | 2.7842e-06 |  | 0.00015097 |  | -4.5487e-05 |  | -4.5487e-05 |  | 0.00087278 |  | -0.00051184 |  | 5.6981e-06 |  | 0.00030747 |  | 0.090366
| #REF! |  | 0.00037413 |  | 0.0014261 |  | 5.9927e-05 |  | 0.00046909 |  | 0.00036692 |  | 0.00068847 |  | 0.088317 |  | #REF! |  | 0.086414 |  | #REF! |  | 0.0029121 |  | 0.0080771 |  | #REF! |  | 0.00087102 |  | 4.7345e-05 |  | 8.8293e-05 |  | 2.7747e-06 |  | 0.00015098 |  | -2.505e-06 |  | -2.505e-06 |  | 0.00078661 |  | -0.00034473 |  | 5.6981e-06 |  | 0.00030098 |  | 0.088356
| #REF! |  | 0.00029877 |  | 0.0013751 |  | 1.9606e-05 |  | 0.00053505 |  | 0.00035237 |  | 0.00064997 |  | 0.085884 |  | #REF! |  | 0.088578 |  | #REF! |  | 0.0028511 |  | 0.0083369 |  | #REF! |  | 0.0009203 |  | -0.0002694 |  | 0.00011002 |  | 2.7248e-06 |  | 0.00010695 |  | -6.1805e-05 |  | -6.1805e-05 |  | 0.00070201 |  | -0.00024643 |  | 7.3265e-06 |  | 0.00030423 |  | 0.086536
| #REF! |  | 0.00032674 |  | 0.001357 |  | 1.9606e-05 |  | 0.00042248 |  | 0.0003501 |  | 0.00068067 |  | 0.08407 |  | #REF! |  | 0.090238 |  | #REF! |  | 0.0029749 |  | 0.0086118 |  | #REF! |  | 0.00090045 |  | -0.00023722 |  | 0.00011002 |  | 2.5882e-06 |  | 0.00010695 |  | -5.92e-05 |  | -5.92e-05 |  | 0.00070607 |  | -0.00026973 |  | 7.3269e-06 |  | 0.00031318 |  | 0.084097
| #REF! |  | 0.00036373 |  | 0.001319 |  | 0.00013739 |  | 0.00020774 |  | 0.0003792 |  | 0.00070333 |  | 0.08239 |  | #REF! |  | 0.092061 |  | #REF! |  | 0.0029288 |  | 0.0088164 |  | #REF! |  | 0.00090898 |  | -2.9806e-05 |  | 3.0674e-05 |  | 2.5093e-06 |  | 0.00012478 |  | -4.4798e-05 |  | -4.4798e-05 |  | 0.00070047 |  | 5.3989e-05 |  | 2.4428e-06 |  | 0.00031566 |  | 0.082121
| #REF! |  | 0.00032098 |  | 0.0013601 |  | 0.00013738 |  | 0.00013209 |  | 0.00039529 |  | 0.00068635 |  | 0.080628 |  | #REF! |  | 0.094481 |  | #REF! |  | 0.0028098 |  | 0.0092101 |  | #REF! |  | 0.0010524 |  | 2.384e-05 |  | 3.0676e-05 |  | 2.397e-06 |  | 0.00013666 |  | -0.00011476 |  | -0.00011476 |  | 0.00062481 |  | 0.00021691 |  | 2.4428e-06 |  | 0.00030752 |  | 0.08026
| #REF! |  | 0.00041416 |  | 0.0014964 |  | 6.7848e-05 |  | 0.00034203 |  | 0.00040371 |  | 0.00068504 |  | 0.079271 |  | #REF! |  | 0.096507 |  | #REF! |  | 0.0029028 |  | 0.0096737 |  | #REF! |  | 0.0010817 |  | -0.00017284 |  | 2.7607e-05 |  | 2.3612e-06 |  | 0.00014865 |  | 4.65e-05 |  | 4.65e-05 |  | 0.00064759 |  | 0.00016392 |  | 5.6988e-06 |  | 0.0003002 |  | 0.079128
| #REF! |  | 0.00050002 |  | 0.0015182 |  | 6.7848e-05 |  | 0.00035515 |  | 0.00036794 |  | 0.00067528 |  | 0.077845 |  | #REF! |  | 0.098524 |  | #REF! |  | 0.0027982 |  | 0.010019 |  | #REF! |  | 0.0010855 |  | -0.00026295 |  | 2.7609e-05 |  | 2.4666e-06 |  | 0.00013679 |  | 0.0001135 |  | 0.0001135 |  | 0.00074933 |  | -0.00014978 |  | 5.6995e-06 |  | 0.0002994 |  | 0.077668
| #REF! |  | 0.0004478 |  | 0.0015443 |  | 0.00013061 |  | 0.00023768 |  | 0.00034052 |  | 0.00067938 |  | 0.075945 |  | #REF! |  | 0.10041 |  | #REF! |  | 0.0026653 |  | 0.010345 |  | #REF! |  | 0.0011698 |  | -0.00031946 |  | 9.4469e-05 |  | 2.6143e-06 |  | 0.00012023 |  | -2.6372e-05 |  | -2.6372e-05 |  | 0.00083074 |  | 0.00026163 |  | 5.6992e-06 |  | 0.00030431 |  | 0.075677
| #REF! |  | 0.00037036 |  | 0.0015491 |  | 0.00013061 |  | 0.00044488 |  | 0.00035307 |  | 0.00068374 |  | 0.073716 |  | #REF! |  | 0.10215 |  | #REF! |  | 0.0027891 |  | 0.010599 |  | #REF! |  | 0.0012257 |  | -0.00032303 |  | 9.4475e-05 |  | 2.6689e-06 |  | 0.00012024 |  | -3.0147e-05 |  | -3.0147e-05 |  | 0.00087549 |  | 0.00059347 |  | 5.6999e-06 |  | 0.00030512 |  | 0.074306
| #REF! |  | 0.00044846 |  | 0.0015085 |  | 4.4122e-05 |  | 0.00047999 |  | 0.00031868 |  | 0.00065943 |  | 0.072021 |  | #REF! |  | 0.10465 |  | #REF! |  | 0.0028776 |  | 0.010902 |  | #REF! |  | 0.001255 |  | -0.00026225 |  | 7.4834e-05 |  | 2.568e-06 |  | 7.4298e-05 |  | -3.1852e-05 |  | -3.1852e-05 |  | 0.00084869 |  | 0.0002077 |  | 2.4431e-06 |  | 0.00030514 |  | 0.072583
| #REF! |  | 0.00047237 |  | 0.0014707 |  | 5.9841e-05 |  | 0.00033117 |  | 0.00028058 |  | 0.00063899 |  | 0.070758 |  | #REF! |  | 0.1068 |  | #REF! |  | 0.0028066 |  | 0.01108 |  | #REF! |  | 0.0012133 |  | -0.00021933 |  | 7.4838e-05 |  | 2.4689e-06 |  | 7.4302e-05 |  | -0.00011503 |  | -0.00011503 |  | 0.00093581 |  | -0.0002216 |  | 2.4434e-06 |  | 0.00030272 |  | 0.071093
| #REF! |  | 0.00037378 |  | 0.0014305 |  | 8.5275e-05 |  | 0.00023521 |  | 0.00027336 |  | 0.00068329 |  | 0.069177 |  | #REF! |  | 0.10909 |  | #REF! |  | 0.0028691 |  | 0.011383 |  | #REF! |  | 0.0011994 |  | -5.1256e-05 |  | 0.00012726 |  | 2.4832e-06 |  | 0.00012491 |  | -0.00011228 |  | -0.00011228 |  | 0.00095691 |  | -9.5751e-05 |  | 5.7002e-06 |  | 0.00030758 |  | 0.070373
| #REF! |  | 0.00037775 |  | 0.0014685 |  | 6.955e-05 |  | 0.00022601 |  | 0.00028076 |  | 0.00067061 |  | 0.068028 |  | #REF! |  | 0.11127 |  | #REF! |  | 0.0029025 |  | 0.011953 |  | #REF! |  | 0.0013198 |  | 0.00037634 |  | 0.00012727 |  | 2.5965e-06 |  | 0.00012492 |  | -5.801e-05 |  | -5.801e-05 |  | 0.0008195 |  | 0.0001473 |  | 5.7002e-06 |  | 0.00031738 |  | 0.069417
| #REF! |  | 0.00042075 |  | 0.0014739 |  | 9.2168e-05 |  | 0.00034053 |  | 0.00027681 |  | 0.00063201 |  | 0.067336 |  | #REF! |  | 0.11318 |  | #REF! |  | 0.0029172 |  | 0.012339 |  | #REF! |  | 0.0013572 |  | 0.00026343 |  | 4.4535e-05 |  | 2.6925e-06 |  | 5.3594e-05 |  | -2.6008e-05 |  | -2.6008e-05 |  | 0.0008374 |  | -6.5031e-05 |  | 8.9586e-06 |  | 0.0003182 |  | 0.068173
| #REF! |  | 0.00047405 |  | 0.0014594 |  | 9.2168e-05 |  | 0.00044524 |  | 0.00028767 |  | 0.00062434 |  | 0.066183 |  | #REF! |  | 0.11565 |  | #REF! |  | 0.002959 |  | 0.012817 |  | #REF! |  | 0.0013632 |  | -0.00011562 |  | 4.4537e-05 |  | 2.7458e-06 |  | 5.3597e-05 |  | 3.3895e-06 |  | 3.3895e-06 |  | 0.00081141 |  | 4.4711e-05 |  | 8.9592e-06 |  | 0.00031333 |  | 0.067002
| #REF! |  | 0.00031464 |  | 0.0014917 |  | 8.9349e-05 |  | 0.00050232 |  | 0.00031484 |  | 0.00059961 |  | 0.065127 |  | #REF! |  | 0.11822 |  | #REF! |  | 0.0029446 |  | 0.013229 |  | #REF! |  | 0.0014157 |  | -0.00012635 |  | 0 |  | 2.7148e-06 |  | 0.00010133 |  | 5.9315e-05 |  | 5.9315e-05 |  | 0.00085943 |  | 0.00015719 |  | 7.3301e-06 |  | 0.00030764 |  | 0.066379
| #REF! |  | 0.00027891 |  | 0.0013386 |  | 8.9341e-05 |  | 0.00043867 |  | 0.00032477 |  | 0.00066298 |  | 0.064526 |  | #REF! |  | 0.12016 |  | #REF! |  | 0.0030088 |  | 0.013742 |  | #REF! |  | 0.001493 |  | -0.00019429 |  | 0 |  | 2.6381e-06 |  | 0.00010134 |  | 8.8628e-06 |  | 8.8628e-06 |  | 0.00088227 |  | 6.0244e-05 |  | 7.3301e-06 |  | 0.0003101 |  | 0.065779
| #REF! |  | 0.00036939 |  | 0.001345 |  | 5.8812e-05 |  | 0.00034644 |  | 0.00028379 |  | 0.00071258 |  | 0.063635 |  | #REF! |  | 0.12257 |  | #REF! |  | 0.0029355 |  | 0.014241 |  | #REF! |  | 0.0015484 |  | 6.2427e-06 |  | 7.3881e-05 |  | 2.5878e-06 |  | 0.00013904 |  | 2.216e-06 |  | 2.216e-06 |  | 0.00074635 |  | 9.558e-05 |  | 5.7013e-06 |  | 0.00031172 |  | 0.064528
| #REF! |  | 0.00035139 |  | 0.0014938 |  | 5.8812e-05 |  | 0.00033935 |  | 0.00030529 |  | 0.0006754 |  | 0.062221 |  | #REF! |  | 0.12539 |  | #REF! |  | 0.002948 |  | 0.014554 |  | #REF! |  | 0.0015752 |  | 0.00017046 |  | 7.3885e-05 |  | 2.5641e-06 |  | 0.00013905 |  | 1.4404e-05 |  | 1.4404e-05 |  | 0.00084569 |  | 0.0002871 |  | 5.7016e-06 |  | 0.00030605 |  | 0.063402
| #REF! |  | 0.0003891 |  | 0.0014413 |  | 4.1185e-05 |  | 0.00037083 |  | 0.0002887 |  | 0.00064485 |  | 0.060473 |  | #REF! |  | 0.12794 |  | #REF! |  | 0.0030152 |  | 0.014807 |  | #REF! |  | 0.0016205 |  | 9.5361e-05 |  | 5.4935e-05 |  | 2.5911e-06 |  | 8.4394e-05 |  | -4.1062e-05 |  | -4.1062e-05 |  | 0.000779 |  | 7.1125e-05 |  | 5.7016e-06 |  | 0.00030606 |  | 0.062771
| #REF! |  | 0.00042774 |  | 0.0014068 |  | 4.1185e-05 |  | 0.00033215 |  | 0.00023737 |  | 0.0006369 |  | 0.058901 |  | #REF! |  | 0.13006 |  | #REF! |  | 0.0027732 |  | 0.015011 |  | #REF! |  | 0.0016075 |  | 9.1784e-05 |  | 5.4938e-05 |  | 2.6417e-06 |  | 8.4399e-05 |  | 4.0561e-05 |  | 4.0561e-05 |  | 0.00071469 |  | -8.8615e-05 |  | 5.702e-06 |  | 0.00030932 |  | 0.062234
| #REF! |  | 0.00040783 |  | 0.0014349 |  | 0.00010123 |  | 0.00029392 |  | 0.00028094 |  | 0.00060445 |  | 0.057501 |  | #REF! |  | 0.13179 |  | #REF! |  | 0.0028651 |  | 0.015531 |  | #REF! |  | 0.0016374 |  | -8.3441e-06 |  | 7.3235e-05 |  | 2.655e-06 |  | 9.2867e-05 |  | 0.00014702 |  | 0.00014702 |  | 0.00089627 |  | 6.3308e-05 |  | 5.702e-06 |  | 0.00031422 |  | 0.060668
| #REF! |  | 0.00035766 |  | 0.0014262 |  | 0.00010122 |  | 0.00036827 |  | 0.00027484 |  | 0.00056206 |  | 0.05624 |  | #REF! |  | 0.13394 |  | #REF! |  | 0.0030763 |  | 0.015953 |  | #REF! |  | 0.0016867 |  | 0.00035283 |  | 7.3239e-05 |  | 2.6339e-06 |  | 9.2872e-05 |  | 0.00011769 |  | 0.00011769 |  | 0.00091743 |  | 0.00021335 |  | 5.7023e-06 |  | 0.00032155 |  | 0.05994
| #REF! |  | 0.00041917 |  | 0.0014377 |  | 7.1825e-05 |  | 0.00042033 |  | 0.00024669 |  | 0.0005803 |  | 0.055408 |  | #REF! |  | 0.1366 |  | #REF! |  | 0.003033 |  | 0.016431 |  | #REF! |  | 0.0017722 |  | 0.00019316 |  | 5.7469e-05 |  | 2.5929e-06 |  | 0.00010055 |  | 7.4469e-05 |  | 7.4469e-05 |  | 0.00097041 |  | 0.00023055 |  | 4.0738e-06 |  | 0.00033215 |  | 0.059845
| #REF! |  | 0.00039974 |  | 0.0014331 |  | 7.1825e-05 |  | 0.00044091 |  | 0.00026641 |  | 0.00061834 |  | 0.054528 |  | #REF! |  | 0.13968 |  | #REF! |  | 0.0030879 |  | 0.017036 |  | #REF! |  | 0.0018471 |  | -0.00016211 |  | 5.7473e-05 |  | 2.5869e-06 |  | 0.00010055 |  | 0.0001363 |  | 0.0001363 |  | 0.0009493 |  | -0.00012171 |  | 4.0741e-06 |  | 0.00033706 |  | 0.05913
| #REF! |  | 0.00033419 |  | 0.0013975 |  | 6.8432e-05 |  | 0.00047266 |  | 0.00026531 |  | 0.00060008 |  | 0.053745 |  | #REF! |  | 0.1419 |  | #REF! |  | 0.0030704 |  | 0.017663 |  | #REF! |  | 0.0018731 |  | -0.00015854 |  | 5.5097e-05 |  | 2.633e-06 |  | 0.00011982 |  | 6.0544e-05 |  | 6.0544e-05 |  | 0.00082229 |  | -0.00013551 |  | 5.703e-06 |  | 0.00032566 |  | 0.05791
| #REF! |  | 0.00041213 |  | 0.0014274 |  | 6.8438e-05 |  | 0.00042892 |  | 0.00022835 |  | 0.00060923 |  | 0.053052 |  | #REF! |  | 0.14338 |  | #REF! |  | 0.003082 |  | 0.018389 |  | #REF! |  | 0.0019928 |  | -0.00034092 |  | 5.5101e-05 |  | 2.6883e-06 |  | 0.00011983 |  | -1.3404e-05 |  | -1.3404e-05 |  | 0.00088824 |  | 6.952e-05 |  | 5.703e-06 |  | 0.00031345 |  | 0.056709
| #REF! |  | 0.00044033 |  | 0.0014403 |  | 5.1975e-05 |  | 0.00031583 |  | 0.00022811 |  | 0.000611 |  | 0.051832 |  | #REF! |  | 0.14533 |  | #REF! |  | 0.0031139 |  | 0.01894 |  | #REF! |  | 0.0020445 |  | -0.00036952 |  | 0.00014298 |  | 2.7101e-06 |  | 0.00016786 |  | 5.9039e-05 |  | 5.9039e-05 |  | 0.00097948 |  | 0.00016556 |  | 2.4446e-06 |  | 0.00031347 |  | 0.056139
| #REF! |  | 0.00049253 |  | 0.0013953 |  | 5.198e-05 |  | 0.00024071 |  | 0.00024579 |  | 0.00059128 |  | 0.050218 |  | #REF! |  | 0.14772 |  | #REF! |  | 0.0030757 |  | 0.019227 |  | #REF! |  | 0.0020508 |  | -0.00013583 |  | 0.00014299 |  | 2.6312e-06 |  | 0.00016787 |  | 0.00013012 |  | 0.00013012 |  | 0.0010577 |  | 0.00039518 |  | 2.4448e-06 |  | 0.0003257 |  | 0.055439
| #REF! |  | 0.00051111 |  | 0.0013598 |  | 6.2782e-05 |  | 0.00036109 |  | 0.00020092 |  | 0.00054954 |  | 0.048713 |  | #REF! |  | 0.15005 |  | #REF! |  | 0.0031606 |  | 0.019459 |  | #REF! |  | 0.0020973 |  | 0.00016688 |  | 7.3347e-05 |  | 2.5308e-06 |  | 0.00016829 |  | 1.2651e-05 |  | 1.2651e-05 |  | 0.0011066 |  | -2.956e-05 |  | 5.7037e-06 |  | 0.00033223 |  | 0.05474
| #REF! |  | 0.00050661 |  | 0.0013363 |  | 6.2782e-05 |  | 0.00049951 |  | 0.0001536 |  | 0.00054299 |  | 0.047012 |  | #REF! |  | 0.15233 |  | #REF! |  | 0.0032409 |  | 0.019721 |  | #REF! |  | 0.0021143 |  | -0.00025508 |  | 7.3352e-05 |  | 2.5093e-06 |  | 0.0001683 |  | -1.087e-05 |  | -1.087e-05 |  | 0.00099339 |  | -0.0002676 |  | 5.7037e-06 |  | 0.00033221 |  | 0.053561
| #REF! |  | 0.00046717 |  | 0.0013069 |  | 0.0001086 |  | 0.00032006 |  | 0.00018783 |  | 0.00054432 |  | 0.045438 |  | #REF! |  | 0.15501 |  | #REF! |  | 0.0032154 |  | 0.02009 |  | #REF! |  | 0.0021379 |  | -0.00033018 |  | 5.1441e-05 |  | 2.8035e-06 |  | 0.000113 |  | 3.234e-05 |  | 3.234e-05 |  | 0.000965 |  | 0.00010264 |  | 2.4451e-06 |  | 0.00033958 |  | 0.052615
| #REF! |  | 0.00048452 |  | 0.0013258 |  | 0.0001086 |  | 0.00018597 |  | 0.00026435 |  | 0.00068241 |  | 0.044488 |  | #REF! |  | 0.15846 |  | #REF! |  | 0.0032924 |  | 0.021233 |  | #REF! |  | 0.0023362 |  | 8.8208e-05 |  | 8.3044e-05 |  | 2.3698e-06 |  | 0.00019183 |  | 0.00013043 |  | 0.00013043 |  | 0.0010888 |  | 5.4153e-05 |  | 2.4451e-06 |  | 0.00033551 |  | 0.051813
| #REF! |  | 0.00036754 |  | 0.0013797 |  | 3.5311e-05 |  | 0.00047426 |  | 0.00021199 |  | 0.00054816 |  | 0.043268 |  | #REF! |  | 0.16171 |  | #REF! |  | 0.0034046 |  | 0.022254 |  | #REF! |  | 0.0024047 |  | -0.00018444 |  | 3.1602e-05 |  | 1.8851e-06 |  | 7.8826e-05 |  | -6.1448e-05 |  | -6.1448e-05 |  | 0.0010001 |  | -0.00028271 |  | 8.1507e-07 |  | 0.00033553 |  | 0.050278
| #REF! |  | 0.00038382 |  | 0.0014224 |  | 3.5307e-05 |  | 0.00038696 |  | 0.00022153 |  | 0.00058699 |  | 0.042618 |  | #REF! |  | 0.164 |  | #REF! |  | 0.0034332 |  | 0.023096 |  | #REF! |  | 0.0025393 |  | 3.4564e-05 |  | 5.6402e-05 |  | 1.1941e-06 |  | 0.00015747 |  | 1.1092e-06 |  | 1.1092e-06 |  | 0.00099845 |  | -0.00014062 |  | 1.3584e-06 |  | 0.00032332 |  | 0.049182
| #REF! |  | 0.0004485 |  | 0.0013869 |  | 4.9042e-05 |  | 0.000457 |  | 0.00020799 |  | 0.00055138 |  | 0.04191 |  | #REF! |  | 0.16612 |  | #REF! |  | 0.0033486 |  | 0.023821 |  | #REF! |  | 0.0025719 |  | 0.00027774 |  | 5.6405e-05 |  | 1.1759e-06 |  | 0.00015748 |  | 3.7547e-05 |  | 3.7547e-05 |  | 0.0010099 |  | -0.00016974 |  | 2.9888e-06 |  | 0.00032087 |  | 0.048294
| #REF! |  | 0.00040815 |  | 0.0013833 |  | 4.9042e-05 |  | 0.000459 |  | 0.00020284 |  | 0.00055923 |  | 0.041073 |  | #REF! |  | 0.16829 |  | #REF! |  | 0.0033215 |  | 0.0246 |  | #REF! |  | 0.0026622 |  | -8.7017e-05 |  | 4.6121e-05 |  | 1.1064e-06 |  | 6.3602e-05 |  | 7.0826e-05 |  | 7.0826e-05 |  | 0.0012087 |  | -0.00019604 |  | 2.4454e-06 |  | 0.0003201 |  | 0.047468
| #REF! |  | 0.00041808 |  | 0.0013476 |  | 8.2592e-05 |  | 0.00039773 |  | 0.00020348 |  | 0.00057451 |  | 0.04007 |  | #REF! |  | 0.17044 |  | #REF! |  | 0.0034457 |  | 0.025257 |  | #REF! |  | 0.0027656 |  | -0.00021434 |  | 4.6124e-05 |  | 1.018e-06 |  | 6.3606e-05 |  | 3.6609e-05 |  | 3.6609e-05 |  | 0.0013244 |  | -0.00021297 |  | 2.4455e-06 |  | 0.00031766 |  | 0.046692
| #REF! |  | 0.00044227 |  | 0.0013442 |  | 8.2585e-05 |  | 0.00037023 |  | 0.00019439 |  | 0.00055847 |  | 0.039097 |  | #REF! |  | 0.17299 |  | #REF! |  | 0.0034884 |  | 0.025938 |  | #REF! |  | 0.0028609 |  | -0.00015496 |  | 3.1533e-05 |  | 1.0572e-06 |  | 0.00010012 |  | 3.661e-05 |  | 3.661e-05 |  | 0.0011053 |  | -3.2874e-05 |  | 2.4455e-06 |  | 0.0003144 |  | 0.045918
| #REF! |  | 0.00027327 |  | 0.001383 |  | 5.1989e-05 |  | 0.00035882 |  | 0.00015709 |  | 0.0005174 |  | 0.038192 |  | #REF! |  | 0.17518 |  | #REF! |  | 0.0033699 |  | 0.026501 |  | #REF! |  | 0.0029001 |  | -1.1928e-06 |  | 3.1535e-05 |  | 1.1592e-06 |  | 0.00010012 |  | 5.8376e-05 |  | 5.8376e-05 |  | 0.00097094 |  | 0.0001662 |  | 8.1522e-07 |  | 0.00031279 |  | 0.045028
| #REF! |  | 0.00025974 |  | 0.0013686 |  | 5.1989e-05 |  | 0.00039403 |  | 0.00015996 |  | 0.00051597 |  | 0.037002 |  | #REF! |  | 0.17648 |  | #REF! |  | 0.0033444 |  | 0.027055 |  | #REF! |  | 0.0029332 |  | -5.8408e-05 |  | 3.4939e-06 |  | 1.2557e-06 |  | 7.6522e-05 |  | 3.7297e-05 |  | 3.7297e-05 |  | 0.0010899 |  | 7.6106e-05 |  | 8.1527e-07 |  | 0.00031362 |  | 0.0437
| #REF! |  | 0.00045584 |  | 0.0013867 |  | 0.00010861 |  | 0.00036335 |  | 0.00017686 |  | 0.0005571 |  | 0.03608 |  | #REF! |  | 0.17804 |  | #REF! |  | 0.0033455 |  | 0.027766 |  | #REF! |  | 0.0030048 |  | 5.96e-05 |  | 3.4942e-06 |  | 1.2437e-06 |  | 7.6527e-05 |  | 4.8203e-05 |  | 4.8203e-05 |  | 0.001169 |  | -0.00012994 |  | 2.4458e-06 |  | 0.00031688 |  | 0.042787
| #REF! |  | 0.00052552 |  | 0.0014115 |  | 0.00010861 |  | 0.00036269 |  | 0.00016234 |  | 0.00055639 |  | 0.035347 |  | #REF! |  | 0.1807 |  | #REF! |  | 0.0034225 |  | 0.028527 |  | #REF! |  | 0.0031176 |  | -0.00013957 |  | 8.6017e-05 |  | 1.1978e-06 |  | 0.0001211 |  | -4.8124e-05 |  | -4.8124e-05 |  | 0.0012366 |  | 1.4406e-05 |  | 2.9893e-06 |  | 0.00032016 |  | 0.042322
| #REF! |  | 0.00050206 |  | 0.0014286 |  | 4.7085e-05 |  | 0.00042151 |  | 0.00016223 |  | 0.00054922 |  | 0.034453 |  | #REF! |  | 0.18224 |  | #REF! |  | 0.0034915 |  | 0.029464 |  | #REF! |  | 0.0032816 |  | -0.00062341 |  | 8.6022e-05 |  | 1.127e-06 |  | 0.00012111 |  | 3.8715e-06 |  | 3.8715e-06 |  | 0.0012709 |  | 5.9512e-05 |  | 2.9895e-06 |  | 0.00032342 |  | 0.041192
| #REF! |  | 0.00049016 |  | 0.0014278 |  | 4.7089e-05 |  | 0.00044853 |  | 0.00020697 |  | 0.00054839 |  | 0.033431 |  | #REF! |  | 0.18315 |  | #REF! |  | 0.0035291 |  | 0.030311 |  | #REF! |  | 0.0033548 |  | -0.00029085 |  | 2.8795e-05 |  | 1.1162e-06 |  | 0.00015341 |  | 5.8852e-05 |  | 5.8852e-05 |  | 0.0012066 |  | -0.00035284 |  | 2.9897e-06 |  | 0.00032588 |  | 0.040187
| #REF! |  | 0.00050605 |  | 0.0013584 |  | 9.7866e-05 |  | 0.00040425 |  | 0.0002271 |  | 0.00054477 |  | 0.032381 |  | #REF! |  | 0.1844 |  | #REF! |  | 0.0035418 |  | 0.030933 |  | #REF! |  | 0.0033843 |  | 3.0992e-05 |  | 2.8797e-05 |  | 1.1493e-06 |  | 0.00015342 |  | -3.8033e-05 |  | -3.8033e-05 |  | 0.001222 |  | -0.00060832 |  | 1.3589e-06 |  | 0.00032018 |  | 0.039446
| #REF! |  | 0.00048196 |  | 0.0013659 |  | 9.7875e-05 |  | 0.0002715 |  | 0.00018856 |  | 0.00054095 |  | 0.0317 |  | #REF! |  | 0.18536 |  | #REF! |  | 0.0034924 |  | 0.031721 |  | #REF! |  | 0.0034517 |  | 6.9786e-05 |  | 6.3828e-05 |  | 1.1852e-06 |  | 0.0001 |  | -9.6928e-05 |  | -9.6928e-05 |  | 0.0014535 |  | -0.00026929 |  | 1.3589e-06 |  | 0.00030798 |  | 0.038366
| #REF! |  | 0.00044733 |  | 0.0013883 |  | 8.9389e-05 |  | 0.00026599 |  | 0.00017227 |  | 0.00055168 |  | 0.031074 |  | #REF! |  | 0.18656 |  | #REF! |  | 0.0034426 |  | 0.032852 |  | #REF! |  | 0.0035439 |  | 0.00023125 |  | 6.3832e-05 |  | 1.2467e-06 |  | 0.00010001 |  | -9.5827e-05 |  | -9.5827e-05 |  | 0.001412 |  | -0.00016058 |  | 1.3591e-06 |  | 0.00030555 |  | 0.037467
| #REF! |  | 0.00049906 |  | 0.0013857 |  | 8.9396e-05 |  | 0.00040442 |  | 0.00014274 |  | 0.00055338 |  | 0.030332 |  | #REF! |  | 0.18787 |  | #REF! |  | 0.0033801 |  | 0.033811 |  | #REF! |  | 0.0036786 |  | 0.00042793 |  | 8.0989e-05 |  | 1.2041e-06 |  | 0.00010367 |  | 1.9982e-05 |  | 1.9982e-05 |  | 0.0012988 |  | -0.00028572 |  | 8.1542e-07 |  | 0.00031288 |  | 0.036706
| #REF! |  | 0.00050942 |  | 0.001414 |  | 9.3915e-05 |  | 0.00033842 |  | 0.0001566 |  | 0.00054419 |  | 0.029586 |  | #REF! |  | 0.19005 |  | #REF! |  | 0.0034443 |  | 0.034577 |  | #REF! |  | 0.0037994 |  | 5.9597e-05 |  | 8.0994e-05 |  | 1.2042e-06 |  | 0.00010368 |  | 3.1084e-05 |  | 3.1084e-05 |  | 0.0014252 |  | -0.00013698 |  | 8.1552e-07 |  | 0.00032757 |  | 0.035563
| #REF! |  | 0.00044279 |  | 0.0013959 |  | 9.3923e-05 |  | 0.00026777 |  | 0.00018772 |  | 0.00055977 |  | 0.028949 |  | #REF! |  | 0.19162 |  | #REF! |  | 0.0034751 |  | 0.035672 |  | #REF! |  | 0.0039201 |  | -0.00039098 |  | 0.00010959 |  | 1.2299e-06 |  | 0.00010673 |  | -4.2931e-05 |  | -4.2931e-05 |  | 0.0016158 |  | -0.00028184 |  | 8.1547e-07 |  | 0.00033816 |  | 0.034773
| #REF! |  | 0.00047303 |  | 0.0014039 |  | 6.3935e-05 |  | 0.00033186 |  | 0.00016356 |  | 0.00054953 |  | 0.028384 |  | #REF! |  | 0.19254 |  | #REF! |  | 0.0034559 |  | 0.036938 |  | #REF! |  | 0.0040926 |  | -0.00024426 |  | 0.00010959 |  | 1.3306e-06 |  | 0.00010674 |  | 6.6232e-05 |  | 6.6232e-05 |  | 0.0016893 |  | -0.00027722 |  | 0 |  | 0.00033737 |  | 0.034154
| #REF! |  | 0.00047254 |  | 0.0014149 |  | 6.3935e-05 |  | 0.00031949 |  | 0.0001542 |  | 0.0005421 |  | 0.027693 |  | #REF! |  | 0.19447 |  | #REF! |  | 0.003607 |  | 0.038085 |  | #REF! |  | 0.0042359 |  | -1.9073e-05 |  | 3.4193e-05 |  | 1.3664e-06 |  | 0.00015533 |  | 7.0171e-05 |  | 7.0171e-05 |  | 0.0016681 |  | -3.1802e-06 |  | 5.4371e-07 |  | 0.0003284 |  | 0.033347
| #REF! |  | 0.00044162 |  | 0.0012663 |  | 4.8074e-05 |  | 0.00035302 |  | 0.00015434 |  | 0.00054552 |  | 0.027094 |  | #REF! |  | 0.19523 |  | #REF! |  | 0.0035781 |  | 0.039074 |  | #REF! |  | 0.0043396 |  | 3.4567e-05 |  | 3.4195e-05 |  | 1.2577e-06 |  | 0.00015534 |  | 8.4614e-06 |  | 8.4614e-06 |  | 0.0016747 |  | -3.7359e-05 |  | 1.3593e-06 |  | 0.00032028 |  | 0.032646
| #REF! |  | 0.00043428 |  | 0.0012295 |  | 4.8074e-05 |  | 0.00045988 |  | 0.00013925 |  | 0.00052959 |  | 0.026566 |  | #REF! |  | 0.19614 |  | #REF! |  | 0.0034106 |  | 0.040403 |  | #REF! |  | 0.0044554 |  | 5.2448e-05 |  | 1.3402e-05 |  | 1.1349e-06 |  | 9.8304e-05 |  | 9.6036e-07 |  | 9.6036e-07 |  | 0.0016822 |  | -0.00014198 |  | 1.3594e-06 |  | 0.000326 |  | 0.031863
| #REF! |  | 0.0003543 |  | 0.0013072 |  | 0 |  | 0.00045624 |  | 0.00013543 |  | 0.00053065 |  | 0.025939 |  | #REF! |  | 0.19767 |  | #REF! |  | 0.0035105 |  | 0.041877 |  | #REF! |  | 0.0046032 |  | 0.00011839 |  | 1.3403e-05 |  | 1.0504e-06 |  | 9.831e-05 |  | -2.0376e-05 |  | -2.0376e-05 |  | 0.0015803 |  | -0.00019683 |  | 1.3594e-06 |  | 0.00033904 |  | 0.031071
| #REF! |  | 0.00034054 |  | 0.0013019 |  | 0 |  | 0.00038217 |  | 0.00012381 |  | 0.00051907 |  | 0.025358 |  | #REF! |  | 0.19888 |  | #REF! |  | 0.0035074 |  | 0.043153 |  | #REF! |  | 0.0047301 |  | 2.0263e-05 |  | 6.2799e-06 |  | 1.0999e-06 |  | 0.00010283 |  | -2.1266e-06 |  | -2.1266e-06 |  | 0.0015388 |  | -0.00023617 |  | 1.3594e-06 |  | 0.00034395 |  | 0.030202
| #REF! |  | 0.00048031 |  | 0.0012774 |  | 7.4692e-05 |  | 0.00038694 |  | 0.00011812 |  | 0.00052585 |  | 0.024937 |  | #REF! |  | 0.20019 |  | #REF! |  | 0.0034658 |  | 0.044453 |  | #REF! |  | 0.0048489 |  | -5.4833e-05 |  | 6.2803e-06 |  | 1.1464e-06 |  | 0.00010283 |  | -5.6559e-06 |  | -5.6559e-06 |  | 0.0019423 |  | -5.2117e-05 |  | 2.991e-06 |  | 0.00033825 |  | 0.02953
| #REF! |  | 0.00044531 |  | 0.0012973 |  | 7.4699e-05 |  | 0.00038885 |  | 0.00014839 |  | 0.00052628 |  | 0.024448 |  | #REF! |  | 0.20209 |  | #REF! |  | 0.0034192 |  | 0.045854 |  | #REF! |  | 0.0050947 |  | -0.00012993 |  | 0.00012891 |  | 1.2012e-06 |  | 8.9098e-05 |  | 2.261e-05 |  | 2.261e-05 |  | 0.0020369 |  | 0.00011741 |  | 2.991e-06 |  | 0.00032686 |  | 0.02916
| #REF! |  | 0.00043369 |  | 0.0013567 |  | 0.00011996 |  | 0.00040409 |  | 0.00013008 |  | 0.00052226 |  | 0.023849 |  | #REF! |  | 0.20301 |  | #REF! |  | 0.0032915 |  | 0.047233 |  | #REF! |  | 0.0052864 |  | -0.00031902 |  | 0.00012892 |  | 1.2047e-06 |  | 8.9104e-05 |  | 8.2503e-05 |  | 8.2503e-05 |  | 0.0020826 |  | -9.0178e-05 |  | 1.3596e-06 |  | 0.00031707 |  | 0.02856
| #REF! |  | 0.00048865 |  | 0.0013303 |  | 0.00011996 |  | 0.00037649 |  | 0.00013248 |  | 0.00049115 |  | 0.023257 |  | #REF! |  | 0.20421 |  | #REF! |  | 0.0031456 |  | 0.048528 |  | #REF! |  | 0.0053835 |  | 5.9568e-06 |  | 0.00010791 |  | 1.2107e-06 |  | 9.1732e-05 |  | 5.1516e-05 |  | 5.1516e-05 |  | 0.0019596 |  | -0.00018197 |  | 4.6227e-06 |  | 0.00031546 |  | 0.027948
| #REF! |  | 0.00042509 |  | 0.0012907 |  | 9.7335e-05 |  | 0.00028688 |  | 0.00016204 |  | 0.00047954 |  | 0.022537 |  | #REF! |  | 0.20591 |  | #REF! |  | 0.0032488 |  | 0.049482 |  | #REF! |  | 0.0054695 |  | 8.1053e-05 |  | 0.00010792 |  | 1.2703e-06 |  | 9.1738e-05 |  | 2.0161e-05 |  | 2.0161e-05 |  | 0.0017501 |  | 8.8459e-05 |  | 4.6227e-06 |  | 0.00031709 |  | 0.027397
| #REF! |  | 0.00050153 |  | 0.0012724 |  | 9.7335e-05 |  | 0.00027382 |  | 0.00017248 |  | 0.00050218 |  | 0.02171 |  | #REF! |  | 0.20647 |  | #REF! |  | 0.0035284 |  | 0.050552 |  | #REF! |  | 0.005608 |  | -0.00025866 |  | 0.00010839 |  | 1.2676e-06 |  | 8.6558e-05 |  | -9.5461e-06 |  | -9.5461e-06 |  | 0.0020021 |  | 0.00031103 |  | 8.1582e-07 |  | 0.00031793 |  | 0.026965
| #REF! |  | 0.00051762 |  | 0.0012698 |  | 0.00012563 |  | 0.00036286 |  | 0.00015859 |  | 0.00050142 |  | 0.021104 |  | #REF! |  | 0.20766 |  | #REF! |  | 0.0036235 |  | 0.051678 |  | #REF! |  | 0.0057938 |  | -0.00022181 |  | 0.0001084 |  | 1.2034e-06 |  | 8.6563e-05 |  | 3.0401e-05 |  | 3.0401e-05 |  | 0.0021514 |  | 0.00031772 |  | 2.4476e-06 |  | 0.00032284 |  | 0.026495
| #REF! |  | 0.00043356 |  | 0.0012678 |  | 0.00012563 |  | 0.00045932 |  | 9.7861e-05 |  | 0.00049068 |  | 0.020489 |  | #REF! |  | 0.20865 |  | #REF! |  | 0.0035799 |  | 0.052766 |  | #REF! |  | 0.0059254 |  | 0.00013828 |  | 5.1422e-05 |  | 1.1278e-06 |  | 7.4502e-05 |  | 2.5663e-05 |  | 2.5663e-05 |  | 0.0021139 |  | 3.3076e-05 |  | 2.9915e-06 |  | 0.00033181 |  | 0.025896
| #REF! |  | 0.00046132 |  | 0.0012602 |  | 3.7292e-05 |  | 0.00043161 |  | 0.00010687 |  | 0.00048386 |  | 0.019821 |  | #REF! |  | 0.20949 |  | #REF! |  | 0.0034002 |  | 0.053852 |  | #REF! |  | 0.0060684 |  | 0.00024556 |  | 5.1425e-05 |  | 1.0961e-06 |  | 7.4506e-05 |  | -5.1861e-05 |  | -5.1861e-05 |  | 0.0021483 |  | -0.00016834 |  | 1.3599e-06 |  | 0.00033509 |  | 0.02563
| #REF! |  | 0.00045932 |  | 0.0012879 |  | 3.7289e-05 |  | 0.00032739 |  | 0.00012286 |  | 0.00048945 |  | 0.019444 |  | #REF! |  | 0.21021 |  | #REF! |  | 0.0035369 |  | 0.055264 |  | #REF! |  | 0.0062657 |  | -1.5496e-05 |  | 6.9446e-05 |  | 1.1401e-06 |  | 9.3495e-05 |  | 1.5812e-05 |  | 1.5812e-05 |  | 0.0021842 |  | 3.1243e-05 |  | 8.1592e-07 |  | 0.00033101 |  | 0.025306
| #REF! |  | 0.00039864 |  | 0.0012907 |  | 6.3952e-05 |  | 0.00034134 |  | 0.00013438 |  | 0.00050548 |  | 0.019034 |  | #REF! |  | 0.2112 |  | #REF! |  | 0.0036492 |  | 0.057136 |  | #REF! |  | 0.0064892 |  | -0.00030407 |  | 6.945e-05 |  | 1.134e-06 |  | 9.3501e-05 |  | 1.2368e-05 |  | 1.2368e-05 |  | 0.0019992 |  | 5.6685e-05 |  | 0 |  | 0.0003294 |  | 0.024654
| #REF! |  | 0.00050264 |  | 0.0012476 |  | 6.3952e-05 |  | 0.00040935 |  | 0.00015062 |  | 0.00048514 |  | 0.018457 |  | #REF! |  | 0.21292 |  | #REF! |  | 0.0035496 |  | 0.058789 |  | #REF! |  | 0.0066447 |  | -1.5502e-05 |  | 0 |  | 1.103e-06 |  | 0.00012969 |  | -1.5474e-05 |  | -1.5474e-05 |  | 0.0020556 |  | -0.00020694 |  | 0 |  | 0.00033431 |  | 0.024207
| #REF! |  | 0.00060228 |  | 0.0012292 |  | 4.711e-05 |  | 0.00029768 |  | 0.00011284 |  | 0.00048721 |  | 0.018066 |  | #REF! |  | 0.21397 |  | #REF! |  | 0.0036015 |  | 0.060263 |  | #REF! |  | 0.0067951 |  | 7.7477e-05 |  | 0 |  | 1.1159e-06 |  | 0.0001297 |  | -1.1947e-05 |  | -1.1947e-05 |  | 0.0021967 |  | -0.00017455 |  | 8.1602e-07 |  | 0.0003335 |  | 0.023877
| #REF! |  | 0.00063626 |  | 0.0012184 |  | 4.7105e-05 |  | 0.00028582 |  | 0.00010273 |  | 0.00051453 |  | 0.017594 |  | #REF! |  | 0.21476 |  | #REF! |  | 0.0036509 |  | 0.061333 |  | #REF! |  | 0.0069493 |  | -6.5559e-05 |  | 8.1964e-05 |  | 1.1443e-06 |  | 0.00012886 |  | -2.5615e-05 |  | -2.5615e-05 |  | 0.0021804 |  | -2.3018e-05 |  | 1.36e-06 |  | 0.00032534 |  | 0.023455
| #REF! |  | 0.00050929 |  | 0.0012045 |  | 6.2826e-05 |  | 0.00036404 |  | 0.00013849 |  | 0.0004789 |  | 0.017026 |  | #REF! |  | 0.21486 |  | #REF! |  | 0.0036592 |  | 0.062643 |  | #REF! |  | 0.0070728 |  | -6.4801e-05 |  | 8.1969e-05 |  | 1.1078e-06 |  | 0.00012887 |  | 1.1116e-05 |  | 1.1116e-05 |  | 0.0022058 |  | -0.00019834 |  | 1.3601e-06 |  | 0.00031639 |  | 0.022938
| #REF! |  | 0.00035216 |  | 0.0012139 |  | 6.2826e-05 |  | 0.0002771 |  | 0.00012176 |  | 0.00043424 |  | 0.016469 |  | #REF! |  | 0.21558 |  | #REF! |  | 0.0036026 |  | 0.06413 |  | #REF! |  | 0.007248 |  | -0.00015496 |  | 6.626e-05 |  | 1.0727e-06 |  | 0.00011116 |  | -2.0216e-05 |  | -2.0216e-05 |  | 0.0022622 |  | -0.00018861 |  | 8.1607e-07 |  | 0.0003156 |  | 0.022808
| #REF! |  | 0.00041814 |  | 0.0011585 |  | 6.5656e-05 |  | 0.00024403 |  | 0.00011533 |  | 0.00046486 |  | 0.016038 |  | #REF! |  | 0.21672 |  | #REF! |  | 0.0035918 |  | 0.065455 |  | #REF! |  | 0.0074134 |  | -0.00016211 |  | 6.6264e-05 |  | 1.1627e-06 |  | 0.00011117 |  | -2.5862e-05 |  | -2.5862e-05 |  | 0.0021391 |  | -0.00014897 |  | 8.1612e-07 |  | 0.00032131 |  | 0.022786
| #REF! |  | 0.00048339 |  | 0.0011394 |  | 6.5656e-05 |  | 0.00030292 |  | 0.00012053 |  | 0.00048628 |  | 0.015734 |  | #REF! |  | 0.21694 |  | #REF! |  | 0.0035986 |  | 0.067186 |  | #REF! |  | 0.0075773 |  | -0.00021932 |  | 8.9505e-05 |  | 1.3e-06 |  | 8.7097e-05 |  | 3.6236e-06 |  | 3.6236e-06 |  | 0.0021147 |  | -0.00012636 |  | 8.1617e-07 |  | 0.00033274 |  | 0.022576
| #REF! |  | 0.00053323 |  | 0.0012371 |  | 8.6598e-05 |  | 0.00025365 |  | 0.00012847 |  | 0.00047657 |  | 0.015415 |  | #REF! |  | 0.21745 |  | #REF! |  | 0.0037848 |  | 0.069145 |  | #REF! |  | 0.0078457 |  | -4.2372e-05 |  | 8.951e-05 |  | 1.3317e-06 |  | 8.7102e-05 |  | 8.9549e-06 |  | 8.9549e-06 |  | 0.0024491 |  | 0.00012714 |  | 8.1617e-07 |  | 0.00034579 |  | 0.022181
| #REF! |  | 0.00052148 |  | 0.0012464 |  | 8.6606e-05 |  | 0.00023409 |  | 0.00015615 |  | 0.0004737 |  | 0.015081 |  | #REF! |  | 0.21715 |  | #REF! |  | 0.0040195 |  | 0.070987 |  | #REF! |  | 0.0080933 |  | 0.00013827 |  | 6.7946e-05 |  | 1.2155e-06 |  | 8.4212e-05 |  | 3.1627e-05 |  | 3.1627e-05 |  | 0.0024492 |  | 0.0001331 |  | 8.1617e-07 |  | 0.00034418 |  | 0.02172
| #REF! |  | 0.00051721 |  | 0.0012289 |  | 8.3209e-05 |  | 0.00033251 |  | 0.00013545 |  | 0.00048174 |  | 0.014758 |  | #REF! |  | 0.21711 |  | #REF! |  | 0.003981 |  | 0.07272 |  | #REF! |  | 0.0083247 |  | 0.00011682 |  | 6.795e-05 |  | 1.1102e-06 |  | 8.4217e-05 |  | 2.9414e-05 |  | 2.9414e-05 |  | 0.0024208 |  | 8.9712e-05 |  | 8.1627e-07 |  | 0.00033197 |  | 0.021506
| #REF! |  | 0.00062385 |  | 0.0012415 |  | 8.3209e-05 |  | 0.0003513 |  | 0.00012671 |  | 0.00048863 |  | 0.014548 |  | #REF! |  | 0.21779 |  | #REF! |  | 0.0038814 |  | 0.074519 |  | #REF! |  | 0.008552 |  | -1.192e-05 |  | 9.2577e-05 |  | 1.033e-06 |  | 8.6468e-05 |  | 5.0129e-05 |  | 5.0129e-05 |  | 0.0024682 |  | -0.00016508 |  | 1.3604e-06 |  | 0.000323 |  | 0.021259
| #REF! |  | 0.00054089 |  | 0.0012433 |  | 2.1594e-05 |  | 0.0003492 |  | 0.00014602 |  | 0.00047626 |  | 0.014294 |  | #REF! |  | 0.2173 |  | #REF! |  | 0.0038571 |  | 0.076526 |  | #REF! |  | 0.0087759 |  | 0.00011839 |  | 9.2582e-05 |  | 1.0155e-06 |  | 8.6473e-05 |  | 6.3467e-05 |  | 6.3467e-05 |  | 0.0024592 |  | -0.00025998 |  | 2.993e-06 |  | 0.00032789 |  | 0.02114
| #REF! |  | 0.0004666 |  | 0.001263 |  | 2.1594e-05 |  | 0.00038807 |  | 0.00011924 |  | 0.000491 |  | 0.013976 |  | #REF! |  | 0.21656 |  | #REF! |  | 0.0039261 |  | 0.078863 |  | #REF! |  | 0.0090994 |  | 5.9597e-06 |  | 7.4474e-05 |  | 1.0831e-06 |  | 8.4517e-05 |  | 0.00013354 |  | 0.00013354 |  | 0.0024292 |  | 0.00010279 |  | 2.449e-06 |  | 0.00033607 |  | 0.020962
| #REF! |  | 0.00051692 |  | 0.0012765 |  | 6.5668e-05 |  | 0.00043868 |  | 0.00010539 |  | 0.0005217 |  | 0.013712 |  | #REF! |  | 0.21716 |  | #REF! |  | 0.0040629 |  | 0.081102 |  | #REF! |  | 0.0093951 |  | -0.00017999 |  | 7.4478e-05 |  | 1.182e-06 |  | 8.4522e-05 |  | 9.462e-05 |  | 9.462e-05 |  | 0.0024326 |  | 0.0001231 |  | 2.449e-06 |  | 0.00034261 |  | 0.020895
| #REF! |  | 0.00044769 |  | 0.0012499 |  | 6.5668e-05 |  | 0.00033984 |  | 0.00010295 |  | 0.00051667 |  | 0.013425 |  | #REF! |  | 0.21738 |  | #REF! |  | 0.0040935 |  | 0.082541 |  | #REF! |  | 0.0095899 |  | 0.00016326 |  | 0.00012005 |  | 1.1631e-06 |  | 5.1582e-05 |  | -3.4901e-05 |  | -3.4901e-05 |  | 0.0024587 |  | -2.6827e-05 |  | 2.4491e-06 |  | 0.00034098 |  | 0.020686
| #REF! |  | 0.00044307 |  | 0.0012096 |  | 5.1044e-05 |  | 0.00032427 |  | 8.9342e-05 |  | 0.00049751 |  | 0.012999 |  | #REF! |  | 0.21652 |  | #REF! |  | 0.0040278 |  | 0.083873 |  | #REF! |  | 0.0097675 |  | 0.00011682 |  | 0.00012005 |  | 1.088e-06 |  | 5.1585e-05 |  | 1.3297e-05 |  | 1.3297e-05 |  | 0.0024988 |  | -0.00018408 |  | 8.1637e-07 |  | 0.00033285 |  | 0.020063
| #REF! |  | 0.00046051 |  | 0.0012014 |  | 5.1044e-05 |  | 0.00046795 |  | 0.00010221 |  | 0.0004894 |  | 0.012537 |  | #REF! |  | 0.21558 |  | #REF! |  | 0.004192 |  | 0.085125 |  | #REF! |  | 0.0099556 |  | -3.3377e-05 |  | 7.644e-05 |  | 1.0908e-06 |  | 9.1711e-05 |  | 2.1255e-05 |  | 2.1255e-05 |  | 0.0024947 |  | -7.4797e-05 |  | 8.1642e-07 |  | 0.00032306 |  | 0.01992
| #REF! |  | 0.0004764 |  | 0.001172 |  | 4.3192e-05 |  | 0.00041498 |  | 0.00011117 |  | 0.00049105 |  | 0.012248 |  | #REF! |  | 0.21432 |  | #REF! |  | 0.0042401 |  | 0.086955 |  | #REF! |  | 0.010206 |  | 0.000149 |  | 7.6444e-05 |  | 1.1727e-06 |  | 9.1717e-05 |  | -4.0374e-05 |  | -4.0374e-05 |  | 0.0025275 |  | 0.00021453 |  | 2.4493e-06 |  | 0.00032308 |  | 0.019864
| #REF! |  | 0.00050033 |  | 0.0011819 |  | 4.3195e-05 |  | 0.00024952 |  | 0.0001312 |  | 0.00048928 |  | 0.012001 |  | #REF! |  | 0.21321 |  | #REF! |  | 0.0041952 |  | 0.089286 |  | #REF! |  | 0.010518 |  | 0.00022681 |  | 9.2351e-05 |  | 1.1842e-06 |  | 8.4349e-05 |  | -3.9448e-05 |  | -3.9448e-05 |  | 0.0025203 |  | 0.00023634 |  | 2.4494e-06 |  | 0.0003337 |  | 0.019681
| #REF! |  | 0.00053377 |  | 0.0012213 |  | 6.6806e-05 |  | 0.00034132 |  | 0.00011252 |  | 0.00047567 |  | 0.011722 |  | #REF! |  | 0.21262 |  | #REF! |  | 0.0042659 |  | 0.091348 |  | #REF! |  | 0.010809 |  | -1.9072e-05 |  | 9.2356e-05 |  | 1.0848e-06 |  | 8.4354e-05 |  | -3.1543e-05 |  | -3.1543e-05 |  | 0.0024689 |  | 6.8002e-05 |  | 2.4496e-06 |  | 0.0003386 |  | 0.019715
| #REF! |  | 0.00058385 |  | 0.0012181 |  | 6.6806e-05 |  | 0.00044696 |  | 0.00010508 |  | 0.00048319 |  | 0.011551 |  | #REF! |  | 0.21164 |  | #REF! |  | 0.0043514 |  | 0.09353 |  | #REF! |  | 0.011082 |  | -0.00014066 |  | 4.1554e-05 |  | 1.0186e-06 |  | 9.1233e-05 |  | -2.4523e-05 |  | -2.4523e-05 |  | 0.0024273 |  | 0.00020454 |  | 2.4494e-06 |  | 0.00033452 |  | 0.019503
| #REF! |  | 0.00051735 |  | 0.0012127 |  | 9.3415e-05 |  | 0.00035933 |  | 0.00013285 |  | 0.00047624 |  | 0.011397 |  | #REF! |  | 0.21048 |  | #REF! |  | 0.004258 |  | 0.095715 |  | #REF! |  | 0.011361 |  | 0.00014185 |  | 4.1556e-05 |  | 1.0538e-06 |  | 9.1238e-05 |  | -8.0741e-07 |  | -8.0741e-07 |  | 0.0024904 |  | 0.00026752 |  | 8.1657e-07 |  | 0.0003313 |  | 0.019282
| #REF! |  | 0.00048211 |  | 0.0011834 |  | 9.3415e-05 |  | 0.00032675 |  | 0.00013519 |  | 0.00048094 |  | 0.011152 |  | #REF! |  | 0.20942 |  | #REF! |  | 0.0041114 |  | 0.098156 |  | #REF! |  | 0.011718 |  | 0.00046607 |  | 3.9407e-05 |  | 1.1749e-06 |  | 6.5339e-05 |  | 8.3981e-06 |  | 8.3981e-06 |  | 0.0025156 |  | 6.9477e-05 |  | 8.1657e-07 |  | 0.00033046 |  | 0.019346
| #REF! |  | 0.00046108 |  | 0.0012238 |  | 5.5963e-05 |  | 0.00050681 |  | 0.00013015 |  | 0.00051224 |  | 0.010971 |  | #REF! |  | 0.20753 |  | #REF! |  | 0.0040636 |  | 0.10074 |  | #REF! |  | 0.012177 |  | 0.00021694 |  | 3.941e-05 |  | 1.2798e-06 |  | 6.5343e-05 |  | 7.7048e-05 |  | 7.7048e-05 |  | 0.0025232 |  | 0.00013646 |  | 2.4497e-06 |  | 0.00033213 |  | 0.019023
| #REF! |  | 0.00042083 |  | 0.0012384 |  | 5.5963e-05 |  | 0.00050459 |  | 0.00012432 |  | 0.00052455 |  | 0.010847 |  | #REF! |  | 0.20553 |  | #REF! |  | 0.0041893 |  | 0.10335 |  | #REF! |  | 0.012628 |  | 9.1788e-05 |  | 9.478e-05 |  | 1.3339e-06 |  | 0.00015978 |  | 7.6723e-05 |  | 7.6723e-05 |  | 0.002528 |  | -3.5552e-05 |  | 2.9943e-06 |  | 0.00033211 |  | 0.01893
| #REF! |  | 0.00048257 |  | 0.0012026 |  | 1.08e-05 |  | 0.0003436 |  | 0.00010491 |  | 0.00049265 |  | 0.010592 |  | #REF! |  | 0.20475 |  | #REF! |  | 0.0042505 |  | 0.10556 |  | #REF! |  | 0.012919 |  | 6.9791e-05 |  | 9.4786e-05 |  | 1.2745e-06 |  | 0.00015979 |  | 8.0017e-05 |  | 8.0017e-05 |  | 0.0025087 |  | -0.00033345 |  | 2.9944e-06 |  | 0.00033052 |  | 0.019107
| #REF! |  | 0.00051796 |  | 0.0012306 |  | 1.08e-05 |  | 0.00031429 |  | 9.571e-05 |  | 0.00047814 |  | 0.010341 |  | #REF! |  | 0.20366 |  | #REF! |  | 0.0040127 |  | 0.10745 |  | #REF! |  | 0.013178 |  | -0.0003123 |  | 9.2369e-05 |  | 1.1493e-06 |  | 0.00012037 |  | 3.6604e-05 |  | 3.6604e-05 |  | 0.0025128 |  | -0.0003544 |  | 2.45e-06 |  | 0.00032889 |  | 0.018841
| #REF! |  | 0.00050035 |  | 0.001191 |  | 4.8108e-05 |  | 0.00024458 |  | 0.00010544 |  | 0.00047773 |  | 0.010095 |  | #REF! |  | 0.20164 |  | #REF! |  | 0.0041587 |  | 0.10877 |  | #REF! |  | 0.013395 |  | -0.00041958 |  | 9.2375e-05 |  | 1.121e-06 |  | 0.00012038 |  | 3.3569e-05 |  | 3.3569e-05 |  | 0.0024964 |  | -0.00016435 |  | 8.1667e-07 |  | 0.00033297 |  | 0.01858
| #REF! |  | 0.00045496 |  | 0.0011549 |  | 4.8112e-05 |  | 0.00029202 |  | 9.5497e-05 |  | 0.00048112 |  | 0.0097773 |  | #REF! |  | 0.20044 |  | #REF! |  | 0.0042265 |  | 0.1096 |  | #REF! |  | 0.013568 |  | -0.00010847 |  | 4.8668e-05 |  | 1.1433e-06 |  | 9.7773e-05 |  | 8.8172e-05 |  | 8.8172e-05 |  | 0.002446 |  | -0.00030765 |  | 8.1677e-07 |  | 0.00034442 |  | 0.018405
| #REF! |  | 0.00040499 |  | 0.0011724 |  | 3.0439e-05 |  | 0.00032046 |  | 8.514e-05 |  | 0.00046678 |  | 0.0094724 |  | #REF! |  | 0.19911 |  | #REF! |  | 0.0041557 |  | 0.1108 |  | #REF! |  | 0.013855 |  | 0.0001296 |  | 4.8671e-05 |  | 1.1401e-06 |  | 9.7779e-05 |  | 4.8992e-05 |  | 4.8992e-05 |  | 0.0024592 |  | -0.00047981 |  | 8.1672e-07 |  | 0.00034852 |  | 0.018257
| #REF! |  | 0.00045989 |  | 0.0011623 |  | 3.0439e-05 |  | 0.00034206 |  | 7.8841e-05 |  | 0.00044999 |  | 0.0091698 |  | #REF! |  | 0.19691 |  | #REF! |  | 0.0043324 |  | 0.11216 |  | #REF! |  | 0.014119 |  | 0.00015974 |  | 0.00011081 |  | 1.065e-06 |  | 0.00014275 |  | 1.2845e-05 |  | 1.2845e-05 |  | 0.0024062 |  | -0.00035024 |  | 8.1677e-07 |  | 0.0003477 |  | 0.018218
| #REF! |  | 0.00039158 |  | 0.0010976 |  | 6.4552e-05 |  | 0.00041323 |  | 7.4811e-05 |  | 0.00046206 |  | 0.008925 |  | #REF! |  | 0.19512 |  | #REF! |  | 0.0043454 |  | 0.11395 |  | #REF! |  | 0.014419 |  | -5.1243e-05 |  | 0.00011082 |  | 1.0162e-06 |  | 0.00014276 |  | -6.8582e-05 |  | -6.8582e-05 |  | 0.0023875 |  | 7.874e-05 |  | 8.1682e-07 |  | 0.00034038 |  | 0.018182
| #REF! |  | 0.00036504 |  | 0.0011326 |  | 6.4552e-05 |  | 0.00044918 |  | 0.00011301 |  | 0.00047581 |  | 0.008794 |  | #REF! |  | 0.19425 |  | #REF! |  | 0.0044224 |  | 0.11641 |  | #REF! |  | 0.014903 |  | -0.00030032 |  | 0.00019982 |  | 1.0887e-06 |  | 0.0001538 |  | -3.3632e-05 |  | -3.3632e-05 |  | 0.0023875 |  | 0.00034223 |  | 8.1682e-07 |  | 0.00033548 |  | 0.017927
| #REF! |  | 0.00041216 |  | 0.0011962 |  | 3.9279e-05 |  | 0.00042431 |  | 0.00011127 |  | 0.00047348 |  | 0.0086873 |  | #REF! |  | 0.19269 |  | #REF! |  | 0.0044438 |  | 0.11928 |  | #REF! |  | 0.015401 |  | -1.1919e-05 |  | 0.00019984 |  | 1.1232e-06 |  | 0.00015381 |  | 0.00010048 |  | 0.00010048 |  | 0.0023975 |  | 1.8262e-05 |  | 0 |  | 0.00033387 |  | 0.017841
| #REF! |  | 0.00040453 |  | 0.0011894 |  | 3.9279e-05 |  | 0.00033852 |  | 7.9138e-05 |  | 0.00048045 |  | 0.0085938 |  | #REF! |  | 0.19023 |  | #REF! |  | 0.0043413 |  | 0.12217 |  | #REF! |  | 0.015836 |  | 0.00011682 |  | 5.0161e-05 |  | 1.1037e-06 |  | 0.00012507 |  | 3.5718e-05 |  | 3.5718e-05 |  | 0.0024179 |  | 9.1298e-06 |  | 0 |  | 0.00033142 |  | 0.017738
| #REF! |  | 0.00050616 |  | 0.0012305 |  | 3.6333e-05 |  | 0.00035577 |  | 8.7331e-05 |  | 0.00050982 |  | 0.0084982 |  | #REF! |  | 0.18803 |  | #REF! |  | 0.004356 |  | 0.12455 |  | #REF! |  | 0.016271 |  | -0.00024425 |  | 5.0163e-05 |  | 1.0272e-06 |  | 0.00012508 |  | 4.8374e-05 |  | 4.8374e-05 |  | 0.0024082 |  | -1.624e-05 |  | 8.1692e-07 |  | 0.00033062 |  | 0.017661
| #REF! |  | 0.00047748 |  | 0.0012022 |  | 3.6333e-05 |  | 0.00040852 |  | 8.7271e-05 |  | 0.00048159 |  | 0.0082585 |  | #REF! |  | 0.18643 |  | #REF! |  | 0.0043107 |  | 0.12626 |  | #REF! |  | 0.016592 |  | -0.0002086 |  | 1.8074e-05 |  | 1.0483e-06 |  | 7.1892e-05 |  | 9.6844e-05 |  | 9.6844e-05 |  | 0.0023993 |  | -0.0001675 |  | 2.9954e-06 |  | 0.00033225 |  | 0.017594
| #REF! |  | 0.00044078 |  | 0.0011322 |  | 3.0444e-05 |  | 0.00034884 |  | 8.6371e-05 |  | 0.00045155 |  | 0.008019 |  | #REF! |  | 0.18393 |  | #REF! |  | 0.0042142 |  | 0.12784 |  | #REF! |  | 0.016913 |  | -5.8407e-05 |  | 1.8075e-05 |  | 1.0828e-06 |  | 7.1896e-05 |  | 3.2584e-05 |  | 3.2584e-05 |  | 0.0024157 |  | -0.00015996 |  | 2.1786e-06 |  | 0.00033881 |  | 0.017658
| #REF! |  | 0.0005232 |  | 0.0011538 |  | 3.0444e-05 |  | 0.00037579 |  | 9.264e-05 |  | 0.0004813 |  | 0.0078342 |  | #REF! |  | 0.18123 |  | #REF! |  | 0.0042431 |  | 0.12929 |  | #REF! |  | 0.017316 |  | -3.6951e-05 |  | 0.00012214 |  | 1.1424e-06 |  | 9.6031e-05 |  | -3.5738e-06 |  | -3.5738e-06 |  | 0.0024134 |  | -0.00015953 |  | 5.4465e-07 |  | 0.00034699 |  | 0.017735
| #REF! |  | 0.00050184 |  | 0.0011916 |  | 7.0794e-05 |  | 0.0003622 |  | 9.6595e-05 |  | 0.00048551 |  | 0.0075914 |  | #REF! |  | 0.17896 |  | #REF! |  | 0.004494 |  | 0.13038 |  | #REF! |  | 0.017645 |  | 8.848e-05 |  | 0.00012215 |  | 1.1533e-06 |  | 9.6037e-05 |  | -1.3717e-05 |  | -1.3717e-05 |  | 0.0023857 |  | -0.00015398 |  | 4.6298e-06 |  | 0.00035352 |  | 0.017348
| #REF! |  | 0.0004208 |  | 0.001174 |  | 7.0794e-05 |  | 0.00037605 |  | 8.8422e-05 |  | 0.0004741 |  | 0.0072816 |  | #REF! |  | 0.17691 |  | #REF! |  | 0.0045246 |  | 0.13149 |  | #REF! |  | 0.017961 |  | 5.2447e-05 |  | 2.1208e-05 |  | 1.2291e-06 |  | 8.3021e-05 |  | 0.00010471 |  | 0.00010471 |  | 0.0023727 |  | -0.00014434 |  | 4.0851e-06 |  | 0.00036253 |  | 0.017074
| #REF! |  | 0.00044607 |  | 0.0010941 |  | 5.7201e-05 |  | 0.00037466 |  | 9.1143e-05 |  | 0.00047209 |  | 0.0070085 |  | #REF! |  | 0.17479 |  | #REF! |  | 0.0046067 |  | 0.13307 |  | #REF! |  | 0.018327 |  | -8.7017e-05 |  | 2.1209e-05 |  | 1.3964e-06 |  | 8.3026e-05 |  | 6.2277e-05 |  | 6.2277e-05 |  | 0.0023874 |  | 1.5449e-05 |  | 0 |  | 0.00036498 |  | 0.017211
| #REF! |  | 0.00046794 |  | 0.0010932 |  | 5.7206e-05 |  | 0.00033646 |  | 0.00012854 |  | 0.00045731 |  | 0.0069062 |  | #REF! |  | 0.17155 |  | #REF! |  | 0.004704 |  | 0.13446 |  | #REF! |  | 0.018743 |  | -0.00019565 |  | 6.0426e-05 |  | 1.3998e-06 |  | 0.00011542 |  | -4.7672e-07 |  | -4.7672e-07 |  | 0.0023891 |  | 6.4065e-05 |  | 5.4475e-07 |  | 0.00035109 |  | 0.017298
| #REF! |  | 0.00051235 |  | 0.0011557 |  | 7.759e-05 |  | 0.000391 |  | 0.00012598 |  | 0.00045105 |  | 0.0068098 |  | #REF! |  | 0.16888 |  | #REF! |  | 0.004528 |  | 0.13586 |  | #REF! |  | 0.019195 |  | 0.00014542 |  | 6.043e-05 |  | 1.3382e-06 |  | 0.00011543 |  | 3.0597e-05 |  | 3.0597e-05 |  | 0.0024857 |  | 4.2869e-05 |  | 1.3619e-06 |  | 0.00033072 |  | 0.017089
| #REF! |  | 0.00052605 |  | 0.0011349 |  | 7.7597e-05 |  | 0.00042663 |  | 6.4946e-05 |  | 0.0004538 |  | 0.0065536 |  | #REF! |  | 0.16789 |  | #REF! |  | 0.0046167 |  | 0.13767 |  | #REF! |  | 0.019539 |  | 0.00022767 |  | 4.9128e-05 |  | 1.1975e-06 |  | 8.5518e-05 |  | 1.3854e-05 |  | 1.3854e-05 |  | 0.0024825 |  | 0.00010909 |  | 8.1712e-07 |  | 0.00032174 |  | 0.017115
| #REF! |  | 0.00043394 |  | 0.0011447 |  | 6.4003e-05 |  | 0.00039403 |  | 8.4807e-05 |  | 0.0004583 |  | 0.0063637 |  | #REF! |  | 0.16603 |  | #REF! |  | 0.0048359 |  | 0.13909 |  | #REF! |  | 0.019922 |  | -0.00015079 |  | 4.9131e-05 |  | 1.2097e-06 |  | 8.5523e-05 |  | -4.75e-07 |  | -4.75e-07 |  | 0.0024465 |  | 3.7547e-05 |  | 2.4515e-06 |  | 0.00033317 |  | 0.017106
| #REF! |  | 0.00040183 |  | 0.0011398 |  | 6.4009e-05 |  | 0.0003363 |  | 8.5266e-05 |  | 0.00047182 |  | 0.0062382 |  | #REF! |  | 0.163 |  | #REF! |  | 0.0048058 |  | 0.14049 |  | #REF! |  | 0.020391 |  | -0.00012278 |  | 2.4271e-05 |  | 1.3154e-06 |  | 0.0001032 |  | 1.0109e-05 |  | 1.0109e-05 |  | 0.0024573 |  | -0.0003802 |  | 4.6309e-06 |  | 0.00034626 |  | 0.016822
| #REF! |  | 0.00034109 |  | 0.001138 |  | 4.7147e-05 |  | 0.0003325 |  | 7.2668e-05 |  | 0.00047937 |  | 0.0060973 |  | #REF! |  | 0.16062 |  | #REF! |  | 0.004548 |  | 0.14194 |  | #REF! |  | 0.020844 |  | -0.00016568 |  | 2.4272e-05 |  | 1.3554e-06 |  | 0.00010321 |  | 4.3228e-05 |  | 4.3228e-05 |  | 0.0024328 |  | -0.00036887 |  | 4.6309e-06 |  | 0.00034789 |  | 0.01679
| #REF! |  | 0.00031256 |  | 0.0011357 |  | 4.7143e-05 |  | 0.0002559 |  | 0.00010618 |  | 0.0004562 |  | 0.0059838 |  | #REF! |  | 0.15936 |  | #REF! |  | 0.0046009 |  | 0.14322 |  | #REF! |  | 0.021355 |  | -0.00022555 |  | 4.1771e-05 |  | 1.3352e-06 |  | 9.4207e-05 |  | 3.0322e-06 |  | 3.0322e-06 |  | 0.0024125 |  | -7.1046e-05 |  | 2.9965e-06 |  | 0.0003422 |  | 0.016923
| #REF! |  | 0.00042189 |  | 0.0011129 |  | 0.00010706 |  | 0.00023637 |  | 0.00011939 |  | 0.00045309 |  | 0.0057944 |  | #REF! |  | 0.15752 |  | #REF! |  | 0.0048828 |  | 0.14468 |  | #REF! |  | 0.021789 |  | -0.00019071 |  | 4.1774e-05 |  | 1.2038e-06 |  | 9.4213e-05 |  | 2.2562e-06 |  | 2.2562e-06 |  | 0.0025156 |  | 1.6882e-06 |  | 1.3621e-06 |  | 0.0003365 |  | 0.016804
| #REF! |  | 0.00051058 |  | 0.0010923 |  | 0.00010707 |  | 0.00032867 |  | 0.00016766 |  | 0.00047094 |  | 0.0056323 |  | #REF! |  | 0.1564 |  | #REF! |  | 0.004907 |  | 0.14644 |  | #REF! |  | 0.022206 |  | 9.5454e-06 |  | 6.3981e-05 |  | 1.1314e-06 |  | 7.8157e-05 |  | 9.4253e-06 |  | 9.4253e-06 |  | 0.0027051 |  | -3.0154e-05 |  | 8.1732e-07 |  | 0.00033813 |  | 0.016873
| #REF! |  | 0.00040601 |  | 0.0011032 |  | 2.9467e-05 |  | 0.00039784 |  | 0.00012811 |  | 0.00046677 |  | 0.0055004 |  | #REF! |  | 0.15592 |  | #REF! |  | 0.0049581 |  | 0.14783 |  | #REF! |  | 0.022746 |  | -3.4889e-05 |  | 6.3985e-05 |  | 1.1755e-06 |  | 7.8162e-05 |  | -3.6448e-06 |  | -3.6448e-06 |  | 0.0027216 |  | 3.8324e-05 |  | 0 |  | 0.00033979 |  | 0.017116
| #REF! |  | 0.00044258 |  | 0.0011191 |  | 2.947e-05 |  | 0.00033168 |  | 0.0001019 |  | 0.00045074 |  | 0.005392 |  | #REF! |  | 0.15432 |  | #REF! |  | 0.0050651 |  | 0.1491 |  | #REF! |  | 0.023205 |  | -0.00038382 |  | 0.0001101 |  | 1.2012e-06 |  | 0.00012185 |  | -6.3476e-06 |  | -6.3476e-06 |  | 0.0025492 |  | -8.442e-05 |  | 5.4491e-07 |  | 0.00033734 |  | 0.017228
| #REF! |  | 0.0005363 |  | 0.0010906 |  | 8.5541e-05 |  | 0.00030457 |  | 0.00013318 |  | 0.00044576 |  | 0.0052332 |  | #REF! |  | 0.15278 |  | #REF! |  | 0.0050186 |  | 0.15053 |  | #REF! |  | 0.023715 |  | -0.00031946 |  | 0.00011011 |  | 1.1959e-06 |  | 0.00012186 |  | 8.8848e-06 |  | 8.8848e-06 |  | 0.0025478 |  | -0.00022475 |  | 5.4491e-07 |  | 0.00033491 |  | 0.017161
| #REF! |  | 0.00046371 |  | 0.0010723 |  | 8.5541e-05 |  | 0.0003036 |  | 0.00014572 |  | 0.00043702 |  | 0.0050596 |  | #REF! |  | 0.15125 |  | #REF! |  | 0.0051132 |  | 0.15169 |  | #REF! |  | 0.024298 |  | -0.00017696 |  | 6.4638e-05 |  | 1.1343e-06 |  | 9.9583e-05 |  | 7.457e-05 |  | 7.457e-05 |  | 0.0027879 |  | 3.4511e-07 |  | 0 |  | 0.00033818 |  | 0.017244
| #REF! |  | 0.0004712 |  | 0.0010627 |  | 0 |  | 0.00030817 |  | 0.0001483 |  | 0.00042889 |  | 0.0049653 |  | #REF! |  | 0.15012 |  | #REF! |  | 0.0051631 |  | 0.15296 |  | #REF! |  | 0.024822 |  | 5.96e-05 |  | 6.4641e-05 |  | 1.1702e-06 |  | 9.9588e-05 |  | 0.00011351 |  | 0.00011351 |  | 0.0027995 |  | 9.8251e-05 |  | 2.4523e-06 |  | 0.00034718 |  | 0.017286
| #REF! |  | 0.00048357 |  | 0.0010476 |  | 0 |  | 0.00037469 |  | 0.00013985 |  | 0.00043571 |  | 0.0048197 |  | #REF! |  | 0.14906 |  | #REF! |  | 0.0051766 |  | 0.1543 |  | #REF! |  | 0.025358 |  | 0.00022409 |  | 5.0289e-05 |  | 1.236e-06 |  | 0.00011824 |  | 0.00013582 |  | 0.00013582 |  | 0.0027717 |  | 0.00013772 |  | 2.4524e-06 |  | 0.0003529 |  | 0.017491
| #REF! |  | 0.00040938 |  | 0.0010511 |  | 8.7249e-05 |  | 0.00031722 |  | 0.00012576 |  | 0.0004191 |  | 0.0047004 |  | #REF! |  | 0.14809 |  | #REF! |  | 0.0055171 |  | 0.15535 |  | #REF! |  | 0.025958 |  | 0.00034643 |  | 5.0292e-05 |  | 1.2469e-06 |  | 0.00011824 |  | 5.6331e-05 |  | 5.6331e-05 |  | 0.0024729 |  | 7.8993e-05 |  | 8.1747e-07 |  | 0.00035537 |  | 0.017807
| #REF! |  | 0.00041128 |  | 0.0010538 |  | 8.7249e-05 |  | 0.00023986 |  | 9.7741e-05 |  | 0.00042157 |  | 0.0046542 |  | #REF! |  | 0.14698 |  | #REF! |  | 0.0056587 |  | 0.15689 |  | #REF! |  | 0.026607 |  | 9.1785e-05 |  | 8.2308e-05 |  | 1.2251e-06 |  | 8.1203e-05 |  | 8.199e-05 |  | 8.199e-05 |  | 0.0026201 |  | -5.111e-06 |  | 8.1752e-07 |  | 0.00034968 |  | 0.017714
| #REF! |  | 0.00052305 |  | 0.0010518 |  | 6.6853e-05 |  | 0.0002624 |  | 7.044e-05 |  | 0.00041868 |  | 0.0045308 |  | #REF! |  | 0.14538 |  | #REF! |  | 0.0055284 |  | 0.15833 |  | #REF! |  | 0.027181 |  | -0.00019787 |  | 8.2312e-05 |  | 1.1752e-06 |  | 8.1208e-05 |  | 0.00019323 |  | 0.00019323 |  | 0.0027999 |  | -5.6247e-05 |  | 8.1752e-07 |  | 0.00034314 |  | 0.017821
| #REF! |  | 0.00053006 |  | 0.0010776 |  | 6.6853e-05 |  | 0.00028131 |  | 8.1494e-05 |  | 0.0004295 |  | 0.0043406 |  | #REF! |  | 0.14407 |  | #REF! |  | 0.0054797 |  | 0.15967 |  | #REF! |  | 0.027776 |  | -1.2461e-05 |  | 7.0053e-05 |  | 1.1528e-06 |  | 0.00011361 |  | 8.961e-05 |  | 8.961e-05 |  | 0.0027753 |  | -4.7551e-05 |  | 8.1757e-07 |  | 0.00033824 |  | 0.018041
| #REF! |  | 0.00046722 |  | 0.0010824 |  | 3.4387e-05 |  | 0.00039838 |  | 9.1667e-05 |  | 0.00044503 |  | 0.0043259 |  | #REF! |  | 0.14209 |  | #REF! |  | 0.0054966 |  | 0.16104 |  | #REF! |  | 0.028343 |  | -1.9072e-05 |  | 7.0058e-05 |  | 1.0878e-06 |  | 0.00011362 |  | 8.8902e-07 |  | 8.8902e-07 |  | 0.0026317 |  | 0.00010842 |  | 2.4527e-06 |  | 0.00033989 |  | 0.018129
| #REF! |  | 0.00048878 |  | 0.0010398 |  | 3.4387e-05 |  | 0.0003195 |  | 9.4715e-05 |  | 0.00043614 |  | 0.004283 |  | #REF! |  | 0.13867 |  | #REF! |  | 0.0055062 |  | 0.16189 |  | #REF! |  | 0.028901 |  | -0.00025867 |  | 4.8069e-05 |  | 1.0263e-06 |  | 6.9374e-05 |  | -2.0302e-05 |  | -2.0302e-05 |  | 0.0025943 |  | 6.7664e-05 |  | 2.9979e-06 |  | 0.00033828 |  | 0.018132
| #REF! |  | 0.0003853 |  | 0.0010186 |  | 8.7256e-05 |  | 0.00020827 |  | 9.3403e-05 |  | 0.00042834 |  | 0.0040747 |  | #REF! |  | 0.1358 |  | #REF! |  | 0.0055736 |  | 0.16315 |  | #REF! |  | 0.029659 |  | -0.00027416 |  | 4.8071e-05 |  | 9.9503e-07 |  | 6.9378e-05 |  | -6.1194e-05 |  | -6.1194e-05 |  | 0.0024766 |  | -0.00011946 |  | 1.3628e-06 |  | 0.00032929 |  | 0.018237
| #REF! |  | 0.00039241 |  | 0.0010202 |  | 8.7256e-05 |  | 0.00026157 |  | 5.7667e-05 |  | 0.00041213 |  | 0.0039898 |  | #REF! |  | 0.13395 |  | #REF! |  | 0.0055612 |  | 0.16479 |  | #REF! |  | 0.0304 |  | -0.00027654 |  | 7.3326e-05 |  | 1.0318e-06 |  | 9.5796e-05 |  | -2.673e-05 |  | -2.673e-05 |  | 0.0024923 |  | -0.00038919 |  | 8.1762e-07 |  | 0.00032931 |  | 0.018322
| #REF! |  | 0.00053388 |  | 0.0010099 |  | 1.2773e-05 |  | 0.00026131 |  | 6.0462e-05 |  | 0.00041548 |  | 0.0039795 |  | #REF! |  | 0.1321 |  | #REF! |  | 0.0054444 |  | 0.1661 |  | #REF! |  | 0.031035 |  | -0.00031588 |  | 7.333e-05 |  | 1.0439e-06 |  | 9.5802e-05 |  | 1.9177e-05 |  | 1.9177e-05 |  | 0.0025381 |  | -0.0002555 |  | 8.1772e-07 |  | 0.00033503 |  | 0.018147
| #REF! |  | 0.00046458 |  | 0.0010339 |  | 1.2773e-05 |  | 0.00032296 |  | 8.4775e-05 |  | 0.00042669 |  | 0.0038572 |  | #REF! |  | 0.12966 |  | #REF! |  | 0.0055634 |  | 0.16732 |  | #REF! |  | 0.031732 |  | -0.00036389 |  | 7.0201e-05 |  | 1.0277e-06 |  | 0.00014403 |  | 4.1706e-05 |  | 4.1706e-05 |  | 0.0024941 |  | 0.00010697 |  | 8.1772e-07 |  | 0.00034159 |  | 0.018124
| #REF! |  | 0.00041151 |  | 0.001026 |  | 8.8397e-05 |  | 0.00030974 |  | 8.802e-05 |  | 0.00044374 |  | 0.0037031 |  | #REF! |  | 0.12717 |  | #REF! |  | 0.0057368 |  | 0.16834 |  | #REF! |  | 0.032478 |  | -9.0588e-05 |  | 7.0205e-05 |  | 1.08e-06 |  | 0.00014404 |  | 5.5089e-05 |  | 5.5089e-05 |  | 0.0025923 |  | -2.0854e-05 |  | 2.4532e-06 |  | 0.00034243 |  | 0.018378
| #REF! |  | 0.00045232 |  | 0.0010027 |  | 8.8397e-05 |  | 0.00033579 |  | 9.7615e-05 |  | 0.00044463 |  | 0.0035746 |  | #REF! |  | 0.12504 |  | #REF! |  | 0.0055855 |  | 0.16928 |  | #REF! |  | 0.033267 |  | -0.00019787 |  | 8.3131e-05 |  | 1.1748e-06 |  | 9.6401e-05 |  | 6.1576e-05 |  | 6.1576e-05 |  | 0.0026536 |  | -0.00011125 |  | 2.9985e-06 |  | 0.00034406 |  | 0.018343
| #REF! |  | 0.00051855 |  | 0.0010081 |  | 8.4431e-05 |  | 0.00031561 |  | 0.00012567 |  | 0.00043105 |  | 0.0035192 |  | #REF! |  | 0.12201 |  | #REF! |  | 0.0056047 |  | 0.17075 |  | #REF! |  | 0.03402 |  | -0.00029285 |  | 8.3136e-05 |  | 1.2284e-06 |  | 9.6406e-05 |  | 5.3084e-05 |  | 5.3084e-05 |  | 0.0025482 |  | -0.00038716 |  | 1.3629e-06 |  | 0.00034978 |  | 0.018122
| #REF! |  | 0.00061435 |  | 0.0010608 |  | 8.4438e-05 |  | 0.00028345 |  | 0.0001224 |  | 0.0004268 |  | 0.003496 |  | #REF! |  | 0.11908 |  | #REF! |  | 0.0056987 |  | 0.17216 |  | #REF! |  | 0.034811 |  | -3.3376e-05 |  | 0.00010239 |  | 1.1431e-06 |  | 7.7631e-05 |  | 7.5411e-05 |  | 7.5411e-05 |  | 0.002313 |  | -0.00026106 |  | 1.363e-06 |  | 0.00035879 |  | 0.018164
| #REF! |  | 0.00048594 |  | 0.0011086 |  | 6.9704e-05 |  | 0.00035223 |  | 8.6977e-05 |  | 0.00042923 |  | 0.0034217 |  | #REF! |  | 0.11671 |  | #REF! |  | 0.005535 |  | 0.17328 |  | #REF! |  | 0.035723 |  | -0.00016569 |  | 0.00010239 |  | 1.034e-06 |  | 7.7636e-05 |  | 9.5987e-05 |  | 9.5987e-05 |  | 0.0022894 |  | 0.00026476 |  | 1.3631e-06 |  | 0.000358 |  | 0.018098
| #REF! |  | 0.0003921 |  | 0.0010984 |  | 6.9704e-05 |  | 0.000336 |  | 6.7724e-05 |  | 0.00042884 |  | 0.0033291 |  | #REF! |  | 0.11396 |  | #REF! |  | 0.0054109 |  | 0.17441 |  | #REF! |  | 0.036634 |  | -3.8632e-05 |  | 4.9599e-05 |  | 1.0158e-06 |  | 8.5447e-05 |  | 7.3432e-06 |  | 7.3432e-06 |  | 0.0023842 |  | 8.263e-05 |  | 2.9988e-06 |  | 0.00034656 |  | 0.018177
| #REF! |  | 0.00051727 |  | 0.0010495 |  | 0.00010541 |  | 0.000298 |  | 6.3673e-05 |  | 0.00042743 |  | 0.0032212 |  | #REF! |  | 0.11149 |  | #REF! |  | 0.0053933 |  | 0.17573 |  | #REF! |  | 0.037426 |  | -0.00012993 |  | 4.9602e-05 |  | 1.0212e-06 |  | 8.5452e-05 |  | -4.9796e-05 |  | -4.9796e-05 |  | 0.002385 |  | -0.00038352 |  | 2.181e-06 |  | 0.00033511 |  | 0.018067
| #REF! |  | 0.00039829 |  | 0.00098553 |  | 0.00010542 |  | 0.00031567 |  | 6.2043e-05 |  | 0.00044173 |  | 0.0031531 |  | #REF! |  | 0.10893 |  | #REF! |  | 0.0054901 |  | 0.17707 |  | #REF! |  | 0.038276 |  | -0.00023364 |  | 7.3695e-05 |  | 1.0761e-06 |  | 5.5765e-05 |  | 5.8954e-05 |  | 5.8954e-05 |  | 0.0023353 |  | -0.00024863 |  | 5.4528e-07 |  | 0.00033513 |  | 0.017928
| #REF! |  | 0.00024971 |  | 0.0010232 |  | 6.971e-05 |  | 0.00029131 |  | 5.7123e-05 |  | 0.00042861 |  | 0.00313 |  | #REF! |  | 0.10647 |  | #REF! |  | 0.00554 |  | 0.17849 |  | #REF! |  | 0.039225 |  | -7.2279e-05 |  | 7.3699e-05 |  | 1.1189e-06 |  | 5.5768e-05 |  | 4.1312e-05 |  | 4.1312e-05 |  | 0.002324 |  | 0.00010481 |  | 1.3633e-06 |  | 0.00034742 |  | 0.018301
| #REF! |  | 0.00034303 |  | 0.0010452 |  | 6.971e-05 |  | 0.00025275 |  | 6.6828e-05 |  | 0.00041067 |  | 0.0030439 |  | #REF! |  | 0.10367 |  | #REF! |  | 0.0055899 |  | 0.17999 |  | #REF! |  | 0.040185 |  | -4.0528e-05 |  | 5.3369e-05 |  | 1.1534e-06 |  | 5.1131e-05 |  | 3.5733e-05 |  | 3.5733e-05 |  | 0.0023453 |  | 6.6706e-05 |  | 8.1797e-07 |  | 0.00035069 |  | 0.018485
| #REF! |  | 0.00042809 |  | 0.0010211 |  | 6.0075e-05 |  | 0.00029246 |  | 7.7414e-05 |  | 0.00043882 |  | 0.0029772 |  | #REF! |  | 0.10076 |  | #REF! |  | 0.0055916 |  | 0.1813 |  | #REF! |  | 0.041141 |  | -7.9864e-05 |  | 5.3373e-05 |  | 1.2464e-06 |  | 5.1134e-05 |  | 0.00010389 |  | 0.00010389 |  | 0.0023413 |  | 9.4854e-05 |  | 0 |  | 0.00035152 |  | 0.018247
| #REF! |  | 0.00043351 |  | 0.00092698 |  | 6.0076e-05 |  | 0.00030353 |  | 6.7549e-05 |  | 0.00044906 |  | 0.0029741 |  | #REF! |  | 0.098294 |  | #REF! |  | 0.0056159 |  | 0.18271 |  | #REF! |  | 0.042113 |  | -0.00035268 |  | 5.9215e-05 |  | 1.321e-06 |  | 0.00011036 |  | 6.9284e-05 |  | 6.9284e-05 |  | 0.0022939 |  | -9.7584e-05 |  | 0 |  | 0.00035234 |  | 0.01819
| #REF! |  | 0.00046837 |  | 0.00092416 |  | 5.5039e-05 |  | 0.00031907 |  | 8.5324e-05 |  | 0.00043807 |  | 0.0029315 |  | #REF! |  | 0.09561 |  | #REF! |  | 0.0058528 |  | 0.18422 |  | #REF! |  | 0.043173 |  | -0.00023721 |  | 5.9218e-05 |  | 1.384e-06 |  | 0.00011037 |  | 9.5655e-05 |  | 9.5655e-05 |  | 0.0023562 |  | -0.00021535 |  | 8.1807e-07 |  | 0.00033029 |  | 0.018496
| #REF! |  | 0.00054848 |  | 0.0010333 |  | 5.5039e-05 |  | 0.00028803 |  | 8.9745e-05 |  | 0.00043711 |  | 0.0028388 |  | #REF! |  | 0.09279 |  | #REF! |  | 0.0059316 |  | 0.18532 |  | #REF! |  | 0.044136 |  | 0.00022768 |  | 7.949e-05 |  | 1.3129e-06 |  | 0.00013853 |  | 9.7898e-05 |  | 9.7898e-05 |  | 0.0024054 |  | -2.5135e-06 |  | 1.3634e-06 |  | 0.00030824 |  | 0.018422
| #REF! |  | 0.00057196 |  | 0.0010363 |  | 0.00010146 |  | 0.00031906 |  | 8.967e-05 |  | 0.0004535 |  | 0.0027433 |  | #REF! |  | 0.090406 |  | #REF! |  | 0.0058029 |  | 0.18595 |  | #REF! |  | 0.045096 |  | -4.982e-06 |  | 7.9495e-05 |  | 1.2099e-06 |  | 0.00013853 |  | 8.7232e-05 |  | 8.7232e-05 |  | 0.0027888 |  | -0.00011689 |  | 2.9998e-06 |  | 0.00030251 |  | 0.018396
| #REF! |  | 0.00049469 |  | 0.0010356 |  | 0.00010146 |  | 0.00043813 |  | 7.8774e-05 |  | 0.00044559 |  | 0.0026837 |  | #REF! |  | 0.088231 |  | #REF! |  | 0.0058386 |  | 0.1872 |  | #REF! |  | 0.046196 |  | -0.00024436 |  | 5.0822e-05 |  | 1.1687e-06 |  | 0.00012126 |  | 9.6171e-05 |  | 9.6171e-05 |  | 0.0037258 |  | -0.00022408 |  | 2.9998e-06 |  | 0.00032622 |  | 0.018202
| #REF! |  | 0.00049451 |  | 0.0010218 |  | 8.276e-05 |  | 0.00032971 |  | 5.0045e-05 |  | 0.0004133 |  | 0.0026393 |  | #REF! |  | 0.085427 |  | #REF! |  | 0.0059706 |  | 0.18905 |  | #REF! |  | 0.047375 |  | -0.00017322 |  | 5.0825e-05 |  | 1.1199e-06 |  | 0.00012127 |  | 0.0001013 |  | 0.0001013 |  | 0.0040564 |  | -6.0756e-05 |  | 5.4541e-07 |  | 0.00035077 |  | 0.0181
| #REF! |  | 0.00045928 |  | 0.00099597 |  | 8.276e-05 |  | 0.00022423 |  | 5.8744e-05 |  | 0.00039938 |  | 0.0025449 |  | #REF! |  | 0.082706 |  | #REF! |  | 0.0059094 |  | 0.19018 |  | #REF! |  | 0.048491 |  | -5.1256e-05 |  | 5.2306e-05 |  | 1.1457e-06 |  | 8.7887e-05 |  | 5.1771e-05 |  | 5.1771e-05 |  | 0.0041081 |  | -7.9761e-05 |  | 2.1819e-06 |  | 0.00035243 |  | 0.018224
| #REF! |  | 0.00046904 |  | 0.00097241 |  | 4.2266e-05 |  | 0.00022838 |  | 8.4669e-05 |  | 0.00040366 |  | 0.0024015 |  | #REF! |  | 0.080288 |  | #REF! |  | 0.0058873 |  | 0.19081 |  | #REF! |  | 0.049484 |  | -1.9072e-05 |  | 5.2309e-05 |  | 1.1179e-06 |  | 8.7892e-05 |  | -1.542e-05 |  | -1.542e-05 |  | 0.0040264 |  | 0.00011397 |  | 4.6363e-06 |  | 0.00035897 |  | 0.0181
| #REF! |  | 0.00051895 |  | 0.0010051 |  | 4.2266e-05 |  | 0.00021208 |  | 0.00010819 |  | 0.00042068 |  | 0.0024531 |  | #REF! |  | 0.078039 |  | #REF! |  | 0.0059984 |  | 0.19151 |  | #REF! |  | 0.050488 |  | -1.9939e-05 |  | 8.9568e-05 |  | 1.1335e-06 |  | 0.00015139 |  | 1.5939e-05 |  | 1.5939e-05 |  | 0.0040623 |  | 0.00021373 |  | 4.6366e-06 |  | 0.00036388 |  | 0.018259
| #REF! |  | 0.00046091 |  | 0.0010199 |  | 3.1456e-05 |  | 0.00022615 |  | 8.7332e-05 |  | 0.00043852 |  | 0.0024755 |  | #REF! |  | 0.075624 |  | #REF! |  | 0.0059473 |  | 0.19283 |  | #REF! |  | 0.051767 |  | 0.00013827 |  | 8.9573e-05 |  | 1.0861e-06 |  | 0.0001514 |  | 4.9541e-05 |  | 4.9541e-05 |  | 0.0038486 |  | 8.6879e-05 |  | 2.182e-06 |  | 0.00035738 |  | 0.018377
| #REF! |  | 0.00047827 |  | 0.0010069 |  | 3.1456e-05 |  | 0.0003192 |  | 4.8487e-05 |  | 0.0004231 |  | 0.0023375 |  | #REF! |  | 0.073337 |  | #REF! |  | 0.0060596 |  | 0.19496 |  | #REF! |  | 0.053323 |  | -0.00018714 |  | 4.4038e-05 |  | 1.0217e-06 |  | 0.00010916 |  | 4.59e-05 |  | 4.59e-05 |  | 0.0039236 |  | -3.5797e-05 |  | 2.182e-06 |  | 0.00034754 |  | 0.018136
| #REF! |  | 0.00049398 |  | 0.0010071 |  | 2.4575e-05 |  | 0.00032727 |  | 5.9438e-05 |  | 0.00040273 |  | 0.0022354 |  | #REF! |  | 0.071339 |  | #REF! |  | 0.0061526 |  | 0.19705 |  | #REF! |  | 0.054743 |  | -0.00039379 |  | 4.404e-05 |  | 1.0625e-06 |  | 0.00010917 |  | 1.8064e-05 |  | 1.8064e-05 |  | 0.0042577 |  | -0.00030367 |  | 2.1822e-06 |  | 0.00034431 |  | 0.018262
| #REF! |  | 0.0004761 |  | 0.00097093 |  | 2.4575e-05 |  | 0.00032348 |  | 7.4207e-05 |  | 0.00041062 |  | 0.0021806 |  | #REF! |  | 0.069278 |  | #REF! |  | 0.0061254 |  | 0.1979 |  | #REF! |  | 0.055773 |  | -0.00019072 |  | 3.113e-05 |  | 1.1581e-06 |  | 0.00010022 |  | -3.4565e-05 |  | -3.4565e-05 |  | 0.0043867 |  | -0.00032686 |  | 5.4555e-07 |  | 0.00035084 |  | 0.018412
| #REF! |  | 0.00043272 |  | 0.00098836 |  | 5.1116e-05 |  | 0.00033639 |  | 6.7597e-05 |  | 0.00042425 |  | 0.0022186 |  | #REF! |  | 0.067476 |  | #REF! |  | 0.0062319 |  | 0.19772 |  | #REF! |  | 0.056755 |  | -0.0001807 |  | 3.1132e-05 |  | 1.253e-06 |  | 0.00010022 |  | 4.5856e-05 |  | 4.5856e-05 |  | 0.0045443 |  | -0.00020015 |  | 1.3639e-06 |  | 0.00036151 |  | 0.018454
| #REF! |  | 0.00042499 |  | 0.00093733 |  | 5.1121e-05 |  | 0.00026076 |  | 8.5121e-05 |  | 0.00042532 |  | 0.0022103 |  | #REF! |  | 0.065494 |  | #REF! |  | 0.0062211 |  | 0.19812 |  | #REF! |  | 0.057916 |  | -7.9864e-05 |  | 6.1526e-05 |  | 1.1636e-06 |  | 9.8754e-05 |  | 0.00010384 |  | 0.00010384 |  | 0.0043125 |  | -2.9027e-05 |  | 8.1837e-07 |  | 0.00036067 |  | 0.018912
| #REF! |  | 0.00040583 |  | 0.0009236 |  | 7.4837e-05 |  | 0.0002312 |  | 8.0077e-05 |  | 0.00040453 |  | 0.0021169 |  | #REF! |  | 0.063967 |  | #REF! |  | 0.0060749 |  | 0.19994 |  | #REF! |  | 0.059311 |  | 9.1784e-05 |  | 6.1529e-05 |  | 1.0328e-06 |  | 9.876e-05 |  | 5.6669e-05 |  | 5.6669e-05 |  | 0.0042582 |  | -0.00011897 |  | 2.4553e-06 |  | 0.00035335 |  | 0.018928
| #REF! |  | 0.00039352 |  | 0.00094233 |  | 7.4837e-05 |  | 0.00023349 |  | 5.6245e-05 |  | 0.00040219 |  | 0.002103 |  | #REF! |  | 0.062576 |  | #REF! |  | 0.0060941 |  | 0.20339 |  | #REF! |  | 0.061434 |  | -2.3678e-05 |  | 0.00012337 |  | 9.4876e-07 |  | 7.4549e-05 |  | 5.7916e-05 |  | 5.7916e-05 |  | 0.0045871 |  | 0.00011526 |  | 3.0009e-06 |  | 0.00034681 |  | 0.018886
| #REF! |  | 0.00042178 |  | 0.00093293 |  | 5.407e-05 |  | 0.0002891 |  | 7.7522e-05 |  | 0.00041211 |  | 0.0021137 |  | #REF! |  | 0.061726 |  | #REF! |  | 0.0062132 |  | 0.20709 |  | #REF! |  | 0.063592 |  | 3.8144e-05 |  | 0.00012337 |  | 1.0132e-06 |  | 7.4553e-05 |  | 6.8487e-05 |  | 6.8487e-05 |  | 0.0048161 |  | 0.00027302 |  | 1.3641e-06 |  | 0.00034681 |  | 0.019418
| #REF! |  | 0.00045741 |  | 0.00099288 |  | 5.4075e-05 |  | 0.00026388 |  | 5.5905e-05 |  | 0.00041946 |  | 0.0020796 |  | #REF! |  | 0.061201 |  | #REF! |  | 0.0064133 |  | 0.20844 |  | #REF! |  | 0.064996 |  | 5.2449e-05 |  | 5.0965e-05 |  | 1.157e-06 |  | 9.608e-05 |  | 0.0001061 |  | 0.0001061 |  | 0.0048311 |  | -1.5788e-05 |  | 3.001e-06 |  | 0.00035338 |  | 0.019594
| #REF! |  | 0.00045419 |  | 0.00096593 |  | 8.6751e-05 |  | 0.00019518 |  | 3.2124e-05 |  | 0.00042175 |  | 0.0020482 |  | #REF! |  | 0.060286 |  | #REF! |  | 0.006677 |  | 0.2074 |  | #REF! |  | 0.065934 |  | -0.00010219 |  | 5.0968e-05 |  | 1.2866e-06 |  | 9.6086e-05 |  | 6.6231e-05 |  | 6.6231e-05 |  | 0.0048559 |  | 8.636e-05 |  | 4.6383e-06 |  | 0.00035831 |  | 0.019892
| #REF! |  | 0.00049916 |  | 0.00095203 |  | 8.6751e-05 |  | 0.00022222 |  | 9.7869e-05 |  | 0.00042239 |  | 0.0020198 |  | #REF! |  | 0.05946 |  | #REF! |  | 0.0065851 |  | 0.20694 |  | #REF! |  | 0.066904 |  | 7.748e-05 |  | 0.00010947 |  | 1.341e-06 |  | 0.00010633 |  | 1.3233e-05 |  | 1.3233e-05 |  | 0.004514 |  | 0.00015303 |  | 3.0014e-06 |  | 0.00036321 |  | 0.020449
| #REF! |  | 0.00053878 |  | 0.0010115 |  | 9.8091e-05 |  | 0.00032194 |  | 0.0001089 |  | 0.00045104 |  | 0.001946 |  | #REF! |  | 0.058834 |  | #REF! |  | 0.006677 |  | 0.20769 |  | #REF! |  | 0.068255 |  | -8.723e-05 |  | 0.00010948 |  | 1.3395e-06 |  | 0.00012804 |  | 8.2434e-05 |  | 8.2434e-05 |  | 0.004496 |  | -2.706e-05 |  | 1.3642e-06 |  | 0.0003673 |  | 0.020882
| #REF! |  | 0.00056873 |  | 0.00096753 |  | 9.81e-05 |  | 0.00032118 |  | 7.6003e-05 |  | 0.00044328 |  | 0.0019148 |  | #REF! |  | 0.058435 |  | #REF! |  | 0.0069225 |  | 0.20886 |  | #REF! |  | 0.069775 |  | -0.00023363 |  | 7.6285e-05 |  | 1.2589e-06 |  | 7.0956e-05 |  | 7.204e-05 |  | 7.204e-05 |  | 0.0045936 |  | -0.00011756 |  | 1.3644e-06 |  | 0.00036569 |  | 0.021299
| #REF! |  | 0.00058966 |  | 0.00093066 |  | 8.5625e-05 |  | 0.00022782 |  | 0.0001027 |  | 0.00041909 |  | 0.0018627 |  | #REF! |  | 0.058103 |  | #REF! |  | 0.0069112 |  | 0.21094 |  | #REF! |  | 0.071519 |  | -0.00035165 |  | 7.6289e-05 |  | 1.1817e-06 |  | 4.9253e-05 |  | 4.2552e-05 |  | 4.2552e-05 |  | 0.0045456 |  | -0.00018461 |  | 1.3644e-06 |  | 0.00036326 |  | 0.021846
| #REF! |  | 0.00046314 |  | 0.00099369 |  | 8.5625e-05 |  | 0.0002434 |  | 8.6912e-05 |  | 0.00042934 |  | 0.0018397 |  | #REF! |  | 0.057503 |  | #REF! |  | 0.0068965 |  | 0.2128 |  | #REF! |  | 0.073413 |  | -0.00046109 |  | 6.9225e-05 |  | 1.1138e-06 |  | 0.0001126 |  | 6.5232e-05 |  | 6.5232e-05 |  | 0.0044794 |  | -0.00033254 |  | 8.1862e-07 |  | 0.00036244 |  | 0.022369
| #REF! |  | 0.00050982 |  | 0.0010159 |  | 5.6047e-05 |  | 0.00031637 |  | 4.8972e-05 |  | 0.00044221 |  | 0.0018824 |  | #REF! |  | 0.056999 |  | #REF! |  | 0.0068817 |  | 0.21491 |  | #REF! |  | 0.075455 |  | -0.00017284 |  | 6.9229e-05 |  | 1.0426e-06 |  | 0.0001126 |  | 7.9219e-05 |  | 7.9219e-05 |  | 0.0051007 |  | -0.00021307 |  | 0 |  | 0.00036083 |  | 0.023074
| #REF! |  | 0.00049244 |  | 0.0009972 |  | 5.6052e-05 |  | 0.0003078 |  | 3.8752e-05 |  | 0.00043093 |  | 0.0017832 |  | #REF! |  | 0.05656 |  | #REF! |  | 0.0072027 |  | 0.21691 |  | #REF! |  | 0.077415 |  | -3.8632e-05 |  | 7.6698e-05 |  | 9.6537e-07 |  | 0.00014821 |  | 8.7531e-05 |  | 8.7531e-05 |  | 0.0051645 |  | -6.2087e-05 |  | 0 |  | 0.00035674 |  | 0.023849
| #REF! |  | 0.00044462 |  | 0.00094334 |  | 7.6559e-05 |  | 0.00034526 |  | 7.4926e-05 |  | 0.00043175 |  | 0.0016519 |  | #REF! |  | 0.056071 |  | #REF! |  | 0.0073218 |  | 0.21667 |  | #REF! |  | 0.078582 |  | 4.8872e-05 |  | 7.6703e-05 |  | 9.6401e-07 |  | 0.00014822 |  | -4.474e-06 |  | -4.474e-06 |  | 0.0047205 |  | -0.00024873 |  | 2.4562e-06 |  | 0.00035103 |  | 0.024124
| #REF! |  | 0.00054319 |  | 0.0008331 |  | 7.6558e-05 |  | 0.0003984 |  | 8.9942e-05 |  | 0.00043298 |  | 0.0016097 |  | #REF! |  | 0.05594 |  | #REF! |  | 0.0072254 |  | 0.21558 |  | #REF! |  | 0.079617 |  | 0.0003421 |  | 7.3655e-05 |  | 1.0889e-06 |  | 0.00010551 |  | 4.9221e-05 |  | 4.9221e-05 |  | 0.0047287 |  | -0.00015151 |  | 2.4563e-06 |  | 0.00034694 |  | 0.024642
| #REF! |  | 0.00049342 |  | 0.00089725 |  | 5.5068e-05 |  | 0.00030265 |  | 6.2394e-05 |  | 0.00043264 |  | 0.0016786 |  | #REF! |  | 0.055086 |  | #REF! |  | 0.0071404 |  | 0.21553 |  | #REF! |  | 0.081129 |  | 0.00054084 |  | 7.366e-05 |  | 1.1703e-06 |  | 0.00010552 |  | 0.00018231 |  | 0.00018231 |  | 0.0055415 |  | 0.0002646 |  | 8.1877e-07 |  | 0.00035187 |  | 0.025131
| #REF! |  | 0.0004296 |  | 0.00099416 |  | 5.5068e-05 |  | 0.00029255 |  | 4.6877e-05 |  | 0.00040415 |  | 0.0016505 |  | #REF! |  | 0.054075 |  | #REF! |  | 0.007205 |  | 0.21513 |  | #REF! |  | 0.082216 |  | 0.00020979 |  | 7.9487e-05 |  | 1.2083e-06 |  | 0.00010132 |  | 0.00011126 |  | 0.00011126 |  | 0.0055243 |  | 0.00010933 |  | 8.1877e-07 |  | 0.00036005 |  | 0.025627